## Gilmer to Worth Tank Data
Facility Name | Facility Street Address | Facility City | County | Facility ID | UST Legacy Tank No. | Tank Overfill Type | Tank Overfill Install Date | Tank Overfill Exempt | Tank Spill Install Date | Tank Spill Exempt | Tank Status | Content Description | Tank Capacity | Construction Description | Tank Installation Date | Pipe Description | Pipe Type Name
MURPHY USA #6887 | 132 HIGHLAND CROSSING | ELLIJAY | Gilmer | 10000246 | 1 | Flapper Valve | 2003-01-13 | FALSE | 2003-01-13 | FALSE | Currently in Use | Regular | 20000 | Fiberglass Double Walled | 2003-01-13 | Double-Walled Flex | Pressurized
MURPHY USA #6887 | 132 HIGHLAND CROSSING | ELLIJAY | Gilmer | 10000246 | 2 | Flapper Valve | 2003-01-13 | FALSE | 2003-01-13 | FALSE | Currently in Use | Premium | 8000 | Fiberglass Double Walled | 2003-01-13 | Double-Walled Flex | Pressurized
MURPHY USA #6887 | 132 HIGHLAND CROSSING | ELLIJAY | Gilmer | 10000246 | 3 | Flapper Valve | 2003-01-13 | FALSE | 2003-01-13 | FALSE | Currently in Use | Diesel | 12000 | Fiberglass Double Walled | 2003-01-13 | Double-Walled Flex | Pressurized
MTN. VIEW CONVENIENCE STORE | 35 MOUNTAIN VIEW DR | EAST ELLIJAY | Gilmer | 10000525 | 1 |  | 2003-12-01 | FALSE | 2003-12-01 | FALSE | Temporarily out of use | Gas (Historical Use) | 12000 | Epoxy | 2003-12-01 | Double Walled | Pressurized
MTN. VIEW CONVENIENCE STORE | 35 MOUNTAIN VIEW DR | EAST ELLIJAY | Gilmer | 10000525 | 2 |  | 2003-12-01 | FALSE | 2003-12-01 | FALSE | Temporarily out of use | Gas (Historical Use) | 8000 | Epoxy | 2003-12-01 | Double Walled | Pressurized
MTN. VIEW CONVENIENCE STORE | 35 MOUNTAIN VIEW DR | EAST ELLIJAY | Gilmer | 10000525 | 3 |  | 2003-12-01 | FALSE | 2003-12-01 | FALSE | Temporarily out of use | Diesel | 4000 | Epoxy | 2003-12-01 | Double Walled | Pressurized
OLD NAPA BUILDING | 24 SOUTH MAIN STREET | ELLIJAY | Gilmer | 10001244 | 1 |  |  | FALSE |  | FALSE | Removed from Ground | Gas (Historical Use) | 1 | Bare Steel | 2006-09-21
OLD NAPA BUILDING | 24 SOUTH MAIN STREET | ELLIJAY | Gilmer | 10001244 | 2 |  |  | FALSE |  | FALSE | Removed from Ground | Gas (Historical Use) | 1000 | Bare Steel | 2006-09-21 | Bare Steel
MOUNTAIN EXPRESS #254 | 600 HOWARD SIMMONS RD | EAST ELLIJAY | Gilmer | 10002150 | 1 | Ball Float | 2012-01-01 | FALSE | 2012-01-01 | FALSE | Currently in Use | Regular | 15000 | Epoxy Double-Walled | 2012-01-01 | Double-Walled Flex | Pressurized
MOUNTAIN EXPRESS #254 | 600 HOWARD SIMMONS RD | EAST ELLIJAY | Gilmer | 10002150 | 2 | Ball Float | 2012-01-01 | FALSE | 2012-01-01 | FALSE | Currently in Use | Premium | 4000 | Epoxy Double-Walled | 2012-01-01 | Double-Walled Flex | Pressurized
MOUNTAIN EXPRESS #254 | 600 HOWARD SIMMONS RD | EAST ELLIJAY | Gilmer | 10002150 | 3 | Ball Float | 2012-01-01 | FALSE | 2012-01-01 | FALSE | Currently in Use | Diesel | 4000 | Epoxy Double-Walled | 2012-01-01 | Double-Walled Flex | Pressurized
MOUNTAIN EXPRESS #254 | 600 HOWARD SIMMONS RD | EAST ELLIJAY | Gilmer | 10002150 | 4 | Ball Float | 2012-01-01 | FALSE | 2012-01-01 | FALSE | Currently in Use | Diesel Off Road | 4000 | Epoxy Double-Walled | 2012-01-01 | Double-Walled Flex | Pressurized
ELLIJAY TELEPHONE COMPANY | 497 PROGRESS RD | ELLIJAY | Gilmer | 10002156 | 1 | Ball Float | 2009-06-01 | FALSE | 2009-06-01 | FALSE | Currently in Use | Regular | 10000 | Fiberglass Double Walled | 2009-06-01 | Fiberglass Reinforced Plastic | Pressurized
ELLIJAY TELEPHONE COMPANY | 497 PROGRESS RD | ELLIJAY | Gilmer | 10002156 | 2 | Ball Float | 2009-06-01 | FALSE | 2009-06-01 | FALSE | Currently in Use | Diesel | 10000 | Fiberglass Double Walled | 2001-06-09 | Fiberglass Reinforced Plastic | Pressurized
GILMER COUNTY SCHOOL OPERATION | 192 CLEAR CREEK SCHOOL DR | ELLIJAY | Gilmer | 10002455 | 1 | Flapper Valve | 2015-05-01 | FALSE | 2015-05-01 | FALSE | Currently in Use | Diesel | 12000 | Composite Double Walled | 2015-03-01 | Double-Walled Flex | Pressurized
GILMER COUNTY SCHOOL OPERATION | 192 CLEAR CREEK SCHOOL DR | ELLIJAY | Gilmer | 10002455 | 2 | Flapper Valve | 2015-05-01 | FALSE | 2015-05-01 | FALSE | Currently in Use | Regular | 4000 | Composite Double Walled | 2015-03-01 | Double-Walled Flex | Pressurized
MOUNTAIN EXPRESS #13 | 700 INDUSTRIAL BLVD | ELLIJAY | Gilmer | 610002 | 101 | Ball Float | 1996-05-01 | FALSE | 1996-05-01 | FALSE | Currently in Use | Regular | 10000 | Steel-Impressed Current | 1977-01-03 | Fiberglass Reinforced Plastic | Pressurized
MOUNTAIN EXPRESS #13 | 700 INDUSTRIAL BLVD | ELLIJAY | Gilmer | 610002 | 102 | Ball Float | 1996-05-01 | FALSE | 1996-05-01 | FALSE | Currently in Use | Premium | 10000 | Steel-Impressed Current | 1977-01-03 | Steel (Impressed Current) | Pressurized
MOUNTAIN EXPRESS #13 | 700 INDUSTRIAL BLVD | ELLIJAY | Gilmer | 610002 | 103 | Ball Float | 1996-05-01 | FALSE | 1996-05-01 | FALSE | Currently in Use | Diesel | 6000 | Steel-Impressed Current | 1986-01-01 | Fiberglass Reinforced Plastic | Pressurized
COURIER DYING & PRINTING | 179 COURIER ST | ELLIJAY | Gilmer | 610003 | 1 |  | 1997-11-20 |  | 1997-11-20 |  | Currently in Use | Diesel | 20000 | Bare Steel | 1981-02-11 | Cathodically Protected | Safe Suction (Euro)
COURIER DYING & PRINTING | 179 COURIER ST | ELLIJAY | Gilmer | 610003 | 2 |  | 1997-11-20 |  | 1997-11-20 |  | Currently in Use | Diesel | 20000 | Bare Steel | 1981-02-11 | Cathodically Protected | Safe Suction (Euro)
KIKER SUPPLY CO INC | GA HWY 5 ALTERNATE SOUTH | ELLIJAY | Gilmer | 610004 | 1 | [5 empty] | Closed in Ground | Gas (Historical Use) | 1000 | Bare Steel | 1961-03-02 | Galvanized Steel
KIKER SUPPLY CO INC | GA HWY 5 ALTERNATE SOUTH | ELLIJAY | Gilmer | 610004 | 2 | [5 empty] | Closed in Ground | Gas (Historical Use) | 1000 | Bare Steel | 1961-03-02 | Galvanized Steel
KIKER SUPPLY CO INC | GA HWY 5 ALTERNATE SOUTH | ELLIJAY | Gilmer | 610004 | 3 | [5 empty] | Closed in Ground | Gas (Historical Use) | 1000 | Bare Steel | 1961-03-02 | Galvanized Steel
RIVERVIEW FORD MERCURY INC | 300 INDUSTRIAL BLVD | ELLIJAY | Gilmer | 610005 | 1 |  |  | TRUE |  | TRUE | Removed from Ground | Used Oil | 500 | Marked Unknown | 1973-03-03 | Unknown
REGAL INC | INDUSTRIAL BLVD | ELLIJAY | Gilmer | 610007 | 1 | [5 empty] | Removed from Ground | Diesel | 2000 | Bare Steel | 1973-04-18 | Unknown
GILMER COUNTY/BUS SHOP | 497 BOBCAT TRL | ELLIJAY | Gilmer | 610008 | 1 | Flapper Valve | 1997-09-25 | FALSE | 1997-09-25 | FALSE | Currently in Use | Regular | 4000 | Steel-Impressed Current | 1981-04-23 | Steel (Impressed Current) | Safe Suction (Euro)
GILMER COUNTY/BUS SHOP | 497 BOBCAT TRL | ELLIJAY | Gilmer | 610008 | 2 | Flapper Valve | 1997-09-14 | FALSE | 1997-09-14 | FALSE | Currently in Use | Diesel | 10000 | Steel-Impressed Current | 1981-04-23 | Steel (Impressed Current) | Safe Suction (Euro)
GILMER CO | GA HWY 52 EAST & ARRON RD | ELLIJAY | Gilmer | 610009 | 1 | [5 empty] | Removed from Ground | Gas (Historical Use) | 1000 | Composite | 1969-04-26 | Galvanized Steel
N GEORGIA RESA | GA HWY 5 S | ELLIJAY | Gilmer | 610010 | 1 | [5 empty] | Currently in Use | Diesel | 2000 | Bare Steel | 1968-04-26 | Galvanized Steel
GILMER CO | SCHOOL ST | ELLIJAY | Gilmer | 610012 | 1 | [5 empty] | Permanently Out of Use - historical purposes | Diesel | 2000 | Bare Steel | 1968-04-26 | Galvanized Steel
ELLIJAY ELEM SCHOOL | 500 LIBRARY ST | ELLIJAY | Gilmer | 610013 | 1 | [5 empty] | Removed from Ground | Diesel | 3000 | Bare Steel | 1969-04-26 | Galvanized Steel
ELLIJAY ELEM SCHOOL | 500 LIBRARY ST | ELLIJAY | Gilmer | 610013 | 2 | [5 empty] | Removed from Ground | Empty | 1000 | Bare Steel | 1968-04-26 | Galvanized Steel
GILMER COUNTY/HIGH SCHOOL | HWY 5 S | ELLIJAY | Gilmer | 610014 | 1 | [5 empty] | Permanently Out of Use - historical purposes | Diesel | 4000 | Bare Steel | 1969-04-26 | Galvanized Steel
OLD CANNING PLANT | 500 LIBRARY ST | ELLIJAY | Gilmer | 610015 | 1 | [5 empty] | Removed from Ground | Diesel | 550 | Bare Steel | 1956-04-29 | Galvanized Steel
GILMER CO/OLD BUS SHOP | 500 LIBRARY ST | ELLIJAY | Gilmer | 610016 | 1 | [5 empty] | Removed from Ground | Gas (Historical Use) | 1000 | Bare Steel | 1966-04-27 | Galvanized Steel
GA FC | GA HWY 5 SOUTH/RT 3 | ELLIJAY | Gilmer | 610017 | 1 | [5 empty] | Removed from Ground | Gas (Historical Use) | 560 | Bare Steel | 1968-04-26 | Galvanized Steel
ELLIJAY MAINT SHOP | 173 MADDOX DR | ELLIJAY | Gilmer | 610018 | 1 | Flapper Valve | 1997-08-01 | FALSE | 1997-08-01 | FALSE | Currently in Use | Diesel | 1000 | Fiberglass Double Walled | 1997-08-01 | Double-Walled Fiberglass | Safe Suction (Euro)
ELLIJAY MAINT SHOP | 173 MADDOX DR | ELLIJAY | Gilmer | 610018 | 2 | Flapper Valve | 1997-08-01 | FALSE | 1997-08-01 | FALSE | Currently in Use | Regular | 2500 | Fiberglass Double Walled | 1997-08-01 | Double-Walled Fiberglass | Safe Suction (Euro)
ELLIJAY MAINT SHOP | 173 MADDOX DR | ELLIJAY | Gilmer | 610018 | 622D2 | [5 empty] | Removed from Ground | Diesel | 1000 | Tank Jacket | 1993-11-03 | Fiberglass Reinforced Plastic | Pressurized
ELLIJAY MAINT SHOP | 173 MADDOX DR | ELLIJAY | Gilmer | 610018 | 622G1 | [5 empty] | Removed from Ground | Gas (Historical Use) | 1000 | Bare Steel | 1966-05-04 | Galvanized Steel | Safe Suction (Euro)
ELLIJAY MAINT SHOP | 173 MADDOX DR | ELLIJAY | Gilmer | 610018 | 622G2 | [5 empty] | Removed from Ground | Gas (Historical Use) | 1000 | Bare Steel | 1982-04-30 | Galvanized Steel | Safe Suction (Euro)
ELLIJAY MAINT SHOP | 173 MADDOX DR | ELLIJAY | Gilmer | 610018 | 622G3 | [5 empty] | Removed from Ground | Gas (Historical Use) | 2500 | Tank Jacket | 1993-11-03 | Fiberglass Reinforced Plastic | Pressurized
Ellijay BP | 250 S MAIN ST | ELLIJAY | Gilmer | 610019 | 1 | [5 empty] | Removed from Ground | Gas (Historical Use) | 5000 | Bare Steel | 1982-04-19 | Galvanized Steel
Ellijay BP | 250 S MAIN ST | ELLIJAY | Gilmer | 610019 | 2 | [5 empty] | Removed from Ground | Gas (Historical Use) | 7000 | Bare Steel | 1982-04-19 | Galvanized Steel
Ellijay BP | 250 S MAIN ST | ELLIJAY | Gilmer | 610019 | 3 | [5 empty] | Removed from Ground | Gas (Historical Use) | 10000 | Bare Steel | 1976-04-20 | Galvanized Steel
Ellijay BP | 250 S MAIN ST | ELLIJAY | Gilmer | 610019 | 4 | Ball Float | 1992-09-15 | FALSE | 1992-09-15 | FALSE | Currently in Use | Premium | 7000 | Composite | 1992-09-15 | Fiberglass Reinforced Plastic | Pressurized
Ellijay BP | 250 S MAIN ST | ELLIJAY | Gilmer | 610019 | 5 | Ball Float | 1992-09-15 | FALSE | 1992-09-15 | FALSE | Currently in Use | E-0 | 5000 | Composite | 1992-09-15 | Fiberglass Reinforced Plastic | Pressurized
Ellijay BP | 250 S MAIN ST | ELLIJAY | Gilmer | 610019 | 6 | Ball Float | 1992-09-15 | FALSE | 1992-09-15 | FALSE | Currently in Use | Regular | 10000 | Composite | 1992-09-15 | Fiberglass Reinforced Plastic | Pressurized
Ellijay BP | 250 S MAIN ST | ELLIJAY | Gilmer | 610019 | 7A | Ball Float | 2004-11-01 | FALSE | 2004-11-01 | FALSE | Currently in Use | Diesel | 6000 | Composite | 2004-11-01 | Fiberglass Reinforced Plastic | Pressurized
Ellijay BP | 250 S MAIN ST | ELLIJAY | Gilmer | 610019 | 7B | Ball Float | 2004-11-01 | FALSE | 2004-11-01 | FALSE | Currently in Use | Diesel Off Road | 4000 | Composite | 2004-11-01 | Fiberglass Reinforced Plastic | Pressurized
GA DNR/COOSAWATTEE WMA EQUIP BLD | COOSAWATTEE BLDG | ELLIJAY | Gilmer | 610020 | 1 | [5 empty] | Removed from Ground | Gas (Historical Use) | 550 | Bare Steel | 1970-04-13 | Galvanized Steel
GA DNR/COOSAWATTEE WMA EQUIP BLD | COOSAWATTEE BLDG | ELLIJAY | Gilmer | 610020 | 2 | [5 empty] | Removed from Ground | Gas (Historical Use) | 1000 | Not Marked/Unknown | 1992-01-01 | Not Marked
GILMER CO AMB SVC | 1 1/2 MILE GA HWY 5 SOUTH OF ELL | ELLIJAY | Gilmer | 610021 | 1 | [5 empty] | Removed from Ground | Gas (Historical Use) | 10000 | Bare Steel | 1999-12-20 | Galvanized Steel
GILMER CO | GA HWY 5 S | ELLIJAY | Gilmer | 610022 | 1 | [5 empty] | Removed from Ground | Gas (Historical Use) | 2000 | Cathodically Protected Steel | 1999-11-30 | Galvanized Steel
GILMER CO | COURTHOUSE | ELLIJAY | Gilmer | 610023 | 1 | [5 empty] | Removed from Ground | Gas (Historical Use) | 0 | Bare Steel | 1999-12-02 | Galvanized Steel
GILMER CO | GA HWY 5 NORTH | ELLIJAY | Gilmer | 610024 | 1 | [5 empty] | Removed from Ground | Gas (Historical Use) | 1000 | Bare Steel | 1999-07-14 | Galvanized Steel
GILMER CO | GA HWY 5 NORTH | ELLIJAY | Gilmer | 610024 | 2 | [5 empty] | Removed from Ground | Gas (Historical Use) | 1000 | Bare Steel | 1999-07-14 | Galvanized Steel
GILMER CO ROAD DEPT | GA HWY 52 | ELLIJAY | Gilmer | 610025 | 1 |  | 1999-06-05 |  | 1999-06-05 |  | Removed from Ground | Gas (Historical Use) | 10000 | Cathodically Protected Steel | 1999-07-19 | Fiberglass Reinforced Plastic | Safe Suction (Euro)
GILMER CO ROAD DEPT | GA HWY 52 | ELLIJAY | Gilmer | 610025 | 2 |  | 1999-06-05 | FALSE | 1999-06-05 | FALSE | Removed from Ground | Diesel | 10000 |  | 1999-07-19 | Fiberglass Reinforced Plastic | Safe Suction (Euro)
GILMER CO ROAD DEPT | GA HWY 52 | ELLIJAY | Gilmer | 610025 | 3 | [5 empty] | Removed from Ground | Diesel | 0 | Bare Steel |  | Galvanized Steel
GILMER CO ROAD DEPT | GA HWY 52 | ELLIJAY | Gilmer | 610025 | 4 |  |  | FALSE |  | FALSE | Permanently Out of Use - historical purposes | Gas (Historical Use) | 0 | Bare Steel |  | Galvanized Steel
PARKS TRUCK REPAIR & SER INC | 36 NORTH DODGE ST | ELLIJAY | Gilmer | 610026 | 1 | [5 empty] | Permanently Out Of Use | Diesel | 3000 | Bare Steel | 1978-04-10 | Galvanized Steel
CHARLES F DAVIS | GA HWY 52 E | EAST ELLIJAY | Gilmer | 610027 | 1 | [5 empty] | Closed in Ground | Diesel | 0 | Cathodically Protected Steel | 1951-05-09 | Galvanized Steel
CHARLES F DAVIS | GA HWY 52 E | EAST ELLIJAY | Gilmer | 610027 | 2 | [5 empty] | Closed in Ground | Diesel | 0 | Cathodically Protected Steel | 1951-05-09 | Galvanized Steel
GA POWER/ELLIJAY OPER HQ | 170 INDUSTRIAL BLVD | ELLIJAY | Gilmer | 610031 | 1 | [5 empty] | Closed in Ground | Diesel | 6000 | Fiberglass | 1985-05-08 | Fiberglass Reinforced Plastic | Pressurized
TIM BUK TU | 2170 S MAIN ST | ELLIJAY | Gilmer | 610032 | 1 | Ball Float | 1998-09-12 | FALSE | 1998-09-12 | FALSE | Currently in Use | Regular | 8000 | Steel-Impressed Current | 1984-05-08 | Double-Walled Flex | Pressurized
TIM BUK TU | 2170 S MAIN ST | ELLIJAY | Gilmer | 610032 | 2 | Ball Float | 1998-09-12 | FALSE | 1998-09-12 | FALSE | Currently in Use | Regular | 8000 | Steel-Impressed Current | 1984-05-08 | Double-Walled Flex | Pressurized
TIM BUK TU | 2170 S MAIN ST | ELLIJAY | Gilmer | 610032 | 3 | Ball Float | 1998-09-12 | FALSE | 1998-09-12 | FALSE | Currently in Use | Premium | 6000 | Steel-Impressed Current | 1984-05-08 | Double-Walled Flex | Pressurized
TIM BUK TU | 2170 S MAIN ST | ELLIJAY | Gilmer | 610032 | 4A |  | 1998-09-12 | FALSE | 1998-09-12 | FALSE | Currently in Use | Diesel | 4000 | Composite | 1998-09-10 | Double-Walled Flex | Pressurized
TIM BUK TU | 2170 S MAIN ST | ELLIJAY | Gilmer | 610032 | 4B | Ball Float | 1998-09-12 | FALSE | 1998-09-12 | FALSE | Currently in Use | Kerosene | 2000 | Composite | 1998-09-10 | Double-Walled Flex | Pressurized
B&B GROCERY | GA HWY 282 | ELLIJAY | Gilmer | 610034 | 1 | [5 empty] | Removed from Ground | Gas (Historical Use) | 2000 | Bare Steel | 1984-05-08 | Galvanized Steel
B&B GROCERY | GA HWY 282 | ELLIJAY | Gilmer | 610034 | 2 | [5 empty] | Removed from Ground | Gas (Historical Use) | 1000 | Bare Steel | 1984-05-08 | Galvanized Steel
WOOTENS/RAYS/STRICKLANDS SVC STA | 99 SOUTH MAIN ST | ELLIJAY | Gilmer | 610035 | 1 | [5 empty] | Removed from Ground | Gas (Historical Use) | 1000 | Bare Steel | 1971-05-12 | Galvanized Steel | Suction (American)
WOOTENS/RAYS/STRICKLANDS SVC STA | 99 SOUTH MAIN ST | ELLIJAY | Gilmer | 610035 | 2 | [5 empty] | Removed from Ground | Gas (Historical Use) | 1000 | Bare Steel | 1968-05-12 | Galvanized Steel | Suction (American)
WOOTENS/RAYS/STRICKLANDS SVC STA | 99 SOUTH MAIN ST | ELLIJAY | Gilmer | 610035 | 3 | [5 empty] | Removed from Ground | Diesel | 20000 | Bare Steel | 1985-05-08 | Not Marked
WOOTENS/RAYS/STRICKLANDS SVC STA | 99 SOUTH MAIN ST | ELLIJAY | Gilmer | 610035 | 4 | [5 empty] | Removed from Ground | Diesel | 1000 | Bare Steel | 1985-05-08 | Not Marked
WOOTENS/RAYS/STRICKLANDS SVC STA | 99 SOUTH MAIN ST | ELLIJAY | Gilmer | 610035 | 5 | [5 empty] | Removed from Ground | Kerosene | 1000 | Bare Steel | 1985-05-08 | Not Marked
LANDS DEPOT SVC/FORMER DEPOT EXX | 145 RIVER ST | ELLIJAY | Gilmer | 610037 | 1 | [5 empty] | Removed from Ground | Gas (Historical Use) | 4000 | Bare Steel | 1974-05-11 | Galvanized Steel
LANDS DEPOT SVC/FORMER DEPOT EXX | 145 RIVER ST | ELLIJAY | Gilmer | 610037 | 2 | [5 empty] | Removed from Ground | Gas (Historical Use) | 3000 | Bare Steel | 1974-05-11 | Galvanized Steel
LANDS DEPOT SVC/FORMER DEPOT EXX | 145 RIVER ST | ELLIJAY | Gilmer | 610037 | 3 | [5 empty] | Removed from Ground | Gas (Historical Use) | 3000 | Bare Steel | 1974-05-11 | Galvanized Steel
LANDS DEPOT SVC/FORMER DEPOT EXX | 145 RIVER ST | ELLIJAY | Gilmer | 610037 | 4 | [5 empty] | Removed from Ground | Gas (Historical Use) | 2000 | Bare Steel | 1974-05-11 | Galvanized Steel
LANDS DEPOT SVC/FORMER DEPOT EXX | 145 RIVER ST | ELLIJAY | Gilmer | 610037 | 5 | [5 empty] | Removed from Ground | Diesel | 1000 | Bare Steel | 1976-05-10 | Galvanized Steel
GREENS COUNTRY STORE | 2028 OLD HWY 5 S | ELLIJAY | Gilmer | 610038 | 1 | [5 empty] | Closed in Ground | Gas (Historical Use) | 6000 | Bare Steel | 1980-05-09 | Bare Steel
GREENS COUNTRY STORE | 2028 OLD HWY 5 S | ELLIJAY | Gilmer | 610038 | 2 | [5 empty] | Closed in Ground | Gas (Historical Use) | 5000 | Bare Steel | 1980-05-09 | Bare Steel
GREENS COUNTRY STORE | 2028 OLD HWY 5 S | ELLIJAY | Gilmer | 610038 | 3 | [5 empty] | Closed in Ground | Gas (Historical Use) | 5000 | Bare Steel | 1980-05-09 | Bare Steel
GREENS COUNTRY STORE | 2028 OLD HWY 5 S | ELLIJAY | Gilmer | 610038 | 4 | Ball Float | 1998-06-01 | FALSE | 1998-06-01 | FALSE | Currently in Use | Regular | 8000 | Fiberglass | 1998-06-01 | Double-Walled Flex | Pressurized
GREENS COUNTRY STORE | 2028 OLD HWY 5 S | ELLIJAY | Gilmer | 610038 | 5 | Ball Float | 1998-06-01 | FALSE | 1998-06-01 | FALSE | Currently in Use | Premium | 5000 | Fiberglass | 1998-06-01 | Double-Walled Flex | Pressurized
GREENS COUNTRY STORE | 2028 OLD HWY 5 S | ELLIJAY | Gilmer | 610038 | 6 | Ball Float | 1998-06-01 | FALSE | 1998-06-01 | FALSE | Currently in Use | Diesel | 2000 | Fiberglass | 1998-06-01 | Double-Walled Flex | Pressurized
MOUNTAINTOWN GROCERY INC | 3857 Tails Creek Road | ELLIJAY | Gilmer | 610039 | 1 |  | 1994-07-10 | FALSE | 1994-07-10 | FALSE | Temporarily out of use | Gas (Historical Use) | 2000 |  | 1979-05-10 |  | Suction (American)
MOUNTAINTOWN GROCERY INC | 3857 Tails Creek Road | ELLIJAY | Gilmer | 610039 | 2 |  | 1994-07-10 | FALSE | 1994-07-10 | FALSE | Temporarily out of use | Empty | 2000 |  | 1979-05-10 |  | Suction (American)
MOUNTAINTOWN GROCERY INC | 3857 Tails Creek Road | ELLIJAY | Gilmer | 610039 | 3 |  | 1994-07-10 | FALSE | 1994-07-10 | FALSE | Temporarily out of use | Gas (Historical Use) | 5000 |  | 1979-05-10 |  | Suction (American)
PARK PLAZA SHOPETTE | 1060 S MAIN ST | ELLIJAY | Gilmer | 610040 | 1 | [5 empty] | Removed from Ground | Gas (Historical Use) | 6000 | Bare Steel | 1976-05-10 | Galvanized Steel
PARK PLAZA SHOPETTE | 1060 S MAIN ST | ELLIJAY | Gilmer | 610040 | 2 | [5 empty] | Removed from Ground | Gas (Historical Use) | 6000 | Bare Steel | 1976-05-10 | Galvanized Steel
PARK PLAZA SHOPETTE | 1060 S MAIN ST | ELLIJAY | Gilmer | 610040 | 3 | [5 empty] | Removed from Ground | Gas (Historical Use) | 3000 | Bare Steel | 1976-05-10 | Galvanized Steel
PARK PLAZA SHOPETTE | 1060 S MAIN ST | ELLIJAY | Gilmer | 610040 | 4 |  | 1994-04-21 |  | 1994-04-21 |  | Removed from Ground | Gas (Historical Use) | 8000 | Composite | 1994-04-21 | Double Walled | Pressurized
PARK PLAZA SHOPETTE | 1060 S MAIN ST | ELLIJAY | Gilmer | 610040 | 5 | Ball Float | 1994-04-21 | FALSE | 1994-04-21 | FALSE | Currently in Use | Premium | 6000 | Composite | 1994-04-21 | Double-Walled Fiberglass | Pressurized
PARK PLAZA SHOPETTE | 1060 S MAIN ST | ELLIJAY | Gilmer | 610040 | 6 | Ball Float | 1994-04-21 | FALSE | 1994-04-21 | FALSE | Currently in Use | Regular | 8000 | Fiberglass | 2002-12-01 | Double-Walled Fiberglass | Pressurized
J G ROGERS | GA HWY 5 & US HWY 76 EAST | ELLIJAY | Gilmer | 610041 | 1 | [5 empty] | Removed from Ground | Gas (Historical Use) | 1000 | Bare Steel | 1974-05-11 | Galvanized Steel
J G ROGERS | GA HWY 5 & US HWY 76 EAST | ELLIJAY | Gilmer | 610041 | 2 | [5 empty] | Removed from Ground | Gas (Historical Use) | 1000 | Bare Steel | 1974-05-11 | Galvanized Steel
J G ROGERS | GA HWY 5 & US HWY 76 EAST | ELLIJAY | Gilmer | 610041 | 3 | [5 empty] | Removed from Ground | Gas (Historical Use) | 550 | Bare Steel | 1974-05-11 | Galvanized Steel
J G ROGERS | GA HWY 5 & US HWY 76 EAST | ELLIJAY | Gilmer | 610041 | 4 | [5 empty] | Removed from Ground | Gas (Historical Use) | 550 | Bare Steel | 1974-05-11 | Galvanized Steel
NEW HOPE GROCERY | 3140 CHATSWORTH HWY | ELLIJAY | Gilmer | 610042 | 1 | [5 empty] | Removed from Ground | Gas (Historical Use) | 1000 | Bare Steel | 1989-06-03 | Galvanized Steel | Suction (American)
NEW HOPE GROCERY | 3140 CHATSWORTH HWY | ELLIJAY | Gilmer | 610042 | 2 | [5 empty] | Removed from Ground | Gas (Historical Use) | 560 | Bare Steel | 1989-06-03 | Galvanized Steel | Suction (American)
NEW HOPE GROCERY | 3140 CHATSWORTH HWY | ELLIJAY | Gilmer | 610042 | 3 | [5 empty] | Removed from Ground | Gas (Historical Use) | 560 | Bare Steel | 1989-06-03 | Galvanized Steel | Suction (American)
NEW HOPE GROCERY | 3140 CHATSWORTH HWY | ELLIJAY | Gilmer | 610042 | 4 | Flapper Valve | 1998-09-02 | FALSE | 1998-09-02 | FALSE | Currently in Use | Premium | 3000 | Galvanic (STIP-3) | 1991-04-01 | Flex | Pressurized
NEW HOPE GROCERY | 3140 CHATSWORTH HWY | ELLIJAY | Gilmer | 610042 | 5 | Flapper Valve | 1998-09-02 | FALSE | 1998-09-02 | FALSE | Currently in Use | Regular | 3000 | Galvanic (STIP-3) | 1991-04-01 | Flex | Pressurized
NEW HOPE GROCERY | 3140 CHATSWORTH HWY | ELLIJAY | Gilmer | 610042 | 6 | Flapper Valve | 1998-09-02 | FALSE | 1998-09-02 | FALSE | Currently in Use | Regular | 3000 | Galvanic (STIP-3) | 1991-04-01 | Flex | Pressurized
KIKER SUPPLY CO | GA HWY 5 | ELLIJAY | Gilmer | 610043 | 1 | [5 empty] | Closed in Ground | Gas (Historical Use) | 1000 | Bare Steel | 1989-04-20 | Galvanized Steel
KIKER SUPPLY CO | GA HWY 5 | ELLIJAY | Gilmer | 610043 | 2 | [5 empty] | Closed in Ground | Gas (Historical Use) | 1000 | Bare Steel | 1989-04-20 | Galvanized Steel
KIKER SUPPLY CO | GA HWY 5 | ELLIJAY | Gilmer | 610043 | 3 | [5 empty] | Closed in Ground | Gas (Historical Use) | 1000 | Bare Steel | 1989-04-20 | Galvanized Steel
CROSSROAD'S GROCERY | 8994 HWY 52 EAST | ELLIJAY | Gilmer | 610044 | 1 | [5 empty] | Removed from Ground | Gas (Historical Use) | 1000 | Bare Steel |  | Galvanized Steel
CROSSROAD'S GROCERY | 8994 HWY 52 EAST | ELLIJAY | Gilmer | 610044 | 2 | [5 empty] | Removed from Ground | Gas (Historical Use) | 1000 | Bare Steel |  | Galvanized Steel
CROSSROAD'S GROCERY | 8994 HWY 52 EAST | ELLIJAY | Gilmer | 610044 | 3 | [5 empty] | Removed from Ground | Gas (Historical Use) | 1000 | Bare Steel |  | Galvanized Steel
CROSSROAD'S GROCERY | 8994 HWY 52 EAST | ELLIJAY | Gilmer | 610044 | 4 |  | 1999-09-01 |  | 1999-09-01 |  | Currently in Use | Diesel | 4000 | Steel-Impressed Current | 1999-08-31 |  | Safe Suction (Euro)
CROSSROAD'S GROCERY | 8994 HWY 52 EAST | ELLIJAY | Gilmer | 610044 | 5 |  | 1993-01-01 |  | 1993-01-01 |  | Currently in Use | Gas (Historical Use) | 4000 | Steel-Impressed Current | 1993-01-01 | Fiberglass Reinforced Plastic | Safe Suction (Euro)
CROSSROAD'S GROCERY | 8994 HWY 52 EAST | ELLIJAY | Gilmer | 610044 | 6 |  | 1993-01-01 |  | 1993-01-01 |  | Currently in Use | Gas (Historical Use) | 1000 | Cathodically Protected Steel | 1993-01-01 | Fiberglass Reinforced Plastic | Safe Suction (Euro)
CROSSROAD'S GROCERY | 8994 HWY 52 EAST | ELLIJAY | Gilmer | 610044 | 7A | Flapper Valve | 2018-08-07 | FALSE | 2018-06-26 | FALSE | Currently in Use | Regular | 8000 | Composite Double Walled | 2018-06-21 | Double-Walled Fiberglass | Pressurized
CROSSROAD'S GROCERY | 8994 HWY 52 EAST | ELLIJAY | Gilmer | 610044 | 7B | Flapper Valve | 2018-08-07 | FALSE | 2018-06-26 | FALSE | Currently in Use | Premium | 4000 | Composite Double Walled | 2018-06-21 | Double-Walled Fiberglass | Pressurized
CROSSROAD'S GROCERY | 8994 HWY 52 EAST | ELLIJAY | Gilmer | 610044 | 8A | Flapper Valve | 2018-08-07 | FALSE | 2018-06-26 | FALSE | Currently in Use | E-0 | 4000 | Composite Double Walled | 2018-06-21 | Double-Walled Fiberglass
CROSSROAD'S GROCERY | 8994 HWY 52 EAST | ELLIJAY | Gilmer | 610044 | 8B | Flapper Valve | 2018-08-07 | FALSE | 2018-06-26 | FALSE | Currently in Use | Diesel | 4000 | Composite Double Walled | 2018-06-21 | Double-Walled Fiberglass | Pressurized
NELSON CHEVRON | S MAIN ST | ELLIJAY | Gilmer | 610045 | 1 | [5 empty] | Removed from Ground | Gas (Historical Use) | 1000 | Bare Steel | 1999-05-18 | Galvanized Steel
NELSON CHEVRON | S MAIN ST | ELLIJAY | Gilmer | 610045 | 2 | [5 empty] | Removed from Ground | Gas (Historical Use) | 1000 | Bare Steel | 1999-05-18 | Galvanized Steel
NELSON CHEVRON | S MAIN ST | ELLIJAY | Gilmer | 610045 | 3 |  |  | FALSE |  | FALSE | Removed from Ground | Gas (Historical Use) | 1000 | Bare Steel | 1999-05-18 | Galvanized Steel
NELSON CHEVRON | S MAIN ST | ELLIJAY | Gilmer | 610045 | 4 |  | 1999-06-01 |  | 1986-01-01 |  | Removed from Ground | Gas (Historical Use) | 6000 | Cathodically Protected Steel | 1986-01-01 | Fiberglass Reinforced Plastic | Pressurized
NELSON CHEVRON | S MAIN ST | ELLIJAY | Gilmer | 610045 | 5 |  | 1993-03-10 | FALSE | 1993-03-10 | FALSE | Removed from Ground | Diesel | 2000 |  | 1993-03-10 | Fiberglass Reinforced Plastic | Suction (American)
NELSON CHEVRON | S MAIN ST | ELLIJAY | Gilmer | 610045 | 6 |  | 1999-06-01 |  | 1999-06-01 |  | Removed from Ground | Gas (Historical Use) | 6000 | Epoxy | 1999-06-01 | Fiberglass Reinforced Plastic | Pressurized
BLUE RIDGE CARPET MILLS DIV/LOWY | 100 PROGRESS RD | ELLIJAY | Gilmer | 610046 | 1 |  | 1997-11-06 |  | 1997-11-06 |  | Removed from Ground | Diesel | 10000 | Bare Steel | 1976-05-08 | Galvanized Steel
BLUE RIDGE CARPET MILLS DIV/LOWY | 100 PROGRESS RD | ELLIJAY | Gilmer | 610046 | 2 |  | 1998-08-20 |  | 1998-08-20 |  | Removed from Ground | Diesel | 2000 | Steel-Impressed Current | 1976-05-08 | Cathodically Protected | Suction (American)
BLUE RIDGE CARPET MILLS DIV/LOWY | 100 PROGRESS RD | ELLIJAY | Gilmer | 610046 | 3 |  | 1998-08-20 |  | 1998-08-20 |  | Removed from Ground | Gas (Historical Use) | 2000 | Steel-Impressed Current | 1976-05-08 | Cathodically Protected | Suction (American)
BLUE RIDGE CARPET MILLS DIV/LOWY | 100 PROGRESS RD | ELLIJAY | Gilmer | 610046 | 4 | [5 empty] | Removed from Ground | Diesel | 20000 | Bare Steel | 1976-01-01 | Bare Steel
BLUE RIDGE CARPET MILLS DIV/LOWY | 100 PROGRESS RD | ELLIJAY | Gilmer | 610046 | 5 | [5 empty] | Removed from Ground | Diesel | 20000 | Bare Steel | 1976-01-01 | Bare Steel
CITGO FOOD MART | 595 S MAIN ST | ELLIJAY | Gilmer | 610047 | 1 | [5 empty] | Removed from Ground | Gas (Historical Use) | 6000 | Bare Steel | 1967-05-13 | Galvanized Steel | Suction (American)
CITGO FOOD MART | 595 S MAIN ST | ELLIJAY | Gilmer | 610047 | 2 | [5 empty] | Removed from Ground | Gas (Historical Use) | 6000 | Bare Steel | 1967-05-13 | Galvanized Steel | Suction (American)
CITGO FOOD MART | 595 S MAIN ST | ELLIJAY | Gilmer | 610047 | 3 | [5 empty] | Removed from Ground | Gas (Historical Use) | 6000 | Bare Steel | 1967-05-13 | Galvanized Steel | Suction (American)
CITGO FOOD MART | 595 S MAIN ST | ELLIJAY | Gilmer | 610047 | 4 | [5 empty] | Removed from Ground | Gas (Historical Use) | 6000 | Bare Steel | 1967-05-13 | Galvanized Steel | Suction (American)
CITGO FOOD MART | 595 S MAIN ST | ELLIJAY | Gilmer | 610047 | 5 |  | 1998-08-24 | FALSE | 1998-08-24 | FALSE | Currently in Use | Gas (Historical Use) | 10000 | Composite | 1998-08-19 | Fiberglass Reinforced Plastic | Pressurized
CITGO FOOD MART | 595 S MAIN ST | ELLIJAY | Gilmer | 610047 | 6 | Flapper Valve | 1998-08-24 | FALSE | 1998-08-24 | FALSE | Currently in Use | Gas (Historical Use) | 4000 | Composite | 1998-08-19 | Fiberglass Reinforced Plastic | Pressurized
CITGO FOOD MART | 595 S MAIN ST | ELLIJAY | Gilmer | 610047 | 6A | Flapper Valve | 1998-08-24 | FALSE | 1998-08-24 | FALSE | Currently in Use | Gas (Historical Use) | 4000 | Composite | 1998-08-19 | Fiberglass Reinforced Plastic | Pressurized
CITGO FOOD MART | 595 S MAIN ST | ELLIJAY | Gilmer | 610047 | 6B |  | 1998-08-24 | FALSE | 1998-08-24 | FALSE | Currently in Use | Kerosene | 2000 | Composite | 1998-08-19 | Fiberglass Reinforced Plastic | Pressurized
ELLIJAY CHURCH OF CHRIST | 133 NORTH DODGE | ELLIJAY | Gilmer | 610048 | 1 | [5 empty] | Removed from Ground | Gas (Historical Use) | 3000 | Bare Steel | 1971-05-11 | Galvanized Steel
ELLIJAY CHURCH OF CHRIST | 133 NORTH DODGE | ELLIJAY | Gilmer | 610048 | 2 | [5 empty] | Removed from Ground | Gas (Historical Use) | 3000 | Bare Steel | 1971-05-11 | Galvanized Steel
ELLIJAY CHURCH OF CHRIST | 133 NORTH DODGE | ELLIJAY | Gilmer | 610048 | 3 | [5 empty] | Removed from Ground | Gas (Historical Use) | 3000 | Bare Steel | 1971-05-11 | Galvanized Steel
ELLIJAY CHURCH OF CHRIST | 133 NORTH DODGE | ELLIJAY | Gilmer | 610048 | 5 | [5 empty] | Removed from Ground | Kerosene | 560 | Bare Steel | 1971-05-11 | Galvanized Steel
ELLIJAY CHURCH OF CHRIST | 133 NORTH DODGE | ELLIJAY | Gilmer | 610048 | 8 | [5 empty] | Removed from Ground | Diesel | 1050 | Bare Steel | 1971-05-11 | Galvanized Steel
HARPER'S GROCERY | US HWY 76 W | ELLIJAY | Gilmer | 610049 | 1 |  |  | FALSE |  | FALSE | Permanently Out of Use - historical purposes | Empty | 1000 | Bare Steel | 1974-05-11 | Galvanized Steel
HARPER'S GROCERY | US HWY 76 W | ELLIJAY | Gilmer | 610049 | 2 |  |  | FALSE |  | FALSE | Permanently Out of Use - historical purposes | Empty | 550 | Bare Steel | 1974-05-11 | Galvanized Steel
HARPER'S GROCERY | US HWY 76 W | ELLIJAY | Gilmer | 610049 | 3 |  |  | FALSE |  | FALSE | Permanently Out of Use - historical purposes | Empty | 550 | Bare Steel | 1974-05-11 | Galvanized Steel
HOLTS MINIMART | 920 INDUSTRIAL BLVD | ELLIJAY | Gilmer | 610050 | 1 | Flapper Valve | 1998-12-08 | FALSE | 1998-12-08 | FALSE | Currently in Use | Regular | 10000 | Steel-Impressed Current | 1981-05-09 | Steel (Impressed Current) | Pressurized
HOLTS MINIMART | 920 INDUSTRIAL BLVD | ELLIJAY | Gilmer | 610050 | 2 | Flapper Valve | 1998-12-08 | FALSE | 1998-12-08 | FALSE | Currently in Use | Premium | 10000 | Steel-Impressed Current | 1981-05-09 | Steel (Impressed Current) | Pressurized
HOLTS MINIMART | 920 INDUSTRIAL BLVD | ELLIJAY | Gilmer | 610050 | 3 | Flapper Valve | 1998-12-08 | FALSE | 1998-12-08 | FALSE | Currently in Use | Diesel | 10000 | Steel-Impressed Current | 1980-05-09 | Steel (Impressed Current) | Pressurized
HOLTS MINIMART | 920 INDUSTRIAL BLVD | ELLIJAY | Gilmer | 610050 | 4 |  | 1998-12-08 | FALSE | 1998-12-08 | FALSE | Removed from Ground | Gas (Historical Use) | 4000 | Steel-Impressed Current | 1971-05-12 | Cathodically Protected | Pressurized
HOLTS MINIMART | 920 INDUSTRIAL BLVD | ELLIJAY | Gilmer | 610050 | 5 |  | 1998-12-08 |  | 1998-12-08 |  | Removed from Ground | Other | 3000 | Steel-Impressed Current | 1971-05-12 | Cathodically Protected
HOLTS MINIMART | 920 INDUSTRIAL BLVD | ELLIJAY | Gilmer | 610050 | 6 | Flapper Valve | 2000-01-01 | FALSE | 2000-01-01 | FALSE | Currently in Use | Diesel | 3000 | Composite | 2000-01-01 | Fiberglass Reinforced Plastic | Pressurized
CONNER'S GROCERY | RT 1 | ELLIJAY | Gilmer | 610052 | 1 | [5 empty] | Removed from Ground | Gas (Historical Use) | 1000 | Bare Steel | 1971-08-22 | Galvanized Steel
CONNER'S GROCERY | RT 1 | ELLIJAY | Gilmer | 610052 | 2 | [5 empty] | Removed from Ground | Gas (Historical Use) | 560 | Bare Steel | 1971-08-22 | Galvanized Steel
CARTERS BLUE RIDGE MOUNTAIN MARI | 575 MARINA RD | CHATSWORTH | Gilmer | 610054 | 1 | [5 empty] | Removed from Ground | Gas (Historical Use) | 4000 | Bare Steel | 1981-05-19 | Galvanized Steel
CARTERS BLUE RIDGE MOUNTAIN MARI | 575 MARINA RD | CHATSWORTH | Gilmer | 610054 | 2 | [5 empty] | Removed from Ground | Gas (Historical Use) | 4000 | Bare Steel | 1981-05-19 | Galvanized Steel
STANLEYS GROCERY | 7499 HWY 52 EAST | ELLIJAY | Gilmer | 610055 | 1 |  |  | FALSE |  | FALSE | Removed from Ground | Gas (Historical Use) | 1000 | Bare Steel | 1956-05-15 | Galvanized Steel
STANLEYS GROCERY | 7499 HWY 52 EAST | ELLIJAY | Gilmer | 610055 | 2 |  |  | FALSE |  | FALSE |  | Gas (Historical Use) | 1060 | Bare Steel | 1956-05-15 | Galvanized Steel
STANLEYS GROCERY | 7499 HWY 52 EAST | ELLIJAY | Gilmer | 610055 | 3A | Ball Float | 2000-10-01 | FALSE | 2000-10-01 | FALSE | Currently in Use | Regular | 12000 | Composite | 2000-10-01
STANLEYS GROCERY | 7499 HWY 52 EAST | ELLIJAY | Gilmer | 610055 | 3B | Ball Float |  | FALSE |  | FALSE | Currently in Use | Premium | 3000 | Composite | 2000-10-01
STANLEYS GROCERY | 7499 HWY 52 EAST | ELLIJAY | Gilmer | 610055 | 4A | Flapper Valve | 2000-10-01 | FALSE | 2000-10-01 | FALSE | Currently in Use | Diesel | 3000 | Composite | 2000-10-01
STANLEYS GROCERY | 7499 HWY 52 EAST | ELLIJAY | Gilmer | 610055 | 4B | Flapper Valve |  | FALSE |  | FALSE | Currently in Use | Diesel Off Road | 2000 | Composite | 2000-10-01 |  | Suction (American)
DOLLAR DAWG WALKERS CORNER | 2179 GA HWY 52 E | ELLIJAY | Gilmer | 610056 | 1 | Flapper Valve | 1999-02-01 | FALSE | 1986-01-01 | FALSE | Currently in Use | Regular | 10000 | Steel-Impressed Current | 1986-01-01 | Fiberglass Reinforced Plastic | Pressurized
DOLLAR DAWG WALKERS CORNER | 2179 GA HWY 52 E | ELLIJAY | Gilmer | 610056 | 2 | Flapper Valve | 1999-08-01 | FALSE | 1986-01-01 | FALSE | Currently in Use | Diesel | 10000 | Steel-Impressed Current | 1986-01-01 | Fiberglass Reinforced Plastic | Pressurized
DOLLAR DAWG WALKERS CORNER | 2179 GA HWY 52 E | ELLIJAY | Gilmer | 610056 | 3 | Flapper Valve | 1999-02-01 | FALSE | 1986-01-01 | FALSE | Currently in Use | Premium | 10000 | Steel-Impressed Current | 1986-01-01 | Fiberglass Reinforced Plastic | Pressurized
COUNTRY BOY STORE | GA HWY 282 W | ELLIJAY | Gilmer | 610057 | 1 | [5 empty] | Removed from Ground | Gas (Historical Use) | 560 | Bare Steel | 1984-01-02 | Unknown
COUNTRY BOY STORE | GA HWY 282 W | ELLIJAY | Gilmer | 610057 | 2 | [5 empty] | Removed from Ground | Gas (Historical Use) | 560 | Bare Steel | 1984-01-02 | Unknown
PRIEST GROCERY | RT 2 | ELLIJAY | Gilmer | 610058 | 1 | [5 empty] | Removed from Ground | Diesel | 1000 | Bare Steel | 1975-01-04 | Unknown
PRIEST GROCERY | RT 2 | ELLIJAY | Gilmer | 610058 | 2 | [5 empty] | Removed from Ground | Gas (Historical Use) | 1000 | Bare Steel | 1975-01-04 | Unknown
PRIEST GROCERY | RT 2 | ELLIJAY | Gilmer | 610058 | 3 | [5 empty] | Removed from Ground | Gas (Historical Use) | 1000 | Bare Steel | 1984-01-02 | Unknown
GRANTS GROCERY | GA HWY 52 E | ELLIJAY | Gilmer | 610059 | 1 | [5 empty] | Closed in Ground | Gas (Historical Use) | 1500 | Bare Steel | 1967-01-06 | Unknown
GRANTS GROCERY | GA HWY 52 E | ELLIJAY | Gilmer | 610059 | 2 | [5 empty] | Closed in Ground | Gas (Historical Use) | 1500 | Bare Steel | 1967-01-06 | Unknown
GRANTS GROCERY | GA HWY 52 E | ELLIJAY | Gilmer | 610059 | 3 | [5 empty] | Closed in Ground | Gas (Historical Use) | 1500 | Bare Steel | 1967-01-06 | Unknown
LSI ELLIJAY LLC | 658 INDUSTRIAL BLVD | ELLIJAY | Gilmer | 610060 | 1 |  | 1998-10-15 |  | 1998-10-15 |  | Temporarily out of use | Gas (Historical Use) | 20000 | Steel-Impressed Current | 1977-01-03 | Fiberglass Reinforced Plastic | Pressurized
LSI ELLIJAY LLC | 658 INDUSTRIAL BLVD | ELLIJAY | Gilmer | 610060 | 2 |  | 1998-10-15 |  | 1998-10-15 |  | Temporarily out of use | Gas (Historical Use) | 20000 | Steel-Impressed Current | 1977-01-03 | Fiberglass Reinforced Plastic | Pressurized
LSI ELLIJAY LLC | 658 INDUSTRIAL BLVD | ELLIJAY | Gilmer | 610060 | 3 |  | 1998-10-15 |  | 1998-10-15 |  | Temporarily out of use | Gas (Historical Use) | 10000 | Steel-Impressed Current | 1977-01-03 | Fiberglass Reinforced Plastic | Pressurized
LSI ELLIJAY LLC | 658 INDUSTRIAL BLVD | ELLIJAY | Gilmer | 610060 | 4 |  | 1998-10-15 |  | 1998-10-15 |  | Temporarily out of use | Kerosene | 10000 | Steel-Impressed Current | 1977-01-03 | Fiberglass Reinforced Plastic | Pressurized
LSI ELLIJAY LLC | 658 INDUSTRIAL BLVD | ELLIJAY | Gilmer | 610060 | 5 |  | 1998-10-15 |  | 1998-10-15 |  | Temporarily out of use | Diesel | 10000 | Steel-Impressed Current | 1977-01-03 | Fiberglass Reinforced Plastic | Pressurized
NELSONS | 25 S MAIN ST | ELLIJAY | Gilmer | 610061 | 1 |  |  | FALSE |  | FALSE | Permanently Out of Use - historical purposes | Gas (Historical Use) | 2000 | Bare Steel | 1967-01-06 | Galvanized Steel
NELSONS | 25 S MAIN ST | ELLIJAY | Gilmer | 610061 | 2 |  |  | FALSE |  | FALSE | Permanently Out of Use - historical purposes | Gas (Historical Use) | 2000 | Bare Steel | 1967-01-06 | Galvanized Steel
BIG CREEK GROCERY | RT 5 BOX 247 | ELLIJAY | Gilmer | 610062 | 1 | [5 empty] | Currently in Use | Other | 2000 | Marked Unknown | 1971-03-25 | Galvanized Steel
BIG CREEK GROCERY | RT 5 BOX 247 | ELLIJAY | Gilmer | 610062 | 2 | [5 empty] | Currently in Use | Other | 1000 | Marked Unknown | 1971-03-25 | Galvanized Steel
GOLD KIST POULTRY PLANT | 75 INDUSTRIAL BLVD | ELLIJAY | Gilmer | 9000347 | 1 | [5 empty] | Removed from Ground | Diesel | 10000 | Bare Steel | 1961-05-11 | Bare Steel
GOLD KIST POULTRY PLANT | 75 INDUSTRIAL BLVD | ELLIJAY | Gilmer | 9000347 | 2 | [5 empty] | Removed from Ground | Diesel | 10000 | Bare Steel | 1966-05-10 | Bare Steel
GOLD KIST POULTRY PLANT | 75 INDUSTRIAL BLVD | ELLIJAY | Gilmer | 9000347 | 3 | [5 empty] | Removed from Ground | Diesel | 10000 | Bare Steel | 1971-05-09 | Bare Steel
GOLD KIST LIVE HAUL | 75 INDUSTRIAL BLVD | ELLIJAY | Gilmer | 9000348 | 1 | [5 empty] | Removed from Ground | Gas (Historical Use) | 7144 | Bare Steel | 1968-05-09 | Unknown | Suction (American)
GOLD KIST LIVE HAUL | 75 INDUSTRIAL BLVD | ELLIJAY | Gilmer | 9000348 | 2 |  |  | TRUE |  | TRUE | Removed from Ground | Used Oil | 1100 | Bare Steel | 1968-05-09 | Unknown | Gravity Fed
GAILBETS INC AGA CORP | 383 N MAIN STREET | ELLIJAY | Gilmer | 9061025 | 1 | [5 empty] | Closed in Ground | Other | 0 | Not Marked/Unknown |  | Not Marked
GAILBETS INC AGA CORP | 383 N MAIN STREET | ELLIJAY | Gilmer | 9061025 | 2 | [5 empty] | Closed in Ground | Other | 0 | Not Marked/Unknown |  | Not Marked
RAYS 515 MINI MART | 31 OLD NORTHCUTT ROAD | ELLIJAY | Gilmer | 9061026 | 1 | Flapper Valve | 1996-09-24 |  | 1996-09-24 |  | Temporarily out of use | Gas (Historical Use) | 12000 | Fiberglass | 1996-09-24 | Fiberglass Reinforced Plastic | Pressurized
RAYS 515 MINI MART | 31 OLD NORTHCUTT ROAD | ELLIJAY | Gilmer | 9061026 | 2 | Flapper Valve | 1996-09-24 |  | 1996-09-24 |  | Temporarily out of use | Gas (Historical Use) | 10000 | Fiberglass | 1996-09-24 | Fiberglass Reinforced Plastic | Pressurized
RAYS 515 MINI MART | 31 OLD NORTHCUTT ROAD | ELLIJAY | Gilmer | 9061026 | 3 | Flapper Valve | 1996-09-24 |  | 1996-09-24 |  | Temporarily out of use | Diesel | 10000 | Fiberglass | 1990-09-24 | Fiberglass Reinforced Plastic | Pressurized
RAYS 515 MINI MART | 31 OLD NORTHCUTT ROAD | ELLIJAY | Gilmer | 9061026 | 4 | Flapper Valve | 1996-09-24 |  | 1996-09-24 |  | Temporarily out of use | Kerosene | 1000 | Fiberglass | 1990-09-24 | Fiberglass Reinforced Plastic | Safe Suction (Euro)
BURNS CHEVROLET | 10 INDUSTRIAL BLVD | ELLIJAY | Gilmer | 9061029 | 1 |  |  | TRUE |  | TRUE | Removed from Ground | Used Oil | 550 | Bare Steel | 1998-05-01 | Galvanized Steel | Gravity Fed
ELLIJAY LUMBER CO | 143 OLD HWY 5 | ELLIJAY | Gilmer | 9061030 | 1 | [5 empty] | Permanently Out of Use - historical purposes | Diesel | 0 | Not Marked/Unknown |  | Not Marked
PRATHERS HOT ROD LUBE | 245 SOUTH MAIN STREET | ELLIJAY | Gilmer | 9061031 | 1 | [5 empty] | Permanently Out of Use - historical purposes | Empty | 4000 | Bare Steel |  | Galvanized Steel
PRATHERS HOT ROD LUBE | 245 SOUTH MAIN STREET | ELLIJAY | Gilmer | 9061031 | 2 | [5 empty] | Permanently Out of Use - historical purposes | Empty | 4000 | Bare Steel |  | Galvanized Steel
PRATHERS HOT ROD LUBE | 245 SOUTH MAIN STREET | ELLIJAY | Gilmer | 9061031 | 3 | [5 empty] | Permanently Out of Use - historical purposes | Empty | 4000 | Bare Steel |  | Galvanized Steel
PRATHERS HOT ROD LUBE | 245 SOUTH MAIN STREET | ELLIJAY | Gilmer | 9061031 | 4 | [5 empty] | Permanently Out of Use - historical purposes | Empty | 4000 | Bare Steel |  | Galvanized Steel
PRATHERS HOT ROD LUBE | 245 SOUTH MAIN STREET | ELLIJAY | Gilmer | 9061031 | 5 | [5 empty] | Permanently Out of Use - historical purposes | Empty | 4000 | Bare Steel |  | Galvanized Steel
DIANES COUNTRY STORE | 833 BOARDTOWN RD | ELLIJAY | Gilmer | 9061032 | 1A | Flapper Valve | 1990-09-24 | FALSE | 1990-09-24 | FALSE | Currently in Use | Gas (Historical Use) | 6000 | Galvanic (STIP-3) | 1990-09-24 | Fiberglass Reinforced Plastic | Suction (American)
DIANES COUNTRY STORE | 833 BOARDTOWN RD | ELLIJAY | Gilmer | 9061032 | 1B | Flapper Valve | 1990-09-24 | FALSE | 1990-09-24 | FALSE | Currently in Use | Gas (Historical Use) | 6000 | Galvanic (STIP-3) | 1990-09-24 | Fiberglass Reinforced Plastic | Suction (American)
DIANES COUNTRY STORE | 833 BOARDTOWN RD | ELLIJAY | Gilmer | 9061032 | 1C | Flapper Valve | 1990-09-24 | FALSE | 1990-09-24 | FALSE | Currently in Use | Gas (Historical Use) | 6000 | Galvanic (STIP-3) | 1990-09-24 | Fiberglass Reinforced Plastic | Suction (American)
DIANES COUNTRY STORE | 833 BOARDTOWN RD | ELLIJAY | Gilmer | 9061032 | 1D | Flapper Valve | 1990-09-24 | FALSE | 1990-09-24 | FALSE | Currently in Use | Diesel | 2000 | Galvanic (STIP-3) | 1990-09-24 | Fiberglass Reinforced Plastic | Suction (American)
AIRPORT GROCERY | 19 SUNLIGHT RD | ELLIJAY | Gilmer | 9061033 | 1 | Flapper Valve | 1992-05-18 | FALSE | 1992-05-18 | FALSE | Currently in Use | Regular | 10000 | Composite | 1992-05-18 | Fiberglass Reinforced Plastic | Pressurized
AIRPORT GROCERY | 19 SUNLIGHT RD | ELLIJAY | Gilmer | 9061033 | 2 | Flapper Valve | 1992-05-18 | FALSE | 1992-05-18 | FALSE | Currently in Use | Diesel | 8000 | Composite | 1992-05-18 | Fiberglass Reinforced Plastic | Pressurized
AIRPORT GROCERY | 19 SUNLIGHT RD | ELLIJAY | Gilmer | 9061033 | 3 | Flapper Valve | 1992-05-18 | FALSE | 1992-05-18 | FALSE | Currently in Use | Premium | 6000 | Composite | 2000-03-22 | Fiberglass Reinforced Plastic | Pressurized
AIRPORT GROCERY | 19 SUNLIGHT RD | ELLIJAY | Gilmer | 9061033 | 4 | Flapper Valve | 1992-05-18 | FALSE | 1992-05-18 | FALSE | Currently in Use | Diesel | 550 | Composite |  | Fiberglass Reinforced Plastic | Pressurized
ROLANDS GENERAL STORE | 6285 TAILS CREEK RD | ELLIJAY | Gilmer | 9061034 | 1 | Flapper Valve | 1998-11-01 | FALSE | 1998-11-01 | FALSE | Currently in Use | Diesel | 4000 | Steel-Impressed Current | 1998-11-01 | Steel (Impressed Current) | Safe Suction (Euro)
ROLANDS GENERAL STORE | 6285 TAILS CREEK RD | ELLIJAY | Gilmer | 9061034 | 2 | Flapper Valve | 1998-11-01 | FALSE | 1998-11-01 | FALSE | Currently in Use | Premium | 4000 | Steel-Impressed Current | 1998-11-01 | Steel (Impressed Current) | Safe Suction (Euro)
ROLANDS GENERAL STORE | 6285 TAILS CREEK RD | ELLIJAY | Gilmer | 9061034 | 3 | Flapper Valve | 1998-11-01 | FALSE | 1998-11-01 | FALSE | Currently in Use | Regular | 6000 | Steel-Impressed Current | 1998-11-01 | Steel (Impressed Current) | Safe Suction (Euro)
ORCHARD JUNCTION | 2138 TAILS CREEK ROAD | ELLIJAY | Gilmer | 9061035 | 1 | Ball Float | 2000-03-24 | FALSE | 2000-03-24 | FALSE | Currently in Use | Regular | 12000 | Composite | 2000-03-22 | Fiberglass Reinforced Plastic | Pressurized
ORCHARD JUNCTION | 2138 TAILS CREEK ROAD | ELLIJAY | Gilmer | 9061035 | 2 |  | 2000-03-24 | FALSE | 2000-03-24 | FALSE | Currently in Use | Premium | 6000 | Composite | 2000-03-22 | Fiberglass Reinforced Plastic | Pressurized
ORCHARD JUNCTION | 2138 TAILS CREEK ROAD | ELLIJAY | Gilmer | 9061035 | 3 |  | 2000-03-24 | FALSE | 2000-03-24 | FALSE | Currently in Use | Diesel | 6000 | Composite | 2000-03-22 | Fiberglass Reinforced Plastic | Pressurized
GILMER COUNTY AIRPORT | AIRPORT RD OFF OF GA HWY 382 | ELLIJAY | Gilmer | 9061036 | 1 | [5 empty] | Removed from Ground | Gas (Historical Use) | 2000 | Bare Steel | 1999-12-20 | Galvanized Steel | Safe Suction (Euro)
GILMER COUNTY AIRPORT | AIRPORT RD OFF OF GA HWY 382 | ELLIJAY | Gilmer | 9061036 | 2 | [5 empty] | Removed from Ground | Gas (Historical Use) | 2000 | Bare Steel | 1999-12-20 | Galvanized Steel | Safe Suction (Euro)
GILMER COUNTY AIRPORT | AIRPORT RD OFF OF GA HWY 382 | ELLIJAY | Gilmer | 9061036 | 3 | [5 empty] | Removed from Ground | Other | 2000 | Bare Steel | 1999-12-20 | Galvanized Steel | Safe Suction (Euro)
PAUL RAYS /DBA: TOWN CREEK GROC | OLD HWY 5 S | TALKING ROCK | Gilmer | 9028038 | 1 | [5 empty] | Permanently Out of Use - historical purposes | Gas (Historical Use) | 4000 | Bare Steel | 1971-05-09 | Galvanized Steel | Safe Suction (Euro)
PAUL RAYS /DBA: TOWN CREEK GROC | OLD HWY 5 S | TALKING ROCK | Gilmer | 9028038 | 2 | [5 empty] | Permanently Out of Use - historical purposes | Gas (Historical Use) | 4000 | Bare Steel | 1971-05-09 | Galvanized Steel | Safe Suction (Euro)
PAUL RAYS /DBA: TOWN CREEK GROC | OLD HWY 5 S | TALKING ROCK | Gilmer | 9028038 | 3 | [5 empty] | Permanently Out of Use - historical purposes | Gas (Historical Use) | 4000 | Bare Steel | 1971-05-09 | Galvanized Steel | Safe Suction (Euro)
PAUL RAYS /DBA: TOWN CREEK GROC | OLD HWY 5 S | TALKING ROCK | Gilmer | 9028038 | 4 | [5 empty] | Permanently Out of Use - historical purposes | Diesel | 4000 | Bare Steel | 1971-05-09 | Galvanized Steel | Safe Suction (Euro)
GARTRELL'S STORE |  | WHITESTONE | Gilmer | 9061001 | 1 | [5 empty] | Removed from Ground | Gas (Historical Use) | 560 | Bare Steel | 1961-01-01 | Galvanized Steel
RIGHT STUFF-ELLIJAY | 11 MADDOX DR | EAST ELLIJAY | Gilmer | 9061002 | 1 |  | 1989-01-01 | FALSE | 1989-01-01 | FALSE | Currently in Use | Regular | 10000 | Galvanic (STIP-3) | 1989-01-01 | Fiberglass Reinforced Plastic | Pressurized
RIGHT STUFF-ELLIJAY | 11 MADDOX DR | EAST ELLIJAY | Gilmer | 9061002 | 2 |  |  | FALSE |  | FALSE | Currently in Use | Regular | 10000 | Galvanic (STIP-3) |  | Fiberglass Reinforced Plastic | Pressurized
RIGHT STUFF-ELLIJAY | 11 MADDOX DR | EAST ELLIJAY | Gilmer | 9061002 | 3 |  | 1989-01-01 | FALSE | 1989-01-01 | FALSE | Currently in Use | Premium | 10000 | Galvanic (STIP-3) | 1989-01-01 | Fiberglass Reinforced Plastic | Pressurized
RIGHT STUFF-ELLIJAY | 11 MADDOX DR | EAST ELLIJAY | Gilmer | 9061002 | 4 |  |  | FALSE |  | FALSE | Currently in Use | Diesel | 5000 | Galvanic (STIP-3) |  | Fiberglass Reinforced Plastic | Pressurized
RIGHT STUFF-ELLIJAY | 11 MADDOX DR | EAST ELLIJAY | Gilmer | 9061002 | 5 |  | 1989-01-01 | FALSE | 1989-01-01 | FALSE | Currently in Use | Diesel | 5000 | Galvanic (STIP-3) | 1989-01-01 | Fiberglass Reinforced Plastic | Pressurized
CAROL MILTON PROPERTY | GA HWY 5 (DALTON ST) & CHURCH ST | ELLIJAY | Gilmer | 9061004 | 1 | [5 empty] | Removed from Ground | Gas (Historical Use) | 500 | Bare Steel | 1940-01-01 | Unknown
CAROL MILTON PROPERTY | GA HWY 5 (DALTON ST) & CHURCH ST | ELLIJAY | Gilmer | 9061004 | 2 | [5 empty] | Removed from Ground | Gas (Historical Use) | 500 | Bare Steel | 1940-01-01 | Unknown
NO FACILITY NAME | RIVER ST | EAST ELLIJAY | Gilmer | 9061006 | 1 | [5 empty] | Removed from Ground | Other | 0 | Not Marked/Unknown | 1994-08-15 | Not Marked
NO FACILITY NAME | RIVER ST | EAST ELLIJAY | Gilmer | 9061006 | 2 | [5 empty] | Removed from Ground | Other | 0 | Not Marked/Unknown | 1994-08-15 | Not Marked
BUD GARLAND ESTATE | 650 RIVER ST | ELLIJAY | Gilmer | 9061007 | 1 | [5 empty] | Removed from Ground | Other | 0 | Not Marked/Unknown | 1994-11-30 | Not Marked
BUD GARLAND ESTATE | 650 RIVER ST | ELLIJAY | Gilmer | 9061007 | 2 | [5 empty] | Currently in Use | Other | 0 | Not Marked/Unknown |  | Not Marked
OSBORN GROCERY - CLOSED | RT 2 BOX 933 | ELLIJAY | Gilmer | 9061008 | 1 | [5 empty] | Removed from Ground | Gas (Historical Use) | 550 | Not Marked/Unknown | 1976-04-20 | Bare Steel | Suction (American)
OSBORN GROCERY - CLOSED | RT 2 BOX 933 | ELLIJAY | Gilmer | 9061008 | 2 | [5 empty] | Removed from Ground | Gas (Historical Use) | 550 | Not Marked/Unknown | 1976-04-20 | Bare Steel | Suction (American)
BRAD RAGAN TIRE & APPLIANCE | 100 RIVER ST | ELLIJAY | Gilmer | 9061009 | 1 | [5 empty] | Removed from Ground | Other | 1500 | Not Marked/Unknown | 1994-05-19 | Not Marked
AMERICAN FOOD MART | 731 1ST AVE | EAST ELLIJAY | Gilmer | 9061011 | 5401 | Ball Float | 1995-01-15 | FALSE | 1995-01-15 | FALSE | Currently in Use | Diesel | 8000 | Composite | 1995-01-15 | Double-Walled Fiberglass | Pressurized
AMERICAN FOOD MART | 731 1ST AVE | EAST ELLIJAY | Gilmer | 9061011 | 5402 | Ball Float | 1995-01-15 | FALSE | 1995-01-15 | FALSE | Currently in Use | Regular | 12000 | Composite | 1995-01-15 | Double-Walled Fiberglass | Pressurized
AMERICAN FOOD MART | 731 1ST AVE | EAST ELLIJAY | Gilmer | 9061011 | 5403 | Ball Float | 1995-01-15 | FALSE | 1995-01-15 | FALSE | Currently in Use | Premium | 12000 | Composite | 1995-01-15 | Double-Walled Fiberglass | Pressurized
CITY OF ELLIJAY CITY HALL | 105 N MAIN ST | ELLIJAY | Gilmer | 9061012 | CITY1 | [5 empty] | Removed from Ground | Gas (Historical Use) | 1000 | Cathodically Protected Steel | 1988-11-14 | Galvanized Steel | Suction (American)
PARKWAY CONOCO | 15 OAK ST | EAST ELLIJAY | Gilmer | 9061013 | 1 | Ball Float | 1991-06-01 |  | 1991-06-01 |  | Temporarily out of use | Gas (Historical Use) | 8000 | Steel-Impressed Current | 1987-03-10 | Flex | Pressurized
PARKWAY CONOCO | 15 OAK ST | EAST ELLIJAY | Gilmer | 9061013 | 2 | Ball Float | 1991-06-01 |  | 1991-06-01 |  | Temporarily out of use | Gas (Historical Use) | 5000 | Steel-Impressed Current | 1987-03-10 | Flex | Pressurized
PARKWAY CONOCO | 15 OAK ST | EAST ELLIJAY | Gilmer | 9061013 | 3 | Ball Float | 1991-06-01 |  | 1991-06-01 |  | Temporarily out of use | Gas (Historical Use) | 5000 | Steel-Impressed Current | 1987-03-10 | Flex | Pressurized
PARKWAY CONOCO | 15 OAK ST | EAST ELLIJAY | Gilmer | 9061013 | 4 | Flapper Valve | 1991-06-01 |  | 1991-06-01 |  | Temporarily out of use | Diesel | 2000 | Steel-Impressed Current | 1987-03-10 | Flex | Pressurized
PARKWAY CONOCO | 15 OAK ST | EAST ELLIJAY | Gilmer | 9061013 | 5 | Ball Float | 2011-05-01 | FALSE | 2011-06-30 | FALSE | Currently in Use | Regular | 10000 | Fiberglass | 2011-05-01 | Double-Walled Flex | Pressurized
PARKWAY CONOCO | 15 OAK ST | EAST ELLIJAY | Gilmer | 9061013 | 6 | Ball Float | 2011-05-01 | FALSE | 2011-06-30 | FALSE | Currently in Use | Premium | 3000 | Fiberglass | 2011-05-01 | Double-Walled Flex | Pressurized
PARKWAY CONOCO | 15 OAK ST | EAST ELLIJAY | Gilmer | 9061013 | 7 | Ball Float | 2011-05-01 | FALSE | 2011-06-30 | FALSE | Currently in Use | Diesel | 3000 | Fiberglass | 2011-05-01 | Double-Walled Flex | Pressurized
PARKWAY CONOCO | 15 OAK ST | EAST ELLIJAY | Gilmer | 9061013 | 8 | Ball Float | 2011-05-01 | FALSE | 2011-06-30 | FALSE | Currently in Use | E-0 | 2500 | Fiberglass | 2011-05-01 | Double-Walled Flex | Pressurized
STAHLS GENERAL STORE | RT 4 BOARDTOWN RD | ELLIJAY | Gilmer | 9061014 | S-1 | [5 empty] | Removed from Ground | Gas (Historical Use) | 500 | Marked Unknown | 1995-08-07 | Unknown
STAHLS GENERAL STORE | RT 4 BOARDTOWN RD | ELLIJAY | Gilmer | 9061014 | S-2 | [5 empty] | Removed from Ground | Gas (Historical Use) | 500 | Marked Unknown | 1995-08-07 | Unknown
ELLIJAY MINI MART | 5185 YUKON Road | ELLIJAY | Gilmer | 9061015 | 1 | Flapper Valve | 1998-08-31 | FALSE | 1998-08-31 | FALSE | Currently in Use | Regular | 6016 | Epoxy | 1989-01-01 | Double-Walled Flex | Pressurized
ELLIJAY MINI MART | 5185 YUKON Road | ELLIJAY | Gilmer | 9061015 | 2 | Flapper Valve | 1998-08-31 | FALSE | 1998-08-31 | FALSE | Currently in Use | E-0 | 6016 | Epoxy | 1989-01-01 | Double-Walled Flex | Pressurized
GOLD KIST TRUCK GARAGE | PROGRESS RD | ELLIJAY | Gilmer | 9061017 | 1AST |  | 1995-11-01 |  | 1995-11-01 |  | Currently in Use | Diesel | 12000 | Not Marked/Unknown | 1995-11-01 | Fiberglass Reinforced Plastic | Pressurized
1ST UNITED METHODIST CHURCH | 55 CHURCH STREET | ELLIJAY | Gilmer | 9061018 | 1 | [5 empty] | Removed from Ground | Gas (Historical Use) | 0 | Not Marked/Unknown | 1965-01-01 | Not Marked
ELLIJAY TRANSMISSION SHOP | 80 'S BLOCK OF DALTON STREET | ELLIJAY | Gilmer | 9061020 | DUMMY | [5 empty] | Currently in Use | Other | 0 | Not Marked/Unknown |  | Not Marked
POA ADMIN BLDG(ROADS & GROUNDS M | 160 BEAVER LAKE RD | ELLIJAY | Gilmer | 9061021 | 1 | [5 empty] | Removed from Ground | Gas (Historical Use) | 2500 | Bare Steel | 1998-08-01 | Bare Steel | Safe Suction (Euro)
POA ADMIN BLDG(ROADS & GROUNDS M | 160 BEAVER LAKE RD | ELLIJAY | Gilmer | 9061021 | 2 | [5 empty] | Removed from Ground | Diesel | 1000 | Bare Steel | 1998-08-01 | Bare Steel | Safe Suction (Euro)
PARKS PLACE CONVENIENCE STORE AND MORE LLC | 3178 OLD HWY 5 S | ELLIJAY | Gilmer | 9069226 | 212728 | Ball Float | 1993-05-14 | FALSE | 1993-05-14 | FALSE | Temporarily out of use | Premium | 4000 | Steel-Impressed Current | 1993-05-14 | Fiberglass Reinforced Plastic | Safe Suction (Euro)
PARKS PLACE CONVENIENCE STORE AND MORE LLC | 3178 OLD HWY 5 S | ELLIJAY | Gilmer | 9069226 | 212730 | Ball Float | 1993-05-14 | FALSE | 1993-05-14 | FALSE | Currently in Use | Regular | 4000 | Steel-Impressed Current | 1993-05-14 | Fiberglass Reinforced Plastic | Safe Suction (Euro)
PARKS PLACE CONVENIENCE STORE AND MORE LLC | 3178 OLD HWY 5 S | ELLIJAY | Gilmer | 9069226 | 212732 |  | 1993-05-14 | FALSE | 1993-05-14 | FALSE | Currently in Use | E-0 | 4000 | Steel-Impressed Current | 1993-05-14 | Fiberglass Reinforced Plastic | Safe Suction (Euro)
GA DOT #10211 GLASCOCK CO MAINT | BELL SPRINGS RD 3/4 MI WEST OF S | GIBSON | Glascock | 9062001 | 211D1 | [5 empty] | Removed from Ground | Diesel | 2000 | Cathodically Protected Steel | 1988-01-01 | Galvanized Steel | Suction (American)
GA DOT #10211 GLASCOCK CO MAINT | BELL SPRINGS RD 3/4 MI WEST OF S | GIBSON | Glascock | 9062001 | 211G1 | [5 empty] | Removed from Ground | Gas (Historical Use) | 2000 | Cathodically Protected Steel | 1988-01-01 | Galvanized Steel | Suction (American)
JET FOODS #30 | RT 2 BOX 1 MAIN STREET | GIBSON | Glascock | 9062002 | 1 | Ball Float | 1990-02-01 | FALSE | 1990-02-01 | FALSE | Currently in Use | Diesel | 6000 | Composite | 1990-07-01 | Fiberglass Reinforced Plastic | Pressurized
JET FOODS #30 | RT 2 BOX 1 MAIN STREET | GIBSON | Glascock | 9062002 | 2 | Ball Float | 1990-02-01 | FALSE | 1990-02-01 | FALSE | Currently in Use | Gas (Historical Use) | 6000 | Composite | 1990-07-01 | Fiberglass Reinforced Plastic | Pressurized
JET FOODS #30 | RT 2 BOX 1 MAIN STREET | GIBSON | Glascock | 9062002 | 3 | Ball Float | 1990-02-01 | FALSE | 1990-02-01 | FALSE | Currently in Use | Gas (Historical Use) | 6000 | Composite | 1990-07-01 | Fiberglass Reinforced Plastic | Pressurized
GLASCOCK COUNTY HIGH SCHOOL | MAIN ST/BOX 35 | GIBSON | Glascock | 620002 | 2 | [5 empty] | Removed from Ground | Gas (Historical Use) | 6000 | Bare Steel | 1954-01-29 | Galvanized Steel
GA FC-GLASCOCK CO UNIT | RT 1 BOX 26 | GIBSON | Glascock | 620003 | 1 | [5 empty] | Removed from Ground | Gas (Historical Use) | 2000 | Bare Steel | 1984-04-22 | Galvanized Steel
GA FC-GLASCOCK CO UNIT | RT 1 BOX 26 | GIBSON | Glascock | 620003 | 2 | [5 empty] | Removed from Ground | Diesel | 560 | Bare Steel | 1984-04-22 | Galvanized Steel
GA FC-GLASCOCK CO UNIT | RT 1 BOX 26 | GIBSON | Glascock | 620003 | 3 |  | 1991-01-01 |  | 1991-01-01 |  | Removed from Ground | Gas (Historical Use) | 1000 | Galvanic (STIP-3) | 1991-01-01 | Cathodically Protected | Safe Suction (Euro)
GA FC-GLASCOCK CO UNIT | RT 1 BOX 26 | GIBSON | Glascock | 620003 | 4 |  | 1991-01-01 |  | 1991-01-01 |  | Removed from Ground | Diesel | 1000 | Galvanic (STIP-3) | 1991-01-01 | Cathodically Protected | Safe Suction (Euro)
MITCHELL CORNER STORE INC | 6551 HWY 102 WEST | MITCHELL | Glascock | 620005 | 1 | [5 empty] | Removed from Ground | Gas (Historical Use) | 1000 | Bare Steel | 1970-05-11 | Galvanized Steel | Suction (American)
MITCHELL CORNER STORE INC | 6551 HWY 102 WEST | MITCHELL | Glascock | 620005 | 2 | [5 empty] | Removed from Ground | Gas (Historical Use) | 2000 | Bare Steel | 1970-05-11 | Galvanized Steel | Suction (American)
MITCHELL CORNER STORE INC | 6551 HWY 102 WEST | MITCHELL | Glascock | 620005 | 3 | [5 empty] | Removed from Ground | Diesel | 1000 | Bare Steel | 1984-07-01 | Galvanized Steel | Suction (American)
MITCHELL CORNER STORE INC | 6551 HWY 102 WEST | MITCHELL | Glascock | 620005 | 4 |  | 1998-07-01 | FALSE | 1998-07-01 | FALSE | Temporarily out of use | Gas (Historical Use) | 1000 | Composite | 1998-07-01 | Fiberglass Reinforced Plastic | Suction (American)
MITCHELL CORNER STORE INC | 6551 HWY 102 WEST | MITCHELL | Glascock | 620005 | 5 |  | 1998-07-01 | FALSE | 1998-07-01 | FALSE | Temporarily out of use | Gas (Historical Use) | 2000 | Composite | 1998-07-01 | Fiberglass Reinforced Plastic | Suction (American)
AT&T MITCHELL COMM RADIO TOWER | WARRINGTON RD | MITCHELL | Glascock | 620006 | 1 | [5 empty] | Removed from Ground | Kerosene | 3000 | Bare Steel | 1963-05-14 | Copper
GIBSON MINI MART | WARRENTON HWY (213 E MAIN ST) | GIBSON | Glascock | 620007 | 1 | Flapper Valve | 1997-08-02 | FALSE | 1997-08-02 | FALSE | Currently in Use | Gas (Historical Use) | 10000 | Steel-Impressed Current | 1978-05-09 | Steel (Impressed Current) | Pressurized
GIBSON MINI MART | WARRENTON HWY (213 E MAIN ST) | GIBSON | Glascock | 620007 | 2 | Flapper Valve | 1997-08-02 | FALSE | 1997-08-02 | FALSE | Currently in Use | Gas (Historical Use) | 6000 | Steel-Impressed Current | 1978-05-09 | Steel (Impressed Current) | Pressurized
GIBSON MINI MART | WARRENTON HWY (213 E MAIN ST) | GIBSON | Glascock | 620007 | 3 | Flapper Valve | 1997-08-02 | FALSE | 1997-08-02 | FALSE | Temporarily out of use | Diesel On Road | 6000 | Steel-Impressed Current | 1978-05-09 | Steel (Impressed Current) | Pressurized
RALEY'S SVC STA | MAIN ST | MITCHELL | Glascock | 620008 | 1 | [5 empty] | Closed in Ground | Gas (Historical Use) | 550 | Bare Steel | 1951-05-17 | Galvanized Steel | Suction (American)
RALEY'S SVC STA | MAIN ST | MITCHELL | Glascock | 620008 | 2 | [5 empty] | Closed in Ground | Gas (Historical Use) | 550 | Bare Steel | 1951-05-17 | Galvanized Steel | Suction (American)
RALEY'S SVC STA | MAIN ST | MITCHELL | Glascock | 620008 | 3 | [5 empty] | Closed in Ground | Gas (Historical Use) | 550 | Bare Steel | 1951-05-17 | Galvanized Steel | Suction (American)
USRYS SERVICE STATION | 11 W MAIN ST | GIBSON | Glascock | 620010 | 1 | [5 empty] | Removed from Ground | Gas (Historical Use) | 2000 | Bare Steel | 1976-01-01 | Galvanized Steel | Suction (American)
USRYS SERVICE STATION | 11 W MAIN ST | GIBSON | Glascock | 620010 | 2 |  | 1998-01-31 |  | 1998-01-31 |  | Removed from Ground | Gas (Historical Use) | 1000 | Cathodically Protected Steel | 1998-01-31 | Fiberglass Reinforced Plastic | Suction (American)
USRYS SERVICE STATION | 11 W MAIN ST | GIBSON | Glascock | 620010 | 3 | [5 empty] | Removed from Ground | Gas (Historical Use) | 550 | Bare Steel | 1992-01-01 | Galvanized Steel | Suction (American)
USRYS SERVICE STATION | 11 W MAIN ST | GIBSON | Glascock | 620010 | 5 |  | 1998-01-31 |  | 1998-01-01 |  | Removed from Ground | Gas (Historical Use) | 2000 | Fiberglass | 1998-01-30 | Fiberglass Reinforced Plastic | Suction (American)
PULLIAM LUMBER CO INC | EDGEHILL RD | MITCHELL | Glascock | 620011 | 1 | [5 empty] | Removed from Ground | Diesel | 12000 | Bare Steel | 1981-05-09 | Bare Steel
PULLIAM LUMBER CO INC | EDGEHILL RD | MITCHELL | Glascock | 620011 | 2 | [5 empty] | Removed from Ground | Diesel | 7000 | Bare Steel | 1978-05-10 | Bare Steel
CHEVRON 401331/ATKINSON'S CHEVRO | 2727 ALTAMA AVE | BRUNSWICK | Glynn | 630003 | 1 | [5 empty] | Removed from Ground | Gas (Historical Use) | 1000 | Bare Steel | 1970-05-12 | Galvanized Steel | Suction (American)
CHEVRON 401331/ATKINSON'S CHEVRO | 2727 ALTAMA AVE | BRUNSWICK | Glynn | 630003 | 2 | [5 empty] | Removed from Ground | Gas (Historical Use) | 1000 | Bare Steel | 1970-05-12 | Galvanized Steel | Suction (American)
CHEVRON 401331/ATKINSON'S CHEVRO | 2727 ALTAMA AVE | BRUNSWICK | Glynn | 630003 | 3 | [5 empty] | Removed from Ground | Gas (Historical Use) | 1000 | Bare Steel | 1977-05-10 | Galvanized Steel
FAMILY STORE #2 | 4528 ALTAMA AVE | BRUNSWICK | Glynn | 630004 | 1 |  | 1994-12-01 |  | 1994-12-01 |  | Currently in Use | Gas (Historical Use) | 4000 | Bare Steel | 1971-05-10 | Cathodically Protected | Pressurized
FAMILY STORE #2 | 4528 ALTAMA AVE | BRUNSWICK | Glynn | 630004 | 2 |  | 1994-12-01 |  | 1994-12-01 |  | Currently in Use | Gas (Historical Use) | 8000 | Bare Steel | 1971-05-10 | Cathodically Protected | Pressurized
FAMILY STORE #2 | 4528 ALTAMA AVE | BRUNSWICK | Glynn | 630004 | 3 |  | 1994-12-01 |  | 1994-12-01 |  | Currently in Use | Gas (Historical Use) | 8000 | Bare Steel | 1971-05-10 | Cathodically Protected | Pressurized
PARKER'S ALTAMA | 5693 ALTAMA AVE | BRUNSWICK | Glynn | 630005 | 1 | Flapper Valve | 1996-02-01 | FALSE | 1996-02-01 | FALSE | Currently in Use | Premium | 8000 | Galvanic (STIP-3) | 1985-02-25 | Double Walled | Pressurized
PARKER'S ALTAMA | 5693 ALTAMA AVE | BRUNSWICK | Glynn | 630005 | 2 | Flapper Valve | 1996-02-01 | FALSE | 1996-02-01 | FALSE | Currently in Use | E-10 | 8000 | Galvanic (STIP-3) | 1985-02-25 | Double Walled | Pressurized
PARKER'S ALTAMA | 5693 ALTAMA AVE | BRUNSWICK | Glynn | 630005 | 3 | Flapper Valve | 1996-02-01 | FALSE | 1996-02-01 | FALSE | Currently in Use | Plus | 4000 | Galvanic (STIP-3) | 1985-02-02 | Double Walled | Pressurized
PARKER'S ALTAMA | 5693 ALTAMA AVE | BRUNSWICK | Glynn | 630005 | 4 | Flapper Valve | 1996-02-01 | FALSE | 1996-02-01 | FALSE | Currently in Use | Diesel | 4000 |  | 1985-02-02 | Cathodically Protected | Pressurized
FAMILY STORE #3 | 3879 ALTAMA AVE | BRUNSWICK | Glynn | 630006 | 1 |  | 1988-04-01 |  | 1986-08-01 |  | Currently in Use | Gas (Historical Use) | 10000 | Fiberglass | 1984-04-17 | Fiberglass Reinforced Plastic | Pressurized
FAMILY STORE #3 | 3879 ALTAMA AVE | BRUNSWICK | Glynn | 630006 | 2 |  | 1988-04-01 |  | 1986-08-01 |  | Currently in Use | Gas (Historical Use) | 10000 | Fiberglass | 1984-04-17 | Fiberglass Reinforced Plastic | Pressurized
FAMILY STORE #3 | 3879 ALTAMA AVE | BRUNSWICK | Glynn | 630006 | 3 |  | 1988-04-01 | FALSE | 1986-08-01 | FALSE | Currently in Use | Gas (Historical Use) | 10000 | Fiberglass | 1984-04-17 | Fiberglass Reinforced Plastic | Pressurized
FAMILY STORE #3 | 3879 ALTAMA AVE | BRUNSWICK | Glynn | 630006 | 4 |  | 1989-10-01 |  | 1989-10-01 |  | Currently in Use | Kerosene | 4000 | Fiberglass | 1984-04-17 | Fiberglass Reinforced Plastic | Pressurized
FAMILY STORE #3 | 3879 ALTAMA AVE | BRUNSWICK | Glynn | 630006 | 5 |  | 1989-10-01 |  | 1989-10-01 |  | Permanently Out of Use - historical purposes | Kerosene | 4000 | Fiberglass | 1989-10-01 | Fiberglass Reinforced Plastic
HUNTLEY JIFFY STORE INC | 4601 ALTAMA | BRUNSWICK | Glynn | 630008 | 1 | [5 empty] | Removed from Ground | Gas (Historical Use) | 10000 | Bare Steel | 1980-02-26 | Galvanized Steel
HUNTLEY JIFFY STORE INC | 4601 ALTAMA | BRUNSWICK | Glynn | 630008 | 2 | [5 empty] | Removed from Ground | Gas (Historical Use) | 10000 | Bare Steel | 1980-02-26 | Galvanized Steel
HUNTLEY JIFFY STORE INC | 4601 ALTAMA | BRUNSWICK | Glynn | 630008 | 3 | [5 empty] | Removed from Ground | Gas (Historical Use) | 10000 | Bare Steel | 1980-02-26 | Galvanized Steel
HUNTLEY JIFFY STORE #302 | 5000 ALTAMA AVE | BRUNSWICK | Glynn | 630009 | 1 | [5 empty] | Removed from Ground | Gas (Historical Use) | 8000 | Bare Steel | 1974-02-27 | Galvanized Steel
HUNTLEY JIFFY STORE #302 | 5000 ALTAMA AVE | BRUNSWICK | Glynn | 630009 | 2 | [5 empty] | Removed from Ground | Gas (Historical Use) | 6000 | Bare Steel | 1974-02-27 | Galvanized Steel
HUNTLEY JIFFY STORE #302 | 5000 ALTAMA AVE | BRUNSWICK | Glynn | 630009 | 3 | [5 empty] | Removed from Ground | Gas (Historical Use) | 6000 | Composite | 1986-02-28 | Fiberglass Reinforced Plastic
DAVEYS DISCOUNT STOP | 3001 ALTAMA AVE | BRUNSWICK | Glynn | 630011 | 1 | [5 empty] | Removed from Ground | Gas (Historical Use) | 4000 | Bare Steel | 1984-02-25 | Galvanized Steel | Suction (American)
DAVEYS DISCOUNT STOP | 3001 ALTAMA AVE | BRUNSWICK | Glynn | 630011 | 2 | [5 empty] | Removed from Ground | Gas (Historical Use) | 4000 | Bare Steel | 1984-02-25 | Galvanized Steel | Suction (American)
DAVEYS DISCOUNT STOP | 3001 ALTAMA AVE | BRUNSWICK | Glynn | 630011 | 3 | [5 empty] | Removed from Ground | Gas (Historical Use) | 2000 | Bare Steel | 1984-02-25 | Galvanized Steel | Suction (American)
DAVEYS DISCOUNT STOP | 3001 ALTAMA AVE | BRUNSWICK | Glynn | 630011 | 4 | [5 empty] | Removed from Ground | Gas (Historical Use) | 4000 | Bare Steel | 1984-02-25 | Galvanized Steel | Suction (American)
DAVEYS DISCOUNT STOP | 3001 ALTAMA AVE | BRUNSWICK | Glynn | 630011 | 5 |  |  | TRUE |  | TRUE | Removed from Ground | Used Oil | 550 | Bare Steel | 1983-01-01 | Not Marked
DAVEYS DISCOUNT STOP | 3001 ALTAMA AVE | BRUNSWICK | Glynn | 630011 | 6 | [5 empty] | Removed from Ground | Gas (Historical Use) | 1000 | Not Marked/Unknown |  | Unknown
DAVEYS DISCOUNT STOP | 3001 ALTAMA AVE | BRUNSWICK | Glynn | 630011 | 7 | Ball Float | 1997-08-01 | FALSE | 1997-08-01 | FALSE | Currently in Use | E-10 | 10000 |  | 1997-08-01 | Double Walled | Pressurized
DAVEYS DISCOUNT STOP | 3001 ALTAMA AVE | BRUNSWICK | Glynn | 630011 | 8 | Ball Float | 1997-08-01 | FALSE | 1997-08-01 | FALSE | Currently in Use | Premium | 8000 |  | 1997-08-01 |  | Pressurized
GORDON ROGERS IV | 4406 US HWY 17 N | BRUNSWICK | Glynn | 630012 | 1 | [5 empty] | Removed from Ground | Diesel | 8000 | Bare Steel | 1975-03-20 | Galvanized Steel
GORDON ROGERS IV | 4406 US HWY 17 N | BRUNSWICK | Glynn | 630012 | 157492 |  | 1990-01-09 |  | 1990-01-04 |  | Removed from Ground | Diesel | 10000 | Cathodically Protected Steel | 1990-01-09 | Fiberglass Reinforced Plastic | Suction (American)
GORDON ROGERS IV | 4406 US HWY 17 N | BRUNSWICK | Glynn | 630012 | 157493 |  | 1990-01-09 |  | 1990-01-09 |  | Removed from Ground | Gas (Historical Use) | 10000 | Cathodically Protected Steel | 1990-01-09 | Fiberglass Reinforced Plastic | Suction (American)
GORDON ROGERS IV | 4406 US HWY 17 N | BRUNSWICK | Glynn | 630012 | 2 | [5 empty] | Removed from Ground | Diesel | 2000 | Bare Steel | 1975-03-20 | Galvanized Steel
GORDON ROGERS IV | 4406 US HWY 17 N | BRUNSWICK | Glynn | 630012 | A |  |  | TRUE |  | TRUE | Removed from Ground | Used Oil | 550 | Bare Steel | 1989-12-28 | Galvanized Steel | Gravity Fed
SNYDER PLUMBING CO INC | 1921 4TH ST | BRUNSWICK | Glynn | 630015 | 1 | [5 empty] | Removed from Ground | Gas (Historical Use) | 560 | Bare Steel | 1975-03-01 | Galvanized Steel
SNYDER PLUMBING CO INC | 1921 4TH ST | BRUNSWICK | Glynn | 630015 | 2 | [5 empty] | Removed from Ground | Diesel | 200 | Bare Steel | 1975-03-01 | Galvanized Steel
EAST COAST ICE CO | 1029 BAY ST | BRUNSWICK | Glynn | 630017 | 1 | [5 empty] | Removed from Ground | Diesel | 8000 | Bare Steel | 1985-03-06 | Galvanized Steel
GA PACIFIC GYPSUM PLANT | FOOT OF UNION ST | BRUNSWICK | Glynn | 630018 | 1 | [5 empty] | Removed from Ground | Gas (Historical Use) | 560 | Bare Steel | 1966-03-08 | Galvanized Steel
DEPT PUBLIC SAFETY/GA STATE PATR | RT 5 BOX 3-P | BRUNSWICK | Glynn | 630019 | 1 | [5 empty] | Removed from Ground | Gas (Historical Use) | 3000 | Cathodically Protected Steel | 1966-03-11 | Galvanized Steel
GLYNN CO AIRPORT COMM | 500 CONNOLE ST | BRUNSWICK | Glynn | 630020 | 1 | [5 empty] | Removed from Ground | Gas (Historical Use) | 10000 | Cathodically Protected Steel | 1972-03-06 | Unknown
GLYNN CO AIRPORT COMM | 500 CONNOLE ST | BRUNSWICK | Glynn | 630020 | 2 | [5 empty] | Removed from Ground | Kerosene | 10000 | Cathodically Protected Steel | 1972-03-06 | Unknown
GLYNN CO AIRPORT COMM | 500 CONNOLE ST | BRUNSWICK | Glynn | 630020 | 3 | [5 empty] | Removed from Ground | Kerosene | 10000 | Cathodically Protected Steel | 1972-03-06 | Unknown
GLYNN CO AIRPORT COMM | 500 CONNOLE ST | BRUNSWICK | Glynn | 630020 | 4 |  |  | FALSE |  | FALSE | Removed from Ground | Jet Fuel | 10000 | Unknown | 1958-01-01
GLYNN CO AIRPORT COMM | 500 CONNOLE ST | BRUNSWICK | Glynn | 630020 | 5 |  |  | FALSE |  | FALSE | Removed from Ground | Jet Fuel | 10000 | Unknown | 1958-01-01
GLYNN CO AIRPORT COMM | 500 CONNOLE ST | BRUNSWICK | Glynn | 630020 | A |  |  | FALSE |  | FALSE | Removed from Ground | Gas (Historical Use) | 550 | Unknown | 1995-12-12
BALLARDE ELEM SCHOOL | 169 OLD JESSUP RD | BRUNSWICK | Glynn | 630024 | 1 | [5 empty] | Permanently Out of Use - historical purposes | Empty | 3000 | Bare Steel | 1962-01-07 | Galvanized Steel
BALLARDE ELEM SCHOOL | 169 OLD JESSUP RD | BRUNSWICK | Glynn | 630024 | 2 | [5 empty] | Permanently Out of Use - historical purposes | Empty | 1000 | Bare Steel | 1962-01-07 | Bare Steel
SHELL FOOD MART | 6090 ALTAMA AVE | BRUNSWICK | Glynn | 630031 | 1 | Flapper Valve | 1987-08-01 | FALSE | 1997-08-01 | FALSE | Currently in Use | Regular | 8000 | Steel-Impressed Current | 1975-02-27 |  | Pressurized
SHELL FOOD MART | 6090 ALTAMA AVE | BRUNSWICK | Glynn | 630031 | 2 | Flapper Valve | 1997-08-01 | FALSE | 1997-08-01 | FALSE | Currently in Use | Premium | 6000 | Steel-Impressed Current | 1975-01-01 |  | Pressurized
PARKER'S ST SIMONS | 509 OCEAN BLVD | ST SIMONS ISLAND | Glynn | 630032 | 1 |  | 1996-11-01 |  | 1996-11-01 |  | Removed from Ground | Gas (Historical Use) | 6000 | Steel-Impressed Current | 1982-02-04 | Double Walled | Pressurized
PARKER'S ST SIMONS | 509 OCEAN BLVD | ST SIMONS ISLAND | Glynn | 630032 | 2 |  | 1996-11-01 |  | 1996-11-01 |  | Removed from Ground | Gas (Historical Use) | 6000 | Steel-Impressed Current | 1982-02-04 | Double Walled | Pressurized
PARKER'S ST SIMONS | 509 OCEAN BLVD | ST SIMONS ISLAND | Glynn | 630032 | 3 |  | 1996-11-01 |  | 1996-11-01 |  | Removed from Ground | Gas (Historical Use) | 6000 | Steel-Impressed Current | 1982-02-04 | Double Walled | Pressurized
FRIENDLY EXPRESS #48 | 4230 US HWY 17 N | BRUNSWICK | Glynn | 630033 | 1 |  | 1998-02-01 |  | 1998-02-01 |  | Removed from Ground | Gas (Historical Use) | 8000 | Steel-Impressed Current | 1973-02-27 | Cathodically Protected | Suction (American)
FRIENDLY EXPRESS #48 | 4230 US HWY 17 N | BRUNSWICK | Glynn | 630033 | 2 |  | 1998-02-01 |  | 1998-02-01 |  | Removed from Ground | Gas (Historical Use) | 6000 | Steel-Impressed Current | 1973-02-27 | Cathodically Protected | Suction (American)
FRIENDLY EXPRESS #48 | 4230 US HWY 17 N | BRUNSWICK | Glynn | 630033 | 3 |  | 2008-03-17 | FALSE | 2008-03-17 | FALSE | Currently in Use | Regular | 12000 | Composite Double Walled | 2008-03-17 | Double-Walled Flex | Pressurized
FRIENDLY EXPRESS #48 | 4230 US HWY 17 N | BRUNSWICK | Glynn | 630033 | 4A |  | 2008-03-17 | FALSE | 2008-03-17 | FALSE | Currently in Use | Premium | 6000 | Composite Double Walled | 2008-03-17 | Double-Walled Flex | Pressurized
FRIENDLY EXPRESS #48 | 4230 US HWY 17 N | BRUNSWICK | Glynn | 630033 | 4B |  | 2008-03-17 | FALSE | 2008-03-17 | FALSE | Currently in Use | Diesel | 6000 | Composite Double Walled | 2008-03-17 | Double-Walled Flex | Pressurized
ISLAND FOODS #2 | 2014 DEMERE RD | ST SIMONS ISLAND | Glynn | 630034 | 1 | [5 empty] | Removed from Ground | Gas (Historical Use) | 8000 | Bare Steel | 1974-02-27 | Galvanized Steel
ISLAND FOODS #2 | 2014 DEMERE RD | ST SIMONS ISLAND | Glynn | 630034 | 2 | [5 empty] | Removed from Ground | Gas (Historical Use) | 6000 | Bare Steel | 1974-02-27 | Galvanized Steel
ISLAND FOODS #2 | 2014 DEMERE RD | ST SIMONS ISLAND | Glynn | 630034 | 3 |  | 1991-05-01 | FALSE | 1991-05-01 | FALSE | Temporarily out of use | Gas (Historical Use) | 6000 | Composite | 1991-05-01 | Fiberglass Reinforced Plastic | Pressurized
ISLAND FOODS #2 | 2014 DEMERE RD | ST SIMONS ISLAND | Glynn | 630034 | 4 |  | 1991-05-01 | FALSE | 1991-05-01 | FALSE | Temporarily out of use | Gas (Historical Use) | 10000 | Composite | 1991-05-01 | Fiberglass Reinforced Plastic | Pressurized
ISLAND FOODS #2 | 2014 DEMERE RD | ST SIMONS ISLAND | Glynn | 630034 | 5 |  | 1991-05-01 | FALSE | 1991-05-01 | FALSE | Temporarily out of use | Gas (Historical Use) | 10000 | Composite | 1991-05-01 | Fiberglass Reinforced Plastic | Pressurized
LIL CHAMP FOOD STORE #310 | US HWY 341 RT 5 | BRUNSWICK | Glynn | 630035 | 1 | [5 empty] | Removed from Ground | Gas (Historical Use) | 8000 | Bare Steel | 1973-02-27 | Galvanized Steel | Suction (American)
LIL CHAMP FOOD STORE #310 | US HWY 341 RT 5 | BRUNSWICK | Glynn | 630035 | 2 | [5 empty] | Removed from Ground | Gas (Historical Use) | 6000 | Bare Steel | 1973-02-27 | Galvanized Steel | Suction (American)
SNAPPY FOODS | 3601 FREDERICA RD | BRUNSWICK | Glynn | 630039 | 1 |  | 1998-02-01 |  | 1998-02-01 |  | Currently in Use | Gas (Historical Use) | 8000 | Steel-Impressed Current | 1976-02-27 |  | Suction (American)
SNAPPY FOODS | 3601 FREDERICA RD | BRUNSWICK | Glynn | 630039 | 2 |  | 1998-02-01 |  | 1998-02-01 |  | Currently in Use | Gas (Historical Use) | 6000 | Cathodically Protected Steel | 1976-02-27 |  | Suction (American)
FRIENDLY EXPRESS #53 | 6215 BLYTHE ISLAND DR | BRUNSWICK | Glynn | 630040 | 1 |  | 1998-02-01 | FALSE | 1998-02-01 | FALSE | Currently in Use | Regular | 6000 | Steel-Impressed Current | 1976-02-27 | Cathodically Protected | Suction (American)
FRIENDLY EXPRESS #53 | 6215 BLYTHE ISLAND DR | BRUNSWICK | Glynn | 630040 | 2 | Flapper Valve | 1998-02-01 | FALSE | 1998-02-01 | FALSE | Currently in Use | Regular | 6000 | Steel-Impressed Current | 1976-02-27 | Cathodically Protected | Suction (American)
FRIENDLY EXPRESS #53 | 6215 BLYTHE ISLAND DR | BRUNSWICK | Glynn | 630040 | 3 | Flapper Valve | 1998-02-01 | FALSE | 1998-02-01 | FALSE | Currently in Use | Premium | 6000 | Steel-Impressed Current | 1976-02-27 | Cathodically Protected | Suction (American)
LIL CHAMP #323 | 2408 NEWCASTLE ST | BRUNSWICK | Glynn | 630041 | 1 |  | 1998-01-01 |  | 1998-01-01 |  | Removed from Ground | Gas (Historical Use) | 6000 | Steel-Impressed Current | 1976-02-27 | Galvanized Steel | Suction (American)
LIL CHAMP #323 | 2408 NEWCASTLE ST | BRUNSWICK | Glynn | 630041 | 2 |  | 1998-01-01 |  | 1998-01-01 |  | Removed from Ground | Gas (Historical Use) | 6000 | Steel-Impressed Current | 1976-02-27 | Galvanized Steel | Suction (American)
LIL CHAMP #323 | 2408 NEWCASTLE ST | BRUNSWICK | Glynn | 630041 | 3 |  | 1998-01-01 |  | 1998-01-01 |  | Removed from Ground | Gas (Historical Use) | 6000 | Steel-Impressed Current | 1976-02-27 | Galvanized Steel | Suction (American)
LIL CHAMP #324 | 803 ALBERMARLE ST | BRUNSWICK | Glynn | 630042 | 1 | [5 empty] | Removed from Ground | Gas (Historical Use) | 6000 | Bare Steel | 1977-02-26 | Galvanized Steel | Suction (American)
LIL CHAMP #324 | 803 ALBERMARLE ST | BRUNSWICK | Glynn | 630042 | 2 | [5 empty] | Removed from Ground | Gas (Historical Use) | 6000 | Bare Steel | 1977-02-26 | Galvanized Steel | Suction (American)
LIL CHAMP #324 | 803 ALBERMARLE ST | BRUNSWICK | Glynn | 630042 | 3 | [5 empty] | Removed from Ground | Gas (Historical Use) | 6000 | Bare Steel | 1977-02-26 | Galvanized Steel | Suction (American)
FRIENDLY EXPRESS #54 | 2401 GLOUCESTER ST | BRUNSWICK | Glynn | 630043 | 1 | Flapper Valve | 1998-03-01 | FALSE | 1998-03-01 | FALSE | Currently in Use | Regular | 6000 | Steel-Impressed Current | 1977-02-26 | Double-Walled Flex | Pressurized
FRIENDLY EXPRESS #54 | 2401 GLOUCESTER ST | BRUNSWICK | Glynn | 630043 | 2 | Flapper Valve | 1998-03-01 | FALSE | 1998-03-01 | FALSE | Currently in Use | Premium | 6000 | Steel-Impressed Current | 1977-02-26 | Double-Walled Flex | Pressurized
FRIENDLY EXPRESS #54 | 2401 GLOUCESTER ST | BRUNSWICK | Glynn | 630043 | 3 | Flapper Valve | 1998-03-01 | FALSE | 1998-03-01 | FALSE | Currently in Use | Premium | 6000 | Steel-Impressed Current | 1977-02-26 | Double-Walled Flex | Pressurized
FRIENDLY EXPRESS #55 | 153 DARIEN HWY | BRUNSWICK | Glynn | 630044 | 1 |  | 1997-03-01 |  | 1997-03-01 |  | Removed from Ground | Gas (Historical Use) | 6000 | Steel-Impressed Current | 1977-02-26 | Double Walled | Pressurized
FRIENDLY EXPRESS #55 | 153 DARIEN HWY | BRUNSWICK | Glynn | 630044 | 2 |  | 1997-03-01 |  | 1997-03-01 |  | Removed from Ground | Gas (Historical Use) | 6000 | Steel-Impressed Current | 1977-02-26 | Double Walled | Pressurized
FRIENDLY EXPRESS #55 | 153 DARIEN HWY | BRUNSWICK | Glynn | 630044 | 3 |  | 1997-03-01 |  | 1997-03-01 |  | Removed from Ground | Gas (Historical Use) | 6000 | Steel-Impressed Current | 1977-02-26 | Double Walled | Pressurized
FRIENDLY EXPRESS #58 | 5502 FREDERICA RD | ST SIMONS ISLAND | Glynn | 630049 | 1 | Flapper Valve | 1998-03-01 | FALSE | 1998-03-01 | FALSE | Currently in Use | Regular | 10000 | Composite | 1985-02-24 | Double-Walled Flex | Pressurized
FRIENDLY EXPRESS #58 | 5502 FREDERICA RD | ST SIMONS ISLAND | Glynn | 630049 | 2 | Flapper Valve | 1998-03-01 | FALSE | 1998-03-01 | FALSE | Currently in Use | Premium | 6000 | Composite | 1985-02-24 | Double-Walled Flex | Pressurized
FRIENDLY EXPRESS #58 | 5502 FREDERICA RD | ST SIMONS ISLAND | Glynn | 630049 | 3 | Flapper Valve | 1998-03-01 | FALSE | 1998-03-01 | FALSE | Currently in Use | Diesel | 10000 | Composite | 1985-02-24 | Double-Walled Flex | Pressurized
DISCOUNT STOP #5 | 1409 GLOUCESTER ST | BRUNSWICK | Glynn | 630050 | 1A | Flapper Valve | 1997-07-01 |  | 1997-07-01 |  | Currently in Use | Gas (Historical Use) | 3000 | Steel-Impressed Current | 1984-02-25 | Double-Walled Fiberglass | Pressurized
DISCOUNT STOP #5 | 1409 GLOUCESTER ST | BRUNSWICK | Glynn | 630050 | 1B | Flapper Valve | 1997-07-01 |  | 1997-07-01 |  | Currently in Use | Gas (Historical Use) | 3000 | Steel-Impressed Current | 1984-02-25 | Double-Walled Fiberglass | Pressurized
DISCOUNT STOP #5 | 1409 GLOUCESTER ST | BRUNSWICK | Glynn | 630050 | 2 | Flapper Valve | 1997-07-01 |  | 1997-07-01 |  | Currently in Use | Gas (Historical Use) | 6000 | Fiberglass Double Walled | 1984-02-25 | Double-Walled Fiberglass | Pressurized
DISCOUNT STOP #5 | 1409 GLOUCESTER ST | BRUNSWICK | Glynn | 630050 | 3 | Flapper Valve | 1997-07-01 |  | 1997-07-01 |  | Currently in Use | Gas (Historical Use) | 3000 | Steel-Impressed Current | 1984-02-25 | Double-Walled Fiberglass | Pressurized
DISCOUNT STOP #5 | 1409 GLOUCESTER ST | BRUNSWICK | Glynn | 630050 | 4 | Flapper Valve | 1997-07-01 |  | 1997-07-01 |  | Currently in Use | Diesel | 3000 | Steel-Impressed Current | 1984-02-25 | Double-Walled Fiberglass | Pressurized
DISCOUNT STOP #5 | 1409 GLOUCESTER ST | BRUNSWICK | Glynn | 630050 | 6 |  |  | TRUE |  | TRUE | Removed from Ground | Used Oil | 550 | Marked Unknown | 1992-08-10 | Unknown
LOLO MART #2 | 2722 NORWICH ST | BRUNSWICK | Glynn | 630051 | 1 | Flapper Valve | 1998-02-01 | FALSE | 1998-02-01 | FALSE | Currently in Use | Gas (Historical Use) | 10000 | Steel-Impressed Current | 1983-02-25 |  | Safe Suction (Euro)
LOLO MART #2 | 2722 NORWICH ST | BRUNSWICK | Glynn | 630051 | 2 | Flapper Valve | 1998-02-01 | FALSE | 1998-02-01 | FALSE | Currently in Use | Gas (Historical Use) | 10000 | Steel-Impressed Current | 1983-02-25 |  | Safe Suction (Euro)
LOLO MART #2 | 2722 NORWICH ST | BRUNSWICK | Glynn | 630051 | 3 | Flapper Valve | 1998-02-01 | FALSE | 1998-02-01 | FALSE | Currently in Use | Gas (Historical Use) | 10000 | Steel-Impressed Current | 1983-02-25 |  | Safe Suction (Euro)
LOLO MART #2 | 2722 NORWICH ST | BRUNSWICK | Glynn | 630051 | 4 | Flapper Valve | 1998-02-01 | FALSE | 1998-02-01 | FALSE | Currently in Use | Diesel | 3000 | Steel-Impressed Current | 1983-02-25 |  | Safe Suction (Euro)
PARKERS VILLAGE | 501 OCEAN BLVD | ST SIMONS ISLAND | Glynn | 630052 | 1 | Flapper Valve | 2001-04-10 | FALSE | 2001-04-10 | FALSE | Currently in Use | Premium | 8000 | Steel-Impressed Current | 1983-02-25 | Double-Walled Flex | Pressurized
PARKERS VILLAGE | 501 OCEAN BLVD | ST SIMONS ISLAND | Glynn | 630052 | 2 | Flapper Valve | 2001-04-10 | FALSE | 2001-04-10 | FALSE | Currently in Use | Regular | 8000 | Steel-Impressed Current | 1983-02-25 | Double-Walled Flex | Pressurized
PARKERS VILLAGE | 501 OCEAN BLVD | ST SIMONS ISLAND | Glynn | 630052 | 3 | Flapper Valve | 2001-04-10 | FALSE | 2001-04-10 | FALSE | Currently in Use | E-0 | 4000 | Steel-Impressed Current | 1983-02-25 | Double-Walled Flex | Pressurized
QUICK STOP #2 | 6131 NEW JESUP HWY | BRUNSWICK | Glynn | 630053 | 1 |  | 1998-11-10 | FALSE | 1998-11-10 | FALSE | Currently in Use | Regular | 6000 | Steel-Impressed Current | 1983-02-25 | Steel (Impressed Current) | Suction (American)
QUICK STOP #2 | 6131 NEW JESUP HWY | BRUNSWICK | Glynn | 630053 | 2 | [5 empty] | Removed from Ground | Gas (Historical Use) | 2500 | Bare Steel | 1983-02-25 | Galvanized Steel
QUICK STOP #2 | 6131 NEW JESUP HWY | BRUNSWICK | Glynn | 630053 | 3 |  | 1998-11-10 | FALSE | 1998-11-10 | FALSE | Currently in Use | Premium | 6000 | Steel-Impressed Current | 1983-02-25 | Steel (Impressed Current) | Suction (American)
ONE STOP #42 | 4544 OLD CYPRESS MILL RD | BRUNSWICK | Glynn | 630054 | 1 | [5 empty] | Removed from Ground | Gas (Historical Use) | 8000 | Bare Steel | 1983-02-25 | Galvanized Steel | Suction (American)
ONE STOP #42 | 4544 OLD CYPRESS MILL RD | BRUNSWICK | Glynn | 630054 | 2 | [5 empty] | Removed from Ground | Gas (Historical Use) | 8000 | Bare Steel | 1983-02-25 | Galvanized Steel | Suction (American)
ONE STOP #42 | 4544 OLD CYPRESS MILL RD | BRUNSWICK | Glynn | 630054 | 3A | Ball Float | 1997-08-01 | FALSE | 1997-08-01 | FALSE | Currently in Use | Gas (Historical Use) | 8000 | Epoxy | 1997-08-01 | Fiberglass Reinforced Plastic | Pressurized
ONE STOP #42 | 4544 OLD CYPRESS MILL RD | BRUNSWICK | Glynn | 630054 | 3B | Ball Float | 1997-08-01 | FALSE | 1997-08-01 | FALSE | Currently in Use | Gas (Historical Use) | 4000 | Epoxy | 1987-08-01 | Double-Walled Fiberglass | Pressurized
HUNTLEY JIFFY STORE #378 | 1163 CATE RD | BRUNSWICK | Glynn | 630055 | 1 | [5 empty] | Removed from Ground | Gas (Historical Use) | 4000 | Bare Steel | 1983-02-25 | Galvanized Steel
HUNTLEY JIFFY STORE #378 | 1163 CATE RD | BRUNSWICK | Glynn | 630055 | 2 | [5 empty] | Removed from Ground | Gas (Historical Use) | 4000 | Bare Steel | 1983-02-25 | Galvanized Steel
HUNTLEY JIFFY STORE #378 | 1163 CATE RD | BRUNSWICK | Glynn | 630055 | 3 | [5 empty] | Removed from Ground | Gas (Historical Use) | 4000 | Bare Steel | 1983-02-25 | Galvanized Steel
Amerimart | 1008 BAY ST | BRUNSWICK | Glynn | 630056 | 1 | Flapper Valve | 1998-02-01 | FALSE | 1998-02-01 | FALSE | Currently in Use | Regular | 6000 | Steel-Impressed Current | 1984-02-25 | Steel (Impressed Current) | Suction (American)
Amerimart | 1008 BAY ST | BRUNSWICK | Glynn | 630056 | 2 | Flapper Valve | 1998-02-01 | FALSE | 1998-02-01 | FALSE | Currently in Use | Diesel | 6000 | Steel-Impressed Current | 1984-02-25 | Steel (Impressed Current) | Suction (American)
Amerimart | 1008 BAY ST | BRUNSWICK | Glynn | 630056 | 3 | Flapper Valve | 1998-02-01 | FALSE | 1998-02-01 | FALSE | Currently in Use | E-0 | 6000 | Steel-Impressed Current | 1984-02-25 | Steel (Impressed Current) | Suction (American)
Amerimart | 1008 BAY ST | BRUNSWICK | Glynn | 630056 | 4 |  | 1998-02-01 | FALSE | 1998-02-01 | FALSE | Temporarily out of use | Diesel | 6000 | Steel-Impressed Current | 1984-02-25 | Steel (Impressed Current) | Suction (American)
FRIENDLY EXPRESS #62 | 1313 DEMERE RD | ST SIMONS ISLAND | Glynn | 630058 | 1 | Flapper Valve | 1998-03-01 | FALSE | 1998-03-01 | FALSE | Currently in Use | Premium | 10000 | Steel-Impressed Current | 1985-02-24 | Fiberglass Reinforced Plastic | Pressurized
FRIENDLY EXPRESS #62 | 1313 DEMERE RD | ST SIMONS ISLAND | Glynn | 630058 | 2 | Flapper Valve | 1998-03-01 | FALSE | 1998-03-01 | FALSE | Currently in Use | E-0 | 6000 | Steel-Impressed Current | 1985-02-24 | Fiberglass Reinforced Plastic | Pressurized
FRIENDLY EXPRESS #62 | 1313 DEMERE RD | ST SIMONS ISLAND | Glynn | 630058 | 3 | Flapper Valve | 1998-03-01 | FALSE | 1998-03-01 | FALSE | Currently in Use | Regular | 10000 | Steel-Impressed Current | 1985-02-24 | Fiberglass Reinforced Plastic | Pressurized
FRIENDLY EXPRESS #62 | 1313 DEMERE RD | ST SIMONS ISLAND | Glynn | 630058 | 4 | Flapper Valve | 1998-03-01 | FALSE | 1998-03-01 | FALSE | Temporarily out of use | Kerosene | 10000 | Steel-Impressed Current | 1985-02-24 | Fiberglass Reinforced Plastic | Pressurized
LCP CHEMICALS GA INC | AP.O. BOX 1558 ROSS RD | BRUNSWICK | Glynn | 630059 | 1 | [5 empty] | Removed from Ground | Gas (Historical Use) | 560 | Bare Steel | 1961-03-10 | Unknown
LCP CHEMICALS GA INC | AP.O. BOX 1558 ROSS RD | BRUNSWICK | Glynn | 630059 | 2 | [5 empty] | Removed from Ground | Gas (Historical Use) | 1000 | Bare Steel | 1961-03-10 | Unknown
PARKER-HELMS SUPPLY INC | 6009 HABERSHAM ST. | BRUNSWICK | Glynn | 630061 | 1 | [5 empty] | Removed from Ground | Gas (Historical Use) | 500 | Bare Steel | 1975-03-07 | Galvanized Steel
PARKER-HELMS SUPPLY INC | 6009 HABERSHAM ST. | BRUNSWICK | Glynn | 630061 | 2 | [5 empty] | Removed from Ground | Gas (Historical Use) | 500 | Bare Steel | 1975-03-07 | Galvanized Steel
RENT ALL OF GEORGIA | 2723 CARRIE ST | BRUNSWICK | Glynn | 630062 | 1 | [5 empty] | Removed from Ground | Gas (Historical Use) | 500 | Bare Steel | 1982-02-25 | Galvanized Steel | Suction (American)
RENT ALL OF GEORGIA | 2723 CARRIE ST | BRUNSWICK | Glynn | 630062 | 2 | [5 empty] | Removed from Ground | Empty | 500 | Bare Steel | 1982-02-25 | Galvanized Steel | Suction (American)
WOMETCO FOOD SVS/VENDING CO | 3110 LEE ST | BRUNSWICK | Glynn | 630064 | 1 | [5 empty] | Removed from Ground | Gas (Historical Use) | 900 | Bare Steel | 1971-03-10 | Galvanized Steel
KUT-KWICK CORP | 1927 NEWCASTLE ST | BRUNSWICK | Glynn | 630065 | 1 | [5 empty] | Removed from Ground | Gas (Historical Use) | 500 | Bare Steel | 1976-03-26 | Galvanized Steel | Suction (American)
KUT-KWICK CORP | 1927 NEWCASTLE ST | BRUNSWICK | Glynn | 630065 | 2 | [5 empty] | Removed from Ground | Kerosene | 250 | Bare Steel | 1966-03-29 | Unknown | Suction (American)
JENKINS ENTERPRISES DIXIE SERVIC | 4262 NORWICH ST | BRUNSWICK | Glynn | 630066 | 1 | [5 empty] | Removed from Ground | Gas (Historical Use) | 8000 | Bare Steel | 1973-03-16 | Galvanized Steel
JENKINS ENTERPRISES DIXIE SERVIC | 4262 NORWICH ST | BRUNSWICK | Glynn | 630066 | 2 | [5 empty] | Removed from Ground | Gas (Historical Use) | 8000 | Bare Steel | 1973-03-16 | Galvanized Steel
JENKINS ENTERPRISES DIXIE SERVIC | 4262 NORWICH ST | BRUNSWICK | Glynn | 630066 | 3 | [5 empty] | Removed from Ground | Diesel | 10000 | Bare Steel | 1974-03-16 | Galvanized Steel
JENKINS ENTERPRISES DIXIE SERVIC | 4262 NORWICH ST | BRUNSWICK | Glynn | 630066 | 4 | [5 empty] | Removed from Ground | Diesel | 10000 | Bare Steel | 1974-03-16 | Galvanized Steel
JENKINS ENTERPRISES DIXIE SERVIC | 4262 NORWICH ST | BRUNSWICK | Glynn | 630066 | 5 | [5 empty] | Removed from Ground | Diesel | 4000 | Bare Steel | 1966-03-18 | Galvanized Steel
JENKINS ENTERPRISES DIXIE SERVIC | 4262 NORWICH ST | BRUNSWICK | Glynn | 630066 | 6AST |  |  | TRUE |  | TRUE | Closed in Ground | Used Oil | 500 | Bare Steel | 1974-03-16 | Galvanized Steel
IN & OUT MINIT MARKET | 1603 L ST | BRUNSWICK | Glynn | 630067 | 1 | [5 empty] | Closed in Ground | Gas (Historical Use) | 4000 | Bare Steel | 1978-03-15 | Galvanized Steel
IN & OUT MINIT MARKET | 1603 L ST | BRUNSWICK | Glynn | 630067 | 2 | [5 empty] | Closed in Ground | Gas (Historical Use) | 4000 | Bare Steel | 1978-03-15 | Galvanized Steel
IN & OUT MINIT MARKET | 1603 L ST | BRUNSWICK | Glynn | 630067 | 3 | [5 empty] | Closed in Ground | Gas (Historical Use) | 4000 | Bare Steel | 1978-03-15 | Galvanized Steel
POWELL'S MINIT MARKET | RT. 3 BOX 457 HWY. 341 | BRUNSWICK | Glynn | 630068 | 1 | [5 empty] | Removed from Ground | Gas (Historical Use) | 1000 | Bare Steel | 1956-03-20 | Galvanized Steel
POWELL'S MINIT MARKET | RT. 3 BOX 457 HWY. 341 | BRUNSWICK | Glynn | 630068 | 2 | [5 empty] | Removed from Ground | Gas (Historical Use) | 0 | Bare Steel | 1966-03-18 | Galvanized Steel
POWELL'S MINIT MARKET | RT. 3 BOX 457 HWY. 341 | BRUNSWICK | Glynn | 630068 | 3 | [5 empty] | Removed from Ground | Diesel | 2000 | Bare Steel | 1966-03-18 | Galvanized Steel
E.M. CHAMPION MEAT CO. | 1501 T ST | BRUNSWICK | Glynn | 630070 | 1 | [5 empty] | Removed from Ground | Empty | 560 | Bare Steel | 1921-03-29 | Galvanized Steel
JIMS CONVENIENCE STORE/DORIS THO | 436 COMMUNITY RD | BRUNSWICK | Glynn | 630071 | 1 | [5 empty] | Removed from Ground | Gas (Historical Use) | 4000 | Bare Steel | 1978-03-15 | Galvanized Steel
JIMS CONVENIENCE STORE/DORIS THO | 436 COMMUNITY RD | BRUNSWICK | Glynn | 630071 | 2 | [5 empty] | Removed from Ground | Gas (Historical Use) | 4000 | Bare Steel | 1978-03-15 | Galvanized Steel
JIMS CONVENIENCE STORE/DORIS THO | 436 COMMUNITY RD | BRUNSWICK | Glynn | 630071 | 3 | [5 empty] | Removed from Ground | Gas (Historical Use) | 4000 | Bare Steel | 1978-03-15 | Galvanized Steel
JIMS CONVENIENCE STORE/DORIS THO | 436 COMMUNITY RD | BRUNSWICK | Glynn | 630071 | 4 | [5 empty] | Removed from Ground | Gas (Historical Use) | 4000 | Bare Steel | 1978-03-15 | Galvanized Steel
JOSEPH L OWENS JR (PERSONAL) | 156 HAMPTON DR | ST SIMONS ISLAND | Glynn | 630073 | 1 | [5 empty] | Removed from Ground | Gas (Historical Use) | 800 | Bare Steel | 1981-03-18 | Galvanized Steel
DEES AUTO SERVICE | 2200 NORWICH ST | BRUNSWICK | Glynn | 630074 | 1 | [5 empty] | Removed from Ground | Gas (Historical Use) | 3000 | Marked Unknown | 1961-03-26 | Galvanized Steel
DEES AUTO SERVICE | 2200 NORWICH ST | BRUNSWICK | Glynn | 630074 | 2 | [5 empty] | Removed from Ground | Gas (Historical Use) | 3000 | Marked Unknown | 1961-03-26 | Galvanized Steel
DEES AUTO SERVICE | 2200 NORWICH ST | BRUNSWICK | Glynn | 630074 | 3 | [5 empty] | Removed from Ground | Gas (Historical Use) | 3000 | Marked Unknown | 1961-03-26 | Galvanized Steel
DEES AUTO SERVICE | 2200 NORWICH ST | BRUNSWICK | Glynn | 630074 | 4 |  |  | TRUE |  | TRUE | Removed from Ground | Used Oil | 500 | Marked Unknown | 1961-03-26 | Galvanized Steel
CITY OF BRUNSWICK PUBLIC WORKS D | 300 PRINCE ST. | BRUNSWICK | Glynn | 630075 | 1 | [5 empty] | Removed from Ground | Gas (Historical Use) | 10000 | Bare Steel | 1982-03-20 | Galvanized Steel | Suction (American)
CITY OF BRUNSWICK PUBLIC WORKS D | 300 PRINCE ST. | BRUNSWICK | Glynn | 630075 | 2 | [5 empty] | Removed from Ground | Diesel | 1000 | Bare Steel | 1974-03-22 | Unknown | Safe Suction (Euro)
CITY OF BRUNSWICK PUBLIC WORKS D | 300 PRINCE ST. | BRUNSWICK | Glynn | 630075 | 3 | [5 empty] | Removed from Ground | Diesel | 1000 | Bare Steel | 1966-03-24 | Unknown | Safe Suction (Euro)
CITY OF BRUNSWICK PUBLIC WORKS D | 300 PRINCE ST. | BRUNSWICK | Glynn | 630075 | 4 | [5 empty] | Removed from Ground | Diesel | 1000 | Bare Steel | 1966-03-24 | Unknown | Safe Suction (Euro)
PEPSI COLA BOTLRS OF BRUNSWICK | SPUR 25 & CANAL RD | BRUNSWICK | Glynn | 630076 | 1 | [5 empty] | Removed from Ground | Gas (Historical Use) | 10000 | Bare Steel | 1979-03-23 | Galvanized Steel
PEPSI COLA BOTLRS OF BRUNSWICK | SPUR 25 & CANAL RD | BRUNSWICK | Glynn | 630076 | 2 | [5 empty] | Removed from Ground | Diesel | 10000 | Bare Steel | 1979-03-23 | Galvanized Steel
SEARS #2065 | 3 MALL BLVD | BRUNSWICK | Glynn | 630078 | 1 | [5 empty] | Removed from Ground | Gas (Historical Use) | 2000 | Fiberglass | 1985-01-01 | Galvanized Steel
SEARS #2065 | 3 MALL BLVD | BRUNSWICK | Glynn | 630078 | 2 |  |  | TRUE |  | TRUE | Removed from Ground | Used Oil | 500 | Fiberglass | 1985-01-01 | Galvanized Steel
MIKES EASTSIDE BP | 3000 GLYNN AVE | BRUNSWICK | Glynn | 630082 | 1 | [5 empty] | Permanently Out of Use - historical purposes | Gas (Historical Use) | 10000 | Bare Steel | 1972-04-26 | Galvanized Steel | Pressurized
MIKES EASTSIDE BP | 3000 GLYNN AVE | BRUNSWICK | Glynn | 630082 | 2 | [5 empty] | Permanently Out of Use - historical purposes | Gas (Historical Use) | 10000 | Bare Steel | 1972-04-26 | Galvanized Steel
MIKES EASTSIDE BP | 3000 GLYNN AVE | BRUNSWICK | Glynn | 630082 | 3 | [5 empty] | Permanently Out of Use - historical purposes | Gas (Historical Use) | 10000 | Fiberglass | 1972-04-26 | Galvanized Steel | Pressurized
MIKES EASTSIDE BP | 3000 GLYNN AVE | BRUNSWICK | Glynn | 630082 | 4 |  |  | TRUE |  | TRUE | Permanently Out of Use - historical purposes | Used Oil | 500 | Bare Steel | 1972-04-26 | Galvanized Steel | Gravity Fed
JACK'S CITGO FOODMART | 3424 CYPRESS MILL ROAD | BRUNSWICK | Glynn | 630083 | 1 | Flapper Valve | 1998-10-01 | FALSE | 1998-10-01 | FALSE | Currently in Use | Regular | 8000 | Steel-Impressed Current | 1983-04-24 | Fiberglass Reinforced Plastic | Pressurized
JACK'S CITGO FOODMART | 3424 CYPRESS MILL ROAD | BRUNSWICK | Glynn | 630083 | 2 | Flapper Valve | 1998-10-01 | FALSE | 1998-10-01 | FALSE | Currently in Use | Regular | 8000 | Steel-Impressed Current | 1983-04-24 | Fiberglass Reinforced Plastic | Pressurized
JACK'S CITGO FOODMART | 3424 CYPRESS MILL ROAD | BRUNSWICK | Glynn | 630083 | 3 | Flapper Valve | 1998-10-01 | FALSE | 1998-10-01 | FALSE | Currently in Use | Premium | 8000 | Steel-Impressed Current | 1983-04-24 | Fiberglass Reinforced Plastic | Pressurized
JACK'S CITGO FOODMART | 3424 CYPRESS MILL ROAD | BRUNSWICK | Glynn | 630083 | 4 | Flapper Valve | 1998-10-01 | FALSE | 1998-10-01 | FALSE | Currently in Use | Diesel | 8000 | Steel-Impressed Current | 1983-04-24 | Fiberglass Reinforced Plastic | Pressurized
STOP N SHOP FKA R & S BP | 5248 JESSUP HWY | BRUNSWICK | Glynn | 630085 | 1 |  | 1998-12-23 |  | 1998-12-23 |  | Removed from Ground | Gas (Historical Use) | 8000 | Steel-Impressed Current | 1982-04-24 | Cathodically Protected | Pressurized
STOP N SHOP FKA R & S BP | 5248 JESSUP HWY | BRUNSWICK | Glynn | 630085 | 2 |  | 1998-12-23 |  | 1998-12-23 |  | Removed from Ground | Gas (Historical Use) | 8000 | Steel-Impressed Current | 1982-04-24 | Cathodically Protected | Pressurized
STOP N SHOP FKA R & S BP | 5248 JESSUP HWY | BRUNSWICK | Glynn | 630085 | 3 |  | 1998-12-23 |  | 1998-12-23 |  | Removed from Ground | Gas (Historical Use) | 8000 | Steel-Impressed Current | 1982-04-24 | Cathodically Protected | Pressurized
STOP N SHOP FKA R & S BP | 5248 JESSUP HWY | BRUNSWICK | Glynn | 630085 | 4 |  | 1998-12-23 |  | 1998-12-23 |  | Removed from Ground | Diesel | 8000 | Steel-Impressed Current | 1982-04-24 | Cathodically Protected | Pressurized
STOP N SHOP FKA R & S BP | 5248 JESSUP HWY | BRUNSWICK | Glynn | 630085 | 5 | Ball Float | 2000-04-22 |  | 2000-04-22 |  | Removed from Ground | Gas (Historical Use) | 12000 | Fiberglass Double Walled | 2000-04-22 | Secondary Containment | Pressurized
STOP N SHOP FKA R & S BP | 5248 JESSUP HWY | BRUNSWICK | Glynn | 630085 | 6 | Ball Float | 2000-04-22 |  | 2000-04-22 |  | Removed from Ground | Gas (Historical Use) | 8000 | Fiberglass Double Walled | 2000-04-22 | Secondary Containment | Pressurized
STOP N SHOP FKA R & S BP | 5248 JESSUP HWY | BRUNSWICK | Glynn | 630085 | 7 | Flapper Valve | 2000-04-22 |  | 2000-04-22 |  | Removed from Ground | Diesel | 8000 | Fiberglass Double Walled | 2000-04-22 | Secondary Containment | Pressurized
GA FC/GLYNN CO FORESTRY UNIT | GA HWY 32 10 MI WEST OF BRUNSWIC | BRUNSWICK | Glynn | 630086 | 1 | [5 empty] | Removed from Ground | Gas (Historical Use) | 2000 | Bare Steel | 1975-04-25 | Galvanized Steel
GA FC/GLYNN CO FORESTRY UNIT | GA HWY 32 10 MI WEST OF BRUNSWIC | BRUNSWICK | Glynn | 630086 | 2 | [5 empty] | Removed from Ground | Other | 560 | Bare Steel | 1961-04-28 | Galvanized Steel
GA FC/GLYNN CO FORESTRY UNIT | GA HWY 32 10 MI WEST OF BRUNSWIC | BRUNSWICK | Glynn | 630086 | 3 | [5 empty] | Removed from Ground | Empty | 560 | Bare Steel | 1956-04-29 | Galvanized Steel
GA FC/GLYNN CO FORESTRY UNIT | GA HWY 32 10 MI WEST OF BRUNSWIC | BRUNSWICK | Glynn | 630086 | 4 |  | 1994-04-17 |  | 1994-04-17 |  | Removed from Ground | Diesel | 1000 | Galvanic (STIP-3) | 1994-02-17 | Cathodically Protected | Safe Suction (Euro)
GA FC/GLYNN CO FORESTRY UNIT | GA HWY 32 10 MI WEST OF BRUNSWIC | BRUNSWICK | Glynn | 630086 | 5 |  | 1994-04-17 |  | 1994-04-17 |  | Removed from Ground | Gas (Historical Use) | 1000 | Galvanic (STIP-3) | 1994-02-17 | Cathodically Protected | Safe Suction (Euro)
COASTAL GEORGIA COMMUNITY COLLEGE | 3700 ALTAMA AVE | BRUNSWICK | Glynn | 630091 | 1 |  |  | TRUE |  | TRUE | Removed from Ground | Diesel | 500 | Bare Steel | 1975-04-07 | Copper | Suction (American)
COASTAL GEORGIA COMMUNITY COLLEGE | 3700 ALTAMA AVE | BRUNSWICK | Glynn | 630091 | 3 | [5 empty] | Removed from Ground | Gas (Historical Use) | 1000 | Bare Steel | 1984-04-04 | Galvanized Steel | Suction (American)
COASTAL GEORGIA COMMUNITY COLLEGE | 3700 ALTAMA AVE | BRUNSWICK | Glynn | 630091 | 4 | [5 empty] | Removed from Ground | Gas (Historical Use) | 1000 | Bare Steel | 1984-04-04 | Galvanized Steel | Suction (American)
CHEVRON STATION | 507 OCEAN BLVD | ST SIMONS ISLAND | Glynn | 630092 | 1 | [5 empty] | Removed from Ground | Gas (Historical Use) | 10000 | Bare Steel | 1977-03-30 | Bare Steel
CHEVRON STATION | 507 OCEAN BLVD | ST SIMONS ISLAND | Glynn | 630092 | 2 | [5 empty] | Removed from Ground | Gas (Historical Use) | 5000 | Bare Steel | 1977-03-30 | Bare Steel
CHEVRON STATION | 507 OCEAN BLVD | ST SIMONS ISLAND | Glynn | 630092 | 3 | [5 empty] | Removed from Ground | Gas (Historical Use) | 10000 | Bare Steel | 1977-03-30 | Bare Steel
CHEVRON STATION | 507 OCEAN BLVD | ST SIMONS ISLAND | Glynn | 630092 | 4 | [5 empty] | Removed from Ground | Gas (Historical Use) | 550 | Bare Steel | 1977-03-30 | Bare Steel
AMERICAN JACKS #34 | 5004 NEW JESUP HWY | BRUNSWICK | Glynn | 630093 | 1 |  | 1982-03-29 |  | 1982-03-29 |  | Removed from Ground | Gas (Historical Use) | 10000 | Fiberglass | 1982-03-29 | Fiberglass Reinforced Plastic | Pressurized
AMERICAN JACKS #34 | 5004 NEW JESUP HWY | BRUNSWICK | Glynn | 630093 | 2 |  | 1982-03-29 |  | 1982-03-02 |  | Removed from Ground | Gas (Historical Use) | 10000 | Fiberglass | 1982-03-29 | Fiberglass Reinforced Plastic | Pressurized
AMERICAN JACKS #34 | 5004 NEW JESUP HWY | BRUNSWICK | Glynn | 630093 | 3 |  | 1982-03-29 |  | 1982-03-29 |  | Removed from Ground | Gas (Historical Use) | 10000 | Fiberglass | 1982-03-29 | Fiberglass Reinforced Plastic | Pressurized
AMERICAN JACKS #34 | 5004 NEW JESUP HWY | BRUNSWICK | Glynn | 630093 | 4 | [5 empty] | Removed from Ground | Diesel | 10000 | Fiberglass | 1982-03-29 | Fiberglass Reinforced Plastic | Pressurized
AMERICAN JACKS #34 | 5004 NEW JESUP HWY | BRUNSWICK | Glynn | 630093 | 5 |  |  | TRUE |  | TRUE | Removed from Ground | Used Oil | 1000 | Fiberglass | 1982-03-29 | Fiberglass Reinforced Plastic | Pressurized
PHILLIPS 66 CO | US HWY 17 & J ST | BRUNSWICK | Glynn | 630095 | 1 | [5 empty] | Removed from Ground | Gas (Historical Use) | 6000 | Bare Steel | 1966-04-27 | Bare Steel
PHILLIPS 66 CO | US HWY 17 & J ST | BRUNSWICK | Glynn | 630095 | 2 | [5 empty] | Removed from Ground | Gas (Historical Use) | 6000 | Bare Steel | 1966-04-27 | Bare Steel
PHILLIPS 66 CO | US HWY 17 & J ST | BRUNSWICK | Glynn | 630095 | 3 | [5 empty] | Removed from Ground | Gas (Historical Use) | 550 | Bare Steel | 1966-04-27 | Bare Steel
PHILLIPS 66 CO | US HWY 17 & J ST | BRUNSWICK | Glynn | 630095 | 4 | [5 empty] | Removed from Ground | Gas (Historical Use) | 8000 | Bare Steel | 1975-04-25 | Bare Steel
THALMANN | RT 5 BOX 374J | BRUNSWICK | Glynn | 630096 | 1 | [5 empty] | Removed from Ground | Gas (Historical Use) | 1500 | Bare Steel | 1978-04-12 | Unknown
THALMANN | RT 5 BOX 374J | BRUNSWICK | Glynn | 630096 | 2 | [5 empty] | Removed from Ground | Diesel | 8000 | Bare Steel | 1978-04-12 | Unknown
SATILLA | RT 5 BOX 938 | BRUNSWICK | Glynn | 630097 | 1 |  |  | TRUE |  | TRUE | Removed from Ground | Used Oil | 1000 | Bare Steel | 1979-04-12 | Unknown
SATILLA | RT 5 BOX 938 | BRUNSWICK | Glynn | 630097 | 2 | [5 empty] | Removed from Ground | Diesel | 3000 | Bare Steel | 1979-04-12 | Unknown
SATILLA | RT 5 BOX 938 | BRUNSWICK | Glynn | 630097 | 3 | [5 empty] | Removed from Ground | Gas (Historical Use) | 1000 | Bare Steel | 1958-04-17 | Unknown
SATILLA | RT 5 BOX 938 | BRUNSWICK | Glynn | 630097 | 4 | [5 empty] | Removed from Ground | Gas (Historical Use) | 560 | Bare Steel | 1970-04-14 | Unknown
SATILLA | RT 5 BOX 938 | BRUNSWICK | Glynn | 630097 | 5 | [5 empty] | Removed from Ground | Gas (Historical Use) | 1000 | Bare Steel | 1970-04-14 | Unknown
SATILLA | RT 5 BOX 938 | BRUNSWICK | Glynn | 630097 | 6 | [5 empty] | Removed from Ground | Diesel | 10000 | Bare Steel | 1996-12-01 | Fiberglass Reinforced Plastic
BROOKMAN | RT 5 BOX 938 | BRUNSWICK | Glynn | 630098 | 1 | [5 empty] | Removed from Ground | Diesel | 7200 | Bare Steel | 1976-04-12 | Unknown
BROOKMAN | RT 5 BOX 938 | BRUNSWICK | Glynn | 630098 | 2 | [5 empty] | Removed from Ground | Gas (Historical Use) | 2000 | Bare Steel | 1960-04-16 | Unknown
GA DOT 10563 RESIDENT ENG OFFICE | 1 GLYNN AVE | BRUNSWICK | Glynn | 630099 | 10563-1 | [5 empty] | Removed from Ground | Gas (Historical Use) | 1061 | Bare Steel | 1981-04-30 | Galvanized Steel | Safe Suction (Euro)
GA DOT 10563 RESIDENT ENG OFFICE | 1 GLYNN AVE | BRUNSWICK | Glynn | 630099 | 10563-2 | [5 empty] | Removed from Ground | Gas (Historical Use) | 1061 | Bare Steel | 1981-04-30 | Galvanized Steel | Safe Suction (Euro)
DOT 10508 GLYNN CO MAINT HQ | 0 .7 MI W OF US 341 ON MCKENZIE D | STERLING | Glynn | 630100 | 508D1 | [5 empty] | Removed from Ground | Diesel | 1000 | Bare Steel | 1986-04-29 | Galvanized Steel | Safe Suction (Euro)
DOT 10508 GLYNN CO MAINT HQ | 0 .7 MI W OF US 341 ON MCKENZIE D | STERLING | Glynn | 630100 | 508G1 | [5 empty] | Removed from Ground | Gas (Historical Use) | 2000 | Bare Steel | 1986-04-29 | Galvanized Steel | Safe Suction (Euro)
EXXON | 5055 NEW JESUP HWY | BRUNSWICK | Glynn | 630103 | 1 |  | 1998-05-01 | FALSE | 1998-05-01 | FALSE | Currently in Use | Premium | 8000 | Fiberglass | 1974-05-09 | Fiberglass Reinforced Plastic | Pressurized
EXXON | 5055 NEW JESUP HWY | BRUNSWICK | Glynn | 630103 | 2 | Flapper Valve | 1998-05-01 | FALSE | 1998-05-01 | FALSE | Currently in Use | Diesel | 8000 | Fiberglass | 1974-05-09 | Fiberglass Reinforced Plastic | Pressurized
EXXON | 5055 NEW JESUP HWY | BRUNSWICK | Glynn | 630103 | 3 | Flapper Valve | 1998-05-01 | FALSE | 1998-05-01 | FALSE | Currently in Use | Plus | 8000 | Fiberglass | 1974-05-09 | Fiberglass Reinforced Plastic | Pressurized
EXXON | 5055 NEW JESUP HWY | BRUNSWICK | Glynn | 630103 | 4 | Flapper Valve | 1998-05-01 | FALSE | 1998-05-01 | FALSE | Currently in Use | Regular | 10000 | Fiberglass | 1985-05-06 | Fiberglass Reinforced Plastic | Pressurized
NORWICH ST. EXXON | 3330 NORWICH ST | BRUNSWICK | Glynn | 630104 | 1 | [5 empty] | Removed from Ground | Gas (Historical Use) | 4000 | Bare Steel | 1966-04-28 | Galvanized Steel
NORWICH ST. EXXON | 3330 NORWICH ST | BRUNSWICK | Glynn | 630104 | 2 | [5 empty] | Removed from Ground | Gas (Historical Use) | 4000 | Bare Steel | 1966-04-28 | Galvanized Steel
NORWICH ST. EXXON | 3330 NORWICH ST | BRUNSWICK | Glynn | 630104 | 3 | [5 empty] | Removed from Ground | Gas (Historical Use) | 4000 | Bare Steel | 1966-04-28 | Galvanized Steel
NORWICH ST. EXXON | 3330 NORWICH ST | BRUNSWICK | Glynn | 630104 | 4 | [5 empty] | Removed from Ground | Gas (Historical Use) | 6000 | Bare Steel | 1966-04-28 | Galvanized Steel
GLYNN AVE. EXXON | 2935 GLYNN AVE. | BRUNSWICK | Glynn | 630105 | 1 | [5 empty] | Removed from Ground | Gas (Historical Use) | 4000 | Bare Steel | 1966-04-28 | Galvanized Steel
GLYNN AVE. EXXON | 2935 GLYNN AVE. | BRUNSWICK | Glynn | 630105 | 2 | [5 empty] | Removed from Ground | Gas (Historical Use) | 3000 | Bare Steel | 1966-04-28 | Galvanized Steel
GLYNN AVE. EXXON | 2935 GLYNN AVE. | BRUNSWICK | Glynn | 630105 | 3 | [5 empty] | Removed from Ground | Gas (Historical Use) | 3000 | Bare Steel | 1966-04-28 | Galvanized Steel
GLYNN AVE. EXXON | 2935 GLYNN AVE. | BRUNSWICK | Glynn | 630105 | 4 | [5 empty] | Removed from Ground | Gas (Historical Use) | 3000 | Bare Steel | 1966-04-28 | Galvanized Steel
GLYNN AVE. EXXON | 2935 GLYNN AVE. | BRUNSWICK | Glynn | 630105 | 5 | [5 empty] | Removed from Ground | Gas (Historical Use) | 3000 | Bare Steel | 1966-04-28 | Galvanized Steel
GLYNN AVE. EXXON | 2935 GLYNN AVE. | BRUNSWICK | Glynn | 630105 | A | [5 empty] | Removed from Ground | Gas (Historical Use) | 8000 | Fiberglass | 1991-12-01 | Fiberglass Reinforced Plastic | Suction (American)
GLYNN AVE. EXXON | 2935 GLYNN AVE. | BRUNSWICK | Glynn | 630105 | B | [5 empty] | Removed from Ground | Gas (Historical Use) | 8000 | Fiberglass | 1991-12-01 | Fiberglass Reinforced Plastic | Suction (American)
GLYNN AVE. EXXON | 2935 GLYNN AVE. | BRUNSWICK | Glynn | 630105 | C | [5 empty] | Removed from Ground | Gas (Historical Use) | 8000 | Fiberglass | 1991-12-01 | Fiberglass Reinforced Plastic | Suction (American)
JEKYLL ISLAND FINA | BEN FORTSON PKWY | JEKYLL ISLAND | Glynn | 630106 | 1 | [5 empty] | Removed from Ground | Gas (Historical Use) | 10000 | Fiberglass | 1974-04-25 | Bare Steel
JEKYLL ISLAND FINA | BEN FORTSON PKWY | JEKYLL ISLAND | Glynn | 630106 | 2 | [5 empty] | Removed from Ground | Gas (Historical Use) | 8000 | Fiberglass | 1973-04-25 | Bare Steel
JEKYLL ISLAND FINA | BEN FORTSON PKWY | JEKYLL ISLAND | Glynn | 630106 | 3 | [5 empty] | Removed from Ground | Gas (Historical Use) | 8000 | Fiberglass | 1973-04-25 | Bare Steel
JEKYLL ISLAND FINA | BEN FORTSON PKWY | JEKYLL ISLAND | Glynn | 630106 | 4 |  |  | TRUE |  | TRUE | Removed from Ground | Used Oil | 560 | Bare Steel | 1973-04-25 | Bare Steel
JEKYLL ISLAND FINA | BEN FORTSON PKWY | JEKYLL ISLAND | Glynn | 630106 | 5 |  | 1997-11-18 |  | 1997-11-18 |  | Removed from Ground | Gas (Historical Use) | 10000 | Fiberglass | 1997-11-18 | Fiberglass Reinforced Plastic | Pressurized
JEKYLL ISLAND FINA | BEN FORTSON PKWY | JEKYLL ISLAND | Glynn | 630106 | 6 |  | 1997-11-18 |  | 1997-11-18 |  | Removed from Ground | Gas (Historical Use) | 6000 | Fiberglass | 1997-11-18 | Fiberglass Reinforced Plastic | Pressurized
OLD FLASH FOODS #88 | 1909 GLOUCESTER ST | BRUNSWICK | Glynn | 630107 | 1 | [5 empty] | Removed from Ground | Gas (Historical Use) | 10000 | Bare Steel | 1976-05-02 | Galvanized Steel
OLD FLASH FOODS #88 | 1909 GLOUCESTER ST | BRUNSWICK | Glynn | 630107 | 2 | [5 empty] | Removed from Ground | Gas (Historical Use) | 10000 | Bare Steel | 1976-05-02 | Galvanized Steel
BUILDERS SUPPLY CORP. | 1400 4TH AVE. | BRUNSWICK | Glynn | 630108 | 1 | [5 empty] | Removed from Ground | Gas (Historical Use) | 1000 | Bare Steel | 1983-05-01 | Galvanized Steel
FAA/SSI FSS | MCKINNON AIRPORT/TERMINAL BLDG | ST SIMONS ISLAND | Glynn | 630111 | 1 | [5 empty] | Removed from Ground | Gas (Historical Use) | 280 | Bare Steel | 1961-05-07 | Galvanized Steel
BUDDY NESMITH OIL CO INC | 2696 GLYNN AVE | BRUNSWICK | Glynn | 630114 | 1 |  | 1989-01-01 |  | 1989-01-01 |  | Removed from Ground | Kerosene | 4000 | Galvanic (STIP-3) | 1986-12-01 | Galvanized Steel | Suction (American)
BUDDY NESMITH OIL CO INC | 2696 GLYNN AVE | BRUNSWICK | Glynn | 630114 | 2 | [5 empty] | Removed from Ground | Gas (Historical Use) | 4000 | Cathodically Protected Steel | 1986-12-01 | Galvanized Steel | Suction (American)
BUDDY NESMITH OIL CO INC | 2696 GLYNN AVE | BRUNSWICK | Glynn | 630114 | 3 | [5 empty] | Removed from Ground | Diesel | 2000 | Cathodically Protected Steel | 1981-05-02 | Galvanized Steel | Pressurized
BUDDY NESMITH OIL CO INC | 2696 GLYNN AVE | BRUNSWICK | Glynn | 630114 | 4 | [5 empty] | Removed from Ground | Gas (Historical Use) | 2000 | Cathodically Protected Steel | 1986-12-01 | Galvanized Steel | Suction (American)
BUDDY NESMITH OIL CO INC | 2696 GLYNN AVE | BRUNSWICK | Glynn | 630114 | 5 | [5 empty] | Removed from Ground | Used Oil | 500 | Bare Steel |  | Galvanized Steel | Gravity Fed
BRUNSWEIC [D [D [DICK RADIO TOWE | 251 NEW JESSUP RD | BRUNSWICK | Glynn | 630117 | 1 | [5 empty] | Closed in Ground | Kerosene | 3000 | Composite | 1981-04-30 | Copper
FIRESTONE STORE #7929 | 2705 CYPRESS MILL RD | BRUNSWICK | Glynn | 630118 | 1 |  |  | TRUE |  | TRUE | Removed from Ground | Used Oil | 300 | Bare Steel | 1980-04-30 | Bare Steel | Gravity Fed
H F HARPER/SOUTH GA TOWER & TANK | 328 BANKS DR/BLYTHE ISLAND | BRUNSWICK | Glynn | 630119 | 1 | [5 empty] | Removed from Ground | Gas (Historical Use) | 500 | Bare Steel | 1985-04-29 | Galvanized Steel
GA ARMY NATIONAL GUARD OMS #13 | 3100 NORWICH ST | BRUNSWICK | Glynn | 630122 | 1 | [5 empty] | Removed from Ground | Gas (Historical Use) | 1000 | Bare Steel | 1960-05-07 | Unknown
GA ARMY NATIONAL GUARD OMS #13 | 3100 NORWICH ST | BRUNSWICK | Glynn | 630122 | 2 | [5 empty] | Removed from Ground | Diesel | 1500 | Bare Steel | 1974-05-04 | Unknown
HOT DOG ALLEY | 533 OCEAN BLVD | ST SIMONS ISLAND | Glynn | 630123 | 1 |  | 1998-12-21 |  | 1998-12-21 |  | Removed from Ground | Gas (Historical Use) | 4000 | Cathodically Protected Steel | 1971-05-10 | Cathodically Protected | Suction (American)
HOT DOG ALLEY | 533 OCEAN BLVD | ST SIMONS ISLAND | Glynn | 630123 | 2 |  | 1998-12-21 |  | 1998-12-21 |  | Removed from Ground | Gas (Historical Use) | 4000 | Cathodically Protected Steel | 1971-05-10 | Cathodically Protected
HOT DOG ALLEY | 533 OCEAN BLVD | ST SIMONS ISLAND | Glynn | 630123 | 3 |  | 1998-12-21 |  | 1998-12-21 |  | Removed from Ground | Gas (Historical Use) | 4000 | Cathodically Protected Steel | 1971-05-10 | Cathodically Protected
HOT DOG ALLEY | 533 OCEAN BLVD | ST SIMONS ISLAND | Glynn | 630123 | 4 | [5 empty] | Removed from Ground | Diesel | 500 | Bare Steel | 1971-05-10 | Galvanized Steel
HOT DOG ALLEY | 533 OCEAN BLVD | ST SIMONS ISLAND | Glynn | 630123 | 5 |  |  | FALSE |  | FALSE | Removed from Ground | Gas (Historical Use) | 4000 | Unknown | 2003-12-17
HOT DOG ALLEY | 533 OCEAN BLVD | ST SIMONS ISLAND | Glynn | 630123 | 6 |  |  | FALSE |  | FALSE | Removed from Ground | Used Oil | 500 | Unknown | 2003-12-17
HOT DOG ALLEY | 533 OCEAN BLVD | ST SIMONS ISLAND | Glynn | 630123 | 7 |  |  | FALSE |  | FALSE | Removed from Ground | Gas (Historical Use) | 4000 | Unknown | 2003-12-17
RUSSELLS UNION 76 | 503 NEW JESUP HWY/US HWY 341 | BRUNSWICK | Glynn | 630124 | 1 | [5 empty] | Currently in Use | Gas (Historical Use) | 4000 | Bare Steel | 1971-05-10 | Galvanized Steel
RUSSELLS UNION 76 | 503 NEW JESUP HWY/US HWY 341 | BRUNSWICK | Glynn | 630124 | 2 | [5 empty] | Currently in Use | Gas (Historical Use) | 4000 | Bare Steel | 1971-05-10 | Galvanized Steel
RUSSELLS UNION 76 | 503 NEW JESUP HWY/US HWY 341 | BRUNSWICK | Glynn | 630124 | 3 | [5 empty] | Currently in Use | Gas (Historical Use) | 4000 | Bare Steel | 1971-05-10 | Galvanized Steel
CRAWFORDS EASTVIEW SHELL | 3221 GLYNN AVE | BRUNSWICK | Glynn | 630125 | 1 | [5 empty] | Removed from Ground | Gas (Historical Use) | 10000 | Bare Steel | 1985-05-06 | Galvanized Steel | Pressurized
CRAWFORDS EASTVIEW SHELL | 3221 GLYNN AVE | BRUNSWICK | Glynn | 630125 | 2 | [5 empty] | Removed from Ground | Gas (Historical Use) | 10000 | Not Marked/Unknown | 1985-05-06 | Galvanized Steel | Pressurized
CRAWFORDS EASTVIEW SHELL | 3221 GLYNN AVE | BRUNSWICK | Glynn | 630125 | 3 | [5 empty] | Removed from Ground | Gas (Historical Use) | 10000 | Bare Steel | 1985-05-06 | Galvanized Steel | Pressurized
CRAWFORDS EASTVIEW SHELL | 3221 GLYNN AVE | BRUNSWICK | Glynn | 630125 | 4 | [5 empty] | Removed from Ground | Diesel | 10000 | Bare Steel | 1985-05-06 | Galvanized Steel | Pressurized
CRAWFORDS EASTVIEW SHELL | 3221 GLYNN AVE | BRUNSWICK | Glynn | 630125 | 5 |  |  | TRUE |  | TRUE | Removed from Ground | Used Oil | 550 | Bare Steel |  | Galvanized Steel
341 CITGO | 4192 NORWICH EXT. | BRUNSWICK | Glynn | 630126 | 1 | [5 empty] | Removed from Ground | Gas (Historical Use) | 10000 | Cathodically Protected Steel | 1971-05-10 | Galvanized Steel | Suction (American)
341 CITGO | 4192 NORWICH EXT. | BRUNSWICK | Glynn | 630126 | 2 | [5 empty] | Removed from Ground | Gas (Historical Use) | 8000 | Cathodically Protected Steel | 1971-05-10 | Galvanized Steel | Suction (American)
341 CITGO | 4192 NORWICH EXT. | BRUNSWICK | Glynn | 630126 | 3 | [5 empty] | Removed from Ground | Gas (Historical Use) | 10000 | Cathodically Protected Steel | 1971-05-10 | Galvanized Steel | Suction (American)
341 CITGO | 4192 NORWICH EXT. | BRUNSWICK | Glynn | 630126 | 4 | [5 empty] | Removed from Ground | Diesel | 10000 | Cathodically Protected Steel | 1971-05-10 | Galvanized Steel | Suction (American)
341 CITGO | 4192 NORWICH EXT. | BRUNSWICK | Glynn | 630126 | 5 | Ball Float | 1998-04-01 |  | 1998-04-01 |  | Currently in Use | Gas (Historical Use) | 10000 | Composite | 1998-04-01 | Fiberglass Reinforced Plastic | Pressurized
341 CITGO | 4192 NORWICH EXT. | BRUNSWICK | Glynn | 630126 | 6 | Flapper Valve | 1998-04-01 | FALSE | 1998-04-01 | FALSE | Currently in Use | Premium | 4000 | Composite | 1998-04-01 | Fiberglass Reinforced Plastic | Pressurized
341 CITGO | 4192 NORWICH EXT. | BRUNSWICK | Glynn | 630126 | 7 | Ball Float | 1998-04-01 |  | 1998-04-01 |  | Currently in Use | Diesel | 4000 | Composite | 1998-04-01 | Fiberglass Reinforced Plastic | Pressurized
FAMILY STORE #1 | 2764 US HWY 17 S | BRUNSWICK | Glynn | 630127 | 1 |  | 1999-04-01 |  | 1999-04-01 |  | Currently in Use | Gas (Historical Use) | 12000 | Steel-Impressed Current | 1985-05-06 | Fiberglass Reinforced Plastic | Pressurized
FAMILY STORE #1 | 2764 US HWY 17 S | BRUNSWICK | Glynn | 630127 | 2 |  | 1999-04-01 |  | 1999-04-01 |  | Currently in Use | Gas (Historical Use) | 12000 | Steel-Impressed Current | 1985-05-06 | Fiberglass Reinforced Plastic | Pressurized
FAMILY STORE #1 | 2764 US HWY 17 S | BRUNSWICK | Glynn | 630127 | 3 |  | 1999-04-01 |  | 1999-04-01 |  | Currently in Use | Gas (Historical Use) | 12000 | Steel-Impressed Current | 1985-05-06 | Fiberglass Reinforced Plastic | Pressurized
FAMILY STORE #1 | 2764 US HWY 17 S | BRUNSWICK | Glynn | 630127 | 4 |  | 1999-04-01 |  | 1999-04-01 |  | Currently in Use | Diesel | 12000 | Steel-Impressed Current | 1985-05-06 | Fiberglass Reinforced Plastic | Pressurized
Vansh Corner | 310 OLD JESUP RD | BRUNSWICK | Glynn | 630128 | 1 |  | 1994-06-01 |  | 1994-06-01 |  | Removed from Ground | Gas (Historical Use) | 4000 | Steel-Impressed Current | 1971-05-10 | Cathodically Protected
Vansh Corner | 310 OLD JESUP RD | BRUNSWICK | Glynn | 630128 | 2 |  | 1994-06-01 |  | 1994-06-01 |  | Removed from Ground | Gas (Historical Use) | 4000 | Steel-Impressed Current | 1971-05-10 | Cathodically Protected
Vansh Corner | 310 OLD JESUP RD | BRUNSWICK | Glynn | 630128 | 3 |  | 1994-06-01 |  | 1994-06-01 |  | Removed from Ground | Gas (Historical Use) | 4000 | Steel-Impressed Current | 1971-05-10 | Cathodically Protected
Vansh Corner | 310 OLD JESUP RD | BRUNSWICK | Glynn | 630128 | 4 |  | 1994-06-01 |  | 1994-06-01 |  | Removed from Ground | Gas (Historical Use) | 4000 | Steel-Impressed Current | 1971-05-10 | Cathodically Protected
EL CHEAPO BRUNSWICK | 2744 US HWY 17 S | BRUNSWICK | Glynn | 630130 | 1 |  | 1998-08-01 |  | 1998-08-01 |  | Removed from Ground | Gas (Historical Use) | 8000 | Steel-Impressed Current | 1971-05-10 | Cathodically Protected | Pressurized
EL CHEAPO BRUNSWICK | 2744 US HWY 17 S | BRUNSWICK | Glynn | 630130 | 2 |  | 1998-08-01 |  | 1998-08-01 |  | Removed from Ground | Gas (Historical Use) | 6000 | Steel-Impressed Current | 1971-05-10 | Cathodically Protected | Pressurized
EL CHEAPO BRUNSWICK | 2744 US HWY 17 S | BRUNSWICK | Glynn | 630130 | 3 |  | 1998-08-01 |  | 1998-08-01 |  | Removed from Ground | Gas (Historical Use) | 8000 | Steel-Impressed Current | 1971-05-10 | Cathodically Protected | Pressurized
EL CHEAPO BRUNSWICK | 2744 US HWY 17 S | BRUNSWICK | Glynn | 630130 | 4 |  | 1998-08-01 |  | 1998-08-01 |  | Removed from Ground | Diesel | 4000 | Steel-Impressed Current | 1971-05-10 | Cathodically Protected | Pressurized
OM SHREEM INC DBA SHIVS MARKET #1 | 1001 FIRST AVE | BRUNSWICK | Glynn | 630131 | 1 | Flapper Valve | 1998-06-18 | FALSE | 1998-06-18 | FALSE | Currently in Use | Premium | 10000 | Steel-Impressed Current | 1986-05-05 |  | Pressurized
OM SHREEM INC DBA SHIVS MARKET #1 | 1001 FIRST AVE | BRUNSWICK | Glynn | 630131 | 2 | Flapper Valve | 1998-06-18 | FALSE | 1998-06-18 | FALSE | Currently in Use | Regular | 10000 | Steel-Impressed Current | 1986-05-05 |  | Pressurized
OM SHREEM INC DBA SHIVS MARKET #1 | 1001 FIRST AVE | BRUNSWICK | Glynn | 630131 | 3 |  | 1998-06-18 | FALSE | 1998-06-18 | FALSE | Temporarily out of use | Plus | 10000 | Steel-Impressed Current | 1986-05-05 |  | Pressurized
GA POWER ST SIMONS OPERATING HDQ | 100 HAMILTON RD | ST SIMONS ISLAND | Glynn | 630132 | 1 |  | 1994-08-05 |  | 1994-08-05 |  | Removed from Ground | Gas (Historical Use) | 10000 | Fiberglass | 1994-08-05 | Fiberglass Reinforced Plastic | Pressurized
GA POWER ST SIMONS OPERATING HDQ | 100 HAMILTON RD | ST SIMONS ISLAND | Glynn | 630132 | 2 |  | 1994-08-05 | FALSE | 1994-08-05 | FALSE | Removed from Ground | Diesel | 10000 | Fiberglass | 1994-08-05 | Double-Walled Flex | Pressurized
PLANT MCMANUS | #1 CRISPEN ISLAND | BRUNSWICK | Glynn | 630133 | 2 | [5 empty] | Removed from Ground | Gas (Historical Use) | 275 | Cathodically Protected Steel | 1966-05-12 | Unknown | Gravity Fed
PLANT MCMANUS | #1 CRISPEN ISLAND | BRUNSWICK | Glynn | 630133 | 6 | [5 empty] | Removed from Ground | Gas (Historical Use) | 2000 | Composite | 1976-05-09 | Bare Steel
PLANT MCMANUS | #1 CRISPEN ISLAND | BRUNSWICK | Glynn | 630133 | GAS1 | [5 empty] | Removed from Ground | Gas (Historical Use) | 540 | Bare Steel | 1966-05-12 | Bare Steel
PLANT MCMANUS | #1 CRISPEN ISLAND | BRUNSWICK | Glynn | 630133 | MSI | [5 empty] | Removed from Ground | Other | 540 | Bare Steel | 1966-05-12 | Bare Steel
GA POWER/BRUNSWICK OPERATING HQ | 3951 COMMUNITY RD | BRUNSWICK | Glynn | 630134 | 1 | Flapper Valve | 1991-03-04 | FALSE | 1991-03-04 | FALSE | Currently in Use | Diesel | 6000 | Fiberglass | 1991-03-04 | Double-Walled Flex | Pressurized
GA POWER/BRUNSWICK OPERATING HQ | 3951 COMMUNITY RD | BRUNSWICK | Glynn | 630134 | 2 | Flapper Valve | 1991-09-26 | FALSE | 1991-09-26 | FALSE | Currently in Use | Gas (Historical Use) | 10000 | Composite | 1991-09-26 | Double-Walled Flex | Pressurized
GA POWER/BRUNSWICK OPERATING HQ | 3951 COMMUNITY RD | BRUNSWICK | Glynn | 630134 | BK1 | [5 empty] | Closed in Ground | Gas (Historical Use) | 10000 | Bare Steel | 1981-05-08 | Unknown
GA POWER/BRUNSWICK OPERATING HQ | 3951 COMMUNITY RD | BRUNSWICK | Glynn | 630134 | BK2 | [5 empty] | Closed in Ground | Diesel | 6000 | Bare Steel | 1971-05-11 | Galvanized Steel
GA POWER/BRUNSWICK OPERATING HQ | 3951 COMMUNITY RD | BRUNSWICK | Glynn | 630134 | BK3 |  |  | TRUE |  | TRUE | Closed in Ground | Used Oil | 500 | Bare Steel | 1981-05-08 | Bare Steel
FRIENDLY EXPRESS #70 | 3319 GLYNN AVE | BRUNSWICK | Glynn | 630135 | 1 | [5 empty] | Removed from Ground | Gas (Historical Use) | 10000 | Cathodically Protected Steel | 1981-05-06 | Fiberglass Reinforced Plastic | Pressurized
FRIENDLY EXPRESS #70 | 3319 GLYNN AVE | BRUNSWICK | Glynn | 630135 | 10 |  | 1993-07-12 | FALSE | 1993-07-12 | FALSE | Currently in Use | Diesel | 6000 | Composite | 1993-07-12 | Fiberglass Reinforced Plastic | Pressurized
FRIENDLY EXPRESS #70 | 3319 GLYNN AVE | BRUNSWICK | Glynn | 630135 | 2 | [5 empty] | Removed from Ground | Gas (Historical Use) | 10000 | Cathodically Protected Steel | 1981-05-06 | Fiberglass Reinforced Plastic | Pressurized
FRIENDLY EXPRESS #70 | 3319 GLYNN AVE | BRUNSWICK | Glynn | 630135 | 3 | [5 empty] | Removed from Ground | Gas (Historical Use) | 10000 | Cathodically Protected Steel | 1981-05-06 | Fiberglass Reinforced Plastic | Pressurized
FRIENDLY EXPRESS #70 | 3319 GLYNN AVE | BRUNSWICK | Glynn | 630135 | 4 | [5 empty] | Removed from Ground | Diesel | 10000 | Cathodically Protected Steel | 1981-05-06 | Fiberglass Reinforced Plastic | Pressurized
FRIENDLY EXPRESS #70 | 3319 GLYNN AVE | BRUNSWICK | Glynn | 630135 | 5 |  | 1993-07-12 | FALSE | 1993-07-12 | FALSE | Currently in Use | E-0 | 4000 |  | 1986-01-01 | Fiberglass Reinforced Plastic | Suction (American)
FRIENDLY EXPRESS #70 | 3319 GLYNN AVE | BRUNSWICK | Glynn | 630135 | 6 |  | 1993-07-12 | FALSE | 1993-07-12 | FALSE | Temporarily out of use |  | 4000 |  | 1999-06-30 | Fiberglass Reinforced Plastic | Pressurized
FRIENDLY EXPRESS #70 | 3319 GLYNN AVE | BRUNSWICK | Glynn | 630135 | 7 |  | 1993-07-12 | FALSE | 1993-07-12 | FALSE | Currently in Use | Regular | 10000 | Composite | 1993-07-12 | Fiberglass Reinforced Plastic | Pressurized
FRIENDLY EXPRESS #70 | 3319 GLYNN AVE | BRUNSWICK | Glynn | 630135 | 8 |  | 1993-07-12 | FALSE | 1993-07-12 | FALSE | Currently in Use | Premium | 10000 | Composite | 1993-07-12 | Fiberglass Reinforced Plastic | Pressurized
FRIENDLY EXPRESS #70 | 3319 GLYNN AVE | BRUNSWICK | Glynn | 630135 | 9 |  | 1993-07-12 | FALSE | 1993-07-12 | FALSE | Temporarily out of use | Gas (Historical Use) | 10000 | Composite | 1993-07-12 | Fiberglass Reinforced Plastic | Pressurized
Friendly Express #71 | 4341 NEW JESUP HWY | BRUNSWICK | Glynn | 630136 | 1 | [5 empty] | Removed from Ground | Gas (Historical Use) | 10000 | Cathodically Protected Steel | 1980-05-06 | Galvanized Steel | Pressurized
Friendly Express #71 | 4341 NEW JESUP HWY | BRUNSWICK | Glynn | 630136 | 10A | Flapper Valve | 2018-06-20 | FALSE | 2018-06-20 | FALSE | Currently in Use | Regular | 20000 | Composite Double Walled | 2018-06-20 | Double-Walled Flex | Pressurized
Friendly Express #71 | 4341 NEW JESUP HWY | BRUNSWICK | Glynn | 630136 | 10B | Flapper Valve | 2018-06-20 | FALSE | 2018-06-20 | FALSE | Currently in Use | Premium | 5000 | Composite Double Walled | 2018-06-20 | Double-Walled Flex | Pressurized
Friendly Express #71 | 4341 NEW JESUP HWY | BRUNSWICK | Glynn | 630136 | 11A | Flapper Valve | 2018-06-20 | FALSE | 2018-06-20 | FALSE | Currently in Use | Diesel | 15000 | Composite Double Walled | 2018-06-20 | Double-Walled Flex | Pressurized
Friendly Express #71 | 4341 NEW JESUP HWY | BRUNSWICK | Glynn | 630136 | 11B | Flapper Valve | 2018-06-20 | FALSE | 2018-06-20 | FALSE | Currently in Use | E-0 | 5000 | Composite Double Walled | 2018-06-20 | Double-Walled Flex | Pressurized
Friendly Express #71 | 4341 NEW JESUP HWY | BRUNSWICK | Glynn | 630136 | 2 | [5 empty] | Removed from Ground | Gas (Historical Use) | 10000 | Cathodically Protected Steel | 1980-05-06 | Galvanized Steel | Pressurized
Friendly Express #71 | 4341 NEW JESUP HWY | BRUNSWICK | Glynn | 630136 | 3 | [5 empty] | Removed from Ground | Gas (Historical Use) | 10000 | Cathodically Protected Steel | 1980-05-06 | Galvanized Steel | Pressurized
Friendly Express #71 | 4341 NEW JESUP HWY | BRUNSWICK | Glynn | 630136 | 4 | [5 empty] | Removed from Ground | Diesel | 10000 | Cathodically Protected Steel | 1980-05-06 | Galvanized Steel | Pressurized
Friendly Express #71 | 4341 NEW JESUP HWY | BRUNSWICK | Glynn | 630136 | 5 |  | 1993-07-12 | FALSE | 1993-07-12 | FALSE | Removed from Ground | Kerosene | 4000 | Steel-Impressed Current | 1985-05-05 | Fiberglass Reinforced Plastic | Pressurized
Friendly Express #71 | 4341 NEW JESUP HWY | BRUNSWICK | Glynn | 630136 | 6 |  | 1993-07-12 | FALSE | 1993-07-12 | FALSE | Removed from Ground | Gas (Historical Use) | 4000 | Steel-Impressed Current | 1988-06-01 | Fiberglass Reinforced Plastic | Suction (American)
Friendly Express #71 | 4341 NEW JESUP HWY | BRUNSWICK | Glynn | 630136 | 7 |  | 1993-07-12 | FALSE | 1993-07-12 | FALSE | Removed from Ground | Gas (Historical Use) | 10000 | Composite | 1993-08-12 | Fiberglass Reinforced Plastic | Pressurized
Friendly Express #71 | 4341 NEW JESUP HWY | BRUNSWICK | Glynn | 630136 | 8 |  | 1993-07-12 | FALSE | 1993-07-12 | FALSE | Removed from Ground | Gas (Historical Use) | 10000 | Composite | 1993-08-12 | Fiberglass Reinforced Plastic | Pressurized
Friendly Express #71 | 4341 NEW JESUP HWY | BRUNSWICK | Glynn | 630136 | 9 |  | 1993-07-12 | FALSE | 1993-07-12 | FALSE | Removed from Ground | Diesel | 10000 | Composite | 1993-08-12 | Fiberglass Reinforced Plastic | Pressurized
FRIENDLY EXPRESS #72 | 1699 FREDERICA RD | ST SIMONS ISLAND | Glynn | 630137 | 1 | Flapper Valve | 1993-07-12 | FALSE | 1993-07-12 | FALSE | Currently in Use | Regular | 10000 | Galvanic (STIP-3) | 1981-05-06 | Flex | Pressurized
FRIENDLY EXPRESS #72 | 1699 FREDERICA RD | ST SIMONS ISLAND | Glynn | 630137 | 2 |  | 1993-07-12 | FALSE | 1993-07-12 | FALSE | Currently in Use | Regular | 10000 | Galvanic (STIP-3) | 1981-05-06 | Flex | Pressurized
FRIENDLY EXPRESS #72 | 1699 FREDERICA RD | ST SIMONS ISLAND | Glynn | 630137 | 3 | Flapper Valve | 1993-07-12 | FALSE | 1993-07-12 | FALSE | Currently in Use | Premium | 10000 | Galvanic (STIP-3) | 1981-05-06 | Flex | Pressurized
FRIENDLY EXPRESS #72 | 1699 FREDERICA RD | ST SIMONS ISLAND | Glynn | 630137 | 4 |  | 1993-07-12 |  | 1993-07-12 |  | Currently in Use | Diesel | 10000 | Galvanic (STIP-3) | 1981-05-06 | Flex | Pressurized
FRIENDLY EXPRESS #72 | 1699 FREDERICA RD | ST SIMONS ISLAND | Glynn | 630137 | 5 |  | 1993-07-12 | FALSE | 1993-07-12 | FALSE | Temporarily out of use | Kerosene | 4000 | Galvanic (STIP-3) | 1985-05-05 | Flex | Safe Suction (Euro)
FRIENDLY EXPRESS #72 | 1699 FREDERICA RD | ST SIMONS ISLAND | Glynn | 630137 | 6 |  | 1993-07-12 |  | 1993-07-12 |  | Currently in Use | Diesel | 4000 | Galvanic (STIP-3) | 1986-01-01 | Flex | Pressurized
UNITED PARCEL SERVICE | 101 DARIED HWY. | BRUNSWICK | Glynn | 630140 | 1 | [5 empty] | Removed from Ground | Gas (Historical Use) | 10000 | Bare Steel | 1980-05-06 | Unknown
UNITED PARCEL SERVICE | 101 DARIED HWY. | BRUNSWICK | Glynn | 630140 | 2 |  |  | TRUE |  | TRUE | Removed from Ground | Used Oil | 500 | Bare Steel | 1980-05-06 | Unknown
WELLS PRODUCE CO. | 101 C101 COMMUNITY RD. | BRUNSWICK | Glynn | 630142 | 1 | [5 empty] | Removed from Ground | Gas (Historical Use) | 1000 | Bare Steel | 1978-05-10 | Galvanized Steel
TRRI STATE TRACTOR CO | GREEN SWAMP RD. | BRUNSWICK | Glynn | 630143 | 1 | [5 empty] | Removed from Ground | Gas (Historical Use) | 1000 | Bare Steel | 1976-05-10 | Galvanized Steel
TIDEWATER EQUIPMENT CO. | HWY 303 | BRUNSWICK | Glynn | 630144 | 1 | [5 empty] | Removed from Ground | Diesel | 1000 | Bare Steel | 1983-05-09 | Galvanized Steel
TIDEWATER EQUIPMENT CO. | HWY 303 | BRUNSWICK | Glynn | 630144 | 2 |  |  | TRUE |  | TRUE | Removed from Ground | Used Oil | 1000 | Bare Steel | 1974-05-11 | Galvanized Steel
TIDEWATER EQUIPMENT CO. | HWY 303 | BRUNSWICK | Glynn | 630144 | 3 | [5 empty] | Removed from Ground | Empty | 1000 | Bare Steel | 1974-05-11 | Galvanized Steel
SEAPAK CORP. | GLYNDALE DR | BRUNSWICK | Glynn | 630145 | 1 | [5 empty] | Removed from Ground | Gas (Historical Use) | 1000 | Bare Steel | 1976-05-10 | Galvanized Steel
SHEFFIELD DISTRIBUTING CO | 2129 LINE ST | BRUNSWICK | Glynn | 630146 | 1 | [5 empty] | Removed from Ground | Gas (Historical Use) | 560 | Bare Steel | 1980-05-09 | Galvanized Steel
SHEFFIELD DISTRIBUTING CO | 2129 LINE ST | BRUNSWICK | Glynn | 630146 | 2 | [5 empty] | Removed from Ground | Gas (Historical Use) | 2000 | Not Marked/Unknown |  | Not Marked
SHEFFIELD DISTRIBUTING CO | 2129 LINE ST | BRUNSWICK | Glynn | 630146 | 3 | [5 empty] | Removed from Ground | Diesel | 2000 | Not Marked/Unknown |  | Not Marked
ST. FRANCIS XAVIER SCHOOL | 1124 REYNOLDS ST | BRUNSWICK | Glynn | 630147 | 1 | [5 empty] | Removed from Ground | Gas (Historical Use) | 1000 | Bare Steel | 1966-05-13 | Galvanized Steel
ST SIMONS MARINA BOATING & FISHI | GASCOIGNE BLUFF | ST SIMONS ISLAND | Glynn | 630148 | 1 | [5 empty] | Removed from Ground | Gas (Historical Use) | 2000 | Bare Steel | 1971-05-12 | Galvanized Steel
ST SIMONS MARINA BOATING & FISHI | GASCOIGNE BLUFF | ST SIMONS ISLAND | Glynn | 630148 | 2 | [5 empty] | Removed from Ground | Diesel | 2000 | Bare Steel | 1979-05-10 | Galvanized Steel
STERLING WOOD PRODUCTS | HWY. 99 | BRUNSWICK | Glynn | 630149 | 1 | [5 empty] | Removed from Ground | Gas (Historical Use) | 1000 | Bare Steel | 1983-05-09 | Galvanized Steel
STERLING WOOD PRODUCTS | HWY. 99 | BRUNSWICK | Glynn | 630149 | 2 | [5 empty] | Removed from Ground | Diesel | 1000 | Bare Steel | 1983-05-09 | Galvanized Steel
ROADSIDE GROCERY & MARKET | RT. 3 BOX 56 | BRUNSWICK | Glynn | 630150 | 1 | [5 empty] | Removed from Ground | Empty | 1000 | Bare Steel | 1966-05-13 | Galvanized Steel
ROADSIDE GROCERY & MARKET | RT. 3 BOX 56 | BRUNSWICK | Glynn | 630150 | 2 | [5 empty] | Removed from Ground | Empty | 1000 | Bare Steel | 1966-05-13 | Galvanized Steel
RENTAVISION OF BRUNSWICK INC | 1967 GLYNN AVE. | BRUNSWICK | Glynn | 630151 | 1 | [5 empty] | Removed from Ground | Gas (Historical Use) | 1000 | Bare Steel | 1980-05-09 | Galvanized Steel
MUSCGROVE PLANTATION | 5720 FREDERICA RD. | ST SIMONS ISLAND | Glynn | 630152 | 1 | [5 empty] | Removed from Ground | Gas (Historical Use) | 1000 | Bare Steel | 1974-05-11 | Galvanized Steel
MILLER FUNERAL HOME | 1107 GLOUCESTER ST. | BRUNSWICK | Glynn | 630153 | 1 | [5 empty] | Removed from Ground | Gas (Historical Use) | 560 | Bare Steel | 1966-05-13 | Galvanized Steel
JD MOORE INC | 2412 NEWCASTLE ST. | BRUNSWICK | Glynn | 630154 | 1AST | [5 empty] | Currently in Use | Gas (Historical Use) | 560 | Bare Steel | 1971-05-12 | Galvanized Steel
JD MOORE INC | 2412 NEWCASTLE ST. | BRUNSWICK | Glynn | 630154 | 2AST | [5 empty] | Currently in Use | Diesel | 1000 | Bare Steel | 1979-05-10 | Galvanized Steel
E.W.L MERRITT TRUCKING CO. | 2214 CANAL RD. | BRUNSWICK | Glynn | 630155 | 1 | [5 empty] | Removed from Ground | Gas (Historical Use) | 1000 | Bare Steel | 1976-05-10 | Galvanized Steel
E.W.L MERRITT TRUCKING CO. | 2214 CANAL RD. | BRUNSWICK | Glynn | 630155 | 2 | [5 empty] | Removed from Ground | Diesel | 560 | Bare Steel | 1976-05-10 | Galvanized Steel
JD MOORE INC GASCARD | 4157 NORWICH ST. EXT. | BRUNSWICK | Glynn | 630156 | 1 | Flapper Valve | 1996-05-01 | FALSE | 1996-05-01 | FALSE | Currently in Use |  | 6000 | Steel-Impressed Current | 2001-08-23 | Steel (Impressed Current) | Pressurized
JD MOORE INC GASCARD | 4157 NORWICH ST. EXT. | BRUNSWICK | Glynn | 630156 | 2 | Flapper Valve | 1996-05-01 | FALSE | 1996-05-01 | FALSE | Currently in Use |  | 6000 | Steel-Impressed Current | 2001-08-23 | Steel (Impressed Current) | Pressurized
JD MOORE INC GASCARD | 4157 NORWICH ST. EXT. | BRUNSWICK | Glynn | 630156 | 3 | Flapper Valve | 1996-05-01 | FALSE | 1996-05-01 | FALSE | Currently in Use |  | 4000 | Steel-Impressed Current | 2001-08-23 | Steel (Impressed Current) | Pressurized
JD MOORE INC GASCARD | 4157 NORWICH ST. EXT. | BRUNSWICK | Glynn | 630156 | 4 | Flapper Valve | 1996-05-01 | FALSE | 1996-05-01 | FALSE | Currently in Use | Diesel | 4000 | Steel-Impressed Current | 2001-08-23 | Steel (Impressed Current) | Pressurized
KUT KWICK CORP. | 1927 NEWCASTLE ST. | BRUNSWICK | Glynn | 630157 | 1 | [5 empty] | Removed from Ground | Gas (Historical Use) | 560 | Bare Steel | 1976-05-10 | Galvanized Steel
KWICK CLEAN CAR WASH | 2109 NORWICH ST | BRUNSWICK | Glynn | 630158 | 1 | [5 empty] | Removed from Ground | Gas (Historical Use) | 1000 | Bare Steel | 1974-05-11 | Galvanized Steel
KWICK CLEAN CAR WASH | 2109 NORWICH ST | BRUNSWICK | Glynn | 630158 | 2 | [5 empty] | Removed from Ground | Gas (Historical Use) | 1000 | Bare Steel | 1974-05-11 | Galvanized Steel
COUNTRY STORE | RT. 5 BOX 800 | BRUNSWICK | Glynn | 630159 | 1 | [5 empty] | Removed from Ground | Gas (Historical Use) | 1000 | Bare Steel | 1971-05-12 | Galvanized Steel
COUNTRY STORE | RT. 5 BOX 800 | BRUNSWICK | Glynn | 630159 | 2 | [5 empty] | Removed from Ground | Gas (Historical Use) | 1000 | Bare Steel | 1978-05-10 | Galvanized Steel
GARY LEE'S MARKET | 3636 HWY 82 | BRUNSWICK | Glynn | 630160 | 1 | [5 empty] | Removed from Ground | Gas (Historical Use) | 1000 | Bare Steel | 1986-01-15 | Galvanized Steel | Safe Suction (Euro)
GARY LEE'S MARKET | 3636 HWY 82 | BRUNSWICK | Glynn | 630160 | 2 | [5 empty] | Removed from Ground | Gas (Historical Use) | 2000 | Bare Steel | 1986-01-15 | Galvanized Steel | Safe Suction (Euro)
GARY LEE'S MARKET | 3636 HWY 82 | BRUNSWICK | Glynn | 630160 | 3 | [5 empty] | Removed from Ground | Gas (Historical Use) | 2000 | Bare Steel | 1986-01-15 | Galvanized Steel | Safe Suction (Euro)
EDGY WOOTEN LUMBER CO. | 132 OLD JESUP RD. | BRUNSWICK | Glynn | 630161 | 1 | [5 empty] | Removed from Ground | Gas (Historical Use) | 560 | Bare Steel | 1976-05-10 | Galvanized Steel
EDGY WOOTEN LUMBER CO. | 132 OLD JESUP RD. | BRUNSWICK | Glynn | 630161 | 2 | [5 empty] | Removed from Ground | Diesel | 1000 | Bare Steel | 1981-05-09 | Galvanized Steel
BRUNSWICK WOOD PRESERVING | RT. 5 BOX 2E | BRUNSWICK | Glynn | 630162 | 1 | [5 empty] | Removed from Ground | Empty | 1000 | Bare Steel | 1971-05-12 | Galvanized Steel
BRUNSWICK WOOD PRESERVING | RT. 5 BOX 2E | BRUNSWICK | Glynn | 630162 | 2 | [5 empty] | Permanently Out of Use - historical purposes | Empty | 1000 | Bare Steel | 1971-05-12 | Galvanized Steel
GA PACIFIC CORP. | SOUTH YARDS | BRUNSWICK | Glynn | 630163 | 1 | [5 empty] | Removed from Ground | Empty | 560 | Bare Steel | 1966-05-13 | Galvanized Steel
GEORGIA CROWN DISTIBUTING | 7 PERRYLANE RD | BRUNSWICK | Glynn | 630164 | 1 | [5 empty] | Removed from Ground | Gas (Historical Use) | 2000 | Bare Steel | 1978-05-10 | Galvanized Steel
GEORGIA CROWN DISTIBUTING | 7 PERRYLANE RD | BRUNSWICK | Glynn | 630164 | 2 | [5 empty] | Removed from Ground | Diesel | 2000 | Bare Steel | 1978-05-10 | Galvanized Steel
GLYNN ELECTRIC CO. | 1612 T ST. | BRUNSWICK | Glynn | 630165 | 1 | [5 empty] | Removed from Ground | Gas (Historical Use) | 560 | Bare Steel | 1983-05-09 | Galvanized Steel
GOLDEN ISLES FOOD EQPT. CO. | HWY. 17 NORTH | BRUNSWICK | Glynn | 630166 | 1 | [5 empty] | Removed from Ground | Gas (Historical Use) | 1000 | Bare Steel | 1976-05-10 | Galvanized Steel
GRIFFIS STEEL CO | PERRY LANE RD | BRUNSWICK | Glynn | 630167 | 1 | [5 empty] | Closed in Ground | Gas (Historical Use) | 1000 | Bare Steel | 1976-05-10 | Galvanized Steel
BRUNSWICK HOUSING AUTHORITY | 1126 ALBANY ST | BRUNSWICK | Glynn | 630168 | 1 | [5 empty] | Removed from Ground | Gas (Historical Use) | 280 | Bare Steel | 1974-05-11 | Galvanized Steel
BRUNSWICK HOUSING AUTHORITY | 1126 ALBANY ST | BRUNSWICK | Glynn | 630168 | 2 | [5 empty] | Removed from Ground | Gas (Historical Use) | 560 | Bare Steel | 1981-05-09 | Galvanized Steel
DICKEYS CHEVRON | 1965 GLYNN AVE | BRUNSWICK | Glynn | 630169 | 1 |  | 1997-09-26 |  | 1984-05-08 |  | Removed from Ground | Gas (Historical Use) | 10000 | Composite | 1984-05-08 | Fiberglass Reinforced Plastic | Pressurized
DICKEYS CHEVRON | 1965 GLYNN AVE | BRUNSWICK | Glynn | 630169 | 2 |  | 1997-09-26 |  | 1984-05-08 |  | Removed from Ground | Gas (Historical Use) | 10000 | Composite | 1984-05-08 | Fiberglass Reinforced Plastic | Pressurized
DICKEYS CHEVRON | 1965 GLYNN AVE | BRUNSWICK | Glynn | 630169 | 3 |  | 1997-09-26 |  | 1984-05-08 |  | Removed from Ground | Gas (Historical Use) | 10000 | Composite | 1984-05-08 | Fiberglass Reinforced Plastic | Pressurized
DICKEYS CHEVRON | 1965 GLYNN AVE | BRUNSWICK | Glynn | 630169 | 4 |  |  | TRUE | 1984-05-08 | TRUE | Removed from Ground | Used Oil | 270 | Composite | 1980-02-05 | Fiberglass Reinforced Plastic | Gravity Fed
CONCRETE PRODUCTS INC | DARTMOUTH ST | BRUNSWICK | Glynn | 630170 | 1 | [5 empty] | Permanently Out of Use - historical purposes | Gas (Historical Use) | 1000 | Bare Steel | 1966-05-13 | Galvanized Steel
CONSOLIDATED DISTRUBTORS | 187 GLYNDALE ROAD | BRUNSWICK | Glynn | 630171 | 1 | [5 empty] | Removed from Ground | Gas (Historical Use) | 1000 | Bare Steel | 1977-05-01 | Galvanized Steel
CITY MARKET INC | 1508 GLOUCESTER ST. | BRUNSWICK | Glynn | 630172 | 1 | [5 empty] | Removed from Ground | Empty | 1000 | Bare Steel | 1979-05-10 | Galvanized Steel
BULLARDD [D PLUMBING CO. | 4 TH ST | BRUNSWICK | Glynn | 630173 | 1 | [5 empty] | Removed from Ground | Gas (Historical Use) | 560 | Bare Steel | 1979-05-10 | Galvanized Steel
BYERS BUILDING SUPPLY | COMMUNITY RD | BRUNSWICK | Glynn | 630174 | 1 | [5 empty] | Removed from Ground | Gas (Historical Use) | 1000 | Bare Steel | 1980-05-09 | Galvanized Steel
CERTIFIED ELECTRIC CO. | 109 KEEY [D [DY DR | BRUNSWICK | Glynn | 630175 | 1 | [5 empty] | Permanently Out of Use - historical purposes | Gas (Historical Use) | 1000 | Bare Steel | 1979-05-10 | Galvanized Steel
CARLTON CO | 106 PERRY LANE RD | BRUNSWICK | Glynn | 630176 | 1 | [5 empty] | Removed from Ground | Gas (Historical Use) | 1000 | Bare Steel | 1978-05-10 | Galvanized Steel
CARLTON CO | 106 PERRY LANE RD | BRUNSWICK | Glynn | 630176 | 2 | [5 empty] | Removed from Ground | Gas (Historical Use) | 1000 | Bare Steel | 1966-05-13 | Galvanized Steel
CARLTON CO | 106 PERRY LANE RD | BRUNSWICK | Glynn | 630176 | 3 | [5 empty] | Removed from Ground | Diesel | 1000 | Bare Steel | 1966-05-13 | Galvanized Steel
CARLTON CO | 106 PERRY LANE RD | BRUNSWICK | Glynn | 630176 | 4 |  |  | TRUE |  | TRUE | Removed from Ground | Used Oil | 1000 | Not Marked/Unknown | 1996-04-15 | Not Marked
ATLANTIC MOTORS | 2830 NIOR [D [D [DORWICH ST. | BRUNSWICK | Glynn | 630177 | 1 | [5 empty] | Removed from Ground | Gas (Historical Use) | 1000 | Bare Steel | 1971-05-12 | Galvanized Steel
CHANCY'S CHEVRON | 2100 DEMERE RD | ST SIMONS ISLAND | Glynn | 630178 | 1 | [5 empty] | Removed from Ground | Gas (Historical Use) | 6000 | Bare Steel | 1982-05-09 | Galvanized Steel | Pressurized
CHANCY'S CHEVRON | 2100 DEMERE RD | ST SIMONS ISLAND | Glynn | 630178 | 2 | [5 empty] | Removed from Ground | Gas (Historical Use) | 6000 | Bare Steel | 1982-05-09 | Galvanized Steel | Pressurized
CHANCY'S CHEVRON | 2100 DEMERE RD | ST SIMONS ISLAND | Glynn | 630178 | 3 | [5 empty] | Removed from Ground | Gas (Historical Use) | 4000 | Bare Steel | 1982-05-09 | Galvanized Steel | Pressurized
CHANCY'S CHEVRON | 2100 DEMERE RD | ST SIMONS ISLAND | Glynn | 630178 | 4 | [5 empty] | Removed from Ground | Gas (Historical Use) | 2000 | Bare Steel | 1961-05-14 | Galvanized Steel | Pressurized
CHANCY'S CHEVRON | 2100 DEMERE RD | ST SIMONS ISLAND | Glynn | 630178 | 5 | [5 empty] | Removed from Ground | Gas (Historical Use) | 2000 | Bare Steel | 1961-05-14 | Galvanized Steel | Pressurized
CHANCY'S CHEVRON | 2100 DEMERE RD | ST SIMONS ISLAND | Glynn | 630178 | 6 | [5 empty] | Removed from Ground | Gas (Historical Use) | 2000 | Bare Steel | 1961-05-14 | Galvanized Steel | Pressurized
BRUNSWICK WOOD PRESERVING | RT. 5 BOX 2K | BRUNSWICK | Glynn | 630179 | 1 | [5 empty] | Removed from Ground | Gas (Historical Use) | 550 | Bare Steel | 1978-05-10 | Galvanized Steel
BRUNSWICK WOOD PRESERVING | RT. 5 BOX 2K | BRUNSWICK | Glynn | 630179 | 2 | [5 empty] | Removed from Ground | Diesel | 1000 | Bare Steel | 1978-05-10 | Galvanized Steel
GOLDEN ISLES AVIATION | 119 AIRPORT ROAD | ST SIMONS ISLAND | Glynn | 630180 | 1 | [5 empty] | Removed from Ground | Gas (Historical Use) | 8000 | Bare Steel | 1959-05-15 | Galvanized Steel
GOLDEN ISLES AVIATION | 119 AIRPORT ROAD | ST SIMONS ISLAND | Glynn | 630180 | 2 | [5 empty] | Removed from Ground | Gas (Historical Use) | 8000 | Bare Steel | 1959-05-15 | Galvanized Steel
GOLDEN ISLES AVIATION | 119 AIRPORT ROAD | ST SIMONS ISLAND | Glynn | 630180 | 3 |  | 1997-06-19 |  | 1997-06-19 |  | Removed from Ground | Aviation Gas/AV Gas | 12000 | Fiberglass | 1974-05-12 | Aboveground | Suction (American)
GOLDEN ISLES AVIATION | 119 AIRPORT ROAD | ST SIMONS ISLAND | Glynn | 630180 | 4 |  | 1997-06-19 |  | 1997-06-19 |  | Removed from Ground | Other | 12000 | Fiberglass | 1974-05-12 | Aboveground | Suction (American)
GOLDEN ISLES AVIATION | 119 AIRPORT ROAD | ST SIMONS ISLAND | Glynn | 630180 | 5 |  | 1997-06-19 |  | 1997-06-19 |  | Removed from Ground | Other | 12000 | Fiberglass | 1974-05-12 | Aboveground | Suction (American)
GOLDEN ISLES AVIATION | 119 AIRPORT ROAD | ST SIMONS ISLAND | Glynn | 630180 | 6 | Flapper Valve | 2013-09-27 | FALSE | 2013-09-27 | FALSE | Currently in Use | Aviaion gas/AV Gas | 12000 | Composite Double Walled | 2013-09-22 | Aboveground | Safe Suction (Euro)
GOLDEN ISLES AVIATION | 119 AIRPORT ROAD | ST SIMONS ISLAND | Glynn | 630180 | 7 | Flapper Valve | 2013-09-27 | FALSE | 2013-09-27 | FALSE | Currently in Use | Jet fuel | 10000 | Composite Double Walled | 2013-09-22 | Aboveground | Safe Suction (Euro)
GOLDEN ISLES AVIATION | 119 AIRPORT ROAD | ST SIMONS ISLAND | Glynn | 630180 | 8 | Flapper Valve | 2013-09-27 | FALSE | 2013-09-27 | FALSE | Currently in Use | Jet fuel | 10000 | Composite Double Walled | 2013-09-22 | Aboveground | Safe Suction (Euro)
DERST BAKING CO. WAREHOUSE | 408 MAIN ST. | BRUNSWICK | Glynn | 630181 | 1 | [5 empty] | Removed from Ground | Empty | 1000 | Bare Steel | 1963-05-14 | Unknown | Suction (American)
CSX FREIGHT OFFICE | 1810 COAST ST | BRUNSWICK | Glynn | 630182 | 1 | [5 empty] | Removed from Ground | Diesel | 500 | Marked Unknown | 1975-05-11 | Unknown
BIG A AUTO PARTS | 4600 ALTAMA AVE | BRUNSWICK | Glynn | 630185 | 1 | [5 empty] | Permanently Out of Use - historical purposes | Gas (Historical Use) | 10000 | Bare Steel | 1976-05-10 | Galvanized Steel
BIG A AUTO PARTS | 4600 ALTAMA AVE | BRUNSWICK | Glynn | 630185 | 2 | [5 empty] | Permanently Out of Use - historical purposes | Gas (Historical Use) | 10000 | Bare Steel | 1976-05-10 | Galvanized Steel
BIG A AUTO PARTS | 4600 ALTAMA AVE | BRUNSWICK | Glynn | 630185 | 3 | [5 empty] | Permanently Out of Use - historical purposes | Gas (Historical Use) | 4000 | Bare Steel | 1976-05-10 | Galvanized Steel
BIG A AUTO PARTS | 4600 ALTAMA AVE | BRUNSWICK | Glynn | 630185 | 4 | [5 empty] | Permanently Out of Use - historical purposes | Diesel | 2000 | Bare Steel | 1984-05-08 | Galvanized Steel
RACETRAC SERVICE STATION #250 | I-95 & US HWY 341 | BRUNSWICK | Glynn | 630186 | 1 |  | 1983-01-01 |  | 1983-01-01 |  | Removed from Ground | Gas (Historical Use) | 12000 | Steel-Impressed Current | 1978-05-10 | Cathodically Protected | Pressurized
RACETRAC SERVICE STATION #250 | I-95 & US HWY 341 | BRUNSWICK | Glynn | 630186 | 2 |  | 1983-01-01 |  | 1983-01-01 |  | Removed from Ground | Gas (Historical Use) | 12000 | Steel-Impressed Current | 1978-05-10 | Cathodically Protected | Pressurized
RACETRAC SERVICE STATION #250 | I-95 & US HWY 341 | BRUNSWICK | Glynn | 630186 | 3 |  | 1983-01-01 |  | 1983-01-01 |  | Removed from Ground | Gas (Historical Use) | 12000 | Steel-Impressed Current | 1978-05-10 | Cathodically Protected | Pressurized
RACETRAC SERVICE STATION #250 | I-95 & US HWY 341 | BRUNSWICK | Glynn | 630186 | 4 |  | 1983-01-01 |  | 1983-01-01 |  | Removed from Ground | Gas (Historical Use) | 12000 | Fiberglass | 1983-05-09 | Fiberglass Reinforced Plastic | Pressurized
BRUNSWICK TRUCK STOP | I-95 @ EXIT 29 / 110 DUNGENESS DR | BRUNSWICK | Glynn | 630187 | 1 | [5 empty] | Permanently Out of Use - historical purposes | Gas (Historical Use) | 4010 | Bare Steel | 1982-05-09 | Galvanized Steel
BRUNSWICK TRUCK STOP | I-95 @ EXIT 29 / 110 DUNGENESS DR | BRUNSWICK | Glynn | 630187 | 10 |  | 1992-06-01 |  | 1992-06-01 |  | Currently in Use | Diesel | 20000 | Composite | 1992-06-01 | Fiberglass Reinforced Plastic
BRUNSWICK TRUCK STOP | I-95 @ EXIT 29 / 110 DUNGENESS DR | BRUNSWICK | Glynn | 630187 | 2 | [5 empty] | Permanently Out of Use - historical purposes | Gas (Historical Use) | 4009 | Bare Steel | 1982-05-09 | Galvanized Steel
BRUNSWICK TRUCK STOP | I-95 @ EXIT 29 / 110 DUNGENESS DR | BRUNSWICK | Glynn | 630187 | 3 | [5 empty] | Permanently Out of Use - historical purposes | Gas (Historical Use) | 4010 | Bare Steel | 1982-05-09 | Galvanized Steel
BRUNSWICK TRUCK STOP | I-95 @ EXIT 29 / 110 DUNGENESS DR | BRUNSWICK | Glynn | 630187 | 4 | [5 empty] | Permanently Out of Use - historical purposes | Gas (Historical Use) | 4009 | Bare Steel | 1982-05-09 | Galvanized Steel
BRUNSWICK TRUCK STOP | I-95 @ EXIT 29 / 110 DUNGENESS DR | BRUNSWICK | Glynn | 630187 | 5 | [5 empty] | Permanently Out of Use - historical purposes | Gas (Historical Use) | 4010 | Bare Steel | 1982-05-09 | Galvanized Steel
BRUNSWICK TRUCK STOP | I-95 @ EXIT 29 / 110 DUNGENESS DR | BRUNSWICK | Glynn | 630187 | 6 | [5 empty] | Permanently Out of Use - historical purposes | Diesel | 4010 | Bare Steel | 1982-05-09 | Galvanized Steel
BRUNSWICK TRUCK STOP | I-95 @ EXIT 29 / 110 DUNGENESS DR | BRUNSWICK | Glynn | 630187 | 7 | Flapper Valve | 1992-06-01 | FALSE | 1992-06-01 | FALSE | Currently in Use | Regular | 10000 | Composite | 1992-06-01 | Fiberglass Reinforced Plastic | Pressurized
BRUNSWICK TRUCK STOP | I-95 @ EXIT 29 / 110 DUNGENESS DR | BRUNSWICK | Glynn | 630187 | 8A | Flapper Valve | 1992-06-01 | FALSE | 1992-06-01 | FALSE | Currently in Use | Diesel | 5000 | Composite | 1992-06-01 | Fiberglass Reinforced Plastic | Pressurized
BRUNSWICK TRUCK STOP | I-95 @ EXIT 29 / 110 DUNGENESS DR | BRUNSWICK | Glynn | 630187 | 8B | Flapper Valve | 1992-06-01 | FALSE | 1992-06-01 | FALSE | Currently in Use | Premium | 5000 | Composite | 1992-06-01 | Fiberglass Reinforced Plastic | Pressurized
BRUNSWICK TRUCK STOP | I-95 @ EXIT 29 / 110 DUNGENESS DR | BRUNSWICK | Glynn | 630187 | 9 |  | 1992-06-01 |  | 1992-06-01 |  | Currently in Use | Diesel | 20000 | Composite | 1992-06-01 | Fiberglass Reinforced Plastic | Pressurized
GA CROWN DISTRIBUTING CO | #5 PERRY LANE RD | BRUNSWICK | Glynn | 630188 | 1 | [5 empty] | Removed from Ground | Empty | 2000 | Bare Steel | 1977-05-10 | Galvanized Steel
GA CROWN DISTRIBUTING CO | #5 PERRY LANE RD | BRUNSWICK | Glynn | 630188 | 2 | [5 empty] | Removed from Ground | Diesel | 2000 | Bare Steel | 1983-05-09 | Galvanized Steel
LILES AUTO SERVICE | 2938 NORWICH ST | BRUNSWICK | Glynn | 630190 | 1 | [5 empty] | Permanently Out Of Use | Gas (Historical Use) | 4000 | Bare Steel | 1961-05-14 | Galvanized Steel
LILES AUTO SERVICE | 2938 NORWICH ST | BRUNSWICK | Glynn | 630190 | 2 | [5 empty] | Permanently Out Of Use | Gas (Historical Use) | 3000 | Bare Steel | 1986-05-08 | Galvanized Steel
LILES AUTO SERVICE | 2938 NORWICH ST | BRUNSWICK | Glynn | 630190 | 3 | [5 empty] | Permanently Out Of Use | Gas (Historical Use) | 3000 | Bare Steel | 1986-05-08 | Galvanized Steel
LILES AUTO SERVICE | 2938 NORWICH ST | BRUNSWICK | Glynn | 630190 | 4 | [5 empty] | Permanently Out Of Use | Gas (Historical Use) | 3000 | Bare Steel | 1986-05-08 | Galvanized Steel
LILES AUTO SERVICE | 2938 NORWICH ST | BRUNSWICK | Glynn | 630190 | 5 | [5 empty] | Permanently Out Of Use | Gas (Historical Use) | 550 | Bare Steel | 1986-05-08 | Galvanized Steel
LILES AUTO SERVICE | 2938 NORWICH ST | BRUNSWICK | Glynn | 630190 | 6 | [5 empty] | Permanently Out Of Use | Gas (Historical Use) | 550 | Bare Steel | 1986-05-08 | Galvanized Steel
GA AIR NATIONAL GUARD | PO BOX 813 | ST SIMONS ISLAND | Glynn | 630192 | 1 | [5 empty] | Removed from Ground | Gas (Historical Use) | 1000 | Bare Steel | 1966-05-13 | Galvanized Steel
GA AIR NATIONAL GUARD | PO BOX 813 | ST SIMONS ISLAND | Glynn | 630192 | 2 | [5 empty] | Removed from Ground | Diesel | 5000 | Bare Steel | 1976-05-10 | Galvanized Steel
GA AIR NATIONAL GUARD | PO BOX 813 | ST SIMONS ISLAND | Glynn | 630192 | 3 | [5 empty] | Removed from Ground | Diesel | 30 | Unknown | 1981-05-09 | Galvanized Steel
GA AIR NATIONAL GUARD | PO BOX 813 | ST SIMONS ISLAND | Glynn | 630192 | 4 | [5 empty] | Removed from Ground | Gas (Historical Use) | 0 | Bare Steel | 1986-05-08 | Galvanized Steel
BUNKYS #2 | 2801 GLYNN AVE | BRUNSWICK | Glynn | 630193 | 1 | Flapper Valve | 1997-11-20 | FALSE | 1997-11-20 | FALSE | Currently in Use | Regular | 10000 | Steel-Impressed Current | 1981-05-08 | Steel (Impressed Current) | Pressurized
BUNKYS #2 | 2801 GLYNN AVE | BRUNSWICK | Glynn | 630193 | 2 | Flapper Valve | 1997-11-20 | FALSE | 1997-11-20 | FALSE | Currently in Use | Regular | 10000 | Steel-Impressed Current | 1980-05-01 | Steel (Impressed Current) | Pressurized
BUNKYS #2 | 2801 GLYNN AVE | BRUNSWICK | Glynn | 630193 | 3 | Flapper Valve | 1997-11-20 | FALSE | 1997-11-20 | FALSE | Currently in Use | Premium | 10000 | Steel-Impressed Current | 1980-05-01 | Steel (Impressed Current) | Pressurized
BUNKYS #2 | 2801 GLYNN AVE | BRUNSWICK | Glynn | 630193 | 4 | Flapper Valve | 1997-11-20 |  | 1997-11-20 |  | Currently in Use | Diesel | 10000 | Steel-Impressed Current | 1980-05-01 | Steel (Impressed Current) | Pressurized
RENTZ SERVICE STATION | US HWY 341 NORTH | BRUNSWICK | Glynn | 630194 | 1 | [5 empty] | Removed from Ground | Empty | 4000 | Bare Steel | 1976-05-10 | Galvanized Steel
RENTZ SERVICE STATION | US HWY 341 NORTH | BRUNSWICK | Glynn | 630194 | 2 | [5 empty] | Removed from Ground | Kerosene | 4000 | Bare Steel | 1976-05-10 | Galvanized Steel
RENTZ SERVICE STATION | US HWY 341 NORTH | BRUNSWICK | Glynn | 630194 | 3 | [5 empty] | Permanently Out of Use - historical purposes | Empty | 4000 | Bare Steel | 1976-05-10 | Galvanized Steel
BRUNSWICK TA | 185 DUNGENESS DR | BRUNSWICK | Glynn | 630196 | 1 | Flapper Valve | 1998-06-01 |  | 1998-06-01 |  | Removed from Ground | Gas (Historical Use) | 10000 | Steel-Impressed Current | 1978-05-10 | Cathodically Protected | Pressurized
BRUNSWICK TA | 185 DUNGENESS DR | BRUNSWICK | Glynn | 630196 | 10 | Flapper Valve | 2007-03-23 | FALSE | 2007-03-23 | FALSE | Currently in Use | Diesel | 7000 | Fiberglass Double Walled | 2007-03-23 | Double-Walled Fiberglass | Pressurized
BRUNSWICK TA | 185 DUNGENESS DR | BRUNSWICK | Glynn | 630196 | 11 | Flapper Valve | 2013-12-23 | FALSE | 2013-08-16 | FALSE | Currently in Use | Diesel | 30000 | Fiberglass Double Walled | 2013-08-18 | Double-Walled Fiberglass | Pressurized
BRUNSWICK TA | 185 DUNGENESS DR | BRUNSWICK | Glynn | 630196 | 12 | Flapper Valve | 2013-12-23 | FALSE | 2013-08-16 | FALSE | Currently in Use | Diesel | 30000 | Fiberglass Double Walled | 2013-08-18 | Double-Walled Fiberglass | Pressurized
BRUNSWICK TA | 185 DUNGENESS DR | BRUNSWICK | Glynn | 630196 | 13 | Flapper Valve | 2013-12-23 | FALSE | 2013-08-16 | FALSE | Currently in Use | Diesel | 30000 | Fiberglass Double Walled | 2013-08-18 | Double-Walled Fiberglass | Pressurized
BRUNSWICK TA | 185 DUNGENESS DR | BRUNSWICK | Glynn | 630196 | 2 | Flapper Valve | 1998-06-01 |  | 1998-06-01 |  | Removed from Ground | Gas (Historical Use) | 10000 | Steel-Impressed Current | 1978-05-10 | Cathodically Protected | Pressurized
BRUNSWICK TA | 185 DUNGENESS DR | BRUNSWICK | Glynn | 630196 | 3 | Flapper Valve | 1998-06-01 | FALSE | 1998-06-01 | FALSE | Removed from Ground | Gas (Historical Use) | 10000 | Steel-Impressed Current | 1978-05-10 | Cathodically Protected | Pressurized
BRUNSWICK TA | 185 DUNGENESS DR | BRUNSWICK | Glynn | 630196 | 4 | [5 empty] | Removed from Ground | Other | 8000 | Bare Steel | 1978-05-10 | Galvanized Steel | Pressurized
BRUNSWICK TA | 185 DUNGENESS DR | BRUNSWICK | Glynn | 630196 | 5 |  |  | TRUE |  | TRUE | Removed from Ground | Used Oil | 1000 | Bare Steel | 1978-05-10 | Galvanized Steel | Gravity Fed
BRUNSWICK TA | 185 DUNGENESS DR | BRUNSWICK | Glynn | 630196 | 6 | Ball Float | 1993-01-01 | TRUE | 1993-01-01 | TRUE | Removed from Ground | Used Oil | 8000 | Fiberglass Double Walled | 1993-03-01 | Fiberglass Reinforced Plastic | Gravity Fed
BRUNSWICK TA | 185 DUNGENESS DR | BRUNSWICK | Glynn | 630196 | 7 | Ball Float | 1998-06-01 |  | 1998-06-01 |  | Removed from Ground | Used Oil | 10000 | Fiberglass Double Walled | 1993-03-01 | Fiberglass Reinforced Plastic | Suction (American)
BRUNSWICK TA | 185 DUNGENESS DR | BRUNSWICK | Glynn | 630196 | 8 | Flapper Valve | 2007-03-23 | FALSE | 2007-03-23 | FALSE | Currently in Use | Gas (Historical Use) | 30000 | Fiberglass Double Walled | 2007-03-23 | Double-Walled Fiberglass | Pressurized
BRUNSWICK TA | 185 DUNGENESS DR | BRUNSWICK | Glynn | 630196 | 9 | Flapper Valve | 2007-03-23 | FALSE | 2007-03-23 | FALSE | Currently in Use | Gas (Historical Use) | 8000 | Fiberglass Double Walled | 2007-03-23 | Double-Walled Fiberglass | Pressurized
BST/ST SIMONS/R2298 | 3223 FREDERICA RD | ST SIMONS ISLAND | Glynn | 630197 | 1 | [5 empty] | Removed from Ground | Other | 1000 | Bare Steel | 1978-01-03 | Copper | Suction (American)
BST/ST SIMONS/R2298 | 3223 FREDERICA RD | ST SIMONS ISLAND | Glynn | 630197 | 2 |  | 1997-05-07 |  | 1997-05-07 |  | Currently in Use | Diesel | 2500 | Fiberglass Double Walled | 1997-05-07 | Copper | Suction (American)
BST/R2257 | 800 G ST | BRUNSWICK | Glynn | 630198 | 1 | [5 empty] | Removed from Ground | Gas (Historical Use) | 12000 | Bare Steel | 1981-01-02 | Galvanized Steel | Pressurized
BST/R2257 | 800 G ST | BRUNSWICK | Glynn | 630198 | 2 |  |  | TRUE |  | TRUE | Removed from Ground | Used Oil | 550 | Bare Steel | 1975-01-04 | Bare Steel | Gravity Fed
BST/R2257 | 800 G ST | BRUNSWICK | Glynn | 630198 | 3 | [5 empty] | Removed from Ground | Gas (Historical Use) | 1000 | Bare Steel | 1974-01-01 | Not Marked | Pressurized
BST/BRUNSWICK/R2240 | 2627 NORWICH ST | BRUNSWICK | Glynn | 630199 | 1 | [5 empty] | Removed from Ground | Diesel | 2000 | Bare Steel | 1977-01-03 | Copper | Suction (American)
BST/BRUNSWICK/R2240 | 2627 NORWICH ST | BRUNSWICK | Glynn | 630199 | 2 | [5 empty] | Removed from Ground | Diesel | 2000 | Fiberglass Double Walled | 1955-01-01 | Copper | Suction (American)
BST/BRUNSWICK/R2240 | 2627 NORWICH ST | BRUNSWICK | Glynn | 630199 | 3 |  | 1994-04-26 |  | 1994-04-26 |  | Currently in Use | Diesel | 4000 | Double Walled | 1994-04-07 | Fiberglass Reinforced Plastic | Suction (American)
EMERY ENTERPRISES INC | RT. 2 BOX 19C US 17N | BRUNSWICK | Glynn | 630200 | 1 | [5 empty] | Removed from Ground | Empty | 1000 | Bare Steel | 1973-01-04 | Galvanized Steel
E.P. ED. PLANING MILL | 4141 SOUTHERN RD | BRUNSWICK | Glynn | 630201 | 1 | [5 empty] | Removed from Ground | Gas (Historical Use) | 1 | Bare Steel | 1961-03-19 | Galvanized Steel
E.P. ED. PLANING MILL | 4141 SOUTHERN RD | BRUNSWICK | Glynn | 630201 | 2 | [5 empty] | Removed from Ground | Diesel | 1 | Bare Steel | 1961-03-19 | Galvanized Steel
RYDER TRUCK RENTAL LOC 0252 | 550 YOUNG LANE | BRUNSWICK | Glynn | 630204 | 1 | [5 empty] | Removed from Ground | Diesel | 12000 | Fiberglass | 1974-01-04 | Bare Steel | Pressurized
RYDER TRUCK RENTAL LOC 0252 | 550 YOUNG LANE | BRUNSWICK | Glynn | 630204 | 2 | [5 empty] | Removed from Ground | Diesel | 12000 | Fiberglass | 1974-01-04 | Bare Steel | Pressurized
RYDER TRUCK RENTAL LOC 0252 | 550 YOUNG LANE | BRUNSWICK | Glynn | 630204 | 3 | [5 empty] | Removed from Ground | Other | 6000 | Fiberglass | 1987-01-01 | Bare Steel | Suction (American)
RYDER TRUCK RENTAL LOC 0252 | 550 YOUNG LANE | BRUNSWICK | Glynn | 630204 | 4 |  |  | TRUE |  | TRUE | Removed from Ground | Used Oil | 2000 | Fiberglass | 1974-01-04 | Bare Steel | Gravity Fed
USCG STATION | SOUTH OF KINGS WAY HWY @ TORRAS | ST SIMONS ISLAND | Glynn | 630205 | 1 | [5 empty] | Removed from Ground | Diesel | 2000 | Fiberglass | 1979-05-18 | Bare Steel | Pressurized
USCG STATION | SOUTH OF KINGS WAY HWY @ TORRAS | ST SIMONS ISLAND | Glynn | 630205 | 2 | [5 empty] | Removed from Ground | Diesel | 1000 | Marked Unknown | 1956-05-23 | Galvanized Steel
COLONIAL FORD INC | 2615 COMMUNITY RD. | BRUNSWICK | Glynn | 630206 | 1 | [5 empty] | Removed from Ground | Gas (Historical Use) | 500 | Bare Steel | 1977-05-16 | Galvanized Steel
COLONIAL FORD INC | 2615 COMMUNITY RD. | BRUNSWICK | Glynn | 630206 | 2 |  |  | TRUE |  | TRUE | Removed from Ground | Used Oil | 500 | Not Marked/Unknown | 1997-08-13 | Not Marked
HUGHES SUPPLY INC | 1700 FIRST ST | BRUNSWICK | Glynn | 630208 | 1 | [5 empty] | Removed from Ground | Gas (Historical Use) | 500 | Bare Steel | 1966-06-07 | Galvanized Steel
GLYNN CONCRETE CO | 4500 HABERSHAM ST | BRUNSWICK | Glynn | 630209 | 1 | [5 empty] | Closed in Ground | Diesel | 10000 | Bare Steel | 1972-06-16 | Galvanized Steel
GLYNN CONCRETE CO | 4500 HABERSHAM ST | BRUNSWICK | Glynn | 630209 | 2 | [5 empty] | Removed from Ground | Gas (Historical Use) | 1000 | Bare Steel | 1972-06-16 | Galvanized Steel
GLYNN CONCRETE CO | 4500 HABERSHAM ST | BRUNSWICK | Glynn | 630209 | 3 | [5 empty] | Closed in Ground | Diesel | 10000 | Bare Steel | 1979-06-15 | Galvanized Steel
EZ-SERVE #631 | 3227 NORWICH ST | BRUNSWICK | Glynn | 630210 | 1 |  | 1993-09-30 |  | 1993-09-30 |  | Removed from Ground | Gas (Historical Use) | 8000 | Steel-Impressed Current | 1984-05-13 | Galvanized Steel | Safe Suction (Euro)
EZ-SERVE #631 | 3227 NORWICH ST | BRUNSWICK | Glynn | 630210 | 2 |  | 1993-09-30 |  | 1993-09-30 |  | Removed from Ground | Gas (Historical Use) | 4000 | Steel-Impressed Current | 1984-05-13 | Galvanized Steel | Safe Suction (Euro)
EZ-SERVE #631 | 3227 NORWICH ST | BRUNSWICK | Glynn | 630210 | 3 |  | 1993-09-30 |  | 1993-09-30 |  | Removed from Ground | Gas (Historical Use) | 4000 | Steel-Impressed Current | 1984-05-13 | Galvanized Steel | Safe Suction (Euro)
EZ-SERVE #631 | 3227 NORWICH ST | BRUNSWICK | Glynn | 630210 | 4 |  | 1993-09-30 |  | 1993-09-30 |  | Removed from Ground | Gas (Historical Use) | 8000 | Steel-Impressed Current | 1984-05-13 | Galvanized Steel | Safe Suction (Euro)
USPS/BRUNSWICK MPO/FRANK SCARLET | 805 GLOUCESTER ST | BRUNSWICK | Glynn | 630212 | 1 | [5 empty] | Removed from Ground | Diesel | 0 | Not Marked/Unknown |  | Not Marked
USPS/BRUNSWICK MPO/FRANK SCARLET | 805 GLOUCESTER ST | BRUNSWICK | Glynn | 630212 | 2 | [5 empty] | Removed from Ground | Diesel | 12000 | Not Marked/Unknown |  | Not Marked
USPS/BRUNSWICK MPO/FRANK SCARLET | 805 GLOUCESTER ST | BRUNSWICK | Glynn | 630212 | 30 | [5 empty] | Removed from Ground | Gas (Historical Use) | 10000 | Bare Steel | 1974-01-01 | Unknown | Safe Suction (Euro)
FLAV-O-RICH INC | CYPRESS MILL RD | BRUNSWICK | Glynn | 630213 | 1 | [5 empty] | Removed from Ground | Gas (Historical Use) | 1000 | Bare Steel | 1966-05-13 | Galvanized Steel
FLAV-O-RICH INC | CYPRESS MILL RD | BRUNSWICK | Glynn | 630213 | 2 | [5 empty] | Removed from Ground | Gas (Historical Use) | 1000 | Bare Steel | 1956-05-15 | Galvanized Steel
ONE STOP #63 | 1906 /1900 NEWCASTLE ST | BRUNSWICK | Glynn | 630214 | 1 |  | 1996-09-01 |  | 1996-09-01 |  | Removed from Ground | Gas (Historical Use) | 6000 | Composite | 1986-06-01 | Fiberglass Reinforced Plastic | Pressurized
ONE STOP #63 | 1906 /1900 NEWCASTLE ST | BRUNSWICK | Glynn | 630214 | 2 |  | 1996-09-01 |  | 1996-09-01 |  | Removed from Ground | Gas (Historical Use) | 10000 | Composite | 1986-06-02 | Fiberglass Reinforced Plastic | Pressurized
ONE STOP #63 | 1906 /1900 NEWCASTLE ST | BRUNSWICK | Glynn | 630214 | 3 |  | 1996-09-01 |  | 1996-09-01 |  | Removed from Ground | Gas (Historical Use) | 10000 | Composite | 1986-06-02 | Fiberglass Reinforced Plastic | Pressurized
ONE STOP #63 | 1906 /1900 NEWCASTLE ST | BRUNSWICK | Glynn | 630214 | 4 |  | 1996-09-01 |  | 1996-09-01 |  | Removed from Ground | Kerosene | 6000 | Composite | 1986-06-02 | Fiberglass Reinforced Plastic | Pressurized
DAYS INN MOTEL | 409 NEW JESUP HWY | BRUNSWICK | Glynn | 630217 | 1 | [5 empty] | Removed from Ground | Gas (Historical Use) | 10000 | Bare Steel | 1972-01-05 | Galvanized Steel
DAYS INN MOTEL | 409 NEW JESUP HWY | BRUNSWICK | Glynn | 630217 | 2 | [5 empty] | Removed from Ground | Gas (Historical Use) | 10000 | Bare Steel | 1972-01-05 | Galvanized Steel
DAYS INN MOTEL | 409 NEW JESUP HWY | BRUNSWICK | Glynn | 630217 | 3 | [5 empty] | Closed in Ground | Gas (Historical Use) | 10000 | Bare Steel | 1972-01-05 | Galvanized Steel
RICH-SEA PAK CORP | AIRPORT RD | ST SIMONS ISLAND | Glynn | 630226 | 1 | [5 empty] | Removed from Ground | Empty | 1000 | Bare Steel | 1966-05-13 | Galvanized Steel
RICH-SEA PAK CORP | AIRPORT RD | ST SIMONS ISLAND | Glynn | 630226 | 2 | [5 empty] | Removed from Ground | Gas (Historical Use) | 1000 | Bare Steel | 1974-05-11 | Bare Steel
PRECISION PLUMBING CO | 104 ELM RD | BRUNSWICK | Glynn | 630228 | 1 | [5 empty] | Permanently Out of Use - historical purposes | Gas (Historical Use) | 2000 | Bare Steel | 1971-05-12 | Unknown
FIVE TRANSPORTATION CO | 5055 COMMUNITY RD | BRUNSWICK | Glynn | 630229 | 1 | [5 empty] | Removed from Ground | Diesel | 10000 | Bare Steel | 1974-05-11 | Bare Steel
FIVE TRANSPORTATION CO | 5055 COMMUNITY RD | BRUNSWICK | Glynn | 630229 | 2 | [5 empty] | Removed from Ground | Gas (Historical Use) | 4000 | Bare Steel | 1971-05-12 | Bare Steel
FIVE TRANSPORTATION CO | 5055 COMMUNITY RD | BRUNSWICK | Glynn | 630229 | 3 |  |  | TRUE |  | TRUE | Removed from Ground | Used Oil | 1000 | Bare Steel | 1971-05-12 | Bare Steel
I-95 SHELL | I-95 & US HWY 341 | BRUNSWICK | Glynn | 630230 | 1 | [5 empty] | Removed from Ground | Gas (Historical Use) | 6000 | Fiberglass | 1974-05-11 | Galvanized Steel | Pressurized
I-95 SHELL | I-95 & US HWY 341 | BRUNSWICK | Glynn | 630230 | 2 | [5 empty] | Removed from Ground | Gas (Historical Use) | 8000 | Fiberglass | 1974-05-11 | Galvanized Steel | Pressurized
I-95 SHELL | I-95 & US HWY 341 | BRUNSWICK | Glynn | 630230 | 3 | [5 empty] | Removed from Ground | Gas (Historical Use) | 10000 | Fiberglass | 1974-05-11 | Galvanized Steel | Pressurized
I-95 SHELL | I-95 & US HWY 341 | BRUNSWICK | Glynn | 630230 | 4 | [5 empty] | Removed from Ground | Diesel | 10000 | Bare Steel | 1983-05-09 | Galvanized Steel | Pressurized
I-95 SHELL | I-95 & US HWY 341 | BRUNSWICK | Glynn | 630230 | 5 | [5 empty] | Removed from Ground | Diesel | 10000 | Bare Steel | 1984-05-08 | Galvanized Steel | Pressurized
BILLS AMOCO #2 | 3329 NORWICH ST | BRUNSWICK | Glynn | 630231 | 1 | [5 empty] | Removed from Ground | Gas (Historical Use) | 3000 | Bare Steel | 1974-05-11 | Galvanized Steel
BILLS AMOCO #2 | 3329 NORWICH ST | BRUNSWICK | Glynn | 630231 | 2 | [5 empty] | Removed from Ground | Gas (Historical Use) | 3000 | Bare Steel | 1974-05-11 | Galvanized Steel
BILLS AMOCO #2 | 3329 NORWICH ST | BRUNSWICK | Glynn | 630231 | 3 | [5 empty] | Removed from Ground | Gas (Historical Use) | 4000 | Bare Steel | 1974-05-11 | Galvanized Steel
BILLS AMOCO #2 | 3329 NORWICH ST | BRUNSWICK | Glynn | 630231 | L161154 |  | 1992-04-23 | FALSE | 1992-04-23 | FALSE | Temporarily out of use | Gas (Historical Use) | 4000 |  | 1992-04-23 | Fiberglass Reinforced Plastic | Safe Suction (Euro)
BILLS AMOCO #2 | 3329 NORWICH ST | BRUNSWICK | Glynn | 630231 | L163064 |  | 1992-04-23 | FALSE | 1992-04-23 | FALSE | Temporarily out of use | Gas (Historical Use) | 3000 |  | 1992-04-23 | Fiberglass Reinforced Plastic | Safe Suction (Euro)
BILLS AMOCO #2 | 3329 NORWICH ST | BRUNSWICK | Glynn | 630231 | L163065 |  | 1992-04-23 | FALSE | 1992-04-23 | FALSE | Temporarily out of use | Gas (Historical Use) | 3000 |  | 1992-04-23 | Fiberglass Reinforced Plastic | Safe Suction (Euro)
MR PETE'S | 5264 NEW JESUP HWY | BRUNSWICK | Glynn | 630232 | 1 |  | 1997-06-25 |  | 1997-06-25 |  | Currently in Use | Gas (Historical Use) | 10000 | Steel-Impressed Current | 1984-05-08 | Fiberglass Reinforced Plastic | Pressurized
MR PETE'S | 5264 NEW JESUP HWY | BRUNSWICK | Glynn | 630232 | 2 |  | 1997-06-25 |  | 1997-06-25 |  | Currently in Use | Gas (Historical Use) | 10000 | Steel-Impressed Current | 1984-05-08 | Fiberglass Reinforced Plastic | Pressurized
MR PETE'S | 5264 NEW JESUP HWY | BRUNSWICK | Glynn | 630232 | 3 |  | 1997-06-25 |  | 1997-06-25 |  | Currently in Use | Gas (Historical Use) | 10000 | Steel-Impressed Current | 1984-05-08 | Fiberglass Reinforced Plastic | Pressurized
MR PETE'S | 5264 NEW JESUP HWY | BRUNSWICK | Glynn | 630232 | 4 |  | 1997-06-25 |  | 1997-06-25 |  | Temporarily out of use | Diesel | 10000 | Steel-Impressed Current | 1984-05-08 | Fiberglass Reinforced Plastic | Pressurized
BRUNSWICK JOB CORPS CTR | 4401 GLYNCO IND PARK | BRUNSWICK | Glynn | 630234 | 1 | [5 empty] | Removed from Ground | Diesel | 10000 | Bare Steel | 1967-01-06 | Galvanized Steel
BRUNSWICK JOB CORPS CTR | 4401 GLYNCO IND PARK | BRUNSWICK | Glynn | 630234 | 2 | [5 empty] | Removed from Ground | Diesel | 275 | Bare Steel | 1967-01-06 | Galvanized Steel
SERVICE STATION (FORMER) | THIRD ST | SEA ISLAND | Glynn | 630235 | 1 | [5 empty] | Removed from Ground | Gas (Historical Use) | 2000 | Bare Steel | 1994-12-15 | Not Marked
SERVICE STATION (FORMER) | THIRD ST | SEA ISLAND | Glynn | 630235 | 2 | [5 empty] | Removed from Ground | Gas (Historical Use) | 1000 | Bare Steel | 1994-12-15 | Not Marked
SERVICE STATION (FORMER) | THIRD ST | SEA ISLAND | Glynn | 630235 | 3 | [5 empty] | Removed from Ground | Gas (Historical Use) | 1000 | Bare Steel | 1994-12-15 | Not Marked
AT&T | POST RD/NW OF EVERETT | EVERETT | Glynn | 1510049 | 1 | [5 empty] | Removed from Ground | Diesel | 1500 | Bare Steel | 1963-01-01 | Copper | Suction (American)
BRUNSWICK P&P | GA HWY 99 | STERLING | Glynn | 872005 | 1 | [5 empty] | Removed from Ground | Diesel | 1000 | Bare Steel | 1984-11-04 | Unknown
BRUNSWICK P&P | GA HWY 99 | STERLING | Glynn | 872005 | 2 | [5 empty] | Removed from Ground | Gas (Historical Use) | 1000 | Bare Steel | 1984-11-04 | Unknown
FORMER WATCH SECURITY | 3105 JOHNSTON CIRCLE | BRUNSWICK | Glynn | 10002291 | 1 |  |  | FALSE |  | FALSE | Removed from Ground | Not Marked/Tank Removed | 1000 | Bare Steel | 1970-01-01 | Bare Steel
WALMART NEIGHBORHOOD MARKET #2840 | 4515 ALTAMA AVE | BRUNSWICK | Glynn | 10002411 | 1 | Flapper Valve | 2015-01-12 | FALSE | 2014-09-19 | FALSE | Currently in Use | Regular | 15000 | Fiberglass Double Walled | 2014-09-09 | Double-Walled Flex | Pressurized
WALMART NEIGHBORHOOD MARKET #2840 | 4515 ALTAMA AVE | BRUNSWICK | Glynn | 10002411 | 2A | Flapper Valve | 2015-01-12 | FALSE | 2014-09-19 | FALSE | Currently in Use | Premium | 8000 | Fiberglass Double Walled | 2014-09-09 | Double-Walled Flex | Pressurized
WALMART NEIGHBORHOOD MARKET #2840 | 4515 ALTAMA AVE | BRUNSWICK | Glynn | 10002411 | 2B |  | 2015-01-12 | FALSE | 2014-09-19 | FALSE | Currently in Use | Diesel | 7000 | Fiberglass Double Walled | 2014-09-09 | Double-Walled Flex | Pressurized
LANIER PLAZA | 1919 GLYNN AVENUE | BRUNSWICK | Glynn | 10002648 | 1 |  |  | FALSE |  | FALSE | Removed from Ground | Used Oil | 500 | Unknown | 1994-10-01
SAMS CLUB #7658 | 10100 CANAL CROSSING | BRUNSWICK | Glynn | 10002678 | 1 | Flapper Valve | 2016-02-23 | FALSE | 2016-02-23 | FALSE | Currently in Use | E-10 | 20000 | Fiberglass Double Walled | 2016-11-28 | Double-Walled Flex | Pressurized
SAMS CLUB #7658 | 10100 CANAL CROSSING | BRUNSWICK | Glynn | 10002678 | 2 | Flapper Valve | 2016-03-23 | FALSE | 2016-03-23 | FALSE | Currently in Use | E-10 | 20000 | Fiberglass Double Walled | 2016-11-28 | Double-Walled Flex | Pressurized
SAMS CLUB #7658 | 10100 CANAL CROSSING | BRUNSWICK | Glynn | 10002678 | 3A | Flapper Valve | 2016-02-23 | FALSE | 2016-02-23 | FALSE | Currently in Use | Premium | 12000 | Fiberglass Double Walled | 2016-11-28 | Double-Walled Flex
SAMS CLUB #7658 | 10100 CANAL CROSSING | BRUNSWICK | Glynn | 10002678 | 3B | Flapper Valve | 2016-02-23 | FALSE | 2016-02-23 | FALSE | Currently in Use | Diesel | 8000 |  | 2016-11-28 | Double-Walled Flex | Pressurized
ST MARKS TOWERS | 1 TOWER PLAZA | BRUNSWICK | Glynn | 10002690 | 1 |  |  | FALSE |  | FALSE | Closed in Ground |  | 1000
FORMER SERVICE STATION | 211 MANSFIELD STREET | BRUNSWICK | Glynn | 10002850 | 1 |  |  | FALSE |  | FALSE | Removed from Ground | Empty | 4000
FORMER SERVICE STATION | 211 MANSFIELD STREET | BRUNSWICK | Glynn | 10002850 | 2 |  |  | FALSE |  | FALSE | Removed from Ground | Empty | 2500
One Stop #43 | 3915 Darien Hwy | Brunswick | Glynn | 10002966 | 1 | Flapper Valve | 2018-11-01 | FALSE | 2018-09-01 | FALSE | Currently in Use | Regular | 12000 | Tank Jacket Double Walled | 2018-08-21 | Double-Walled Fiberglass | Pressurized
One Stop #43 | 3915 Darien Hwy | Brunswick | Glynn | 10002966 | 2A | Flapper Valve | 2018-11-01 | FALSE | 2018-09-01 | FALSE | Currently in Use | Premium | 4000 | Tank Jacket Double Walled | 2018-08-21 | Double-Walled Fiberglass | Pressurized
One Stop #43 | 3915 Darien Hwy | Brunswick | Glynn | 10002966 | 2B | Flapper Valve | 2018-11-01 | FALSE | 2018-09-01 | FALSE | Currently in Use | E-0 | 4000 | Tank Jacket Double Walled | 2018-08-21 | Double-Walled Fiberglass | Pressurized
GLYNN CO BOARD OF EDUCATION TRANSPORATION COMPLEX | 137 JACK HARTMAN BLVD | BRUNSWICK | Glynn | 10002145 | 1A | Flapper Valve | 2012-07-20 | FALSE | 2012-07-20 | FALSE | Currently in Use | Diesel | 20000 | Composite Double Walled | 2012-07-20 | Double-Walled Flex | Pressurized
GLYNN CO BOARD OF EDUCATION TRANSPORATION COMPLEX | 137 JACK HARTMAN BLVD | BRUNSWICK | Glynn | 10002145 | 2B | Flapper Valve | 2012-07-20 | FALSE | 2012-07-20 | FALSE | Currently in Use | E-10 | 10000 | Composite Double Walled | 2012-07-20 | Double-Walled Flex | Pressurized
MS RHEANON PHILLIPS | 2923 NORWICH ST | BRUNSWICK | Glynn | 10002258 | 1 |  |  | FALSE |  | FALSE | Removed from Ground | Not Marked | 4000 | Unknown | 2013-09-18 | Unknown
MS RHEANON PHILLIPS | 2923 NORWICH ST | BRUNSWICK | Glynn | 10002258 | 2 |  |  | FALSE |  | FALSE | Removed from Ground | Not Marked | 4000 | Unknown | 2013-09-18 | Unknown
MS RHEANON PHILLIPS | 2923 NORWICH ST | BRUNSWICK | Glynn | 10002258 | 3 |  |  | FALSE |  | FALSE | Removed from Ground | Not Marked | 4000 | Unknown | 2013-09-18 | Unknown
MS RHEANON PHILLIPS | 2923 NORWICH ST | BRUNSWICK | Glynn | 10002258 | 4 |  |  | FALSE |  | FALSE | Removed from Ground | Not Marked | 4000 | Unknown | 2013-09-18 | Unknown
MS RHEANON PHILLIPS | 2923 NORWICH ST | BRUNSWICK | Glynn | 10002258 | 5 |  |  | FALSE |  | FALSE | Removed from Ground | Not Marked | 3000 | Unknown | 2013-09-18 | Unknown
MS RHEANON PHILLIPS | 2923 NORWICH ST | BRUNSWICK | Glynn | 10002258 | 6 |  |  | FALSE |  | FALSE | Removed from Ground | Used Oil | 500 | Unknown | 2013-10-07 | Unknown
FLASH FOODS #2 | 50 BEN FORTSON PKWY | JEKYLL ISLAND | Glynn | 10001935 | 1 | Flapper Valve | 2010-08-24 | FALSE | 2010-08-24 | FALSE | Currently in Use | Regular | 12000 | Composite Double Walled | 2010-08-24 | Double-Walled Flex | Pressurized
FLASH FOODS #2 | 50 BEN FORTSON PKWY | JEKYLL ISLAND | Glynn | 10001935 | 2 | Flapper Valve | 2010-08-24 | FALSE | 2010-08-24 | FALSE | Currently in Use | Premium | 6000 | Composite Double Walled | 2010-08-24 | Double-Walled Flex | Pressurized
FLASH FOODS #2 | 50 BEN FORTSON PKWY | JEKYLL ISLAND | Glynn | 10001935 | 3 |  | 2010-08-24 | FALSE | 2010-08-24 | FALSE | Currently in Use | Diesel | 6000 | Composite Double Walled | 2010-08-24 | Double-Walled Flex | Pressurized
THE LODGE GOLF COURSE MAINTENANCE FACILITY | 100 RETREAT AVE | ST SIMONS ISLAND | Glynn | 10001957 | 1 |  |  | FALSE |  | FALSE | Removed from Ground | Gas (Historical Use) | 0 | Unknown |  | Unknown
GREER SCHOOL | 34 NORWICH STREET | BRUNSWICK | Glynn | 10001660 | 1 |  |  | FALSE |  | FALSE | Removed from Ground | Not Marked/Tank Removed | 121908 | Unknown | 2008-11-30 | Unknown
GISCO MARINA | 101 GISCO POINT DR | BRUNSWICK | Glynn | 10001689 | 1 |  | 2011-12-15 | FALSE | 2011-12-15 | FALSE | Removed from Ground | Diesel | 6000 | Composite | 2005-01-01 | Aboveground | Pressurized
SM101W (WWTP WELL SOUTH MAINLAND) | US HWY 17 SOUTH TREATMENT PLANT | BRUNSWICK | Glynn | 10001755 | 1 |  |  | FALSE |  | FALSE | Removed from Ground | Diesel | 1000 | Unknown | 2009-06-05 | Unknown
GLYNCO NAS | 119 AIRPORT ROAD | ST SIMONS ISLAND | Glynn | 10001768 | 1 |  |  | FALSE |  | FALSE | Removed from Ground | Diesel | 1050 | Unknown | 2001-10-11 | Unknown
LIFT STATION 4028 | 101 OSCAR LN OFF PALM DR | BRUNSWICK | Glynn | 10001836 | 1 |  | 2010-07-01 | FALSE | 2010-07-01 | FALSE | Removed from Ground | Diesel | 500 | Fiberglass | 1987-01-01 | Bare Steel
LIFT STATION 4006 | 3700 ALTAMA BLVD | BRUNSWICK | Glynn | 10001838 | 1 |  | 2010-07-01 | FALSE | 2010-07-01 | FALSE | Removed from Ground | Diesel | 500 | Fiberglass | 1987-01-01 | Bare Steel
LIFT STATION 4039 | 150 INDIGO DR | BRUNSWICK | Glynn | 10001839 | 1 |  |  | FALSE |  | FALSE | Removed from Ground | Diesel | 500 | Fiberglass | 1987-01-01 | Bare Steel
LIFT STATION 4048 | 3983 DARIEN HWY (HWY 17) | BRUNSWICK | Glynn | 10001840 | 1 |  | 2010-07-01 | FALSE | 2010-07-01 | FALSE | Removed from Ground | Diesel | 500 | Fiberglass | 1987-01-01 | Bare Steel | Safe Suction (Euro)
SS101W (MCKINNON AIRPORT WELL 1) | 2007 DEMERE RD ANNEX | ST SIMONS | Glynn | 10001841 | 1 |  | 2010-07-22 | FALSE | 2010-07-22 | FALSE | Currently in Use | Diesel | 2000 | Fiberglass | 1987-01-01 | Fiberglass Reinforced Plastic
SS107W (SOUTH HAMPTON PLANTATION WELL) | 93 CLUBHOUSE RD | ST SIMONS | Glynn | 10001842 | 1 |  |  | FALSE |  | FALSE | Removed from Ground | Diesel | 500 | Fiberglass | 1987-01-01 | Bare Steel
EXIT 29 WATER POLLUTION CONTROL PLANT | 314 S PORT PKWY | BRUNSWICK | Glynn | 10001856 | 1 |  |  | FALSE |  | FALSE | Removed from Ground | Diesel | 1200 | Concrete | 2010-04-20 | Not Marked
CITY OF BRUNSWICK | 1430 LANIER BOULEVARD | BRUNSWICK | Glynn | 10001369 | 1 |  |  | FALSE |  | FALSE | Removed from Ground | Diesel | 500 | Fiberglass | 2007-05-16 | Bare Steel
TROUPE CREEK MARINA | 375 YACHTT RD | BRUNSWICK | Glynn | 10001096 | 1 |  |  | FALSE |  | FALSE | Removed from Ground | Gas (Historical Use) | 1000 | Bare Steel | 1964-01-01 | Bare Steel | Suction (American)
TROUPE CREEK MARINA | 375 YACHTT RD | BRUNSWICK | Glynn | 10001096 | 2 |  | 1964-01-01 | FALSE | 1964-01-01 | FALSE | Removed from Ground | Gas (Historical Use) | 1000 | Bare Steel | 1964-01-01 | Bare Steel | Suction (American)
BRUNSWICK TA SHOP | 215 DUNGENESS DR | BRUNSWICK | Glynn | 10001157 | 1 |  | 2006-02-20 | FALSE | 2006-02-20 | FALSE | Currently in Use | New Oil | 8000 | Fiberglass Double Walled | 2006-02-15 | Double-Walled Fiberglass | Safe Suction (Euro)
BRUNSWICK TA SHOP | 215 DUNGENESS DR | BRUNSWICK | Glynn | 10001157 | 2 |  | 2006-02-20 | FALSE | 2006-02-20 | FALSE | Currently in Use | Used Oil | 4000 | Fiberglass Double Walled | 2006-02-15 | Double-Walled Fiberglass | Safe Suction (Euro)
BRUNSWICK TA SHOP | 215 DUNGENESS DR | BRUNSWICK | Glynn | 10001157 | 3 |  | 2006-02-20 | FALSE | 2006-02-20 | FALSE | Currently in Use | Other | 600 | Fiberglass Double Walled | 2006-02-15 | Double-Walled Fiberglass | Gravity Fed
PUMP N GO | 5004 NEW JESUP HWY | BRUNSWICK | Glynn | 10001402 | 1 | Flapper Valve | 2007-04-01 | FALSE | 2007-04-01 | FALSE | Currently in Use | Regular | 12000 | Composite | 2007-04-24 | Double-Walled Fiberglass | Pressurized
PUMP N GO | 5004 NEW JESUP HWY | BRUNSWICK | Glynn | 10001402 | 2 | Flapper Valve | 2007-04-01 | FALSE | 2007-04-01 | FALSE | Currently in Use | E-0 | 8000 | Composite | 2007-04-24 | Double-Walled Fiberglass | Pressurized
PUMP N GO | 5004 NEW JESUP HWY | BRUNSWICK | Glynn | 10001402 | 3 |  | 2007-04-01 | FALSE | 2007-04-01 | FALSE | Currently in Use | Diesel | 8000 | Composite | 2007-04-24 | Double-Walled Fiberglass | Pressurized
PUMP N GO | 5004 NEW JESUP HWY | BRUNSWICK | Glynn | 10001402 | 4 |  | 2007-04-01 | FALSE | 2007-04-01 | FALSE | Currently in Use | Diesel | 8000 | Composite | 2007-04-24 | Double-Walled Fiberglass | Pressurized
MARSHS EDGE | 136 MARSHS EDGE LANE | SAINT SIMONS ISLAND | Glynn | 10001496 | 1 | Flapper Valve | 2006-07-15 | FALSE | 2006-07-15 | FALSE | Currently in Use | Diesel | 4000 | Composite Double Walled | 2006-07-15 | Double-Walled Flex | Suction (American)
MARSHS EDGE | 136 MARSHS EDGE LANE | SAINT SIMONS ISLAND | Glynn | 10001496 | 2 |  | 2006-07-15 | FALSE | 2006-07-15 | FALSE | Currently in Use | Diesel | 775 | Epoxy Double-Walled | 2005-12-20 | Double-Walled Flex | Safe Suction (Euro)
EXXON FOOD MART | 99 NASCAR BLVD | BRUNSWICK | Glynn | 10001511 | 1 |  | 2007-01-01 | FALSE | 2007-01-01 | FALSE | Currently in Use | Regular | 15000 | Epoxy Double-Walled | 2006-12-01 | Double-Walled Fiberglass | Pressurized
EXXON FOOD MART | 99 NASCAR BLVD | BRUNSWICK | Glynn | 10001511 | 2A |  | 2007-01-01 | FALSE | 2007-01-01 | FALSE | Currently in Use | Premium | 10000 | Epoxy Double-Walled | 2006-12-01 | Double-Walled Fiberglass | Pressurized
EXXON FOOD MART | 99 NASCAR BLVD | BRUNSWICK | Glynn | 10001511 | 2B |  | 2007-01-01 | FALSE | 2007-01-01 | FALSE | Currently in Use | Diesel | 5000 | Epoxy Double-Walled | 2006-12-01 | Double-Walled Fiberglass | Pressurized
EXXON FOOD MART | 99 NASCAR BLVD | BRUNSWICK | Glynn | 10001511 | 3A | Flapper Valve | 2015-06-12 | FALSE | 2015-06-12 | FALSE | Currently in Use | E-85 | 12000 | Fiberglass Double Walled | 2015-06-12 | Double-Walled Fiberglass | Pressurized
EXXON FOOD MART | 99 NASCAR BLVD | BRUNSWICK | Glynn | 10001511 | 3B | Flapper Valve | 2015-06-12 | FALSE | 2015-06-12 | FALSE | Currently in Use | E-0 | 3000 | Fiberglass Double Walled | 2015-06-12 | Double-Walled Fiberglass | Pressurized
SEA ISLAND TRANSPORTATION MAINT FACILITY | 737 COQUINA DR | SAINT SIMONS ISLAND | Glynn | 10000547 | 1A | Ball Float | 2003-10-01 | FALSE | 2003-10-01 | FALSE | Currently in Use | Regular | 8500 | Composite | 2003-10-01 | Fiberglass Reinforced Plastic
SEA ISLAND TRANSPORTATION MAINT FACILITY | 737 COQUINA DR | SAINT SIMONS ISLAND | Glynn | 10000547 | 1B | Ball Float | 2003-10-01 | FALSE | 2003-10-01 | FALSE | Currently in Use | Diesel | 3500 | Composite | 2003-10-01 | Fiberglass Reinforced Plastic | Pressurized
COASTAL RESOURCES DIVISION | 1 CONSERVATION WY | BRUNSWICK | Glynn | 10000559 | 1 | Flapper Valve | 2003-07-15 | FALSE | 2003-07-15 | FALSE | Currently in Use | E-0 | 2500 | Fiberglass Double Walled | 2003-07-15 | Double-Walled Fiberglass | Pressurized
COASTAL RESOURCES DIVISION | 1 CONSERVATION WY | BRUNSWICK | Glynn | 10000559 | 2 | Flapper Valve | 2003-07-15 | FALSE | 2003-07-15 | FALSE | Currently in Use | Diesel | 2500 | Fiberglass Double Walled | 2003-07-15 | Double-Walled Fiberglass | Pressurized
ZELL ENTERPRISES | 3313 GLYNN AVENUE | BRUNSWICK | Glynn | 10000577 | 1 |  |  | FALSE |  | FALSE | Removed from Ground | Gas (Historical Use) | 4000 | Bare Steel | 2003-12-22
ZELL ENTERPRISES | 3313 GLYNN AVENUE | BRUNSWICK | Glynn | 10000577 | 2 |  |  | FALSE |  | FALSE | Removed from Ground | Gas (Historical Use) | 4000 | Bare Steel | 2003-12-22
ZELL ENTERPRISES | 3313 GLYNN AVENUE | BRUNSWICK | Glynn | 10000577 | 3 |  |  | FALSE |  | FALSE | Removed from Ground | Gas (Historical Use) | 6000 | Bare Steel | 2003-12-22
FORMER CLOISTER HOTEL | SEA ISLAND/2ND ST | SEA ISLAND | Glynn | 10000588 | 1 |  |  | FALSE |  | FALSE | Removed from Ground | Diesel | 300 | Bare Steel | 2004-03-05 | Galvanized Steel
FORMER CLOISTER HOTEL | SEA ISLAND/2ND ST | SEA ISLAND | Glynn | 10000588 | 2 |  |  | FALSE |  | FALSE | Removed from Ground | Diesel | 300 | Bare Steel | 2004-03-05
FORMER CLOISTER HOTEL | SEA ISLAND/2ND ST | SEA ISLAND | Glynn | 10000588 | 3 |  |  | FALSE |  | FALSE | Removed from Ground | Diesel | 300 | Bare Steel | 2004-03-05 | Galvanized Steel
FORMER CLOISTER HOTEL | SEA ISLAND/2ND ST | SEA ISLAND | Glynn | 10000588 | 4 |  |  | FALSE |  | FALSE | Removed from Ground | Diesel | 800 | Bare Steel | 2004-03-11
FORMER CLOISTER HOTEL | SEA ISLAND/2ND ST | SEA ISLAND | Glynn | 10000588 | 5 |  |  | FALSE |  | FALSE | Removed from Ground | Diesel | 5000 | Bare Steel | 2004-03-15
TOOL EXPRESS | 6964 NEW JESUP HIGHWAY | STERLING | Glynn | 10000671 | 1 |  |  | FALSE |  | FALSE | Removed from Ground | Gas (Historical Use) | 2000 | Cathodically Protected Steel | 2004-05-11
TOOL EXPRESS | 6964 NEW JESUP HIGHWAY | STERLING | Glynn | 10000671 | 2 |  |  | FALSE |  | FALSE | Removed from Ground | Gas (Historical Use) | 1000 | Cathodically Protected Steel | 2004-05-11
TOOL EXPRESS | 6964 NEW JESUP HIGHWAY | STERLING | Glynn | 10000671 | 3 |  |  | FALSE |  | FALSE | Removed from Ground | Gas (Historical Use) | 500 | Cathodically Protected Steel | 2004-05-11
TOOL EXPRESS | 6964 NEW JESUP HIGHWAY | STERLING | Glynn | 10000671 | 4 |  |  | FALSE |  | FALSE | Removed from Ground | Gas (Historical Use) | 250 | Cathodically Protected Steel | 2004-05-11
TOOL EXPRESS | 6964 NEW JESUP HIGHWAY | STERLING | Glynn | 10000671 | 5 |  |  | FALSE |  | FALSE | Removed from Ground | Gas (Historical Use) | 1000 | Cathodically Protected Steel | 2004-05-11
BRUNSWICK CELLULOSE INC | 1400 WEST NINTH STREET | BRUNSWICK | Glynn | 10001045 | 1 |  |  | FALSE |  | FALSE | Closed in Ground | Used Oil | 1000 | Fiberglass | 1979-01-01
TOMMYS CORNER | 6010 NEW JESUP HWY | BRUNSWICK | Glynn | 10000333 | 1 | Flapper Valve | 2002-09-01 | FALSE | 2002-09-01 | FALSE | Currently in Use | Diesel | 6000 | Epoxy | 2002-09-01 | Fiberglass Reinforced Plastic | Pressurized
TOMMYS CORNER | 6010 NEW JESUP HWY | BRUNSWICK | Glynn | 10000333 | 2 | Flapper Valve | 2002-09-01 | FALSE | 2002-09-01 | FALSE | Currently in Use | Premium | 4000 | Epoxy | 2002-09-01 | Fiberglass Reinforced Plastic | Pressurized
TOMMYS CORNER | 6010 NEW JESUP HWY | BRUNSWICK | Glynn | 10000333 | 3 | Flapper Valve | 2002-09-01 | FALSE | 2002-09-01 | FALSE | Currently in Use | Regular | 10000 | Epoxy | 2002-09-01 | Fiberglass Reinforced Plastic | Pressurized
J D MOORE OIL CO | 210 PERRY LANE RD | BRUNSWICK | Glynn | 10000063 | 1 | Flapper Valve | 2002-02-15 | FALSE | 2002-02-15 | FALSE | Currently in Use | Diesel | 20000 | Composite | 2002-02-15 | Fiberglass Reinforced Plastic | Pressurized
J D MOORE OIL CO | 210 PERRY LANE RD | BRUNSWICK | Glynn | 10000063 | 2 |  | 2002-02-15 | FALSE | 2002-02-15 | FALSE | Currently in Use | Regular | 20000 | Composite | 2002-02-15 | Fiberglass Reinforced Plastic | Pressurized
J D MOORE OIL CO | 210 PERRY LANE RD | BRUNSWICK | Glynn | 10000063 | 3A | Flapper Valve | 2002-02-15 | FALSE | 2002-02-15 | FALSE | Currently in Use | Regular | 6000 | Composite | 2002-02-15 | Fiberglass Reinforced Plastic | Pressurized
J D MOORE OIL CO | 210 PERRY LANE RD | BRUNSWICK | Glynn | 10000063 | 3B | Flapper Valve | 2002-02-15 | FALSE | 2002-02-15 | FALSE | Currently in Use | Diesel | 6000 | Composite | 2002-02-15 | Fiberglass Reinforced Plastic | Pressurized
J D MOORE OIL CO | 210 PERRY LANE RD | BRUNSWICK | Glynn | 10000063 | 4 | Flapper Valve | 2002-02-15 | FALSE | 2002-02-15 | FALSE | Currently in Use | Diesel Off Road | 6000 | Composite | 2002-02-15 | Fiberglass Reinforced Plastic | Pressurized
GLYNN COUNTY PUBLIC SAFETY COMPLEX/STATION 8 | 157 PUBLIC SAFETY BLVD | BRUNSWICK | Glynn | 10000093 | 1 | Flapper Valve | 2001-11-01 | FALSE | 2001-11-01 | FALSE | Currently in Use | Diesel | 20000 | Galvanic (STIP-3) | 2001-11-01 | Double-Walled Fiberglass | Suction (American)
GLYNN COUNTY PUBLIC SAFETY COMPLEX/STATION 8 | 157 PUBLIC SAFETY BLVD | BRUNSWICK | Glynn | 10000093 | 2 | Flapper Valve | 2001-11-01 | FALSE | 2001-11-01 | FALSE | Currently in Use | Regular | 10000 | Galvanic (STIP-3) | 2001-11-01 | Double-Walled Fiberglass | Suction (American)
PARKERS ST SIMONS CAUSEWAY | 25 TORRAS DR | BRUNSWICK | Glynn | 10000130 | 1 | Ball Float | 2002-06-01 | FALSE | 2002-06-01 | FALSE | Currently in Use | Regular | 12000 | Composite | 2002-06-01 | Double-Walled Flex | Pressurized
PARKERS ST SIMONS CAUSEWAY | 25 TORRAS DR | BRUNSWICK | Glynn | 10000130 | 2A |  | 2002-06-01 | FALSE | 2002-06-01 | FALSE | Currently in Use | Regular | 6000 | Composite | 2002-06-01 | Double-Walled Flex | Pressurized
PARKERS ST SIMONS CAUSEWAY | 25 TORRAS DR | BRUNSWICK | Glynn | 10000130 | 2B | Ball Float | 2002-06-01 | FALSE | 2002-06-01 | FALSE | Currently in Use | Premium | 6000 | Composite | 2002-06-01 | Double-Walled Flex | Pressurized
STOP-N-SHOP | 4381 US 82 | BRUNSWICK | Glynn | 10000157 | 1A |  | 2002-05-22 | FALSE | 2002-05-22 | FALSE | Removed from Ground | Gas (Historical Use) | 9000 | Composite | 2002-05-21 | Double Walled/Sec. Containment | Pressurized
STOP-N-SHOP | 4381 US 82 | BRUNSWICK | Glynn | 10000157 | 1B |  | 2002-05-22 | FALSE | 2002-05-22 | FALSE | Removed from Ground | Gas (Historical Use) | 3000 | Composite | 2002-05-21 | Double Walled/Sec. Containment | Pressurized
SEA ISLAND YACHT YARD | 206 MARINA DRIVE | ST SIMONS ISLAND | Glynn | 10000189 | 1 |  |  | FALSE |  | FALSE | Removed from Ground | Not Marked/Tank Removed | 0 | Unknown
SEA ISLAND YACHT YARD | 206 MARINA DRIVE | ST SIMONS ISLAND | Glynn | 10000189 | 2 |  |  | FALSE |  | FALSE | Removed from Ground | Not Marked/Tank Removed | 0 | Unknown
SEA ISLAND YACHT YARD | 206 MARINA DRIVE | ST SIMONS ISLAND | Glynn | 10000189 | 3 |  |  | FALSE |  | FALSE | Removed from Ground | Not Marked/Tank Removed | 0 | Unknown
ABANDONED STATION | SOUTH OF US HWY 82 ON US HWY 17 | BRUNSWICK | Glynn | 9063002 | 1 | [5 empty] | Removed from Ground | Gas (Historical Use) | 0 | Not Marked/Unknown | 1966-01-01 | Not Marked
ABANDONED STATION | SOUTH OF US HWY 82 ON US HWY 17 | BRUNSWICK | Glynn | 9063002 | 2 | [5 empty] | Removed from Ground | Gas (Historical Use) | 0 | Not Marked/Unknown | 1966-01-01 | Not Marked
ATLANTIC MOTOR SALES INC | 2925 NORWICH ST | BRUNSWICK | Glynn | 9063003 | 1 | [5 empty] | Currently in Use | Gas (Historical Use) | 0 | Marked Unknown | 1987-01-01 | Unknown
SEA PALMS GOLF & TENNIS RESORT | 5445 FREDERICA RD | ST SIMONS ISLAND | Glynn | 9063004 | 1 | [5 empty] | Removed from Ground | Gas (Historical Use) | 2000 | Bare Steel | 1991-11-12 | Not Marked
SEA PALMS GOLF & TENNIS RESORT | 5445 FREDERICA RD | ST SIMONS ISLAND | Glynn | 9063004 | 2 | [5 empty] | Removed from Ground | Diesel | 500 | Bare Steel | 1985-01-01 | Not Marked
SEA PALMS GOLF & TENNIS RESORT | 5445 FREDERICA RD | ST SIMONS ISLAND | Glynn | 9063004 | 3 | [5 empty] | Removed from Ground | Diesel | 500 | Bare Steel | 1991-11-12 | Not Marked
SEA PALMS GOLF & TENNIS RESORT | 5445 FREDERICA RD | ST SIMONS ISLAND | Glynn | 9063004 | 4 |  | 1998-11-01 |  | 1998-11-01 |  | Removed from Ground | Gas (Historical Use) | 0 | Cathodically Protected Steel | 1985-01-01 | Cathodically Protected | Suction (American)
SEA PALMS GOLF & TENNIS RESORT | 5445 FREDERICA RD | ST SIMONS ISLAND | Glynn | 9063004 | 5 |  | 1998-11-01 |  | 1998-11-01 |  | Removed from Ground | Diesel | 0 | Cathodically Protected Steel | 1985-01-01 | Cathodically Protected | Suction (American)
SEA PALMS GOLF & TENNIS RESORT | 5445 FREDERICA RD | ST SIMONS ISLAND | Glynn | 9063004 | 6 | Flapper Valve | 2007-01-01 | FALSE | 2007-01-01 | FALSE | Currently in Use | E-0 | 2000 | Composite | 2007-01-01 | Fiberglass Reinforced Plastic | Safe Suction (Euro)
SEA PALMS GOLF & TENNIS RESORT | 5445 FREDERICA RD | ST SIMONS ISLAND | Glynn | 9063004 | 7 | Flapper Valve | 2007-01-01 | FALSE | 2007-01-01 | FALSE | Currently in Use | Diesel | 2000 | Composite | 2007-01-01 | Fiberglass Reinforced Plastic | Safe Suction (Euro)
CROWN/ZIPPY MART GA-524 | 3700 NORWICH AVE | BRUNSWICK | Glynn | 9063005 | 1 | [5 empty] | Removed from Ground | Empty | 0 | Marked Unknown | 1991-10-15 | Unknown
CROWN/ZIPPY MART GA-524 | 3700 NORWICH AVE | BRUNSWICK | Glynn | 9063005 | 2 | [5 empty] | Removed from Ground | Empty | 0 | Marked Unknown | 1991-10-15 | Unknown
CROWN/ZIPPY MART GA-524 | 3700 NORWICH AVE | BRUNSWICK | Glynn | 9063005 | 3 | [5 empty] | Removed from Ground | Empty | 0 | Marked Unknown | 1991-10-15 | Unknown
SERVICE STATION (FORMER) | MALLORY DR @ OCEAN DR | ST SIMONS ISLAND | Glynn | 9063006 | 1 | [5 empty] | Removed from Ground | Other | 0 | Marked Unknown |  | Unknown
US COAST GUARD/BOAT HOUSE/ST SIM | 1 EAST BEACH CSWY | ST SIMONS ISLAND | Glynn | 9063007 | 1 | [5 empty] | Removed from Ground | Diesel | 2000 | Fiberglass | 1979-05-18 | Galvanized Steel
US COAST GUARD/BOAT HOUSE/ST SIM | 1 EAST BEACH CSWY | ST SIMONS ISLAND | Glynn | 9063007 | 2 | [5 empty] | Removed from Ground | Diesel | 1000 | Bare Steel | 1962-02-01 | Copper | Safe Suction (Euro)
JEKYLL ISLAND/AIRPORT | AIRPORT | JEKYLL ISLAND | Glynn | 9063008 | 41 | [5 empty] | Removed from Ground | Other | 6000 | Bare Steel | 1965-01-01 | Galvanized Steel
JEKYLL ISLAND/AIRPORT | AIRPORT | JEKYLL ISLAND | Glynn | 9063008 | 42 | [5 empty] | Removed from Ground | Other | 6000 | Bare Steel | 1965-01-01 | Galvanized Steel
JEKYLL ISLAND/CHRISTMAS SHOP | CHRISTMAS SHOP | JEKYLL ISLAND | Glynn | 9063009 | 5 | [5 empty] | Removed from Ground | Gas (Historical Use) | 500 | Bare Steel | 1996-05-21 | Galvanized Steel
JEKYLL ISLAND/NEW MAINTENANCE AR | NEW MAINTENANCE AREA | JEKYLL ISLAND | Glynn | 9063010 | 43 |  |  | FALSE |  | FALSE | Removed from Ground | Gas (Historical Use) | 10000 |  | 1988-01-12 | Fiberglass Reinforced Plastic
JEKYLL ISLAND/NEW MAINTENANCE AR | NEW MAINTENANCE AREA | JEKYLL ISLAND | Glynn | 9063010 | 44 |  |  | FALSE |  | FALSE | Removed from Ground | Diesel | 4000 |  | 1988-01-12 | Fiberglass Reinforced Plastic
JEKYLL ISLAND/NEW MAINTENANCE AR | NEW MAINTENANCE AREA | JEKYLL ISLAND | Glynn | 9063010 | 45 | Flapper Valve | 1998-02-18 | FALSE | 1998-02-18 | FALSE | Currently in Use | Regular | 10000 | Fiberglass | 1998-02-18 | Fiberglass Reinforced Plastic | Pressurized
JEKYLL ISLAND/NEW MAINTENANCE AR | NEW MAINTENANCE AREA | JEKYLL ISLAND | Glynn | 9063010 | 46 | Flapper Valve | 1998-02-18 | FALSE | 1998-02-18 | FALSE | Currently in Use | Diesel | 4000 | Fiberglass | 1998-02-18 | Fiberglass Reinforced Plastic | Safe Suction (Euro)
JEKYLL ISLAND/PATROL & WELCOME C | BEN FORTSON PKWY | JEKYLL ISLAND | Glynn | 9063011 | 20 | [5 empty] | Removed from Ground | Gas (Historical Use) | 5000 | Bare Steel | 1998-02-12 | Galvanized Steel
JEKYLL ISLAND/PATROL & WELCOME C | BEN FORTSON PKWY | JEKYLL ISLAND | Glynn | 9063011 | 21 | [5 empty] | Removed from Ground | Gas (Historical Use) | 5000 | Bare Steel | 1998-02-12 | Galvanized Steel
JEKYLL ISLAND/PATROL & WELCOME C | BEN FORTSON PKWY | JEKYLL ISLAND | Glynn | 9063011 | 22 | [5 empty] | Removed from Ground | Gas (Historical Use) | 5000 | Bare Steel | 1998-02-12 | Galvanized Steel
JEKYLL ISLAND/VEHICLE MAINT SHOP | VEHICLE MAINT SHOP | JEKYLL ISLAND | Glynn | 9063013 | 1 | [5 empty] | Removed from Ground | Gas (Historical Use) | 4000 | Bare Steel | 1980-01-01 | Galvanized Steel
JEKYLL ISLAND/VEHICLE MAINT SHOP | VEHICLE MAINT SHOP | JEKYLL ISLAND | Glynn | 9063013 | 2 | [5 empty] | Removed from Ground | Gas (Historical Use) | 4000 | Bare Steel | 1980-01-01 | Galvanized Steel
JEKYLL ISLAND/VEHICLE MAINT SHOP | VEHICLE MAINT SHOP | JEKYLL ISLAND | Glynn | 9063013 | 3 | [5 empty] | Removed from Ground | Diesel | 2000 | Bare Steel | 1980-01-01 | Galvanized Steel
GLYNN COUNTY POLICE DEPARTMENT | 2747 FOURTH ST | BRUNSWICK | Glynn | 9063014 | 1 | [5 empty] | Removed from Ground | Gas (Historical Use) | 10000 | Bare Steel | 1950-01-01 | Galvanized Steel
ST SIMONS BOAT & FISH CLUB MARINA | 1000 ARTHUR MOORE DR | ST SIMONS ISLAND | Glynn | 9063015 | 1 | Flapper Valve | 1996-01-01 | FALSE | 1996-01-01 | FALSE | Currently in Use | Plus | 4000 | Composite | 1996-01-01 | Fiberglass Reinforced Plastic | Pressurized
NALLEY BRUNSWICK AUTO/NALLEY HON | 178 ATLAMA CONNECTOR | BRUNSWICK | Glynn | 9063016 | 1 | [5 empty] | Removed from Ground | Gas (Historical Use) | 10000 | Bare Steel | 1988-03-01 | Galvanized Steel | Pressurized
NALLEY BRUNSWICK AUTO/NALLEY HON | 178 ATLAMA CONNECTOR | BRUNSWICK | Glynn | 9063016 | 2 |  |  | TRUE |  | TRUE | Removed from Ground | Used Oil | 500 | Bare Steel | 1988-03-01 | Galvanized Steel
GARY C ROOKS | RT 3 BOX 54 | BRUNSWICK | Glynn | 9063017 | 1 | [5 empty] | Removed from Ground | Empty | 1000 | Bare Steel | 1970-01-01 | Galvanized Steel
BST/BRWKGAWC/R2257 | 800 Q ST | BRUNSWICK | Glynn | 9063018 | 1 | [5 empty] | Removed from Ground | Gas (Historical Use) | 1000 | Not Marked/Unknown | 1974-01-01 | Not Marked
BST/BRWKGAWC/R2257 | 800 Q ST | BRUNSWICK | Glynn | 9063018 | 2 | [5 empty] | Removed from Ground | Gas (Historical Use) | 12000 | Not Marked/Unknown | 1981-01-02 | Not Marked
BST/BRWKGAWC/R2257 | 800 Q ST | BRUNSWICK | Glynn | 9063018 | 3 | [5 empty] | Removed from Ground | Gas (Historical Use) | 550 | Not Marked/Unknown | 1975-01-04 | Not Marked
PET DAIRY | 131 DARIEN HWY | BRUNSWICK | Glynn | 9063019 | 1 | [5 empty] | Removed from Ground | Gas (Historical Use) | 8000 | Bare Steel | 1966-01-01 | Bare Steel
BAGGETTS AMOCO | 5020 NEW JESUP HWY | BRUNSWICK | Glynn | 9063021 | 1 |  | 1974-01-01 |  | 1974-01-01 |  | Removed from Ground | Gas (Historical Use) | 8000 | Bare Steel | 1974-01-01 | Galvanized Steel | Pressurized
BAGGETTS AMOCO | 5020 NEW JESUP HWY | BRUNSWICK | Glynn | 9063021 | 10 | [5 empty] | Removed from Ground | Gas (Historical Use) | 4000 | Not Marked/Unknown | 1974-01-01 | Not Marked
BAGGETTS AMOCO | 5020 NEW JESUP HWY | BRUNSWICK | Glynn | 9063021 | 2 |  | 1974-01-01 |  | 1974-01-01 |  | Removed from Ground | Gas (Historical Use) | 8000 | Bare Steel | 1974-01-01 | Galvanized Steel | Pressurized
BAGGETTS AMOCO | 5020 NEW JESUP HWY | BRUNSWICK | Glynn | 9063021 | 3 |  | 1974-01-01 |  | 1974-01-01 |  | Removed from Ground | Gas (Historical Use) | 8000 | Bare Steel | 1974-01-01 | Galvanized Steel | Pressurized
BAGGETTS AMOCO | 5020 NEW JESUP HWY | BRUNSWICK | Glynn | 9063021 | 4 |  | 1974-01-01 |  | 1974-01-01 |  | Removed from Ground | Gas (Historical Use) | 6000 | Bare Steel | 1974-01-01 | Galvanized Steel | Pressurized
BAGGETTS AMOCO | 5020 NEW JESUP HWY | BRUNSWICK | Glynn | 9063021 | 5 |  | 1989-02-09 |  | 1989-02-09 |  | Removed from Ground | Gas (Historical Use) | 10000 | Bare Steel | 1989-02-09 | Galvanized Steel | Pressurized
BAGGETTS AMOCO | 5020 NEW JESUP HWY | BRUNSWICK | Glynn | 9063021 | 6 |  | 1996-07-02 |  | 1996-07-02 |  | Removed from Ground | Gas (Historical Use) | 10000 | Composite | 1996-07-02 | Fiberglass Reinforced Plastic | Pressurized
BAGGETTS AMOCO | 5020 NEW JESUP HWY | BRUNSWICK | Glynn | 9063021 | 7 |  | 1996-07-02 |  | 1996-07-02 |  | Removed from Ground | Gas (Historical Use) | 10000 | Composite | 1996-07-02 | Fiberglass Reinforced Plastic | Pressurized
BAGGETTS AMOCO | 5020 NEW JESUP HWY | BRUNSWICK | Glynn | 9063021 | 8 |  | 1996-07-02 |  | 1996-07-02 |  | Removed from Ground | Gas (Historical Use) | 10000 | Composite | 1996-07-02 | Fiberglass Reinforced Plastic | Pressurized
BAGGETTS AMOCO | 5020 NEW JESUP HWY | BRUNSWICK | Glynn | 9063021 | 9 | [5 empty] | Removed from Ground | Gas (Historical Use) | 4000 | Not Marked/Unknown | 1974-01-01 | Not Marked
BRUNSWICK COCA-COLA BOTTLING CO | 508 MANSFIELD ST | BRUNSWICK | Glynn | 9063022 | 1 |  | 1996-02-18 |  | 1996-02-18 |  | Removed from Ground | Diesel | 6000 | Fiberglass | 1978-01-01 | Fiberglass Reinforced Plastic | Safe Suction (Euro)
BRUNSWICK COCA-COLA BOTTLING CO | 508 MANSFIELD ST | BRUNSWICK | Glynn | 9063022 | 2 | [5 empty] | Removed from Ground | Other | 150 | Bare Steel | 1993-06-01 | Not Marked
GLYNN COUNTY PUBLIC WORKS DEPART | 4145 NORWICH ST EXTENSION | BRUNSWICK | Glynn | 9063023 | 1 | [5 empty] | Removed from Ground | Empty | 1000 | Bare Steel | 1970-01-01 | Galvanized Steel
GLYNN COUNTY PUBLIC WORKS DEPART | 4145 NORWICH ST EXTENSION | BRUNSWICK | Glynn | 9063023 | 10 | [5 empty] | Removed from Ground | Gas (Historical Use) | 1000 | Bare Steel | 1960-01-01 | Galvanized Steel
GLYNN COUNTY PUBLIC WORKS DEPART | 4145 NORWICH ST EXTENSION | BRUNSWICK | Glynn | 9063023 | 11 | [5 empty] | Removed from Ground | Empty | 1000 | Bare Steel | 1974-01-01 | Bare Steel
GLYNN COUNTY PUBLIC WORKS DEPART | 4145 NORWICH ST EXTENSION | BRUNSWICK | Glynn | 9063023 | 12 | Flapper Valve | 1997-11-01 | FALSE | 1997-11-01 | FALSE | Currently in Use | Regular | 10000 | Composite | 1997-11-01 | Double-Walled Flex | Safe Suction (Euro)
GLYNN COUNTY PUBLIC WORKS DEPART | 4145 NORWICH ST EXTENSION | BRUNSWICK | Glynn | 9063023 | 13 | Flapper Valve | 1997-11-01 | FALSE | 1997-11-01 | FALSE | Currently in Use | Diesel | 10000 | Composite | 1997-11-01 | Double-Walled Flex | Safe Suction (Euro)
GLYNN COUNTY PUBLIC WORKS DEPART | 4145 NORWICH ST EXTENSION | BRUNSWICK | Glynn | 9063023 | 2 | [5 empty] | Removed from Ground | Empty | 500 | Bare Steel | 1970-01-01 | Galvanized Steel
GLYNN COUNTY PUBLIC WORKS DEPART | 4145 NORWICH ST EXTENSION | BRUNSWICK | Glynn | 9063023 | 3 | [5 empty] | Removed from Ground | Empty | 1000 | Bare Steel | 1970-01-01 | Galvanized Steel
GLYNN COUNTY PUBLIC WORKS DEPART | 4145 NORWICH ST EXTENSION | BRUNSWICK | Glynn | 9063023 | 4 | [5 empty] | Removed from Ground | Empty | 2000 | Bare Steel | 1967-01-01 | Galvanized Steel
GLYNN COUNTY PUBLIC WORKS DEPART | 4145 NORWICH ST EXTENSION | BRUNSWICK | Glynn | 9063023 | 5M | [5 empty] | Removed from Ground | Diesel | 5000 | Bare Steel | 1976-01-01 | Galvanized Steel
GLYNN COUNTY PUBLIC WORKS DEPART | 4145 NORWICH ST EXTENSION | BRUNSWICK | Glynn | 9063023 | 6M | [5 empty] | Removed from Ground | Diesel | 5000 | Bare Steel | 1976-01-01 | Galvanized Steel
GLYNN COUNTY PUBLIC WORKS DEPART | 4145 NORWICH ST EXTENSION | BRUNSWICK | Glynn | 9063023 | 7 | [5 empty] | Removed from Ground | Diesel | 10000 | Bare Steel | 1983-01-01 | Galvanized Steel
GLYNN COUNTY PUBLIC WORKS DEPART | 4145 NORWICH ST EXTENSION | BRUNSWICK | Glynn | 9063023 | 8 | [5 empty] | Removed from Ground | Gas (Historical Use) | 20000 | Bare Steel | 1964-01-01 | Galvanized Steel
GLYNN COUNTY PUBLIC WORKS DEPART | 4145 NORWICH ST EXTENSION | BRUNSWICK | Glynn | 9063023 | 9AST |  |  | TRUE |  | TRUE | Removed from Ground | Used Oil | 500 | Bare Steel | 1983-01-01 | Galvanized Steel
PARKERS PERRY LANE | 2500 PERRY LANE RD UNIT 101 | BRUNSWICK | Glynn | 9063024 | 1 | Ball Float | 1996-02-01 | FALSE | 1996-02-01 | FALSE | Currently in Use | Premium | 10000 | Steel-Impressed Current | 1991-07-24 | Fiberglass Reinforced Plastic | Pressurized
PARKERS PERRY LANE | 2500 PERRY LANE RD UNIT 101 | BRUNSWICK | Glynn | 9063024 | 2 | Ball Float | 1996-02-01 | FALSE | 1996-02-01 | FALSE | Currently in Use | Plus | 10000 | Steel-Impressed Current | 1991-07-24 | Fiberglass Reinforced Plastic | Pressurized
PARKERS PERRY LANE | 2500 PERRY LANE RD UNIT 101 | BRUNSWICK | Glynn | 9063024 | 3 | Ball Float | 1996-02-01 | FALSE | 1996-02-01 | FALSE | Currently in Use | Regular | 10000 | Steel-Impressed Current | 1991-07-24 | Fiberglass Reinforced Plastic | Pressurized
ABANDONED SVC STATION | 5598 ALTAMA AVE | BRUNSWICK | Glynn | 9063026 | 1 | [5 empty] | Removed from Ground | Empty | 10000 | Bare Steel | 1992-04-01 | Not Marked
ABANDONED SVC STATION | 5598 ALTAMA AVE | BRUNSWICK | Glynn | 9063026 | 2 | [5 empty] | Removed from Ground | Empty | 10000 | Bare Steel | 1992-04-01 | Not Marked
ABANDONED SVC STATION | 5598 ALTAMA AVE | BRUNSWICK | Glynn | 9063026 | 3 | [5 empty] | Removed from Ground | Empty | 550 | Bare Steel | 1992-04-01 | Not Marked
ABANDONED SVC STATION | 5598 ALTAMA AVE | BRUNSWICK | Glynn | 9063026 | 4 |  |  | TRUE |  | TRUE | Removed from Ground | Empty | 550 | Bare Steel | 1992-04-01 | Not Marked
ST SIMONS ISLAND WPCP | 6 TH AVE & ATLANTIC DR | ST SIMONS ISLAND | Glynn | 9063027 | 1 | [5 empty] | Removed from Ground | Diesel | 500 | Bare Steel | 1974-01-01 | Galvanized Steel | Suction (American)
UPS BRUNSWICK (UST) | 2104 COAST ST | BRUNSWICK | Glynn | 9063028 | 1 |  | 1995-01-28 | FALSE | 1995-01-28 | FALSE | Currently in Use | Diesel | 10000 | Fiberglass Double Walled | 1990-01-01 | Double-Walled Fiberglass | Pressurized
GLYNN COUNTY PUBLIC WORKS DEPART | 2001 DEMERE RD/DEMERE ANNEX BLDG | ST SIMONS ISLAND | Glynn | 9063030 | 1 | [5 empty] | Removed from Ground | Gas (Historical Use) | 1000 | Bare Steel | 1966-01-01 | Galvanized Steel
GLYNN COUNTY PUBLIC WORKS DEPART | 2001 DEMERE RD/DEMERE ANNEX BLDG | ST SIMONS ISLAND | Glynn | 9063030 | 2 | [5 empty] | Removed from Ground | Diesel | 5000 | Bare Steel | 1976-01-01 | Galvanized Steel
HARRINGTON WATER PLANT | 161 S HARRINGTON RD | ST SIMONS ISLAND | Glynn | 9063031 | 1 | [5 empty] | Removed from Ground | Diesel | 1000 | Bare Steel | 1978-04-01 | Bare Steel
HARRINGTON WATER PLANT | 161 S HARRINGTON RD | ST SIMONS ISLAND | Glynn | 9063031 | 2 |  | 1998-10-01 |  | 1998-10-01 |  | Removed from Ground | Diesel | 1000 | Composite | 1998-10-01 | Double-Walled Flex | Suction (American)
GLYNN COUNTY SANITARY LANDFILL | 1129 B OLD CATE RD | BRUNSWICK | Glynn | 9063032 | 1 | [5 empty] | Removed from Ground | Empty | 15000 | Bare Steel | 1972-05-01 | Bare Steel
GLYNN COUNTY SANITARY LANDFILL | 1129 B OLD CATE RD | BRUNSWICK | Glynn | 9063032 | 2 | [5 empty] | Removed from Ground | Diesel | 15000 | Bare Steel | 1950-03-01 | Galvanized Steel
GLYNN COUNTY DETENTION CENTER | 1812 NEWCASTLE ST | BRUNSWICK | Glynn | 9063033 | 1 |  |  | FALSE |  | FALSE | Removed from Ground | Gas (Historical Use) | 10000 | Fiberglass | 1988-02-01 | Galvanized Steel
GLYNN COUNTY DETENTION CENTER | 1812 NEWCASTLE ST | BRUNSWICK | Glynn | 9063033 | 2 |  |  | FALSE |  | FALSE | Removed from Ground | Diesel | 4000 | Fiberglass | 1988-02-01 | Galvanized Steel
GLYNN COUNTY DETENTION CENTER | 1812 NEWCASTLE ST | BRUNSWICK | Glynn | 9063033 | 3 |  | 1998-09-01 | FALSE | 1998-09-01 | FALSE | Removed from Ground | Diesel | 1000 | Composite | 1998-09-01 | Double-Walled Fiberglass | Suction (American)
GA ANG/224 JNT COMMUN SPT SQUAD | 1693 GLYNCO PKWY | BRUNSWICK | Glynn | 9063034 | 224-1 | [5 empty] | Removed from Ground | Diesel | 15000 | Fiberglass | 1988-01-01 | Galvanized Steel
GA ANG/224 JNT COMMUN SPT SQUAD | 1693 GLYNCO PKWY | BRUNSWICK | Glynn | 9063034 | 224-2 | [5 empty] | Removed from Ground | Gas (Historical Use) | 6000 | Fiberglass | 1988-01-01 | Galvanized Steel
GA ANG/224 JNT COMMUN SPT SQUAD | 1693 GLYNCO PKWY | BRUNSWICK | Glynn | 9063034 | 224-3 |  |  | TRUE |  | TRUE | Removed from Ground | Used Oil | 2000 | Fiberglass | 1988-01-01 | Galvanized Steel
ALTAMAHA PARK | 1605 ALTAMAHA PARK RD | BRUNSWICK | Glynn | 9063035 | 1 | [5 empty] | Removed from Ground | Gas (Historical Use) | 1000 | Bare Steel | 1984-02-01 | Galvanized Steel
ALTAMAHA PARK | 1605 ALTAMAHA PARK RD | BRUNSWICK | Glynn | 9063035 | 2 | Flapper Valve | 1998-07-01 | FALSE | 1998-07-01 | FALSE | Currently in Use | Plus | 2000 | Composite | 1998-07-01 | Fiberglass Reinforced Plastic | Pressurized
MALLERY STREET WATER PLANT | 996 MALLERY ST | ST SIMONS ISLAND | Glynn | 9063036 | 1 | [5 empty] | Removed from Ground | Diesel | 550 | Fiberglass | 1983-04-01 | Unknown
MALLERY STREET WATER PLANT | 996 MALLERY ST | ST SIMONS ISLAND | Glynn | 9063036 | 2 |  | 1998-10-01 |  | 1998-10-01 |  | Currently in Use | Diesel | 1000 | Composite | 1998-10-01 |  | Suction (American)
NO FACILITY NAME | 2302 TOWNSEND | BRUNSWICK | Glynn | 9063038 | 1 | [5 empty] | Removed from Ground | Gas (Historical Use) | 3000 | Bare Steel | 1983-03-01 | Galvanized Steel
GLYNN CO/PUBLIC WORKS DEPT | 106 AIRPORT RD | SAINT SIMONS ISLAND | Glynn | 9063040 | 1 | [5 empty] | Closed in Ground | Gas (Historical Use) | 1000 | Bare Steel | 1960-01-01 | Galvanized Steel | Suction (American)
GA DEPT OF NAT RES/GAME & FISH | 1200 GLYNN AVE | BRUNSWICK | Glynn | 9063042 | 1AST | [5 empty] | Permanently Out of Use - historical purposes | Gas (Historical Use) | 2000 | Bare Steel | 1978-01-01 | Galvanized Steel
GA DEPT OF NAT RES/GAME & FISH | 1200 GLYNN AVE | BRUNSWICK | Glynn | 9063042 | 2AST | [5 empty] | Permanently Out of Use - historical purposes | Gas (Historical Use) | 500 | Bare Steel | 1976-01-01 | Galvanized Steel
SOUTHEAST PAVING | HWY 17 SOUTH | BRUNSWICK | Glynn | 9063043 | 1 | [5 empty] | Closed in Ground | Other | 2000 | Bare Steel | 1951-01-01 | Bare Steel
SOUTHEAST PAVING | HWY 17 SOUTH | BRUNSWICK | Glynn | 9063043 | 2 | [5 empty] | Closed in Ground | Other | 2000 | Bare Steel | 1951-01-01 | Bare Steel
SOUTHEAST PAVING | HWY 17 SOUTH | BRUNSWICK | Glynn | 9063043 | 3 | [5 empty] | Closed in Ground | Other | 2000 | Bare Steel | 1951-01-01 | Bare Steel
SOUTHEAST PAVING | HWY 17 SOUTH | BRUNSWICK | Glynn | 9063043 | 4 | [5 empty] | Closed in Ground | Other | 2000 | Bare Steel | 1951-01-01 | Bare Steel
SOUTHEAST PAVING | HWY 17 SOUTH | BRUNSWICK | Glynn | 9063043 | 5 | [5 empty] | Closed in Ground | Other | 2000 | Bare Steel | 1951-01-01 | Bare Steel
SOUTHEAST PAVING | HWY 17 SOUTH | BRUNSWICK | Glynn | 9063043 | 6 | [5 empty] | Closed in Ground | Other | 2000 | Bare Steel | 1951-01-01 | Bare Steel
FRIENDLY EXPRESS #23 | 2501 PERRY LANE RD | BRUNSWICK | Glynn | 9063046 | 1 |  | 1991-04-25 |  | 1992-04-25 |  | Currently in Use | Gas (Historical Use) | 10000 | Composite | 1992-04-25 | Fiberglass Reinforced Plastic | Pressurized
FRIENDLY EXPRESS #23 | 2501 PERRY LANE RD | BRUNSWICK | Glynn | 9063046 | 2 |  | 1992-04-25 |  | 1992-04-25 |  | Currently in Use | Gas (Historical Use) | 8000 | Composite | 1992-04-25 | Fiberglass Reinforced Plastic | Pressurized
FRIENDLY EXPRESS #23 | 2501 PERRY LANE RD | BRUNSWICK | Glynn | 9063046 | 3 |  | 1992-04-25 |  | 1992-04-25 |  | Currently in Use | Gas (Historical Use) | 8000 | Composite | 1992-04-25 | Fiberglass Reinforced Plastic | Pressurized
FRIENDLY EXPRESS #23 | 2501 PERRY LANE RD | BRUNSWICK | Glynn | 9063046 | 4 |  | 1992-04-25 |  | 1992-04-25 |  | Currently in Use | Diesel | 2000 | Composite | 1992-04-25 | Fiberglass Reinforced Plastic | Safe Suction (Euro)
BMW OF NORTH AMERICA/VEHICLE PRE | 106 JOE FRANK HARRIS BLVD | BRUNSWICK | Glynn | 9063047 | 1 | [5 empty] | Removed from Ground | Gas (Historical Use) | 4000 | Cathodically Protected Steel | 1987-12-31 | Galvanized Steel | Pressurized
BMW OF NORTH AMERICA/VEHICLE PRE | 106 JOE FRANK HARRIS BLVD | BRUNSWICK | Glynn | 9063047 | 2 | [5 empty] | Removed from Ground | Gas (Historical Use) | 4000 | Cathodically Protected Steel | 1987-12-31 | Galvanized Steel | Pressurized
BMW OF NORTH AMERICA/VEHICLE PRE | 106 JOE FRANK HARRIS BLVD | BRUNSWICK | Glynn | 9063047 | 3 |  |  | TRUE |  | TRUE | Removed from Ground | Used Oil | 250 | Composite | 1987-11-12 | Galvanized Steel | Gravity Fed
SINCLAIR STATION/BUNGALOW TERRAC | GA HWY 303 | ST SIMONS ISLAND | Glynn | 9063048 | 1 | [5 empty] | Removed from Ground | Gas (Historical Use) | 2000 | Bare Steel | 1992-07-23 | Unknown
SINCLAIR STATION/BUNGALOW TERRAC | GA HWY 303 | ST SIMONS ISLAND | Glynn | 9063048 | 2 | [5 empty] | Removed from Ground | Gas (Historical Use) | 2000 | Bare Steel | 1992-07-23 | Unknown
SINCLAIR STATION/BUNGALOW TERRAC | GA HWY 303 | ST SIMONS ISLAND | Glynn | 9063048 | 3 | [5 empty] | Removed from Ground | Gas (Historical Use) | 2000 | Bare Steel | 1992-07-23 | Unknown
AMOCO STATION (FORMER) | 1200 GLOUCESTER ST | BRUNSWICK | Glynn | 9063049 | 1 | [5 empty] | Removed from Ground | Other | 0 | Marked Unknown |  | Unknown
CAR WASH/GAS STATION (FORMER) | 1410 L ST | BRUNSWICK | Glynn | 9063050 | 1 | [5 empty] | Removed from Ground | Gas (Historical Use) | 0 | Bare Steel | 1992-04-27 | Unknown
CAR WASH/GAS STATION (FORMER) | 1410 L ST | BRUNSWICK | Glynn | 9063050 | 2 | [5 empty] | Removed from Ground | Gas (Historical Use) | 0 | Bare Steel | 1992-04-27 | Unknown
BELLSOUTH TELECOMMUNICATIONS INC | 320 CAPTAIN WYLLY RD | JEKYLL ISLAND | Glynn | 9063052 | 1 | [5 empty] | Removed from Ground | Other | 1000 | Bare Steel | 1984-10-01 | Copper | Suction (American)
GLYNN CO FIRE DEPT #6 | 3320 US HWY 17 S (JUST SOUTH | BRUNSWICK | Glynn | 9063053 | 1 | [5 empty] | Closed in Ground | Gas (Historical Use) | 2000 | Bare Steel | 1992-09-22 | Galvanized Steel | Suction (American)
GLYNN CO FIRE DEPT #6 | 3320 US HWY 17 S (JUST SOUTH | BRUNSWICK | Glynn | 9063053 | 2 | [5 empty] | Closed in Ground | Gas (Historical Use) | 2000 | Bare Steel | 1992-09-22 | Galvanized Steel | Suction (American)
GLYNN CO FIRE DEPT #6 | 3320 US HWY 17 S (JUST SOUTH | BRUNSWICK | Glynn | 9063053 | 3 | [5 empty] | Closed in Ground | Diesel | 2000 | Bare Steel | 1992-09-22 | Galvanized Steel | Suction (American)
GLYNN CO FIRE DEPT #6 | 3320 US HWY 17 S (JUST SOUTH | BRUNSWICK | Glynn | 9063053 | 4 | [5 empty] | Closed in Ground | Kerosene | 500 | Bare Steel | 1992-09-22 | Galvanized Steel | Suction (American)
GLYNN CO FIRE DEPT #6 | 3320 US HWY 17 S (JUST SOUTH | BRUNSWICK | Glynn | 9063053 | 5 | [5 empty] | Removed from Ground | Gas (Historical Use) | 1000 | Cathodically Protected Steel | 1998-12-01 | Galvanized Steel | Suction (American)
GLYNN CO FIRE DEPT #6 | 3320 US HWY 17 S (JUST SOUTH | BRUNSWICK | Glynn | 9063053 | 6 | [5 empty] | Closed in Ground | Diesel | 2000 | Cathodically Protected Steel | 1998-12-01 | Not Marked | Suction (American)
GLYNN CO FIRE DEPT #6 | 3320 US HWY 17 S (JUST SOUTH | BRUNSWICK | Glynn | 9063053 | 7A |  | 1999-01-01 |  | 1999-01-01 |  | Removed from Ground | Gas (Historical Use) | 2000 | Composite | 1999-01-01 | Double-Walled Flex | Safe Suction (Euro)
GLYNN CO FIRE DEPT #6 | 3320 US HWY 17 S (JUST SOUTH | BRUNSWICK | Glynn | 9063053 | 7B |  | 1999-01-01 |  | 1999-01-01 |  | Removed from Ground | Diesel | 2000 | Composite | 1999-01-01 | Double-Walled Flex | Safe Suction (Euro)
EVERETT EXPRESS CONVIENCE STORE | WEST SIDE OF US 341/SR 27 APPROX | EVERETT | Glynn | 9063055 | 1 | [5 empty] | Removed from Ground | Other | 500 | Not Marked/Unknown | 1993-01-12 | Not Marked
EVERETT EXPRESS CONVIENCE STORE | WEST SIDE OF US 341/SR 27 APPROX | EVERETT | Glynn | 9063055 | 2 | [5 empty] | Removed from Ground | Other | 1000 | Not Marked/Unknown | 1993-01-12 | Not Marked
EVERETT EXPRESS CONVIENCE STORE | WEST SIDE OF US 341/SR 27 APPROX | EVERETT | Glynn | 9063055 | 3 | [5 empty] | Removed from Ground | Other | 1000 | Not Marked/Unknown | 1993-01-12 | Not Marked
H&H SVC STA/OLD VACANT SERVICE S | 1503 GLOUCESTER ST | BRUNSWICK | Glynn | 9063056 | 1 | [5 empty] | Permanently Out of Use - historical purposes | Gas (Historical Use) | 4000 | Bare Steel |  | Galvanized Steel
H&H SVC STA/OLD VACANT SERVICE S | 1503 GLOUCESTER ST | BRUNSWICK | Glynn | 9063056 | 2 | [5 empty] | Permanently Out of Use - historical purposes | Gas (Historical Use) | 4000 | Bare Steel |  | Galvanized Steel
H&H SVC STA/OLD VACANT SERVICE S | 1503 GLOUCESTER ST | BRUNSWICK | Glynn | 9063056 | 3 | [5 empty] | Removed from Ground | Gas (Historical Use) | 3000 | Bare Steel | 1974-01-01 | Galvanized Steel | Suction (American)
H&H SVC STA/OLD VACANT SERVICE S | 1503 GLOUCESTER ST | BRUNSWICK | Glynn | 9063056 | 4 | [5 empty] | Removed from Ground | Gas (Historical Use) | 3000 | Bare Steel | 1974-01-01 | Galvanized Steel | Suction (American)
H&H SVC STA/OLD VACANT SERVICE S | 1503 GLOUCESTER ST | BRUNSWICK | Glynn | 9063056 | 5 |  |  | TRUE |  | TRUE | Removed from Ground | Used Oil | 550 | Bare Steel | 1974-01-01 | Galvanized Steel | Suction (American)
SPARKERS #7 | 2742 HWY 17 SOUTH | BRUNSWICK | Glynn | 9063057 | 1 | Flapper Valve | 1997-06-16 | FALSE | 1993-07-01 | FALSE | Currently in Use | Premium | 10000 | Steel-Impressed Current | 1980-01-01 | Double-Walled Fiberglass | Pressurized
SPARKERS #7 | 2742 HWY 17 SOUTH | BRUNSWICK | Glynn | 9063057 | 2 | Flapper Valve | 1997-06-16 | FALSE | 1993-07-01 | FALSE | Currently in Use | Diesel | 10000 | Steel-Impressed Current | 1980-01-01 | Double-Walled Fiberglass | Pressurized
SPARKERS #7 | 2742 HWY 17 SOUTH | BRUNSWICK | Glynn | 9063057 | 3 |  | 1997-06-16 | FALSE | 1993-07-01 | FALSE | Currently in Use | Regular | 10000 | Steel-Impressed Current | 1980-01-01 | Double-Walled Fiberglass | Pressurized
COASTAL PETROLEUM BULK STORAGE P | BULK STORAGE FACILITY | BRUNSWICK | Glynn | 9063058 | 1 | [5 empty] | Currently in Use | Other | 0 | Marked Unknown |  | Unknown
ARNIES/STUCKEYS | I-95 & RT 341 | BRUNSWICK | Glynn | 9063059 | 1 | [5 empty] | Removed from Ground | Gas (Historical Use) | 10000 | Not Marked/Unknown | 2001-07-28 | Not Marked
ARNIES/STUCKEYS | I-95 & RT 341 | BRUNSWICK | Glynn | 9063059 | 2 | [5 empty] | Removed from Ground | Gas (Historical Use) | 10000 | Not Marked/Unknown | 1993-07-01 | Not Marked
ARNIES/STUCKEYS | I-95 & RT 341 | BRUNSWICK | Glynn | 9063059 | 3 | [5 empty] | Removed from Ground | Gas (Historical Use) | 10000 | Not Marked/Unknown | 1993-07-01 | Not Marked
GA PACIFIC | 5101 GA HWY 99 | BRUNSWICK | Glynn | 9063060 | 1 | [5 empty] | Removed from Ground | Gas (Historical Use) | 1000 | Bare Steel | 1982-03-29 | Galvanized Steel | Safe Suction (Euro)
GA PACIFIC | 5101 GA HWY 99 | BRUNSWICK | Glynn | 9063060 | 2 | [5 empty] | Removed from Ground | Diesel | 1000 | Bare Steel | 1982-03-29 | Galvanized Steel | Safe Suction (Euro)
JEKYLL HARBOR MARINA | 1 HARBOR RD | JEKYLL ISLAND | Glynn | 9063061 | 1 | Flapper Valve | 1998-09-21 | FALSE | 1991-08-01 | FALSE | Currently in Use | Regular | 8000 | Composite | 1998-10-21 | Double-Walled Fiberglass | Pressurized
JEKYLL HARBOR MARINA | 1 HARBOR RD | JEKYLL ISLAND | Glynn | 9063061 | 2 | Flapper Valve | 1998-09-21 | FALSE | 1998-08-01 | FALSE | Currently in Use | Diesel | 8000 | Composite | 2001-08-20 | Double-Walled Fiberglass | Pressurized
ALTAMA EQUIP RENTAL | 2520 TARA LN | BRUNSWICK | Glynn | 9063063 | 1 | [5 empty] | Removed from Ground | Gas (Historical Use) | 2000 | Bare Steel | 1985-02-06 | Galvanized Steel | Safe Suction (Euro)
ALTAMA EQUIP RENTAL | 2520 TARA LN | BRUNSWICK | Glynn | 9063063 | 2 | [5 empty] | Removed from Ground | Diesel | 2000 | Bare Steel | 1985-02-06 | Galvanized Steel | Safe Suction (Euro)
GLYNCO MANNING AVIATION | 600 CONNOLE ST | BRUNSWICK | Glynn | 9063067 | 1 | Ball Float | 1995-05-01 | FALSE | 1995-05-01 | FALSE | Currently in Use | Jet fuel | 10000 | Epoxy Double-Walled | 1995-04-07 |  | Safe Suction (Euro)
GLYNCO MANNING AVIATION | 600 CONNOLE ST | BRUNSWICK | Glynn | 9063067 | 2 |  | 1995-04-07 | FALSE | 1995-04-07 | FALSE | Currently in Use | Diesel | 20000 | Epoxy | 1995-04-07 | Cathodically Protected | Safe Suction (Euro)
VACANT LOT | 3309 FREDERICA RD | ST SIMONS ISLAND | Glynn | 9063068 | 1 | [5 empty] | Removed from Ground | Gas (Historical Use) | 550 | Not Marked/Unknown | 1972-01-01 | Not Marked
VACANT LOT | 3309 FREDERICA RD | ST SIMONS ISLAND | Glynn | 9063068 | 2 | [5 empty] | Removed from Ground | Gas (Historical Use) | 550 | Not Marked/Unknown | 1972-01-01 | Not Marked
BRUNSWICK WEST SHOPPING CENTER | HWY 341 | ST SIMONS ISLAND | Glynn | 9063070 | 1 | [5 empty] | Removed from Ground | Gas (Historical Use) | 8000 | Bare Steel | 1976-01-01 | Bare Steel | Safe Suction (Euro)
BRUNSWICK WEST SHOPPING CENTER | HWY 341 | ST SIMONS ISLAND | Glynn | 9063070 | 2 | [5 empty] | Removed from Ground | Gas (Historical Use) | 8000 | Bare Steel | 1976-01-01 | Bare Steel | Safe Suction (Euro)
BRUNSWICK WEST SHOPPING CENTER | HWY 341 | ST SIMONS ISLAND | Glynn | 9063070 | 3 | [5 empty] | Removed from Ground | Gas (Historical Use) | 8000 | Bare Steel | 1976-01-01 | Bare Steel | Safe Suction (Euro)
BRANCHS BAIT & TACKLE | 7363 NEW JESUP HWY | BRUNSWICK | Glynn | 9063071 | 1 | [5 empty] | Closed in Ground | Gas (Historical Use) | 1 | Not Marked/Unknown | 1994-02-01 | Not Marked | Safe Suction (Euro)
BRANCHS BAIT & TACKLE | 7363 NEW JESUP HWY | BRUNSWICK | Glynn | 9063071 | 2 | [5 empty] | Closed in Ground | Gas (Historical Use) | 1 | Not Marked/Unknown | 1994-02-01 | Not Marked | Safe Suction (Euro)
CIRCLE K #2705376 | 4041 COMMUNITY RD | BRUNSWICK | Glynn | 9063072 | 1 | Ball Float | 1993-12-02 | FALSE | 1993-12-02 | FALSE | Currently in Use |  | 12000 | Fiberglass | 1993-12-02 | Double-Walled Flex | Pressurized
CIRCLE K #2705376 | 4041 COMMUNITY RD | BRUNSWICK | Glynn | 9063072 | 2 | Ball Float | 1993-12-02 | FALSE | 1993-12-02 | FALSE | Currently in Use |  | 12000 | Fiberglass | 1993-12-02 | Double-Walled Flex | Pressurized
CIRCLE K #2705376 | 4041 COMMUNITY RD | BRUNSWICK | Glynn | 9063072 | 3 | Flapper Valve | 1993-12-02 | FALSE | 1993-12-02 | FALSE | Currently in Use |  | 12000 | Fiberglass | 1993-12-02 | Double-Walled Flex | Pressurized
CIRCLE K #2705376 | 4041 COMMUNITY RD | BRUNSWICK | Glynn | 9063072 | 4 | Ball Float | 1993-12-02 | FALSE | 1993-12-02 | FALSE | Currently in Use | Diesel | 12000 | Fiberglass | 1993-12-02 | Double-Walled Flex | Pressurized
SNAPPY FOOD MART | 4200 HWY 99 | BRUNSWICK | Glynn | 9063073 | 1 | Flapper Valve | 1996-05-01 | FALSE | 1996-05-01 | FALSE | Currently in Use | Regular | 2000 | Steel-Impressed Current | 1987-01-01 |  | Suction (American)
SNAPPY FOOD MART | 4200 HWY 99 | BRUNSWICK | Glynn | 9063073 | 2 | Flapper Valve | 1996-05-01 | FALSE | 1996-05-01 | FALSE | Currently in Use | Regular | 2000 | Steel-Impressed Current | 1987-01-01 |  | Suction (American)
SNAPPY FOOD MART | 4200 HWY 99 | BRUNSWICK | Glynn | 9063073 | 3 | Flapper Valve | 1996-05-01 | FALSE | 1996-05-01 | FALSE | Currently in Use | Regular | 2000 | Steel-Impressed Current | 1987-01-01 |  | Suction (American)
SNAPPY FOOD MART | 4200 HWY 99 | BRUNSWICK | Glynn | 9063073 | 4 | Flapper Valve | 1996-05-01 | FALSE | 1996-05-01 | FALSE | Currently in Use | Regular | 2000 | Steel-Impressed Current | 1988-01-01 |  | Pressurized
SNAPPY FOOD MART | 4200 HWY 99 | BRUNSWICK | Glynn | 9063073 | 5 | Flapper Valve | 1996-05-01 | FALSE | 1996-05-01 | FALSE | Currently in Use | Premium | 5000 | Steel-Impressed Current | 1988-01-01 |  | Pressurized
SNAPPY FOOD MART | 4200 HWY 99 | BRUNSWICK | Glynn | 9063073 | 6 | Flapper Valve | 1996-05-01 | FALSE | 1996-05-01 | FALSE | Currently in Use | Kerosene | 1000 | Fiberglass | 1998-01-01 | Fiberglass Reinforced Plastic | Suction (American)
RICKS SUPERMARKET | 6612 NEW JESUP HWY | BRUNSWICK | Glynn | 9063074 | 1 | [5 empty] | Closed in Ground | Gas (Historical Use) | 4000 | Bare Steel | 1994-07-07 | Galvanized Steel | Safe Suction (Euro)
RICKS SUPERMARKET | 6612 NEW JESUP HWY | BRUNSWICK | Glynn | 9063074 | 2 | [5 empty] | Closed in Ground | Gas (Historical Use) | 4000 | Bare Steel | 1994-07-07 | Galvanized Steel | Safe Suction (Euro)
RICKS SUPERMARKET | 6612 NEW JESUP HWY | BRUNSWICK | Glynn | 9063074 | 3 | [5 empty] | Closed in Ground | Gas (Historical Use) | 4000 | Bare Steel | 1994-07-07 | Galvanized Steel | Safe Suction (Euro)
RICKS SUPERMARKET | 6612 NEW JESUP HWY | BRUNSWICK | Glynn | 9063074 | 4 |  | 1994-07-29 |  | 1994-07-29 |  | Temporarily out of use | Gas (Historical Use) | 4000 | Cathodically Protected Steel | 1994-07-29 | Fiberglass Reinforced Plastic | Safe Suction (Euro)
RICKS SUPERMARKET | 6612 NEW JESUP HWY | BRUNSWICK | Glynn | 9063074 | 5 |  | 1994-07-29 |  | 1994-07-29 |  | Temporarily out of use | Gas (Historical Use) | 4000 | Cathodically Protected Steel | 1994-07-29 | Fiberglass Reinforced Plastic | Safe Suction (Euro)
S&S REALTY/CLOSED UST SITE | 4406 ALTAMA AVE | BRUNSWICK | Glynn | 9063075 | 1 | [5 empty] | Closed in Ground | Gas (Historical Use) | 0 | Concrete | 1982-01-10 | Unknown
S&S REALTY/CLOSED UST SITE | 4406 ALTAMA AVE | BRUNSWICK | Glynn | 9063075 | 2 | [5 empty] | Closed in Ground | Gas (Historical Use) | 0 | Not Marked/Unknown | 1994-07-01 | Not Marked
S&S REALTY/CLOSED UST SITE | 4406 ALTAMA AVE | BRUNSWICK | Glynn | 9063075 | 3 | [5 empty] | Closed in Ground | Gas (Historical Use) | 0 | Not Marked/Unknown | 1994-07-01 | Not Marked
GOLDEN ISLES MARINA | 206 MARINA DR | ST SIMONS ISLAND | Glynn | 9063076 | 1 | Ball Float | 1989-06-16 | FALSE | 1989-06-16 | FALSE | Currently in Use | Plus | 10000 | Tank Jacket | 1989-01-01 | Double-Walled Flex | Pressurized
GOLDEN ISLES MARINA | 206 MARINA DR | ST SIMONS ISLAND | Glynn | 9063076 | 2 | Ball Float | 1989-06-16 | FALSE | 1989-06-16 | FALSE | Currently in Use | Diesel | 20000 | Tank Jacket | 1989-01-01 | Double-Walled Flex | Pressurized
CHARTER BY THE SEA | 2927 DEMERE RD | ST SIMONS ISLAND | Glynn | 9063077 | 1 | [5 empty] | Removed from Ground | Diesel | 270 | Marked Unknown | 1982-08-01 | Unknown | Safe Suction (Euro)
CHARTER BY THE SEA | 2927 DEMERE RD | ST SIMONS ISLAND | Glynn | 9063077 | 2 |  |  | FALSE |  | FALSE | Removed from Ground | Diesel | 260 | Unknown | 2010-09-24 | Unknown
BRUNSWICK PILOT BOAT CORP | YACHT RD/FREDERICK RIVER | ST SIMONS | Glynn | 9063078 | 1 | [5 empty] | Permanently Out of Use - historical purposes | Gas (Historical Use) | 5000 | Not Marked/Unknown |  | Not Marked
BRUNSWICK PILOT BOAT CORP | YACHT RD/FREDERICK RIVER | ST SIMONS | Glynn | 9063078 | 2 | [5 empty] | Permanently Out of Use - historical purposes | Gas (Historical Use) | 3000 | Not Marked/Unknown |  | Not Marked
NO FACILITY NAME GIVEN/FORMERLY | CRN MAY RD & OLD JESUP RD (BASSW | BRUNSWICK | Glynn | 9063080 | 1 | [5 empty] | Removed from Ground | Gas (Historical Use) | 3000 | Bare Steel | 1975-03-05 | Bare Steel | Safe Suction (Euro)
NO FACILITY NAME GIVEN/FORMERLY | CRN MAY RD & OLD JESUP RD (BASSW | BRUNSWICK | Glynn | 9063080 | 2 | [5 empty] | Removed from Ground | Gas (Historical Use) | 2000 | Bare Steel | 1975-03-05 | Bare Steel | Safe Suction (Euro)
NO FACILITY NAME GIVEN/FORMERLY | CRN MAY RD & OLD JESUP RD (BASSW | BRUNSWICK | Glynn | 9063080 | 3 | [5 empty] | Removed from Ground | Gas (Historical Use) | 2000 | Bare Steel | 1975-03-05 | Bare Steel | Safe Suction (Euro)
J B SUPERMARKET | 2802 ALTAMA AVE | BRUNSWICK | Glynn | 9063081 | 1 | [5 empty] | Removed from Ground | Gas (Historical Use) | 8000 | Not Marked/Unknown | 1994-11-01 | Not Marked
J B SUPERMARKET | 2802 ALTAMA AVE | BRUNSWICK | Glynn | 9063081 | 2 | [5 empty] | Removed from Ground | Gas (Historical Use) | 6000 | Not Marked/Unknown | 1994-11-01 | Not Marked
RETREAT VILLAGE EXXON STATION (F | 2207 DEMERE ST | ST SIMONS ISLAND | Glynn | 9063082 | 1 | [5 empty] | Removed from Ground | Gas (Historical Use) | 8000 | Bare Steel | 1994-11-21 | Bare Steel | Safe Suction (Euro)
RETREAT VILLAGE EXXON STATION (F | 2207 DEMERE ST | ST SIMONS ISLAND | Glynn | 9063082 | 2 | [5 empty] | Removed from Ground | Gas (Historical Use) | 8000 | Bare Steel | 1994-11-21 | Bare Steel | Safe Suction (Euro)
RETREAT VILLAGE EXXON STATION (F | 2207 DEMERE ST | ST SIMONS ISLAND | Glynn | 9063082 | 3 | [5 empty] | Removed from Ground | Gas (Historical Use) | 8000 | Bare Steel | 1994-11-21 | Bare Steel | Safe Suction (Euro)
FRIENDLY EXPRESS #38 | 7208 NEW JESUP HWY | BRUNSWICK | Glynn | 9063083 | 1 |  | 1998-09-30 | FALSE | 1998-09-30 | FALSE | Currently in Use | Regular | 6000 | Steel-Impressed Current | 1977-01-01 |  | Pressurized
FRIENDLY EXPRESS #38 | 7208 NEW JESUP HWY | BRUNSWICK | Glynn | 9063083 | 2 |  | 1998-09-30 | FALSE | 1998-09-30 | FALSE | Currently in Use | Premium | 6000 | Steel-Impressed Current | 1977-01-01 |  | Pressurized
FRIENDLY EXPRESS #38 | 7208 NEW JESUP HWY | BRUNSWICK | Glynn | 9063083 | 3 |  | 1998-09-30 | FALSE | 1998-09-30 | FALSE | Currently in Use | Mixture | 6000 | Steel-Impressed Current | 1977-01-01 |  | Pressurized
GLYNN CO JET PORT | 590 CONNOLE ST | BRUNSWICK | Glynn | 9063085 | 1 | [5 empty] | Removed from Ground | Other | 15000 | Bare Steel | 1975-01-01 | Bare Steel | Safe Suction (Euro)
CRAB TRAP RESTAURANT | 1209 OCEAN BLVD | ST SIMONS ISLAND | Glynn | 9063086 | 1 | [5 empty] | Removed from Ground | Gas (Historical Use) | 5000 | Bare Steel | 1994-12-16 | Galvanized Steel | Suction (American)
CRAB TRAP RESTAURANT | 1209 OCEAN BLVD | ST SIMONS ISLAND | Glynn | 9063086 | 2 | [5 empty] | Removed from Ground | Gas (Historical Use) | 5000 | Bare Steel | 1994-12-18 | Galvanized Steel | Suction (American)
CRAB TRAP RESTAURANT | 1209 OCEAN BLVD | ST SIMONS ISLAND | Glynn | 9063086 | 3 | [5 empty] | Removed from Ground | Gas (Historical Use) | 5000 | Bare Steel | 1994-12-16 | Galvanized Steel | Suction (American)
BUNGALOW TERRACE | RT 6 BOX 155 | BRUNSWICK | Glynn | 9063090 | 1 | [5 empty] | Removed from Ground | Gas (Historical Use) | 0 | Marked Unknown | 1992-07-21 | Unknown
BUNGALOW TERRACE | RT 6 BOX 155 | BRUNSWICK | Glynn | 9063090 | 2 | [5 empty] | Removed from Ground | Gas (Historical Use) | 0 | Marked Unknown | 1992-07-21 | Unknown
BUNGALOW TERRACE | RT 6 BOX 155 | BRUNSWICK | Glynn | 9063090 | 3 | [5 empty] | Removed from Ground | Gas (Historical Use) | 0 | Marked Unknown | 1992-07-21 | Unknown
G V WHORTON | 315 CRISPEN BLVD | BRUNSWICK | Glynn | 9063092 | 1 | [5 empty] | Removed from Ground | Gas (Historical Use) | 550 | Marked Unknown | 1995-07-22 | Unknown
PARKERS STERLING | 7301 NEW JESUP HWY | STERLING | Glynn | 9063094 | 1 | Ball Float | 1994-11-25 | FALSE | 1994-11-25 | FALSE | Currently in Use | Gas (Historical Use) | 8000 | Composite | 1994-11-25 | Fiberglass Reinforced Plastic | Pressurized
PARKERS STERLING | 7301 NEW JESUP HWY | STERLING | Glynn | 9063094 | 2 | Flapper Valve | 1994-11-25 | FALSE | 1994-11-25 | FALSE | Currently in Use | E-10 | 10000 | Composite | 1994-11-25 | Fiberglass Reinforced Plastic | Pressurized
PARKERS STERLING | 7301 NEW JESUP HWY | STERLING | Glynn | 9063094 | 3 | Flapper Valve | 1994-11-25 | FALSE | 1994-11-25 | FALSE | Currently in Use | Diesel | 10000 | Composite | 1994-11-25 | Fiberglass Reinforced Plastic | Pressurized
INTERNATIONAL AUTO PROCESSING | #1 JOE FRANK HARRIS BLVD | BRUNSWICK | Glynn | 9063095 | 3 | [5 empty] | Removed from Ground | Gas (Historical Use) | 10000 | Cathodically Protected Steel | 1986-04-01 | Galvanized Steel | Pressurized
INTERNATIONAL AUTO PROCESSING | #1 JOE FRANK HARRIS BLVD | BRUNSWICK | Glynn | 9063095 | 4 | [5 empty] | Removed from Ground | Gas (Historical Use) | 10000 | Cathodically Protected Steel | 1986-04-01 | Galvanized Steel | Pressurized
INTERNATIONAL AUTO PROCESSING | #1 JOE FRANK HARRIS BLVD | BRUNSWICK | Glynn | 9063095 | KEROSENE | [5 empty] | Removed from Ground | Kerosene | 10000 | Cathodically Protected Steel | 1986-04-01 | Galvanized Steel | Pressurized
INTERNATIONAL AUTO PROCESSING | SCEM RD | BRUNSWICK | Glynn | 9063096 | 1 |  | 1989-01-01 |  | 1989-01-01 |  | Removed from Ground | Diesel | 20000 | Cathodically Protected Steel | 1989-01-01 | Galvanized Steel | Pressurized
INTERNATIONAL AUTO PROCESSING | SCEM RD | BRUNSWICK | Glynn | 9063096 | 2 |  | 1989-01-01 |  | 1989-01-01 |  | Removed from Ground | Diesel | 20000 | Cathodically Protected Steel | 1989-01-01 | Galvanized Steel | Pressurized
INTERNATIONAL AUTO PROCESSING | SCEM RD | BRUNSWICK | Glynn | 9063096 | 3 |  |  | TRUE | 1989-01-01 | TRUE | Removed from Ground | Used Oil | 2000 | Cathodically Protected Steel | 1989-01-01 | Galvanized Steel | Pressurized
FRIENDLY EXPRESS #22 | 127 CYPRESS MILL RD | BRUNSWICK | Glynn | 9063098 | 1 | Flapper Valve | 1990-02-01 | FALSE | 1990-02-01 | FALSE | Currently in Use | Regular | 6000 | Steel-Impressed Current | 1990-02-01 |  | Pressurized
FRIENDLY EXPRESS #22 | 127 CYPRESS MILL RD | BRUNSWICK | Glynn | 9063098 | 2 | Flapper Valve | 1990-02-01 | FALSE | 1990-02-01 | FALSE | Currently in Use | Regular | 6000 | Steel-Impressed Current | 1990-02-01 |  | Pressurized
FRIENDLY EXPRESS #22 | 127 CYPRESS MILL RD | BRUNSWICK | Glynn | 9063098 | 3 | Flapper Valve | 1990-02-01 | FALSE | 1990-02-01 | FALSE | Currently in Use | Premium | 6000 | Steel-Impressed Current | 1990-02-01 |  | Pressurized
FRIENDLY EXPRESS #22 | 127 CYPRESS MILL RD | BRUNSWICK | Glynn | 9063098 | 4 |  | 1990-02-01 |  | 1990-02-01 |  | Temporarily out of use | Kerosene | 2000 | Steel-Impressed Current | 1990-02-01 |  | Safe Suction (Euro)
GLYNN COUNTY FIRE DEPARTMENT #1 | 235 OLD JESUP RD | BRUNSWICK | Glynn | 9063099 | 1 | [5 empty] | Removed from Ground | Gas (Historical Use) | 1000 | Bare Steel | 1998-02-10 | Galvanized Steel | Suction (American)
GLYNN COUNTY FIRE DEPARTMENT #1 | 235 OLD JESUP RD | BRUNSWICK | Glynn | 9063099 | 2 | [5 empty] | Removed from Ground | Diesel | 1000 | Bare Steel | 1998-02-10 | Galvanized Steel | Suction (American)
GLYNN COUNTY FIRE DEPARTMENT #1 | 235 OLD JESUP RD | BRUNSWICK | Glynn | 9063099 | 3A |  | 1998-04-01 |  | 1998-04-01 |  | Removed from Ground | Gas (Historical Use) | 6000 | Composite | 1998-04-01 | Double-Walled Flex | Safe Suction (Euro)
GLYNN COUNTY FIRE DEPARTMENT #1 | 235 OLD JESUP RD | BRUNSWICK | Glynn | 9063099 | 3B |  | 1998-04-01 |  | 1998-04-01 |  | Removed from Ground | Diesel | 6000 | Composite | 1998-04-01 | Double-Walled Flex | Safe Suction (Euro)
GLYNN COUNTY FIRE DEPARTMENT #2 | 1211 DEMERE RD | ST SIMONS | Glynn | 9063100 | 1 | [5 empty] | Removed from Ground | Gas (Historical Use) | 1000 | Bare Steel | 1996-10-10 | Galvanized Steel | Suction (American)
GLYNN COUNTY FIRE DEPARTMENT #3 | 127 GRANTS FERRY RD | BRUNSWICK | Glynn | 9063101 | 1 | [5 empty] | Removed from Ground | Gas (Historical Use) | 1000 | Bare Steel | 1998-05-01 | Galvanized Steel | Suction (American)
GLYNN COUNTY FIRE DEPARTMENT #3 | 127 GRANTS FERRY RD | BRUNSWICK | Glynn | 9063101 | 2 | [5 empty] | Removed from Ground | Diesel | 1000 | Bare Steel | 1998-05-01 | Galvanized Steel | Suction (American)
GLYNN COUNTY FIRE DEPARTMENT #3 | 127 GRANTS FERRY RD | BRUNSWICK | Glynn | 9063101 | 3 |  | 1998-05-01 |  | 1998-05-01 |  | Removed from Ground | Gas (Historical Use) | 2000 | Composite | 1998-05-01 | Double-Walled Flex | Safe Suction (Euro)
GLYNN COUNTY FIRE DEPARTMENT #3 | 127 GRANTS FERRY RD | BRUNSWICK | Glynn | 9063101 | 4 |  | 1998-05-01 |  | 1998-05-01 |  | Removed from Ground | Diesel | 2000 | Composite | 1998-05-01 | Double-Walled Flex | Safe Suction (Euro)
GLYNN COUNTY FIRE DEPARTMENT #4 | 3581 FREDERICA RD | ST SIMONS ISLAND | Glynn | 9063102 | 1 |  |  | FALSE |  | FALSE | Removed from Ground | Diesel | 1000 | Bare Steel | 1997-10-15 | Bare Steel | Suction (American)
GLYNN COUNTY FIRE DEPARTMENT #4 | 3581 FREDERICA RD | ST SIMONS ISLAND | Glynn | 9063102 | 2 | Flapper Valve | 1997-08-21 | FALSE | 1997-08-21 | FALSE | Currently in Use | Regular | 4000 | Composite | 1997-08-20 | Double-Walled Flex | Safe Suction (Euro)
GLYNN COUNTY FIRE DEPARTMENT #4 | 3581 FREDERICA RD | ST SIMONS ISLAND | Glynn | 9063102 | 3 | Flapper Valve | 1997-08-21 | FALSE | 1997-08-21 | FALSE | Currently in Use | Diesel | 4000 | Composite | 1997-08-20 | Double-Walled Flex | Safe Suction (Euro)
GLYNN COUNTY FIRE DEPARTMENT #4 | 3581 FREDERICA RD | ST SIMONS ISLAND | Glynn | 9063102 | 4 |  |  | FALSE |  | FALSE | Removed from Ground |  | 500 | Bare Steel | 1992-09-04 | Galvanized Steel | Suction (American)
BLYTHE ISLAND REGIONAL PARK | 6616 BLYTHE ISLAND HWY | BRUNSWICK | Glynn | 9063103 | 19953 | Ball Float | 1994-07-22 |  | 1994-07-22 |  | Removed from Ground | Gas (Historical Use) | 1800 | Composite | 1994-07-22 | Fiberglass Reinforced Plastic | Pressurized
GLYNN COUNTY FIRE DEPARTMENT #5 | 500 CONNOLE ST | BRUNSWICK | Glynn | 9063104 | 1 | [5 empty] | Removed from Ground | Diesel | 1000 | Bare Steel | 1996-07-17 | Galvanized Steel | Suction (American)
OM FOOD MART | 1306 OLD JESUP | BRUNSWICK | Glynn | 9063105 | 1 | Flapper Valve | 1989-11-04 | FALSE | 1989-11-04 | FALSE | Currently in Use | Regular | 6000 | Steel-Impressed Current | 1989-11-04 | Steel (Impressed Current) | Pressurized
OM FOOD MART | 1306 OLD JESUP | BRUNSWICK | Glynn | 9063105 | 2 | Flapper Valve | 1989-11-04 | FALSE | 1989-11-04 | FALSE | Currently in Use | Regular | 6000 | Steel-Impressed Current | 1989-11-04 | Steel (Impressed Current) | Pressurized
OM FOOD MART | 1306 OLD JESUP | BRUNSWICK | Glynn | 9063105 | 3 | Flapper Valve | 1989-11-04 | FALSE | 1989-11-04 | FALSE | Currently in Use | Premium | 6000 | Steel-Impressed Current | 1989-11-04 | Steel (Impressed Current) | Pressurized
OM FOOD MART | 1306 OLD JESUP | BRUNSWICK | Glynn | 9063105 | 4 |  | 1989-11-04 |  | 1989-11-04 |  | Temporarily out of use | Kerosene | 2000 | Steel-Impressed Current | 1989-11-04 | Steel (Impressed Current) | Safe Suction (Euro)
FUELPRO CARD SYSTEM | 108 AIRPORT RD | ST SIMONS ISLAND | Glynn | 9063106 | 1 | Flapper Valve | 1990-10-01 | FALSE | 1990-10-01 | FALSE | Currently in Use | Regular | 8000 | Galvanic (STIP-3) | 2001-08-23 | Fiberglass Reinforced Plastic | Pressurized
FUELPRO CARD SYSTEM | 108 AIRPORT RD | ST SIMONS ISLAND | Glynn | 9063106 | 2 | Flapper Valve | 1990-10-01 | FALSE | 1990-10-01 | FALSE | Currently in Use | Premium | 8000 | Galvanic (STIP-3) | 2001-08-23 | Fiberglass Reinforced Plastic | Pressurized
FUELPRO CARD SYSTEM | 108 AIRPORT RD | ST SIMONS ISLAND | Glynn | 9063106 | 3 | Flapper Valve | 1990-10-01 | FALSE | 1990-10-01 | FALSE | Currently in Use | Plus | 2000 | Galvanic (STIP-3) | 2001-08-23 | Fiberglass Reinforced Plastic | Pressurized
FUELPRO CARD SYSTEM | 108 AIRPORT RD | ST SIMONS ISLAND | Glynn | 9063106 | 4 | Flapper Valve | 1990-10-01 | FALSE | 1990-10-01 | FALSE | Currently in Use | Diesel | 2000 | Galvanic (STIP-3) | 2001-08-23 | Fiberglass Reinforced Plastic | Pressurized
CHOOSE'S #7 | 7552 BLYTHE ISLAND DR | BRUNSWICK | Glynn | 9063107 | 1 | [5 empty] | Removed from Ground | Gas (Historical Use) | 3000 | Marked Unknown | 1999-02-01 | Unknown
CHOOSE'S #7 | 7552 BLYTHE ISLAND DR | BRUNSWICK | Glynn | 9063107 | 2 | [5 empty] | Removed from Ground | Gas (Historical Use) | 4000 | Marked Unknown | 1999-02-01 | Unknown
CHOOSE'S #7 | 7552 BLYTHE ISLAND DR | BRUNSWICK | Glynn | 9063107 | 3 | [5 empty] | Removed from Ground | Gas (Historical Use) | 4000 | Marked Unknown | 1999-02-01 | Unknown
CHOOSE'S #7 | 7552 BLYTHE ISLAND DR | BRUNSWICK | Glynn | 9063107 | 4A |  | 1999-02-01 |  | 1999-02-01 |  | Temporarily out of use | Gas (Historical Use) | 8000 | Composite | 1999-02-01 | Fiberglass Reinforced Plastic | Pressurized
CHOOSE'S #7 | 7552 BLYTHE ISLAND DR | BRUNSWICK | Glynn | 9063107 | 4B |  | 1999-02-01 |  | 1999-02-01 |  | Temporarily out of use | Gas (Historical Use) | 4000 | Composite | 1999-02-01 | Fiberglass Reinforced Plastic | Pressurized
CIRCLE K #2705392 | 3801 FREDRICA RD | ST SIMONS | Glynn | 9063109 | 1 | Flapper Valve | 1995-03-17 | FALSE | 1995-03-17 | FALSE | Currently in Use | Regular | 12000 |  | 1995-03-17 | Fiberglass Reinforced Plastic | Pressurized
CIRCLE K #2705392 | 3801 FREDRICA RD | ST SIMONS | Glynn | 9063109 | 2 | Flapper Valve | 1995-03-17 | FALSE | 1995-03-17 | FALSE | Currently in Use | Regular | 12000 |  | 1995-03-17 | Fiberglass Reinforced Plastic | Pressurized
CIRCLE K #2705392 | 3801 FREDRICA RD | ST SIMONS | Glynn | 9063109 | 3 | Flapper Valve | 1995-03-17 | FALSE | 1995-03-17 | FALSE | Currently in Use | Premium | 12000 |  | 1995-03-17 | Fiberglass Reinforced Plastic | Pressurized
CIRCLE K #2705392 | 3801 FREDRICA RD | ST SIMONS | Glynn | 9063109 | 4 | Flapper Valve | 1995-03-17 | FALSE | 1995-03-17 | FALSE | Currently in Use | Diesel | 12000 |  | 1995-03-17 | Fiberglass Reinforced Plastic | Pressurized
LUCKY MART | 2002 S COMMERICAL DR | BRUNSWICK | Glynn | 9063115 | 1 |  | 1990-09-01 | FALSE | 1990-09-01 | FALSE | Currently in Use | Regular | 10000 | Galvanic (STIP-3) | 1990-09-01 | Fiberglass Reinforced Plastic | Pressurized
LUCKY MART | 2002 S COMMERICAL DR | BRUNSWICK | Glynn | 9063115 | 2 |  | 1990-09-01 | FALSE | 1990-09-01 | FALSE | Currently in Use | Premium | 10000 | Galvanic (STIP-3) | 2000-01-06 | Fiberglass Reinforced Plastic | Pressurized
LUCKY MART | 2002 S COMMERICAL DR | BRUNSWICK | Glynn | 9063115 | 3 |  | 1990-09-01 | FALSE | 1990-09-01 | FALSE | Currently in Use | Diesel | 10000 | Galvanic (STIP-3) | 2000-01-06 | Fiberglass Reinforced Plastic | Pressurized
BRUNSWICK TEXACO | 4933 NEW JESSUP HWY | BRUNSWICK | Glynn | 9063116 | 1 |  | 1990-07-01 |  | 1990-07-01 |  | Removed from Ground | Gas (Historical Use) | 10000 | Cathodically Protected Steel | 1990-07-01 | Fiberglass Reinforced Plastic | Pressurized
BRUNSWICK TEXACO | 4933 NEW JESSUP HWY | BRUNSWICK | Glynn | 9063116 | 2 |  | 1990-07-01 |  | 1990-07-01 |  | Removed from Ground | Gas (Historical Use) | 10000 | Cathodically Protected Steel | 1990-07-01 | Fiberglass Reinforced Plastic | Pressurized
BRUNSWICK TEXACO | 4933 NEW JESSUP HWY | BRUNSWICK | Glynn | 9063116 | 3 |  | 1990-07-01 |  | 1990-07-01 |  | Removed from Ground | Gas (Historical Use) | 10000 | Cathodically Protected Steel | 1990-07-01 | Fiberglass Reinforced Plastic | Pressurized
BRUNSWICK TEXACO | 4933 NEW JESSUP HWY | BRUNSWICK | Glynn | 9063116 | 4 |  | 1990-07-01 |  | 1990-07-01 |  | Removed from Ground | Diesel | 6000 | Cathodically Protected Steel | 1990-07-01 | Fiberglass Reinforced Plastic | Pressurized
DNR AVIATION | MCKINNON AIRPORT | ST SIMONS ISLAND | Glynn | 9063117 | 1 | [5 empty] | Removed from Ground | Gas (Historical Use) | 2000 | Marked Unknown | 1995-10-05 | Galvanized Steel | Safe Suction (Euro)
SUPERIOR CAR WASH | 2201 DEMERE RD | ST SIMONS ISLAND | Glynn | 9063118 | 1 |  | 1993-02-01 |  | 1993-02-01 |  | Removed from Ground | Gas (Historical Use) | 10000 | Cathodically Protected Steel | 1992-02-01 | Fiberglass Reinforced Plastic | Pressurized
SUPERIOR CAR WASH | 2201 DEMERE RD | ST SIMONS ISLAND | Glynn | 9063118 | 2 |  | 1993-02-01 |  | 1993-02-01 |  | Removed from Ground | Gas (Historical Use) | 10000 | Cathodically Protected Steel | 1993-02-01 | Fiberglass Reinforced Plastic | Pressurized
SUPERIOR CAR WASH | 2201 DEMERE RD | ST SIMONS ISLAND | Glynn | 9063118 | 3 |  | 1993-02-01 |  | 1993-02-01 |  | Removed from Ground | Gas (Historical Use) | 8000 | Cathodically Protected Steel | 1993-02-01 | Fiberglass Reinforced Plastic | Pressurized
MERRITT & SON | 1280 CANAL RD | BRUNSWICK | Glynn | 9063119 | 1 | Flapper Valve | 1998-12-01 |  | 1998-12-01 |  | Removed from Ground | Diesel | 10000 | Fiberglass | 1992-08-01 | Fiberglass Reinforced Plastic | Safe Suction (Euro)
OTTO JOHNSON MOTORS | 2201 NORWICH ST | BRUNSWICK | Glynn | 9063120 | 1 | [5 empty] | Removed from Ground | Gas (Historical Use) | 1076 | Bare Steel | 1945-01-01 | Galvanized Steel | Suction (American)
OTTO JOHNSON MOTORS | 2201 NORWICH ST | BRUNSWICK | Glynn | 9063120 | 2 | [5 empty] | Removed from Ground | Gas (Historical Use) | 550 | Bare Steel | 1945-01-01 | Galvanized Steel | Suction (American)
CAPTAIN MORGANS | 5090 BLYTHE ISLAND HWY | BRUNSWICK | Glynn | 9063121 | 1U | [5 empty] | Removed from Ground | Gas (Historical Use) | 4000 | Not Marked/Unknown | 1998-06-26 | Not Marked
CAPTAIN MORGANS | 5090 BLYTHE ISLAND HWY | BRUNSWICK | Glynn | 9063121 | 2P | [5 empty] | Removed from Ground | Gas (Historical Use) | 4000 | Not Marked/Unknown | 1998-06-26 | Not Marked
CAPTAIN MORGANS | 5090 BLYTHE ISLAND HWY | BRUNSWICK | Glynn | 9063121 | 3S | [5 empty] | Removed from Ground | Diesel | 4000 | Not Marked/Unknown | 1998-06-26 | Not Marked
EVERETT GROCERY | 245 ATLAMAHA PK RD | BRUNSWICK | Glynn | 9063122 | 1 | [5 empty] | Closed in Ground | Gas (Historical Use) | 2000 | Epoxy | 1989-01-01 | Galvanized Steel | Suction (American)
EVERETT GROCERY | 245 ATLAMAHA PK RD | BRUNSWICK | Glynn | 9063122 | 2 |  | 1998-10-15 |  | 1998-10-15 |  | Temporarily out of use | Gas (Historical Use) | 4000 | Composite | 1998-10-15 | Fiberglass Reinforced Plastic | Suction (American)
GOLDEN ISLES MINIT MART | 531 WALKER RD | BRUNSWICK | Glynn | 9063123 | 1 | [5 empty] | Removed from Ground | Gas (Historical Use) | 6000 | Bare Steel | 1984-06-01 | Galvanized Steel | Suction (American)
GOLDEN ISLES MINIT MART | 531 WALKER RD | BRUNSWICK | Glynn | 9063123 | 2 | [5 empty] | Removed from Ground | Gas (Historical Use) | 6000 | Bare Steel | 1984-06-01 | Galvanized Steel | Suction (American)
GOLDEN ISLES MINIT MART | 531 WALKER RD | BRUNSWICK | Glynn | 9063123 | 3 | [5 empty] | Removed from Ground | Gas (Historical Use) | 6000 | Bare Steel | 1984-06-01 | Galvanized Steel | Suction (American)
GOLDEN ISLES MINIT MART | 531 WALKER RD | BRUNSWICK | Glynn | 9063123 | 4 | [5 empty] | Removed from Ground | Diesel | 2000 | Bare Steel | 1984-06-01 | Galvanized Steel | Suction (American)
FORMER ED POWERS AMOCO | 2724 HWY 17 S | BRUNSWICK | Glynn | 9063124 | 1 | [5 empty] | Removed from Ground | Gas (Historical Use) | 0 | Bare Steel | 1977-03-01 | Galvanized Steel | Pressurized
FORMER ED POWERS AMOCO | 2724 HWY 17 S | BRUNSWICK | Glynn | 9063124 | 2 | [5 empty] | Removed from Ground | Gas (Historical Use) | 0 | Bare Steel | 1977-03-01 | Galvanized Steel | Pressurized
FORMER ED POWERS AMOCO | 2724 HWY 17 S | BRUNSWICK | Glynn | 9063124 | 3 | [5 empty] | Removed from Ground | Diesel | 0 | Bare Steel | 1977-03-01 | Galvanized Steel | Pressurized
FORMER ED POWERS AMOCO | 2724 HWY 17 S | BRUNSWICK | Glynn | 9063124 | 4 | [5 empty] | Removed from Ground | Gas (Historical Use) | 0 | Bare Steel | 1977-03-01 | Galvanized Steel | Pressurized
FORMER ED POWERS AMOCO | 2724 HWY 17 S | BRUNSWICK | Glynn | 9063124 | 5 | [5 empty] | Removed from Ground | Gas (Historical Use) | 0 | Bare Steel | 1977-03-01 | Galvanized Steel | Pressurized
FORMER ED POWERS AMOCO | 2724 HWY 17 S | BRUNSWICK | Glynn | 9063124 | 6 | [5 empty] | Removed from Ground | Gas (Historical Use) | 0 | Bare Steel | 1977-03-01 | Bare Steel | Pressurized
GLYNN COUNTY BD OF EDUCATION | 2400 STONEWALL ST | BRUNSWICK | Glynn | 9063125 | 1 |  | 1997-07-01 |  | 1997-07-01 |  | Removed from Ground | Diesel | 8000 | Steel-Impressed Current | 1997-08-01 | Cathodically Protected | Pressurized
GLYNN COUNTY BD OF EDUCATION | 2400 STONEWALL ST | BRUNSWICK | Glynn | 9063125 | 2 |  | 1997-07-01 |  | 1997-07-01 |  | Removed from Ground | Diesel | 10000 | Steel-Impressed Current | 1997-08-01 | Cathodically Protected | Pressurized
GLYNN COUNTY BD OF EDUCATION | 2400 STONEWALL ST | BRUNSWICK | Glynn | 9063125 | 3 |  | 1997-07-01 |  | 1997-07-01 |  | Removed from Ground | Gas (Historical Use) | 8000 | Cathodically Protected Steel | 1998-12-16 | Cathodically Protected | Suction (American)
RAMADA INN | 3241 GLYNN AVE | BRUNSWICK | Glynn | 9063126 | 1 | [5 empty] | Removed from Ground | Other | 0 | Marked Unknown |  | Unknown
RAMADA INN | 3241 GLYNN AVE | BRUNSWICK | Glynn | 9063126 | 2 | [5 empty] | Removed from Ground | Other | 0 | Marked Unknown |  | Unknown
RAMADA INN | 3241 GLYNN AVE | BRUNSWICK | Glynn | 9063126 | 3 | [5 empty] | Removed from Ground | Other | 0 | Marked Unknown |  | Unknown
RAMADA INN | 3241 GLYNN AVE | BRUNSWICK | Glynn | 9063126 | 4 | [5 empty] | Removed from Ground | Other | 0 | Marked Unknown |  | Unknown
SOUTHEAST GA REGIONAL MEDICAL CE | 3100 KEMBLE AVE | BRUNSWICK | Glynn | 9063131 | 1 | [5 empty] | Removed from Ground | Diesel | 10000 | Bare Steel | 1963-01-01 | Copper | Suction (American)
SOUTHEAST GA REGIONAL MEDICAL CE | 3100 KEMBLE AVE | BRUNSWICK | Glynn | 9063131 | 2 | [5 empty] | Removed from Ground | Used Oil | 500 | Not Marked/Unknown |  | Not Marked
SOUTHEAST GA REGIONAL MEDICAL CE | 3100 KEMBLE AVE | BRUNSWICK | Glynn | 9063131 | 3 | [5 empty] | Removed from Ground | Diesel | 10000 | Not Marked/Unknown | 1999-01-28 | Not Marked
SOUTHEAST GA REGIONAL MEDICAL CE | 3100 KEMBLE AVE | BRUNSWICK | Glynn | 9063131 | 4 | [5 empty] | Removed from Ground | Gas (Historical Use) | 500 | Not Marked/Unknown | 1999-01-29 | Not Marked
DAN VADEN CHEVROLET | 1004 GLOUCESTER STREET | BRUNSWICK | Glynn | 9063133 | 1 |  |  | TRUE |  | TRUE | Removed from Ground | Used Oil | 550 | Bare Steel | 1999-02-01 | Galvanized Steel | Gravity Fed
HAMPTON RIVER MARINA LLC | 1000 HAMPTON RIVER CLUB DRIVE | SAINT SIMONS ISLAND | Glynn | 9063135 | 1 | Flapper Valve | 1997-09-23 | FALSE | 1997-09-23 | FALSE | Currently in Use | Gas (Historical Use) | 4000 | Galvanic (STIP-3) | 1987-01-01 | Fiberglass Reinforced Plastic | Pressurized
HAMPTON RIVER MARINA LLC | 1000 HAMPTON RIVER CLUB DRIVE | SAINT SIMONS ISLAND | Glynn | 9063135 | 2 | Flapper Valve | 1997-09-23 | FALSE | 1997-09-23 | FALSE | Currently in Use | Gas (Historical Use) | 4000 | Galvanic (STIP-3) | 1987-01-01 | Fiberglass Reinforced Plastic | Pressurized
HAMPTON RIVER MARINA LLC | 1000 HAMPTON RIVER CLUB DRIVE | SAINT SIMONS ISLAND | Glynn | 9063135 | 3 | Flapper Valve | 1997-09-23 | FALSE | 1997-09-23 | FALSE | Currently in Use | Diesel | 4000 | Galvanic (STIP-3) | 1987-01-01 | Fiberglass Reinforced Plastic | Pressurized
HAMPTON RIVER MARINA LLC | 1000 HAMPTON RIVER CLUB DRIVE | SAINT SIMONS ISLAND | Glynn | 9063135 | 4 | Flapper Valve | 1997-09-23 | FALSE | 1997-09-23 | FALSE | Currently in Use | Diesel | 4000 | Galvanic (STIP-3) | 1987-01-01 | Fiberglass Reinforced Plastic | Pressurized
BRUNSWICK FIRE DEPT | 1201 GLOUCESTER STREET | BRUNSWICK | Glynn | 9063137 | 1 | [5 empty] | Removed from Ground | Diesel | 500 | Bare Steel | 1984-04-01 | Galvanized Steel | Suction (American)
FLYING J TRAVEL PLAZA #627 | 2990 US HWY 17 SOUTH | BRUNSWICK | Glynn | 9063138 | 1 | Flapper Valve | 1996-09-01 | FALSE | 1996-09-01 | FALSE | Currently in Use | Diesel | 20000 | Fiberglass Double Walled | 1996-08-01 | Double-Walled Fiberglass | Pressurized
FLYING J TRAVEL PLAZA #627 | 2990 US HWY 17 SOUTH | BRUNSWICK | Glynn | 9063138 | 2 | Flapper Valve | 1996-09-01 | FALSE | 1996-09-01 | FALSE | Currently in Use | Diesel | 20000 | Fiberglass Double Walled | 1996-08-01 | Double-Walled Fiberglass | Pressurized
FLYING J TRAVEL PLAZA #627 | 2990 US HWY 17 SOUTH | BRUNSWICK | Glynn | 9063138 | 3 | Flapper Valve | 1996-09-01 | FALSE | 1996-09-01 | FALSE | Currently in Use | Diesel | 20000 | Fiberglass Double Walled | 1996-08-01 | Double-Walled Fiberglass | Pressurized
FLYING J TRAVEL PLAZA #627 | 2990 US HWY 17 SOUTH | BRUNSWICK | Glynn | 9063138 | 4 | Flapper Valve | 1996-09-01 | FALSE | 1996-09-01 | FALSE | Currently in Use | E-10 | 12000 | Fiberglass Double Walled | 1996-08-01 | Double-Walled Fiberglass | Pressurized
FLYING J TRAVEL PLAZA #627 | 2990 US HWY 17 SOUTH | BRUNSWICK | Glynn | 9063138 | 5 | Flapper Valve | 1996-09-01 | FALSE | 1996-09-01 | FALSE | Currently in Use | Gas (Historical Use) | 12000 | Fiberglass Double Walled | 1996-08-01 | Double-Walled Fiberglass | Pressurized
FLYING J TRAVEL PLAZA #627 | 2990 US HWY 17 SOUTH | BRUNSWICK | Glynn | 9063138 | 6 | Flapper Valve | 1996-09-01 | FALSE | 1996-09-01 | FALSE | Currently in Use | Premium | 12000 | Fiberglass Double Walled | 1996-08-01 | Double-Walled Fiberglass | Pressurized
LOVES TRAVEL STOP #405 | 2766 US HWY 17 S | BRUNSWICK | Glynn | 9063140 | 1A | Ball Float | 1995-12-01 | FALSE | 1995-12-01 | FALSE | Currently in Use | Diesel | 20000 | Fiberglass | 1995-12-01 | Double-Walled Fiberglass | Pressurized
LOVES TRAVEL STOP #405 | 2766 US HWY 17 S | BRUNSWICK | Glynn | 9063140 | 1B | Ball Float | 1995-12-01 | FALSE | 1995-12-01 | FALSE | Currently in Use | Diesel | 20000 | Fiberglass | 1995-12-01 | Double-Walled Fiberglass | Pressurized
LOVES TRAVEL STOP #405 | 2766 US HWY 17 S | BRUNSWICK | Glynn | 9063140 | 1C | Ball Float | 1995-12-01 | FALSE | 1995-12-01 | FALSE | Currently in Use | Diesel | 20000 | Fiberglass | 1995-12-01 | Double-Walled Fiberglass | Pressurized
LOVES TRAVEL STOP #405 | 2766 US HWY 17 S | BRUNSWICK | Glynn | 9063140 | 4A | Ball Float | 1995-12-01 | FALSE | 1995-12-01 | FALSE | Currently in Use | E-10 | 12000 | Fiberglass | 1995-12-01 | Double-Walled Fiberglass | Pressurized
LOVES TRAVEL STOP #405 | 2766 US HWY 17 S | BRUNSWICK | Glynn | 9063140 | 4B | Ball Float | 1995-12-01 | FALSE | 1995-12-01 | FALSE | Currently in Use | Plus | 10000 | Fiberglass | 1995-12-01 | Double-Walled Fiberglass | Pressurized
LOVES TRAVEL STOP #405 | 2766 US HWY 17 S | BRUNSWICK | Glynn | 9063140 | 6 | Ball Float | 1995-12-01 | FALSE | 1995-12-01 | FALSE | Currently in Use | Premium | 10000 | Fiberglass | 1995-12-01 | Double-Walled Fiberglass | Pressurized
LOVES TRAVEL STOP #405 | 2766 US HWY 17 S | BRUNSWICK | Glynn | 9063140 | 7 | Overfill Alarm | 2012-01-01 | FALSE | 2012-01-01 | FALSE | Currently in Use | Biodiesel | 20000 | Fiberglass Double Walled | 2012-01-01 | Double-Walled Fiberglass | Pressurized
STANLEY SMITH RADIATOR | 3805 DARIAN HWY | BRUNSWICK | Glynn | 9063142 | 1 | [5 empty] | Removed from Ground | Empty | 3000 | Bare Steel | 1997-09-01 | Galvanized Steel
STANLEY SMITH RADIATOR | 3805 DARIAN HWY | BRUNSWICK | Glynn | 9063142 | 2 | [5 empty] | Removed from Ground | Empty | 2000 | Bare Steel | 1997-09-01 | Galvanized Steel
STANLEY SMITH RADIATOR | 3805 DARIAN HWY | BRUNSWICK | Glynn | 9063142 | 3 | [5 empty] | Removed from Ground | Empty | 2000 | Bare Steel | 1997-09-01 | Galvanized Steel
STANLEY SMITH RADIATOR | 3805 DARIAN HWY | BRUNSWICK | Glynn | 9063142 | 4 | [5 empty] | Removed from Ground | Empty | 500 | Bare Steel | 1997-09-01 | Galvanized Steel
FEDERAL LAW ENFORCEMENT TRAINING | 130 CHAPEL CROSSING RD | BRUNSWICK | Glynn | 9063143 | 151 | [5 empty] | Permanently Out of Use - historical purposes | Diesel | 20000 | Unknown |  | Bare Steel | Suction (American)
FEDERAL LAW ENFORCEMENT TRAINING | 130 CHAPEL CROSSING RD | BRUNSWICK | Glynn | 9063143 | 2 | [5 empty] | Currently in Use | Diesel | 500 | Not Marked/Unknown |  | Not Marked
JEKYLL ISLAND | TOWER 4 SOUTH END OF ISLAND | JEKYLL ISLAND | Glynn | 9063145 | 1 |  |  | FALSE |  | FALSE | Removed from Ground | Diesel | 1000 |  | 1998-03-13
JEKYLL ISLAND | TOWER 4 SOUTH END OF ISLAND | JEKYLL ISLAND | Glynn | 9063145 | 2 |  | 1998-04-01 | FALSE | 1998-04-01 | FALSE | Currently in Use | Diesel | 1000 | Fiberglass Double Walled | 1998-04-01 | Double-Walled Fiberglass | Safe Suction (Euro)
JEKYLL ISLAND | TOWER 3 NORTH END OF ISLAND | JEKYLL ISLAND | Glynn | 9063146 | 1 |  |  | FALSE |  | FALSE | Removed from Ground | Diesel | 1000 |  | 1998-03-12
JEKYLL ISLAND | TOWER 3 NORTH END OF ISLAND | JEKYLL ISLAND | Glynn | 9063146 | 2 |  | 1998-03-01 | FALSE | 1998-03-01 | FALSE | Currently in Use | Diesel | 1000 |  | 1998-03-01 | Copper | Suction (American)
MALCOLM B MCKINNON AIRPORT | 119 AIRPORT DRIVE | ST SIMONS ISLAND | Glynn | 9063147 | 1 | [5 empty] | Removed from Ground | Gas (Historical Use) | 500 | Not Marked/Unknown | 1998-08-26 | Not Marked
MALCOLM B MCKINNON AIRPORT | 119 AIRPORT DRIVE | ST SIMONS ISLAND | Glynn | 9063147 | 2 | [5 empty] | Removed from Ground | Gas (Historical Use) | 500 | Not Marked/Unknown | 1998-08-26 | Not Marked
GLYNCO AIRPORT | 500 CONNOLE STREET | BRUNSWICK | Glynn | 9063148 | 1 | [5 empty] | Removed from Ground | Diesel | 2000 | Not Marked/Unknown | 1998-08-01 | Not Marked
GLYNCO AIRPORT | 500 CONNOLE STREET | BRUNSWICK | Glynn | 9063148 | 2 |  | 1998-09-01 |  | 1998-09-01 |  | Removed from Ground | Diesel | 1000 | Composite | 1998-09-01 | Not Marked | Suction (American)
GLYNCO AIRPORT | 500 CONNOLE STREET | BRUNSWICK | Glynn | 9063148 | 3 |  |  | FALSE |  | FALSE | Removed from Ground | Diesel | 500 | Unknown |  | Unknown
LIFT STATION 25 | 23 1/2 DUNBAR CREEK POINT | SAINT SIMONS ISLAND | Glynn | 9063149 | 1 | [5 empty] | Removed from Ground | Diesel | 500 | Bare Steel | 1998-08-01 | Bare Steel | Safe Suction (Euro)
LIFT STATION #24 | 220 RETREAT PL | SAINT SIMONS ISLAND | Glynn | 9063150 | 1 | [5 empty] | Removed from Ground | Diesel | 500 | Bare Steel | 1998-08-01 | Bare Steel | Safe Suction (Euro)
LIFT STATION #22 | 223 DUNBARTON DRIVE | SAINT SIMONS ISLAND | Glynn | 9063151 | 1 | [5 empty] | Removed from Ground | Diesel | 500 | Bare Steel | 1998-08-01 | Bare Steel | Safe Suction (Euro)
EL CHEAPO #072 | 6495 NEW JESUP HWY | BRUNSWICK | Glynn | 9063152 | 1A |  | 1998-04-01 | FALSE | 1998-04-01 | FALSE | Currently in Use | Gas (Historical Use) | 12000 | Composite | 1998-04-01 |  | Pressurized
EL CHEAPO #072 | 6495 NEW JESUP HWY | BRUNSWICK | Glynn | 9063152 | 1B | Ball Float | 1998-04-01 | FALSE | 1998-04-01 | FALSE | Currently in Use | Gas (Historical Use) | 3000 | Composite | 1998-04-01 |  | Pressurized
BRUNSWICK LANDING MARINA | 1701 NEWCASTLE ST | BRUNSWICK | Glynn | 9063153 | 1 | Ball Float | 1994-05-01 | FALSE | 1994-05-01 | FALSE | Currently in Use | Regular | 12000 | Composite | 1994-05-01 | Fiberglass Reinforced Plastic | Pressurized
BRUNSWICK LANDING MARINA | 1701 NEWCASTLE ST | BRUNSWICK | Glynn | 9063153 | 2 | Ball Float | 1994-05-01 | FALSE | 1994-05-01 | FALSE | Currently in Use | Diesel | 12000 | Composite | 1994-05-01 | Fiberglass Reinforced Plastic | Pressurized
FRIENDLY EXPRESS #73 | 2353 DEMRE RD | ST SIMONS ISLAND | Glynn | 9063154 | 1A | Flapper Valve | 1996-07-24 | FALSE | 1996-07-24 | FALSE | Currently in Use | Regular | 12000 | Fiberglass Double Walled | 1996-05-29 | Fiberglass Reinforced Plastic | Pressurized
FRIENDLY EXPRESS #73 | 2353 DEMRE RD | ST SIMONS ISLAND | Glynn | 9063154 | 1B | Flapper Valve | 1996-07-24 | FALSE | 1996-07-24 | FALSE | Currently in Use | Premium | 8000 | Fiberglass Double Walled | 1996-05-29 | Double-Walled Fiberglass | Pressurized
ISLAND CLUB GOLF CLUB MAINTENANC | 2693 DEMERE RD | ST SIMONS ISLAND | Glynn | 9063155 | 1A |  | 1999-02-16 |  | 1999-02-16 |  | Removed from Ground | Gas (Historical Use) | 500 | Composite | 1999-02-16 | Fiberglass Reinforced Plastic | Suction (American)
ISLAND CLUB GOLF CLUB MAINTENANC | 2693 DEMERE RD | ST SIMONS ISLAND | Glynn | 9063155 | 1B |  | 1999-02-16 |  | 1999-02-16 |  | Removed from Ground | Diesel | 500 | Composite | 1999-02-16 | Fiberglass Reinforced Plastic | Suction (American)
MURPHY USA #5779 | 136 ALTAMA CONNECTOR | BRUNSWICK | Glynn | 9063156 | 1 | Flapper Valve | 1999-08-20 | FALSE | 1999-08-20 | FALSE | Currently in Use | Regular | 12000 | Fiberglass Double Walled | 1999-08-20 | Double-Walled Flex | Pressurized
MURPHY USA #5779 | 136 ALTAMA CONNECTOR | BRUNSWICK | Glynn | 9063156 | 2 | Flapper Valve | 1999-08-20 | FALSE | 1999-08-20 | FALSE | Currently in Use | Premium | 12000 | Fiberglass Double Walled | 1999-08-20 | Double-Walled Flex | Pressurized
RT #675RaceTrac #675 - Canal Road | 450 CANAL ROAD | BRUNSWICK | Glynn | 9063157 | 1 | Overfill Alarm | 2000-03-01 | FALSE | 2000-03-01 | FALSE | Currently in Use | Regular | 20000 | Composite Double Walled | 2000-02-10 | Double-Walled Fiberglass | Pressurized
RT #675RaceTrac #675 - Canal Road | 450 CANAL ROAD | BRUNSWICK | Glynn | 9063157 | 2 | Overfill Alarm | 2000-03-01 | FALSE | 2000-03-01 | FALSE | Currently in Use | Diesel | 12000 | Composite Double Walled | 2000-02-10 | Double-Walled Fiberglass | Pressurized
RT #675RaceTrac #675 - Canal Road | 450 CANAL ROAD | BRUNSWICK | Glynn | 9063157 | 3 | Overfill Alarm | 2000-03-01 | FALSE | 2000-03-01 | FALSE | Currently in Use | Premium | 12000 | Composite Double Walled | 2000-02-10 | Double-Walled Fiberglass | Pressurized
FLASH FOODS #254 | 160 MILLENNIUM BLVD | BRUNSWICK | Glynn | 9063158 | 1 | Flapper Valve | 2000-10-02 | FALSE | 2000-10-02 | FALSE | Currently in Use | Regular | 12000 | Composite Double Walled | 2000-10-02 | Double-Walled Flex | Pressurized
FLASH FOODS #254 | 160 MILLENNIUM BLVD | BRUNSWICK | Glynn | 9063158 | 2 | Flapper Valve | 2000-10-02 | FALSE | 2000-10-02 | FALSE | Currently in Use | Premium | 12000 | Composite Double Walled | 2000-10-02 | Double-Walled Flex | Pressurized
RaceTrac #2470 - Brunswick | 5052 NEW JESUP HWY | BRUNSWICK | Glynn | 9063159 | 1 |  | 2000-06-01 | FALSE | 2000-06-01 | TRUE | Currently in Use | Gas (Historical Use) | 20000 | Composite Double Walled | 2000-06-01 | Double-Walled Fiberglass | Pressurized
RaceTrac #2470 - Brunswick | 5052 NEW JESUP HWY | BRUNSWICK | Glynn | 9063159 | 2 |  | 2000-06-01 | FALSE | 2000-06-01 | TRUE | Currently in Use | Diesel | 12000 | Composite Double Walled | 2000-06-01 | Double-Walled Fiberglass | Pressurized
RaceTrac #2470 - Brunswick | 5052 NEW JESUP HWY | BRUNSWICK | Glynn | 9063159 | 3 |  | 2000-06-01 | FALSE | 2000-06-01 | TRUE | Currently in Use | Gas (Historical Use) | 12000 | Composite Double Walled | 2000-06-01 | Double-Walled Fiberglass | Pressurized
GANESH BRUNSWICK PROPERTIES LLC | 161 MILLENIUM BLVD | BRUNSWICK | Glynn | 9063160 | 1 | Flapper Valve | 2001-04-01 | FALSE | 2001-01-01 | FALSE | Currently in Use | Regular | 12000 | Composite | 2001-04-01 | Double-Walled Flex | Pressurized
GANESH BRUNSWICK PROPERTIES LLC | 161 MILLENIUM BLVD | BRUNSWICK | Glynn | 9063160 | 2A |  | 2001-04-01 | FALSE | 2001-01-01 | FALSE | Currently in Use | Premium | 7500 | Composite | 2001-04-01 | Double-Walled Flex | Pressurized
GANESH BRUNSWICK PROPERTIES LLC | 161 MILLENIUM BLVD | BRUNSWICK | Glynn | 9063160 | 2B | Flapper Valve | 2001-04-01 | FALSE | 2001-01-01 | FALSE | Currently in Use | Diesel | 3500 | Composite | 2001-04-01 | Double-Walled Flex | Pressurized
PARKERS CATE | 2051 PERRY LANE RD | BRUNSWICK | Glynn | 9063161 | 1 | Ball Float | 2001-05-01 | FALSE | 2001-05-01 | FALSE | Currently in Use | E-10 | 12000 | Composite | 2001-05-01 | Double-Walled Fiberglass | Pressurized
PARKERS CATE | 2051 PERRY LANE RD | BRUNSWICK | Glynn | 9063161 | 2 | Ball Float | 2001-05-01 | FALSE | 2001-05-01 | FALSE | Currently in Use | Premium | 4000 | Composite | 2001-05-01 | Double-Walled Fiberglass | Pressurized
PARKERS PARK PLACE | 4412 NEW JESUP HWY | BRUNSWICK | Glynn | 9063162 | 1 | Ball Float | 1999-09-01 | FALSE | 1999-09-01 | FALSE | Currently in Use | E-10 | 12158 | Composite | 1999-09-01 | Fiberglass Reinforced Plastic | Pressurized
PARKERS PARK PLACE | 4412 NEW JESUP HWY | BRUNSWICK | Glynn | 9063162 | 2 | Ball Float | 1999-09-01 | FALSE | 1999-09-01 | FALSE | Currently in Use | Premium | 8178 | Composite | 1999-09-01 | Fiberglass Reinforced Plastic | Pressurized
SEASIDE PETROLEUM | 4111 KNIGHT ST | BRUNSWICK | Glynn | 9063163 | 1 | [5 empty] | Removed from Ground | Empty | 1000 | Bare Steel | 2001-11-01 | Galvanized Steel | Gravity Fed
PARKERS CRISPEN | 5411 NEW JESUP HWY | BRUNSWICK | Glynn | 9063164 | 1 | Ball Float | 2001-09-01 | FALSE | 2001-09-01 | FALSE | Currently in Use | E-10 | 12000 | Composite | 2001-09-01 | Double-Walled Fiberglass | Pressurized
PARKERS CRISPEN | 5411 NEW JESUP HWY | BRUNSWICK | Glynn | 9063164 | 2A | Ball Float | 2001-09-01 | FALSE | 2001-09-01 | FALSE | Currently in Use | Premium | 6000 | Composite | 2001-09-01 | Double-Walled Fiberglass | Pressurized
PARKERS CRISPEN | 5411 NEW JESUP HWY | BRUNSWICK | Glynn | 9063164 | 2B | Ball Float | 2001-09-01 | FALSE | 2001-09-01 | FALSE | Currently in Use | Diesel | 4000 | Composite | 2001-09-01 | Double-Walled Fiberglass | Pressurized
FLASH FOODS #255 | 127 FLASH FOOD RD PE | BRUNSWICK | Glynn | 9063165 | 1 | Flapper Valve | 2001-12-07 | FALSE | 2001-12-07 | FALSE | Currently in Use | Regular | 15000 | Composite Double Walled | 2001-12-07 |  | Pressurized
FLASH FOODS #255 | 127 FLASH FOOD RD PE | BRUNSWICK | Glynn | 9063165 | 2 | Flapper Valve | 2001-12-07 | FALSE | 2001-12-07 | FALSE | Currently in Use | Premium | 10000 | Composite Double Walled | 2001-12-07 |  | Pressurized
C&S SEAFOODS INC | INTERSECTION OF L STREET & US17/ | BRUNSWICK | Glynn | 9063166 | 1 | [5 empty] | Removed from Ground | Diesel | 2000 | Bare Steel | 2001-10-24 | Galvanized Steel | Suction (American)
C&S SEAFOODS INC | INTERSECTION OF L STREET & US17/ | BRUNSWICK | Glynn | 9063166 | 2 | [5 empty] | Removed from Ground | Diesel | 2000 | Bare Steel | 2001-10-24 | Galvanized Steel | Suction (American)
JEKYLL ISLAND/MARINA | 4111 KNIGHT ST | JEKYLL ISLAND | Glynn | 9000381 | 1 | [5 empty] | Removed from Ground | Diesel | 4000 | Galvanic (STIP-3) | 1992-01-01 | Fiberglass Reinforced Plastic | Pressurized
JEKYLL ISLAND/MARINA | 4111 KNIGHT ST | JEKYLL ISLAND | Glynn | 9000381 | 2 |  | 1997-11-27 |  | 1997-11-27 |  | Removed from Ground | Gas (Historical Use) | 4000 | Double Walled | 1997-11-27 | Fiberglass Reinforced Plastic | Pressurized
JEKYLL ISLAND/MARINA | 4111 KNIGHT ST | JEKYLL ISLAND | Glynn | 9000381 | 3 |  | 1997-11-27 |  | 1997-11-27 |  | Removed from Ground | Diesel | 4000 | Double Walled | 1997-11-27 | Fiberglass Reinforced Plastic | Pressurized
JEKYLL ISLAND/MARINA | 4111 KNIGHT ST | JEKYLL ISLAND | Glynn | 9000381 | 38 | [5 empty] | Removed from Ground | Gas (Historical Use) | 2000 | Marked Unknown | 1976-04-12 | Galvanized Steel
JEKYLL ISLAND/MARINA | 4111 KNIGHT ST | JEKYLL ISLAND | Glynn | 9000381 | 38NEW | [5 empty] | Removed from Ground | Gas (Historical Use) | 4000 | Cathodically Protected Steel | 1989-01-01 | Fiberglass Reinforced Plastic | Pressurized
FRIENDLY EXPRESS #56 | 3320 GLYNN AVE | BRUNSWICK | Glynn | 9000408 | 1 | [5 empty] | Removed from Ground | Gas (Historical Use) | 6000 | Bare Steel | 1980-02-26 | Galvanized Steel
FRIENDLY EXPRESS #56 | 3320 GLYNN AVE | BRUNSWICK | Glynn | 9000408 | 2 | [5 empty] | Removed from Ground | Gas (Historical Use) | 4000 | Bare Steel | 1980-02-26 | Galvanized Steel
FRIENDLY EXPRESS #56 | 3320 GLYNN AVE | BRUNSWICK | Glynn | 9000408 | 3 | [5 empty] | Removed from Ground | Gas (Historical Use) | 6000 | Bare Steel | 1980-02-26 | Galvanized Steel
FRIENDLY EXPRESS #56 | 3320 GLYNN AVE | BRUNSWICK | Glynn | 9000408 | 4 |  | 1989-08-24 |  | 1989-08-24 |  | Removed from Ground | Gas (Historical Use) | 6000 | Composite | 1989-08-24 | Fiberglass Reinforced Plastic | Pressurized
FRIENDLY EXPRESS #56 | 3320 GLYNN AVE | BRUNSWICK | Glynn | 9000408 | 5 |  | 1989-08-24 |  | 1989-08-24 |  | Removed from Ground | Gas (Historical Use) | 10000 | Composite | 1989-08-24 | Fiberglass Reinforced Plastic | Pressurized
FRIENDLY EXPRESS #56 | 3320 GLYNN AVE | BRUNSWICK | Glynn | 9000408 | 6 |  | 1989-08-24 |  | 1989-08-24 |  | Removed from Ground | Gas (Historical Use) | 10000 | Composite | 1989-08-24 | Fiberglass Reinforced Plastic | Pressurized
DASH FOOD MART | 3900 NEWCASTLE ST | BRUNSWICK | Glynn | 9000427 | 1 |  |  | FALSE |  | FALSE | Removed from Ground | Gas (Historical Use) | 4000 | Bare Steel | 1984-02-25 | Galvanized Steel
DASH FOOD MART | 3900 NEWCASTLE ST | BRUNSWICK | Glynn | 9000427 | 2 |  |  | FALSE |  | FALSE | Removed from Ground | Gas (Historical Use) | 6000 | Bare Steel | 1984-02-25 | Galvanized Steel
DASH FOOD MART | 3900 NEWCASTLE ST | BRUNSWICK | Glynn | 9000427 | 3 |  |  | FALSE |  | FALSE | Removed from Ground | Gas (Historical Use) | 6000 | Bare Steel | 1984-02-25 | Galvanized Steel
DASH FOOD MART | 3900 NEWCASTLE ST | BRUNSWICK | Glynn | 9000427 | 4 | Ball Float | 1989-10-10 | FALSE | 1989-10-10 | FALSE | Currently in Use | Premium | 6000 | Composite | 1989-10-19 | Fiberglass Reinforced Plastic | Pressurized
DASH FOOD MART | 3900 NEWCASTLE ST | BRUNSWICK | Glynn | 9000427 | 5 | Ball Float | 1989-10-10 | FALSE | 1989-10-10 | FALSE | Currently in Use | Regular | 10000 | Composite | 1989-10-19 | Fiberglass Reinforced Plastic | Pressurized
DASH FOOD MART | 3900 NEWCASTLE ST | BRUNSWICK | Glynn | 9000427 | 6 | Ball Float | 1989-10-10 | FALSE | 1989-10-10 | FALSE | Currently in Use | Diesel | 10000 | Composite | 1989-10-19 | Fiberglass Reinforced Plastic | Pressurized
JACK RABBIT #3 | 4902 US HWY 17 N | BRUNSWICK | Glynn | 9000504 | 1 | Flapper Valve | 1997-08-01 | FALSE | 1997-08-01 | FALSE | Currently in Use | Premium | 8000 | Steel-Impressed Current | 1979-01-01 |  | Pressurized
JACK RABBIT #3 | 4902 US HWY 17 N | BRUNSWICK | Glynn | 9000504 | 2 | Flapper Valve | 1997-08-01 | FALSE | 1997-08-01 | FALSE | Currently in Use | Regular | 8000 | Steel-Impressed Current | 1981-02-25 |  | Pressurized
JACK RABBIT #3 | 4902 US HWY 17 N | BRUNSWICK | Glynn | 9000504 | 3 | Flapper Valve | 1997-08-01 | FALSE | 1997-08-01 | FALSE | Currently in Use | Diesel | 8000 | Steel-Impressed Current | 1981-02-25 |  | Pressurized
UNITED PARCEL SERVICE/BRUNSWICK | 101 DARIEN HWY | BRUNSWICK | Glynn | 9000515 | 1 | [5 empty] | Removed from Ground | Gas (Historical Use) | 10000 | Bare Steel | 1980-05-06 | Unknown
UNITED PARCEL SERVICE/BRUNSWICK | 101 DARIEN HWY | BRUNSWICK | Glynn | 9000515 | 2 |  |  | TRUE |  | TRUE | Removed from Ground | Used Oil | 250 | Bare Steel | 1980-05-06 | Unknown
TRANSUS INC (BRUNSWICK TERMINAL) | 107 KEY DR | BRUNSWICK | Glynn | 9000554 | 1 | [5 empty] | Removed from Ground | Diesel | 8000 | Bare Steel | 1971-04-13 | Galvanized Steel
FRIENDLY EXPRESS #51 | 3224 US HWY 17 S | BRUNSWICK | Glynn | 9000555 | 1 |  | 1997-03-01 |  | 1997-03-01 |  | Removed from Ground | Gas (Historical Use) | 8000 | Steel-Impressed Current | 1981-02-25 | Double Walled | Pressurized
FRIENDLY EXPRESS #51 | 3224 US HWY 17 S | BRUNSWICK | Glynn | 9000555 | 2 |  | 1997-03-01 |  | 1997-03-01 |  | Removed from Ground | Gas (Historical Use) | 8000 | Steel-Impressed Current | 1981-02-25 | Double Walled | Pressurized
FRIENDLY EXPRESS #51 | 3224 US HWY 17 S | BRUNSWICK | Glynn | 9000555 | 3 |  | 1997-03-01 |  | 1997-03-01 |  | Removed from Ground | Gas (Historical Use) | 8000 | Steel-Impressed Current | 1981-02-25 | Double Walled | Pressurized
FRIENDLY EXPRESS #51 | 3224 US HWY 17 S | BRUNSWICK | Glynn | 9000555 | 4 |  | 2016-06-26 | FALSE | 2016-06-26 | FALSE | Currently in Use | Regular | 20000 | Composite Double Walled | 2016-06-26 | Double-Walled Flex | Pressurized
FRIENDLY EXPRESS #51 | 3224 US HWY 17 S | BRUNSWICK | Glynn | 9000555 | 5A |  | 2016-06-26 | FALSE | 2016-06-26 | FALSE | Currently in Use | Premium | 5000 | Composite Double Walled | 2016-06-26 | Double-Walled Flex | Pressurized
FRIENDLY EXPRESS #51 | 3224 US HWY 17 S | BRUNSWICK | Glynn | 9000555 | 5B |  | 2016-06-26 | FALSE | 2016-06-26 | FALSE | Currently in Use | E-0 | 5000 | Composite Double Walled | 2016-06-26 | Double-Walled Flex | Pressurized
FRIENDLY EXPRESS #51 | 3224 US HWY 17 S | BRUNSWICK | Glynn | 9000555 | 5C |  | 2016-06-26 | FALSE | 2016-06-26 | FALSE | Currently in Use | Diesel | 10000 | Composite Double Walled | 2016-06-26 | Double-Walled Flex | Pressurized
ANDERSONS TEXACO | 2204 GLYNN AVE | BRUNSWICK | Glynn | 9000571 | DIESEL |  | 1995-03-01 |  | 1995-03-01 |  | Removed from Ground | Diesel | 2000 | Cathodically Protected Steel | 1982-01-01 | Cathodically Protected | Suction (American)
ANDERSONS TEXACO | 2204 GLYNN AVE | BRUNSWICK | Glynn | 9000571 | OILWASTE |  |  | TRUE |  | TRUE | Removed from Ground | Used Oil | 500 | Cathodically Protected Steel | 1962-01-01 | Cathodically Protected | Gravity Fed
ANDERSONS TEXACO | 2204 GLYNN AVE | BRUNSWICK | Glynn | 9000571 | PLUS |  | 1995-03-01 |  | 1995-03-01 |  | Removed from Ground | Gas (Historical Use) | 4000 | Cathodically Protected Steel | 1984-01-01 | Cathodically Protected | Pressurized
ANDERSONS TEXACO | 2204 GLYNN AVE | BRUNSWICK | Glynn | 9000571 | PR |  | 1995-03-01 |  | 1995-03-01 |  | Removed from Ground | Gas (Historical Use) | 4000 | Cathodically Protected Steel | 1984-01-01 | Cathodically Protected | Pressurized
ANDERSONS TEXACO | 2204 GLYNN AVE | BRUNSWICK | Glynn | 9000571 | RNL |  | 1995-03-01 |  | 1995-03-01 |  | Removed from Ground | Gas (Historical Use) | 4000 | Cathodically Protected Steel | 1984-01-01 | Cathodically Protected | Pressurized
HUNTLEY JIFFY STORE #317 | 2905 /2909 GLYNN AVE | BRUNSWICK | Glynn | 9000623 | 1 | [5 empty] | Removed from Ground | Gas (Historical Use) | 10000 | Bare Steel | 1975-02-27 | Galvanized Steel | Suction (American)
HUNTLEY JIFFY STORE #317 | 2905 /2909 GLYNN AVE | BRUNSWICK | Glynn | 9000623 | 2 | [5 empty] | Removed from Ground | Gas (Historical Use) | 8000 | Bare Steel | 1975-02-27 | Galvanized Steel | Suction (American)
HUNTLEY JIFFY STORE #317 | 2905 /2909 GLYNN AVE | BRUNSWICK | Glynn | 9000623 | 3 | [5 empty] | Removed from Ground | Gas (Historical Use) | 6000 | Bare Steel | 1975-02-27 | Galvanized Steel | Suction (American)
HUNTLEY JIFFY STORE #317 | 2905 /2909 GLYNN AVE | BRUNSWICK | Glynn | 9000623 | 4 | [5 empty] | Removed from Ground | Gas (Historical Use) | 2000 | Bare Steel | 1993-10-27 | Galvanized Steel | Suction (American)
OASIS | 4965 ALTAMA AVE | BRUNSWICK | Glynn | 9000041 | 1 |  | 1988-04-01 |  | 1991-07-01 |  | Removed from Ground | Gas (Historical Use) | 10000 | Composite | 1986-04-17 | Fiberglass Reinforced Plastic | Pressurized
OASIS | 4965 ALTAMA AVE | BRUNSWICK | Glynn | 9000041 | 2 |  | 1988-04-01 |  | 1991-07-01 |  | Removed from Ground | Gas (Historical Use) | 10000 | Composite | 1986-04-17 | Fiberglass Reinforced Plastic | Pressurized
OASIS | 4965 ALTAMA AVE | BRUNSWICK | Glynn | 9000041 | 3 |  | 1988-04-01 |  | 1991-07-01 |  | Removed from Ground | Gas (Historical Use) | 10000 | Composite | 1986-04-17 | Fiberglass Reinforced Plastic | Pressurized
OASIS | 4965 ALTAMA AVE | BRUNSWICK | Glynn | 9000041 | 4 |  | 1991-07-01 |  | 1991-07-01 |  | Removed from Ground | Diesel | 6000 | Fiberglass | 1997-07-01 | Fiberglass Reinforced Plastic | Pressurized
GOLDEN ISLES MARINA | 206 MARINA DR/NORTH LOT | ST SIMONS ISLAND | Glynn | 9000042 | 1 | [5 empty] | Removed from Ground | Gas (Historical Use) | 8000 | Bare Steel | 1981-09-03 | Galvanized Steel
GOLDEN ISLES MARINA | 206 MARINA DR/NORTH LOT | ST SIMONS ISLAND | Glynn | 9000042 | 2 | [5 empty] | Removed from Ground | Diesel | 8000 | Bare Steel | 1981-09-03 | Galvanized Steel
FRIENDLY EXPRESS #66 | 483 NEW JESUP HWY | BRUNSWICK | Glynn | 9000725 | 1 |  | 1998-09-01 |  | 1998-09-01 |  | Removed from Ground | Gas (Historical Use) | 8000 | Steel-Impressed Current | 1978-02-26 | Fiberglass Reinforced Plastic | Pressurized
FRIENDLY EXPRESS #66 | 483 NEW JESUP HWY | BRUNSWICK | Glynn | 9000725 | 2 |  | 1998-09-01 |  | 1998-09-01 |  | Removed from Ground | Gas (Historical Use) | 8000 | Steel-Impressed Current | 1978-02-26 | Fiberglass Reinforced Plastic | Pressurized
FRIENDLY EXPRESS #66 | 483 NEW JESUP HWY | BRUNSWICK | Glynn | 9000725 | 3 |  | 1998-09-01 |  | 1998-09-01 |  | Removed from Ground | Gas (Historical Use) | 6000 | Steel-Impressed Current | 1978-02-26 | Fiberglass Reinforced Plastic | Pressurized
FRIENDLY EXPRESS #66 | 483 NEW JESUP HWY | BRUNSWICK | Glynn | 9000725 | 4 |  |  | FALSE |  | FALSE | Removed from Ground | Kerosene | 1000 | Unknown | 2009-01-11 | Unknown
FLETC GLYNCO | 1131 Chapel Crossing Rd | Brunswick | Glynn | UST-SLOC-9063001 | 1 |  |  | TRUE |  | TRUE | Removed from Ground | Used Oil | 6000 | Bare Steel | 1993-07-22 | Bare Steel | Suction (American)
FLETC GLYNCO | 1131 Chapel Crossing Rd | Brunswick | Glynn | UST-SLOC-9063044 | 1 | [5 empty] | Removed from Ground | Diesel | 15000 | Bare Steel | 1993-08-03 | Bare Steel | Suction (American)
FLETC GLYNCO | 1131 Chapel Crossing Rd | Brunswick | Glynn | UST-SLOC-9063044 | 2 | [5 empty] | Removed from Ground | Diesel | 15000 | Bare Steel | 1993-08-03 | Bare Steel | Suction (American)
FLETC GLYNCO | 1131 Chapel Crossing Rd | Brunswick | Glynn | UST-SLOC-9063045 | 1 | [5 empty] | Removed from Ground | Diesel | 10000 | Bare Steel | 1993-07-28 | Bare Steel | Suction (American)
FLETC GLYNCO | 1131 Chapel Crossing Rd | Brunswick | Glynn | UST-SLOC-9063045 | 2 | [5 empty] | Removed from Ground | Diesel | 10000 | Marked Unknown | 1993-07-28 | Bare Steel | Suction (American)
FLETC GLYNCO | 1131 Chapel Crossing Rd | Brunswick | Glynn | UST-SLOC-9063051 | 1 | [5 empty] | Removed from Ground | Other | 1000 | Bare Steel | 1992-08-11 | Unknown
FLETC GLYNCO | 1131 Chapel Crossing Rd | Brunswick | Glynn | UST-SLOC-9063066 | 1 | [5 empty] | Removed from Ground | Diesel | 500 | Bare Steel | 1993-07-22 | Bare Steel | Suction (American)
FLETC GLYNCO | 1131 Chapel Crossing Rd | Brunswick | Glynn | UST-SLOC-9063069 | 1 | [5 empty] | Removed from Ground | Diesel | 500 | Bare Steel | 1993-07-22 | Bare Steel | Suction (American)
FLETC GLYNCO | 1131 Chapel Crossing Rd | Brunswick | Glynn | UST-SLOC-9063093 | 0 |  |  | TRUE |  | TRUE | Removed from Ground | Used Oil | 500 | Marked Unknown | 1994-12-13 | Not Marked
FLETC GLYNCO | 1131 Chapel Crossing Rd | Brunswick | Glynn | UST-SLOC-9063093 | 1 | [5 empty] | Removed from Ground | Gas (Historical Use) | 10000 | Not Marked/Unknown | 1996-08-01 | Not Marked
FLETC GLYNCO | 1131 Chapel Crossing Rd | Brunswick | Glynn | UST-SLOC-9063093 | 2 | [5 empty] | Removed from Ground | Gas (Historical Use) | 10000 | Not Marked/Unknown | 1996-08-01 | Not Marked
FLETC GLYNCO | 1131 Chapel Crossing Rd | Brunswick | Glynn | UST-SLOC-9063093 | 3 |  | 1993-01-01 | FALSE | 1993-01-01 | FALSE | Removed from Ground | Diesel | 10000 | Fiberglass Double Walled | 1993-01-01 | Double-Walled Fiberglass
FAA BRUNSWICK | 295 Aviation Pkwy | Brunswick | Glynn | UST-SLOC-630109 | 1 | [5 empty] | Removed from Ground | Diesel | 280 | Bare Steel | 1977-05-03 | Not Marked
FAA BRUNSWICK | 295 Aviation Pkwy | Brunswick | Glynn | UST-SLOC-630110 | 1 | [5 empty] | Removed from Ground | Diesel | 1000 | Bare Steel | 1955-05-09 | Not Marked
FAA BRUNSWICK | 295 Aviation Pkwy | Brunswick | Glynn | UST-SLOC-630112 | 1 | [5 empty] | Removed from Ground | Gas (Historical Use) | 280 | Bare Steel | 1961-05-07 | Galvanized Steel
PLAINVILLE BRICK CO | 3 BRICK YARD ROAD | PLAINVILLE | Gordon | 9604171 | 1 | [5 empty] | Removed from Ground | Gas (Historical Use) | 1000 | Bare Steel | 1997-01-08 | Galvanized Steel | Suction (American)
PLAINVILLE BRICK CO | 3 BRICK YARD ROAD | PLAINVILLE | Gordon | 9604171 | 2 | [5 empty] | Removed from Ground | Gas (Historical Use) | 550 | Bare Steel | 1994-04-01 | Unknown
GORDON HOSPITAL | 1035 RED BUD RD | CALHOUN | Gordon | 9604173 | 1 |  | 1995-10-30 |  | 1995-10-30 |  | Removed from Ground | Diesel | 20000 | Bare Steel | 1979-09-01 | Galvanized Steel | Safe Suction (Euro)
PREMANAND LLC D/B/A ALLENS GROCERY | 4796 RED BUD RD NE | CALHOUN | Gordon | 9604178 | 1 | Flapper Valve | 1988-01-01 | FALSE | 1988-01-01 | FALSE | Currently in Use | Regular | 6000 | Steel-Impressed Current | 1988-08-23 | Steel (Impressed Current) | Pressurized
PREMANAND LLC D/B/A ALLENS GROCERY | 4796 RED BUD RD NE | CALHOUN | Gordon | 9604178 | 2 | Flapper Valve | 1988-01-01 | FALSE | 1988-01-01 | FALSE | Currently in Use | Regular | 8000 | Steel-Impressed Current | 1988-08-23 | Steel (Impressed Current) | Pressurized
PREMANAND LLC D/B/A ALLENS GROCERY | 4796 RED BUD RD NE | CALHOUN | Gordon | 9604178 | 3 | Flapper Valve | 1988-01-01 |  | 1988-01-01 |  | Currently in Use | Diesel | 6000 | Steel-Impressed Current | 1988-08-23 | Steel (Impressed Current) | Pressurized
PREMANAND LLC D/B/A ALLENS GROCERY | 4796 RED BUD RD NE | CALHOUN | Gordon | 9604178 | 4 |  | 1988-01-01 | FALSE | 1988-01-01 | FALSE | Currently in Use | Premium | 3000 | Steel-Impressed Current | 1988-08-23 | Steel (Impressed Current) | Pressurized
PREMANAND LLC D/B/A ALLENS GROCERY | 4796 RED BUD RD NE | CALHOUN | Gordon | 9604178 | 5 | Flapper Valve | 1998-01-21 |  | 1998-01-21 |  | Currently in Use | Kerosene | 1000 | Steel-Impressed Current | 1988-08-23 | Secondary Containment | Safe Suction (Euro)
RED BUD RD BP | 1090 RED BUD ROAD | CALHOUN | Gordon | 9604179 | 1 | Ball Float | 2000-05-01 | FALSE | 2000-05-01 | FALSE | Currently in Use | Regular | 10000 | Composite | 2000-05-01 |  | Pressurized
RED BUD RD BP | 1090 RED BUD ROAD | CALHOUN | Gordon | 9604179 | 2 | Ball Float | 2000-05-01 | FALSE | 2000-05-01 | FALSE | Currently in Use | Regular | 10000 | Composite | 2000-05-01 |  | Pressurized
RED BUD RD BP | 1090 RED BUD ROAD | CALHOUN | Gordon | 9604179 | 3 | Ball Float | 2000-05-01 | FALSE | 2000-05-01 | FALSE | Currently in Use | Diesel | 6000 | Composite | 2000-05-01 |  | Pressurized
RED BUD RD BP | 1090 RED BUD ROAD | CALHOUN | Gordon | 9604179 | 4 | Ball Float | 2000-05-01 | FALSE | 2000-05-01 | FALSE | Currently in Use | Premium | 12000 | Composite | 2000-05-01 |  | Pressurized
PANTRY #3563 DBA GOLDEN GALLON | 1401 RED BUD RD | CALHOUN | Gordon | 9640170 | 1 | [5 empty] | Removed from Ground | Gas (Historical Use) | 8000 | Cathodically Protected Steel | 1986-01-01 | Fiberglass Reinforced Plastic
PANTRY #3563 DBA GOLDEN GALLON | 1401 RED BUD RD | CALHOUN | Gordon | 9640170 | 2 | [5 empty] | Removed from Ground | Gas (Historical Use) | 8000 | Cathodically Protected Steel | 1986-01-01 | Fiberglass Reinforced Plastic | Pressurized
PANTRY #3563 DBA GOLDEN GALLON | 1401 RED BUD RD | CALHOUN | Gordon | 9640170 | 3 | [5 empty] | Removed from Ground | Gas (Historical Use) | 8000 | Cathodically Protected Steel | 1986-01-01 | Fiberglass Reinforced Plastic | Pressurized
PANTRY #3563 DBA GOLDEN GALLON | 1401 RED BUD RD | CALHOUN | Gordon | 9640170 | 4 | [5 empty] | Removed from Ground | Diesel | 20000 | Cathodically Protected Steel | 1986-01-01 | Fiberglass Reinforced Plastic | Pressurized
PANTRY #3563 DBA GOLDEN GALLON | 1401 RED BUD RD | CALHOUN | Gordon | 9640170 | 5 | [5 empty] | Removed from Ground | Kerosene | 2000 | Cathodically Protected Steel | 1986-01-01 | Fiberglass Reinforced Plastic | Pressurized
PANTRY #3563 DBA GOLDEN GALLON | 1401 RED BUD RD | CALHOUN | Gordon | 9640170 | 6 |  | 1992-01-02 |  | 1992-01-02 |  | Removed from Ground | Gas (Historical Use) | 10000 | Composite | 1992-01-02 | Double Walled/Sec. Containment | Pressurized
PANTRY #3563 DBA GOLDEN GALLON | 1401 RED BUD RD | CALHOUN | Gordon | 9640170 | 7 |  | 1992-01-02 |  | 1992-01-02 |  | Removed from Ground | Gas (Historical Use) | 10000 | Composite | 1992-01-02 | Double Walled/Sec. Containment | Pressurized
PANTRY #3563 DBA GOLDEN GALLON | 1401 RED BUD RD | CALHOUN | Gordon | 9640170 | 8 |  | 1992-01-02 |  | 1992-01-02 |  | Removed from Ground | Gas (Historical Use) | 10000 | Composite | 1992-01-02 | Double Walled/Sec. Containment | Pressurized
MAPCO EXPRESS 3608 | 973 ROME ROAD SW | CALHOUN | Gordon | 9640171 | 1 | Ball Float | 1995-08-11 | FALSE | 1995-08-11 | FALSE | Currently in Use | Regular | 10000 | Composite | 1995-08-01 | Double-Walled Flex | Pressurized
MAPCO EXPRESS 3608 | 973 ROME ROAD SW | CALHOUN | Gordon | 9640171 | 2 | Ball Float | 1995-08-11 | FALSE | 1995-08-11 | FALSE | Currently in Use | Premium | 10000 | Composite | 1995-08-01 | Double-Walled Flex | Pressurized
MAPCO EXPRESS 3608 | 973 ROME ROAD SW | CALHOUN | Gordon | 9640171 | 3 | Ball Float | 1995-08-11 | FALSE | 1995-08-11 | FALSE | Currently in Use | Plus | 10000 | Composite | 1995-08-01 | Double-Walled Flex | Pressurized
GORDON COUNTY ROAD DEPARTMENT | 4011 FAIRMONT HWY SE | CALHOUN | Gordon | 9640177 | 1 | Ball Float | 1999-10-01 | FALSE | 1999-10-01 | FALSE | Currently in Use | Diesel | 15000 | Fiberglass Double Walled | 1999-09-30 | Fiberglass Reinforced Plastic | Pressurized
GORDON COUNTY ROAD DEPARTMENT | 4011 FAIRMONT HWY SE | CALHOUN | Gordon | 9640177 | 2 | Ball Float | 1999-10-01 | FALSE | 1999-10-01 | FALSE | Currently in Use | Regular | 15000 | Fiberglass Double Walled | 1999-09-30 | Fiberglass Reinforced Plastic | Pressurized
LOVINGOOD VINYL SIDING | 836 NORTH WALL ST NW | CALHOUN | Gordon | 9019008 | 1 | [5 empty] | Permanently Out of Use - historical purposes | Gas (Historical Use) | 1000 | Bare Steel | 1983-01-01 | Galvanized Steel
Machhu 1, Inc | 4053 CHATSWORTH HWY | RESACA | Gordon | 9064182 | 1 | Ball Float | 1996-12-22 | FALSE | 1996-12-22 | FALSE | Currently in Use | Regular | 10000 | Composite | 1996-12-20 | Fiberglass Reinforced Plastic | Pressurized
Machhu 1, Inc | 4053 CHATSWORTH HWY | RESACA | Gordon | 9064182 | 2 | Ball Float | 1996-12-22 | FALSE | 1996-12-22 | FALSE | Currently in Use | Premium | 10000 | Composite | 1996-12-20 | Fiberglass Reinforced Plastic | Pressurized
Machhu 1, Inc | 4053 CHATSWORTH HWY | RESACA | Gordon | 9064182 | 3 | Ball Float | 1996-12-22 | FALSE | 1996-12-22 | FALSE | Currently in Use | Diesel | 10000 | Composite | 1996-12-20 | Fiberglass Reinforced Plastic | Pressurized
CIRCLE K #2723651 | 808 SOUTH WALL ST | CALHOUN | Gordon | 9064183 | 1 | [5 empty] | Removed from Ground | Diesel | 500 | Not Marked/Unknown | 1978-01-01
CIRCLE K #2723651 | 808 SOUTH WALL ST | CALHOUN | Gordon | 9064183 | 2 |  | 1998-10-01 | FALSE | 1998-10-01 | FALSE | Currently in Use | Regular | 15000 | Composite | 1998-10-01 | Fiberglass Reinforced Plastic | Pressurized
CIRCLE K #2723651 | 808 SOUTH WALL ST | CALHOUN | Gordon | 9064183 | 3 | Ball Float | 1998-10-01 | FALSE | 1998-10-01 | FALSE | Currently in Use | Premium | 10000 | Composite | 1998-10-01 | Fiberglass Reinforced Plastic | Pressurized
CIRCLE K #2723651 | 808 SOUTH WALL ST | CALHOUN | Gordon | 9064183 | 4A | Ball Float | 1998-10-01 | FALSE | 1998-10-01 | FALSE | Currently in Use | Diesel | 4000 | Composite | 1998-10-01 | Fiberglass Reinforced Plastic | Pressurized
CIRCLE K #2723651 | 808 SOUTH WALL ST | CALHOUN | Gordon | 9064183 | 4B | Flapper Valve | 1998-10-01 | FALSE | 1998-10-01 | FALSE | Currently in Use | Kerosene | 4000 | Composite | 1998-10-01 | Fiberglass Reinforced Plastic | Safe Suction (Euro)
MURPHY USA #5360 | 440 W BELMONT DRIVE | CALHOUN | Gordon | 9064184 | 1 | Flapper Valve | 1997-06-11 | FALSE | 1997-09-11 | FALSE | Currently in Use | Regular | 12000 | Tank Jacket | 1997-05-20 | Double-Walled Flex | Pressurized
MURPHY USA #5360 | 440 W BELMONT DRIVE | CALHOUN | Gordon | 9064184 | 2 | Flapper Valve | 1997-06-11 | FALSE | 1997-06-11 | FALSE | Currently in Use | Premium | 12000 | Tank Jacket | 1997-05-20 | Double-Walled Flex | Pressurized
PILOT #4558 | 2111 HWY 41 NE | CALHOUN | Gordon | 9064186 | 1 |  | 1998-06-01 | FALSE | 1998-06-01 | FALSE | Currently in Use | Regular | 15000 | Epoxy | 1998-05-01 | Double-Walled Fiberglass | Pressurized
PILOT #4558 | 2111 HWY 41 NE | CALHOUN | Gordon | 9064186 | 2 | Ball Float | 1998-06-01 | FALSE | 1998-06-01 | FALSE | Currently in Use | Premium | 10000 | Epoxy | 1998-05-01 | Double-Walled Fiberglass | Pressurized
PILOT #4558 | 2111 HWY 41 NE | CALHOUN | Gordon | 9064186 | 3 | Ball Float | 1998-06-01 | FALSE | 1998-06-01 | FALSE | Currently in Use | Diesel | 25000 | Epoxy | 1998-05-01 | Double-Walled Fiberglass | Pressurized
PILOT #4558 | 2111 HWY 41 NE | CALHOUN | Gordon | 9064186 | 4 | Ball Float | 1998-06-01 | FALSE | 1998-06-01 | FALSE | Currently in Use | Diesel | 25000 | Epoxy | 1998-05-01 | Double-Walled Fiberglass | Pressurized
CALHOUN RECREATION DEPT | 5 SOUTH RIVER RD | CALHOUN | Gordon | 9064187 | 1 | [5 empty] | Removed from Ground | Gas (Historical Use) | 500 | Bare Steel | 1998-07-28 | Bare Steel | Safe Suction (Euro)
ALADDIN MANUFACTURING CORP | 311 W LINE STREET | CALHOUN | Gordon | 9064188 | 1 | [5 empty] | Removed from Ground | Gas (Historical Use) | 1000 | Bare Steel | 1998-08-01 | Bare Steel | Suction (American)
ALADDIN MANUFACTURING CORP | 311 W LINE STREET | CALHOUN | Gordon | 9064188 | 2 | [5 empty] | Removed from Ground | Diesel | 15000 | Bare Steel | 1998-08-01 | Bare Steel | Suction (American)
BUDGET INN | 1442 US HWY 41 N | CALHOUN | Gordon | 9064190 | 1 | [5 empty] | Removed from Ground | Gas (Historical Use) | 6000 | Marked Unknown | 1980-01-01 | Unknown
BUDGET INN | 1442 US HWY 41 N | CALHOUN | Gordon | 9064190 | 2 | [5 empty] | Removed from Ground | Gas (Historical Use) | 6000 | Marked Unknown | 1980-01-01 | Unknown
BUDGET INN | 1442 US HWY 41 N | CALHOUN | Gordon | 9064190 | 3 | [5 empty] | Removed from Ground | Gas (Historical Use) | 6000 | Marked Unknown | 1980-01-01 | Unknown
AMERI MART #3 | 7339 FAIRMOUNT HWY SE | CALHOUN | Gordon | 9064191 | 1 |  | 2000-08-02 | FALSE | 2000-08-02 | FALSE | Currently in Use | Regular | 12000 | Epoxy | 2000-07-27 | Fiberglass Reinforced Plastic | Pressurized
AMERI MART #3 | 7339 FAIRMOUNT HWY SE | CALHOUN | Gordon | 9064191 | 2 |  | 2000-08-02 | FALSE | 2000-08-02 | FALSE | Currently in Use | Premium | 6000 | Epoxy | 2000-07-27 | Fiberglass Reinforced Plastic | Pressurized
AMERI MART #3 | 7339 FAIRMOUNT HWY SE | CALHOUN | Gordon | 9064191 | 3 |  | 2000-08-02 | FALSE | 2000-08-02 | FALSE | Currently in Use | Diesel | 6000 | Epoxy | 2000-07-27 | Fiberglass Reinforced Plastic | Pressurized
C&C FOOD MART INC | 755 HWY 53 EAST | CALHOUN | Gordon | 9000043 | 1 |  |  | TRUE |  | TRUE | Removed from Ground | Used Oil | 1000 | Fiberglass | 1984-05-06 | Not Marked | Gravity Fed
C&C FOOD MART INC | 755 HWY 53 EAST | CALHOUN | Gordon | 9000043 | 2 | [5 empty] | Removed from Ground | Gas (Historical Use) | 10000 | Fiberglass | 1984-05-06 | Fiberglass Reinforced Plastic | Pressurized
C&C FOOD MART INC | 755 HWY 53 EAST | CALHOUN | Gordon | 9000043 | 3 | [5 empty] | Removed from Ground | Gas (Historical Use) | 10000 | Fiberglass | 1984-05-06 | Fiberglass Reinforced Plastic | Pressurized
C&C FOOD MART INC | 755 HWY 53 EAST | CALHOUN | Gordon | 9000043 | 4 | [5 empty] | Removed from Ground | Gas (Historical Use) | 10000 | Fiberglass | 1984-05-06 | Fiberglass Reinforced Plastic | Pressurized
FAIR'S GULF SERVICE | 700 S WALL ST (DOT 1110) | CALHOUN | Gordon | 9000539 | 1 | [5 empty] | Permanently Out of Use - historical purposes | Gas (Historical Use) | 3000 | Bare Steel | 1961-05-07 | Galvanized Steel
FAIR'S GULF SERVICE | 700 S WALL ST (DOT 1110) | CALHOUN | Gordon | 9000539 | 2 | [5 empty] | Permanently Out of Use - historical purposes | Diesel | 3000 | Bare Steel | 1961-05-07 | Galvanized Steel
FAIR'S GULF SERVICE | 700 S WALL ST (DOT 1110) | CALHOUN | Gordon | 9000539 | 3 | [5 empty] | Permanently Out of Use - historical purposes | Diesel | 3000 | Bare Steel | 1961-05-07 | Galvanized Steel
FAIR'S GULF SERVICE | 700 S WALL ST (DOT 1110) | CALHOUN | Gordon | 9000539 | 4 | [5 empty] | Permanently Out of Use - historical purposes | Gas (Historical Use) | 5000 | Bare Steel | 1961-05-07 | Galvanized Steel
FAIR'S GULF SERVICE | 700 S WALL ST (DOT 1110) | CALHOUN | Gordon | 9000539 | 5 |  |  | TRUE |  | TRUE | Permanently Out of Use - historical purposes | Used Oil | 500 | Bare Steel | 1961-05-07 | Galvanized Steel
SMART MART #4 | 1275 RED BUD RD | CALHOUN | Gordon | 9000685 | 1 | [5 empty] | Removed from Ground | Gas (Historical Use) | 3000 | Cathodically Protected Steel | 1965-04-28 | Galvanized Steel
SMART MART #4 | 1275 RED BUD RD | CALHOUN | Gordon | 9000685 | 10 |  |  | FALSE |  | FALSE | Removed from Ground | Used Oil | 1000 | Unknown | 2010-08-10 | Unknown
SMART MART #4 | 1275 RED BUD RD | CALHOUN | Gordon | 9000685 | 2 | [5 empty] | Removed from Ground | Gas (Historical Use) | 3000 | Cathodically Protected Steel | 1965-04-28 | Galvanized Steel
SMART MART #4 | 1275 RED BUD RD | CALHOUN | Gordon | 9000685 | 3 | [5 empty] | Removed from Ground | Gas (Historical Use) | 3000 | Cathodically Protected Steel | 1965-04-28 | Galvanized Steel
SMART MART #4 | 1275 RED BUD RD | CALHOUN | Gordon | 9000685 | 4 | [5 empty] | Removed from Ground | Gas (Historical Use) | 5000 | Cathodically Protected Steel | 1965-04-28 | Galvanized Steel
SMART MART #4 | 1275 RED BUD RD | CALHOUN | Gordon | 9000685 | 5 |  |  | TRUE |  | TRUE | Removed from Ground | Used Oil | 550 | Cathodically Protected Steel | 1965-04-28 | Galvanized Steel
SMART MART #4 | 1275 RED BUD RD | CALHOUN | Gordon | 9000685 | 6 |  | 1987-12-10 |  | 1987-12-10 |  | Removed from Ground | Gas (Historical Use) | 10000 | Fiberglass | 1987-12-10 | Fiberglass Reinforced Plastic | Pressurized
SMART MART #4 | 1275 RED BUD RD | CALHOUN | Gordon | 9000685 | 7 |  | 1987-12-10 |  | 1987-12-10 |  | Removed from Ground | Gas (Historical Use) | 10000 | Fiberglass | 1987-12-10 | Fiberglass Reinforced Plastic | Pressurized
SMART MART #4 | 1275 RED BUD RD | CALHOUN | Gordon | 9000685 | 8 |  | 1987-12-10 |  | 1987-12-10 |  | Removed from Ground | Gas (Historical Use) | 10000 | Fiberglass | 1987-12-10 | Fiberglass Reinforced Plastic | Pressurized
SMART MART #4 | 1275 RED BUD RD | CALHOUN | Gordon | 9000685 | 9 |  |  | TRUE |  | TRUE | Removed from Ground | Used Oil | 1000 | Fiberglass | 1987-01-01 | Fiberglass Reinforced Plastic | Gravity Fed
BEAMER INTERSTATE BP | 756 HWY 53 | CALHOUN | Gordon | 9000502 | 1 |  |  |  | 1990-01-01 |  | Removed from Ground | Gas (Historical Use) | 6000 | Bare Steel | 1966-05-06 | Fiberglass Reinforced Plastic | Gravity Fed
BEAMER INTERSTATE BP | 756 HWY 53 | CALHOUN | Gordon | 9000502 | 2 |  |  |  | 1990-01-01 |  | Removed from Ground | Gas (Historical Use) | 6000 | Bare Steel | 1966-05-06 | Fiberglass Reinforced Plastic | Gravity Fed
BEAMER INTERSTATE BP | 756 HWY 53 | CALHOUN | Gordon | 9000502 | 3 |  |  |  | 1990-01-01 |  | Removed from Ground | Gas (Historical Use) | 6000 | Bare Steel | 1966-05-06 | Fiberglass Reinforced Plastic | Gravity Fed
BEAMER INTERSTATE BP | 756 HWY 53 | CALHOUN | Gordon | 9000502 | 4 | [5 empty] | Removed from Ground | Diesel | 1000 | Not Marked/Unknown | 1999-03-03 | Not Marked
BEAMER INTERSTATE BP | 756 HWY 53 | CALHOUN | Gordon | 9000502 | 5 | Ball Float | 2001-01-06 | FALSE | 2001-01-06 | FALSE | Currently in Use | Regular | 15000 | Fiberglass | 2001-01-01 | Double-Walled Flex | Pressurized
BEAMER INTERSTATE BP | 756 HWY 53 | CALHOUN | Gordon | 9000502 | 6 | Ball Float | 2001-01-06 | FALSE | 2001-01-06 | FALSE | Currently in Use | Premium | 10000 | Fiberglass | 2001-01-01 | Double-Walled Flex | Pressurized
BEAMER INTERSTATE BP | 756 HWY 53 | CALHOUN | Gordon | 9000502 | 7 |  | 2001-01-06 | FALSE | 2001-01-06 | FALSE | Currently in Use | Diesel | 8000 | Fiberglass | 2001-01-01 | Double-Walled Flex | Pressurized
SHELL | 1444 US 41 N | CALHOUN | Gordon | 9064001 | 1 |  | 1998-10-01 | FALSE | 1998-10-01 | FALSE | Currently in Use | Regular | 10000 | Steel-Impressed Current | 1988-01-01 | Fiberglass Reinforced Plastic | Pressurized
SHELL | 1444 US 41 N | CALHOUN | Gordon | 9064001 | 2 |  | 1998-10-01 | FALSE | 1998-10-01 | FALSE | Currently in Use | Plus | 10000 | Steel-Impressed Current | 1988-01-01 | Fiberglass Reinforced Plastic | Pressurized
SHELL | 1444 US 41 N | CALHOUN | Gordon | 9064001 | 3 |  | 1998-10-01 | FALSE | 1998-10-01 | FALSE | Currently in Use | Premium | 10000 | Steel-Impressed Current | 1988-01-01 | Fiberglass Reinforced Plastic | Pressurized
SHELL | 1444 US 41 N | CALHOUN | Gordon | 9064001 | 4 |  | 1998-10-01 | FALSE | 1998-10-01 | FALSE | Currently in Use | Diesel | 10000 | Steel-Impressed Current | 1988-01-01 | Fiberglass Reinforced Plastic | Pressurized
BST/ R3480 | 107 FLORENCE AVE | CALHOUN | Gordon | 9064002 | 1 | [5 empty] | Removed from Ground | Gas (Historical Use) | 3000 | Bare Steel | 1973-01-01 | Unknown | Pressurized
BST/ R3480 | 107 FLORENCE AVE | CALHOUN | Gordon | 9064002 | 2 | [5 empty] | Removed from Ground | Gas (Historical Use) | 12000 | Bare Steel | 1980-01-01 | Unknown | Pressurized
BALDY'S MUFFLER | HWY 41 | CALHOUN | Gordon | 9064006 | 1 | [5 empty] | Removed from Ground | Gas (Historical Use) | 6000 | Bare Steel | 1968-05-06 | Galvanized Steel | Pressurized
BALDY'S MUFFLER | HWY 41 | CALHOUN | Gordon | 9064006 | 2 | [5 empty] | Removed from Ground | Gas (Historical Use) | 6000 | Bare Steel | 1968-05-06 | Galvanized Steel | Pressurized
BALDY'S MUFFLER | HWY 41 | CALHOUN | Gordon | 9064006 | 3 |  |  | TRUE |  | TRUE | Removed from Ground | Used Oil | 1000 | Bare Steel | 1968-05-06 | Galvanized Steel | Pressurized
T J FOODS | 2546 US HWY 411 SE | FAIRMOUNT | Gordon | 9064008 | 1 | Ball Float | 1992-12-29 | FALSE | 1992-12-29 | FALSE | Currently in Use | Regular | 8000 | Epoxy | 1992-12-29 | Fiberglass Reinforced Plastic | Pressurized
T J FOODS | 2546 US HWY 411 SE | FAIRMOUNT | Gordon | 9064008 | 2 | Ball Float | 1992-12-29 | FALSE | 1992-12-29 | FALSE | Currently in Use | Regular | 8000 | Epoxy | 1992-12-29 | Fiberglass Reinforced Plastic | Pressurized
T J FOODS | 2546 US HWY 411 SE | FAIRMOUNT | Gordon | 9064008 | 3 | Ball Float | 1992-12-29 | FALSE | 1992-12-29 | FALSE | Currently in Use | Diesel | 8000 | Epoxy | 1992-12-29 | Fiberglass Reinforced Plastic | Pressurized
T J FOODS | 2546 US HWY 411 SE | FAIRMOUNT | Gordon | 9064008 | 4 | Flapper Valve | 1993-02-01 | FALSE | 1993-02-01 | FALSE | Currently in Use | Premium | 3000 | Epoxy | 1993-02-01 | Fiberglass Reinforced Plastic | Pressurized
HORIZON INDUSTRIES INC/BLDG 12 | SOUTH IND BLVD | CALHOUN | Gordon | 9064009 | 1 | [5 empty] | Removed from Ground | Gas (Historical Use) | 500 | Bare Steel | 1974-01-01 | Bare Steel | Safe Suction (Euro)
ABC CONVENIENCE STORE #6 | 1135 RESACA LAFAYETTE RD | RESACA | Gordon | 9064010 | 1 |  | 1998-10-10 |  | 1998-10-10 |  | Removed from Ground | Gas (Historical Use) | 5000 | Steel-Impressed Current | 1976-09-01 | Galvanized Steel | Safe Suction (Euro)
ABC CONVENIENCE STORE #6 | 1135 RESACA LAFAYETTE RD | RESACA | Gordon | 9064010 | 2 |  | 1998-10-10 |  | 1998-10-10 |  | Temporarily out of use | Gas (Historical Use) | 5000 | Steel-Impressed Current | 1976-09-01 | Cathodically Protected | Safe Suction (Euro)
NORTH GEORGIA READY MIX | GA HWY 136 | RESACA | Gordon | 9064011 | 1 | [5 empty] | Removed from Ground | Diesel | 3000 | Not Marked/Unknown |  | Not Marked
FLYING J TRAVEL PLAZA #632 | 288 RESACA BEACH BLVD NW | RESACA | Gordon | 9064012 | 1 |  | 1990-03-15 |  | 1990-03-15 |  | Closed in Ground | Diesel | 20000 | Fiberglass | 1990-01-01 | Fiberglass Reinforced Plastic | Pressurized
FLYING J TRAVEL PLAZA #632 | 288 RESACA BEACH BLVD NW | RESACA | Gordon | 9064012 | 10 | Flapper Valve | 2011-01-01 | FALSE | 2011-01-01 | FALSE | Currently in Use | Diesel | 20000 | Fiberglass Double Walled | 2011-01-01 | Double-Walled Fiberglass | Pressurized
FLYING J TRAVEL PLAZA #632 | 288 RESACA BEACH BLVD NW | RESACA | Gordon | 9064012 | 2 |  | 1990-03-15 |  | 1990-03-15 |  | Closed in Ground | Diesel | 20000 | Fiberglass | 1990-01-01 | Fiberglass Reinforced Plastic | Pressurized
FLYING J TRAVEL PLAZA #632 | 288 RESACA BEACH BLVD NW | RESACA | Gordon | 9064012 | 3 |  | 1990-03-15 |  | 1990-03-15 |  | Closed in Ground | Diesel | 20000 | Fiberglass | 1990-01-01 | Fiberglass Reinforced Plastic | Pressurized
FLYING J TRAVEL PLAZA #632 | 288 RESACA BEACH BLVD NW | RESACA | Gordon | 9064012 | 4 | Overfill Alarm | 1990-03-15 | FALSE | 1990-03-15 | FALSE | Currently in Use | Regular | 12000 | Fiberglass | 1990-01-01 | Fiberglass Reinforced Plastic | Pressurized
FLYING J TRAVEL PLAZA #632 | 288 RESACA BEACH BLVD NW | RESACA | Gordon | 9064012 | 5 | Overfill Alarm | 1990-03-15 | FALSE | 1990-03-15 | FALSE | Currently in Use | Premium | 12000 | Fiberglass | 1990-01-01 | Fiberglass Reinforced Plastic | Pressurized
FLYING J TRAVEL PLAZA #632 | 288 RESACA BEACH BLVD NW | RESACA | Gordon | 9064012 | 6 | Overfill Alarm | 1990-03-15 | FALSE | 1990-03-15 | FALSE | Currently in Use | Regular | 12000 | Fiberglass | 1990-01-01 | Fiberglass Reinforced Plastic | Pressurized
FLYING J TRAVEL PLAZA #632 | 288 RESACA BEACH BLVD NW | RESACA | Gordon | 9064012 | 7 |  |  | TRUE |  | TRUE | Removed from Ground | Used Oil | 1000 | Fiberglass | 1990-01-01 | Fiberglass Reinforced Plastic | Pressurized
FLYING J TRAVEL PLAZA #632 | 288 RESACA BEACH BLVD NW | RESACA | Gordon | 9064012 | 8 | Flapper Valve | 2011-01-01 | FALSE | 2011-01-01 | FALSE | Currently in Use | Diesel | 20000 | Fiberglass Double Walled | 2011-01-01 | Double-Walled Fiberglass | Pressurized
FLYING J TRAVEL PLAZA #632 | 288 RESACA BEACH BLVD NW | RESACA | Gordon | 9064012 | 9 | Flapper Valve | 2011-01-01 | FALSE | 2011-01-01 | FALSE | Currently in Use | Diesel | 20000 | Fiberglass Double Walled | 2011-01-01 | Double-Walled Fiberglass | Pressurized
GINGERS GROCERY #62 | 1600 DEWS POND RD | CALHOUN | Gordon | 9064013 | 1 | [5 empty] | Removed from Ground | Gas (Historical Use) | 6000 | Cathodically Protected Steel | 1985-01-01 | Cathodically Protected | Suction (American)
GINGERS GROCERY #62 | 1600 DEWS POND RD | CALHOUN | Gordon | 9064013 | 2 | [5 empty] | Removed from Ground | Gas (Historical Use) | 6000 | Cathodically Protected Steel | 1985-01-01 | Cathodically Protected | Suction (American)
GINGERS GROCERY #62 | 1600 DEWS POND RD | CALHOUN | Gordon | 9064013 | 3 | [5 empty] | Removed from Ground | Gas (Historical Use) | 2000 | Cathodically Protected Steel | 1985-01-01 | Cathodically Protected | Suction (American)
GINGERS GROCERY #62 | 1600 DEWS POND RD | CALHOUN | Gordon | 9064013 | 4 |  | 1994-09-01 | FALSE | 1994-09-01 | FALSE | Closed in Ground | Kerosene | 2500 | Steel-Impressed Current | 1985-01-01 | Cathodically Protected | Suction (American)
GINGERS GROCERY #62 | 1600 DEWS POND RD | CALHOUN | Gordon | 9064013 | 5 |  | 1994-09-01 | FALSE | 1994-09-01 | FALSE | Currently in Use | Gas (Historical Use) | 5300 | Steel-Impressed Current | 1994-09-01 |  | Safe Suction (Euro)
GINGERS GROCERY #62 | 1600 DEWS POND RD | CALHOUN | Gordon | 9064013 | 6 |  | 1994-09-01 | FALSE | 1994-09-01 | FALSE | Currently in Use | Diesel | 2000 | Steel-Impressed Current | 1994-09-01 |  | Safe Suction (Euro)
GINGERS GROCERY #62 | 1600 DEWS POND RD | CALHOUN | Gordon | 9064013 | 7 |  | 1994-09-01 | FALSE | 1994-09-01 | FALSE | Currently in Use | Gas (Historical Use) | 5300 | Steel-Impressed Current | 1994-09-01 |  | Safe Suction (Euro)
TRICO VII PETROLEUM INC #978 | 731 HWY 53 E SE | CALHOUN | Gordon | 9064014 | 1 |  | 1989-02-18 |  | 1989-02-18 |  | Removed from Ground | Gas (Historical Use) | 10000 | Cathodically Protected Steel | 1989-01-01 | Fiberglass Reinforced Plastic | Pressurized
TRICO VII PETROLEUM INC #978 | 731 HWY 53 E SE | CALHOUN | Gordon | 9064014 | 2 |  | 1989-02-18 |  | 1989-02-18 |  | Removed from Ground | Gas (Historical Use) | 10000 | Cathodically Protected Steel | 1989-01-01 | Fiberglass Reinforced Plastic | Pressurized
TRICO VII PETROLEUM INC #978 | 731 HWY 53 E SE | CALHOUN | Gordon | 9064014 | 3 |  | 1989-02-18 |  | 1989-02-18 |  | Removed from Ground | Gas (Historical Use) | 10000 | Cathodically Protected Steel | 1989-01-01 | Fiberglass Reinforced Plastic | Pressurized
TRICO VII PETROLEUM INC #978 | 731 HWY 53 E SE | CALHOUN | Gordon | 9064014 | 4 |  | 1989-02-18 |  | 1989-02-18 |  | Removed from Ground | Diesel | 10000 | Cathodically Protected Steel | 1989-01-01 | Fiberglass Reinforced Plastic | Pressurized
ROSWELL AUTO BROKERS | 346 HWY 411 N | RANGER | Gordon | 9064015 | 1 |  | 1989-01-01 |  | 1989-01-01 |  | Temporarily out of use | Gas (Historical Use) | 10000 | Fiberglass | 1989-01-01 | Fiberglass Reinforced Plastic
ROSWELL AUTO BROKERS | 346 HWY 411 N | RANGER | Gordon | 9064015 | 2 |  | 1989-01-01 |  | 1989-01-01 |  | Temporarily out of use | Gas (Historical Use) | 8000 | Fiberglass | 1989-01-01 | Fiberglass Reinforced Plastic
ROSWELL AUTO BROKERS | 346 HWY 411 N | RANGER | Gordon | 9064015 | 3 |  | 1989-01-01 |  | 1989-01-01 |  | Temporarily out of use | Gas (Historical Use) | 8000 | Fiberglass | 1989-01-01 | Fiberglass Reinforced Plastic
OK CORRAL | 2734 US HWY 411 SOUTH | FAIRMOUNT | Gordon | 9064016 | 1 | Flapper Valve | 1991-01-01 |  | 1991-01-01 |  | Currently in Use | Kerosene | 1000 | Galvanic (STIP-3) | 1991-01-01 | Fiberglass Reinforced Plastic | Safe Suction (Euro)
BRUMLOW RUG CO | 734 SOUTH RIVER STREET | CALHOUN | Gordon | 9064020 | 1 | [5 empty] | Removed from Ground | Other | 10000 | Marked Unknown |  | Unknown
BRUMLOW RUG CO | 734 SOUTH RIVER STREET | CALHOUN | Gordon | 9064020 | 2 | [5 empty] | Removed from Ground | Other | 20000 | Marked Unknown |  | Unknown
BRUMLOW RUG CO | 734 SOUTH RIVER STREET | CALHOUN | Gordon | 9064020 | 3 | [5 empty] | Currently in Use | Diesel | 1 | Marked Unknown |  | Unknown
CHEVRON (FORMER) | 608 SOUTH WALL ST | CALHOUN | Gordon | 9064021 | 1 | [5 empty] | Removed from Ground | Other | 0 | Marked Unknown |  | Unknown
MOHAWK INDUSTRIES | SOUTH IND BLVD | CALHOUN | Gordon | 9064022 | 1 | [5 empty] | Closed in Ground | Diesel | 500 | Bare Steel | 1974-01-01 | Bare Steel | Safe Suction (Euro)
CLEM ENVIRONMENTAL | 234 GORDON RD | FAIRMOUNT | Gordon | 9064023 | 1 | [5 empty] | Removed from Ground | Gas (Historical Use) | 1500 | Bare Steel | 1993-12-14 | Unknown
MYDRIN INC | 129 NANCE RD | CALHOUN | Gordon | 9064024 | 1 | [5 empty] | Removed from Ground | Diesel | 1000 | Bare Steel | 1994-03-17 | Bare Steel | Safe Suction (Euro)
MYDRIN INC | 129 NANCE RD | CALHOUN | Gordon | 9064024 | 2 | [5 empty] | Removed from Ground | Gas (Historical Use) | 1000 | Bare Steel | 1988-01-15 | Bare Steel | Safe Suction (Euro)
MYDRIN INC | 129 NANCE RD | CALHOUN | Gordon | 9064024 | 3 | [5 empty] | Removed from Ground | Gas (Historical Use) | 7500 | Bare Steel | 1988-01-15 | Bare Steel | Safe Suction (Euro)
RALSTON ESTATE PROPERTY | CREST AVE | CALHOUN | Gordon | 9064025 | 1 |  |  | TRUE |  | TRUE | Removed from Ground | Used Oil | 8000 | Bare Steel | 1994-03-17 | Galvanized Steel | Gravity Fed
RALSTON ESTATE PROPERTY | CREST AVE | CALHOUN | Gordon | 9064025 | 2 |  |  | TRUE |  | TRUE | Removed from Ground | Used Oil | 850 | Bare Steel | 1994-03-17 | Not Marked
RALSTON ESTATE PROPERTY | CREST AVE | CALHOUN | Gordon | 9064025 | 3 | [5 empty] | Removed from Ground | Diesel | 7600 | Bare Steel | 1994-03-17 | Galvanized Steel
RALSTON ESTATE PROPERTY | CREST AVE | CALHOUN | Gordon | 9064025 | 4 | [5 empty] | Removed from Ground | Gas (Historical Use) | 7600 | Bare Steel | 1994-03-17 | Galvanized Steel
PLAINVILLE BRICK CO | PLAINVILLE ROAD | PLAINVILLE | Gordon | 9064026 | 1 | [5 empty] | Removed from Ground | Gas (Historical Use) | 500 | Not Marked/Unknown | 1994-09-22 | Not Marked
ROADWAY EXPRESS INC | 594 RICHARDSON RD SE | CALHOUN | Gordon | 9064027 | 1 | [5 empty] | Removed from Ground | Diesel | 10000 | Bare Steel | 1981-03-01 | Galvanized Steel | Suction (American)
CALHOUN KIRBY RD FUEL STATION | 201 KIRBY ROAD | CALHOUN | Gordon | 9064029 | 1 | Overfill Alarm | 1993-03-01 |  | 1993-03-01 |  | Removed from Ground | Diesel | 12000 | Composite | 1993-03-01 | Fiberglass Reinforced Plastic | Pressurized
CALHOUN KIRBY RD FUEL STATION | 201 KIRBY ROAD | CALHOUN | Gordon | 9064029 | 2 | Overfill Alarm | 1993-03-01 |  | 1993-03-01 |  | Removed from Ground | Gas (Historical Use) | 12000 | Composite | 1993-03-01 | Fiberglass Reinforced Plastic | Pressurized
RAMOND & BRENDA JONES/UNOCCUPIED | 3364 HWY 225 NORTH | CALHOUN | Gordon | 9064030 | 1 | [5 empty] | Removed from Ground | Gas (Historical Use) | 1000 | Bare Steel | 1994-08-31 | Bare Steel | Safe Suction (Euro)
RAMOND & BRENDA JONES/UNOCCUPIED | 3364 HWY 225 NORTH | CALHOUN | Gordon | 9064030 | 2 | [5 empty] | Removed from Ground | Gas (Historical Use) | 3000 | Bare Steel | 1994-08-31 | Bare Steel | Safe Suction (Euro)
MOHAWK INDUSTRIES | SOUTH INDUSTRIAL | CALHOUN | Gordon | 9064031 | 1 | [5 empty] | Removed from Ground | Other | 20000 | Bare Steel | 1978-07-01 | Bare Steel | Gravity Fed
COUNTY BARN | HWY 53/N WALL ST | CALHOUN | Gordon | 9064032 | 1 | [5 empty] | Removed from Ground | Gas (Historical Use) | 2000 | Bare Steel |  | Not Marked | Safe Suction (Euro)
COUNTY BARN | HWY 53/N WALL ST | CALHOUN | Gordon | 9064032 | 2 | [5 empty] | Removed from Ground | Diesel | 2000 | Bare Steel |  | Not Marked | Safe Suction (Euro)
OAKMAN TRUCK STOP | US HWY 411 SOUTH | OAKMAN | Gordon | 9064034 | 1 | [5 empty] | Currently in Use | Empty | 2000 | Not Marked/Unknown |  | Not Marked
OAKMAN TRUCK STOP | US HWY 411 SOUTH | OAKMAN | Gordon | 9064034 | 2 | [5 empty] | Currently in Use | Empty | 2000 | Not Marked/Unknown |  | Not Marked
OAKMAN TRUCK STOP | US HWY 411 SOUTH | OAKMAN | Gordon | 9064034 | 3 | [5 empty] | Currently in Use | Empty | 2000 | Not Marked/Unknown |  | Not Marked
R&R FOOD STORE | 400 W LINE ST | CALHOUN | Gordon | 9064035 | 1 |  | 1994-06-28 |  | 1994-06-28 |  | Temporarily out of use | Gas (Historical Use) | 8000 | Cathodically Protected Steel | 1994-08-15 | Double Walled | Pressurized
R&R FOOD STORE | 400 W LINE ST | CALHOUN | Gordon | 9064035 | 2A |  | 1994-06-28 |  | 1994-06-28 |  | Temporarily out of use | Gas (Historical Use) | 4000 | Galvanic (STIP-3) | 1994-08-15 | Fiberglass Reinforced Plastic | Pressurized
R&R FOOD STORE | 400 W LINE ST | CALHOUN | Gordon | 9064035 | 2B |  | 1994-06-28 | FALSE | 1994-06-28 | FALSE | Temporarily out of use | Gas (Historical Use) | 4000 | Galvanic (STIP-3) | 1994-06-28 | Fiberglass Reinforced Plastic | Pressurized
JOHNNY PARKER PROPERTY | 3225 DEWS POND RD SE | CALHOUN | Gordon | 9064036 | 1 | [5 empty] | Removed from Ground | Gas (Historical Use) | 1000 | Marked Unknown | 1995-06-16 | Unknown
JOHNNY PARKER PROPERTY | 3225 DEWS POND RD SE | CALHOUN | Gordon | 9064036 | 2 | [5 empty] | Removed from Ground | Gas (Historical Use) | 1000 | Marked Unknown | 1995-03-16 | Unknown
RIGHTWAY EXPRESS | 1604 US HWY 41 SOUTH | CALHOUN | Gordon | 9064037 | 1 | [5 empty] | Removed from Ground | Diesel | 10000 | Marked Unknown | 1994-11-21 | Unknown
RIGHTWAY EXPRESS | 1604 US HWY 41 SOUTH | CALHOUN | Gordon | 9064037 | 2 |  |  | TRUE |  | TRUE | Removed from Ground | Used Oil | 2500 | Marked Unknown | 1994-11-21 | Unknown
RIGHTWAY EXPRESS | 1604 US HWY 41 SOUTH | CALHOUN | Gordon | 9064037 | 3 |  |  | TRUE |  | TRUE | Removed from Ground | Used Oil | 2500 | Marked Unknown | 1994-12-21 | Unknown
UGA NW EXPERIMENT STATION | 1 MCDANIEL STATION RD | CALHOUN | Gordon | 9064038 | 1 | [5 empty] | Removed from Ground | Gas (Historical Use) | 1000 | Bare Steel | 1969-01-01 | Galvanized Steel
CHEROKEE NURSING HOME INC | 1387 HWY 41 | CALHOUN | Gordon | 9064039 | 1 | [5 empty] | Removed from Ground | Gas (Historical Use) | 500 | Bare Steel | 1995-05-12 | Unknown
DOT ROW/CRIDERS BP SVC STATION | 410 PEACHTREE ST | FAIRMOUNT | Gordon | 9064040 | 1 | [5 empty] | Removed from Ground | Diesel | 2000 | Not Marked/Unknown | 1997-11-24 | Not Marked
DOT ROW/CRIDERS BP SVC STATION | 410 PEACHTREE ST | FAIRMOUNT | Gordon | 9064040 | 2 | [5 empty] | Removed from Ground | Gas (Historical Use) | 3000 | Not Marked/Unknown | 1997-11-24 | Not Marked
ASTRO DIE WORKS INC | ROME RD | CALHOUN | Gordon | 9064041 | 1 | [5 empty] | Removed from Ground | Diesel | 8000 | Not Marked/Unknown | 1995-06-26 | Unknown
ASTRO DIE WORKS INC | ROME RD | CALHOUN | Gordon | 9064041 | 2 | [5 empty] | Removed from Ground | Diesel | 10000 | Not Marked/Unknown | 1995-06-26 | Unknown
ASTRO DIE WORKS INC | ROME RD | CALHOUN | Gordon | 9064041 | 3 | [5 empty] | Removed from Ground | Diesel | 12000 | Not Marked/Unknown | 1995-06-26 | Unknown
QUICK STOP | 461 HARRIS BEAMER RD SW | CALHOUN | Gordon | 9064043 | 1 | Flapper Valve | 1998-12-04 | FALSE | 1998-12-04 | FALSE | Currently in Use | Premium | 2000 | Steel-Impressed Current | 1982-07-12 | Steel (Impressed Current) | Safe Suction (Euro)
QUICK STOP | 461 HARRIS BEAMER RD SW | CALHOUN | Gordon | 9064043 | 2 | Flapper Valve | 1998-12-04 | FALSE | 1998-12-04 | FALSE | Currently in Use | Regular | 3000 | Steel-Impressed Current | 1982-07-12 | Steel (Impressed Current) | Safe Suction (Euro)
TOWN & COUNTRY STORE | 3523 DEWS POND RD | CALHOUN | Gordon | 9064171 | 1 | Ball Float | 1998-10-01 | FALSE | 1998-10-01 | FALSE | Currently in Use | Premium | 8000 | Steel-Impressed Current | 1983-01-01 |  | Pressurized
TOWN & COUNTRY STORE | 3523 DEWS POND RD | CALHOUN | Gordon | 9064171 | 2 | Ball Float | 1998-10-01 | FALSE | 1998-10-01 | FALSE | Currently in Use | Regular | 8000 | Steel-Impressed Current | 1983-01-01 |  | Pressurized
TOWN & COUNTRY STORE | 3523 DEWS POND RD | CALHOUN | Gordon | 9064171 | 3 | Flapper Valve | 2005-01-12 | FALSE | 2005-01-12 | FALSE | Currently in Use | Regular | 5000 | Epoxy | 2004-12-06 | Fiberglass Reinforced Plastic | Pressurized
TOWN & COUNTRY STORE | 3523 DEWS POND RD | CALHOUN | Gordon | 9064171 | 4 | Ball Float | 2005-01-12 | FALSE | 2005-01-12 | FALSE | Currently in Use | Diesel | 3000 | Epoxy | 2004-12-06 | Fiberglass Reinforced Plastic | Pressurized
TOWN & COUNTRY STORE | 3523 DEWS POND RD | CALHOUN | Gordon | 9064171 | 5 | Ball Float | 2005-01-12 | FALSE | 2005-01-12 | FALSE | Currently in Use | Kerosene | 2000 | Epoxy | 2004-12-06 | Fiberglass Reinforced Plastic | Pressurized
FOODMART AND TOBACCO | 1402 US HWY 41 S | CALHOUN | Gordon | 9064172 | 1 | Flapper Valve | 1998-01-01 | FALSE | 1998-01-01 | FALSE | Currently in Use | Regular | 8000 | Galvanic (STIP-3) | 1988-06-15 | Fiberglass Reinforced Plastic | Pressurized
FOODMART AND TOBACCO | 1402 US HWY 41 S | CALHOUN | Gordon | 9064172 | 2 | Flapper Valve | 1998-01-01 | FALSE | 1998-01-01 | FALSE | Currently in Use | Plus | 8000 | Galvanic (STIP-3) | 1988-06-15 | Fiberglass Reinforced Plastic | Pressurized
FOODMART AND TOBACCO | 1402 US HWY 41 S | CALHOUN | Gordon | 9064172 | 3 | Flapper Valve | 1998-01-01 | FALSE | 1998-01-01 | FALSE | Currently in Use | Premium | 8000 | Galvanic (STIP-3) | 1988-06-15 | Fiberglass Reinforced Plastic | Pressurized
FOODMART AND TOBACCO | 1402 US HWY 41 S | CALHOUN | Gordon | 9064172 | 4 | Flapper Valve | 1998-01-01 | FALSE | 1998-01-01 | FALSE | Currently in Use | Diesel | 2000 | Galvanic (STIP-3) | 1988-06-15 | Fiberglass Reinforced Plastic | Pressurized
FOODMART AND TOBACCO | 1402 US HWY 41 S | CALHOUN | Gordon | 9064172 | 5 | Flapper Valve | 1998-01-01 | FALSE | 1998-01-01 | FALSE | Currently in Use | Kerosene | 1000 | Galvanic (STIP-3) | 1988-06-15 | Fiberglass Reinforced Plastic | Safe Suction (Euro)
FOX & BRINDLE CONSTRUCTION CO | 724 SOUTH RIVER ST | CALHOUN | Gordon | 9064173 | 1 |  | 2009-06-12 |  | 2009-06-12 |  | Currently in Use | Gas (Historical Use) | 0 | Not Marked/Unknown |  | Galvanized Steel | Suction (American)
RALSTON CORNER | 3434 HWY 411 NE | RANGER | Gordon | 9064174 | 1 | Flapper Valve | 1998-07-07 | FALSE | 1998-07-07 | FALSE | Currently in Use | Regular | 8000 | Galvanic (STIP-3) | 1987-06-01 | Steel (Impressed Current) | Pressurized
RALSTON CORNER | 3434 HWY 411 NE | RANGER | Gordon | 9064174 | 2 | Flapper Valve | 1998-07-01 | FALSE | 1998-07-07 | FALSE | Currently in Use | E-0 | 8000 | Galvanic (STIP-3) | 1987-06-01 | Steel (Impressed Current) | Pressurized
RALSTON CORNER | 3434 HWY 411 NE | RANGER | Gordon | 9064174 | 3 | Flapper Valve | 1998-07-07 | FALSE | 1998-07-07 | FALSE | Currently in Use | Premium | 8000 | Galvanic (STIP-3) | 1987-06-01 | Steel (Impressed Current) | Pressurized
RALSTON CORNER | 3434 HWY 411 NE | RANGER | Gordon | 9064174 | 4 | Flapper Valve | 1998-07-07 | FALSE | 1998-07-07 | FALSE | Currently in Use | Diesel | 10000 | Galvanic (STIP-3) | 1987-06-01 | Galvanized Steel | Pressurized
RALSTON CORNER | 3434 HWY 411 NE | RANGER | Gordon | 9064174 | 5 | Flapper Valve | 1998-07-07 | FALSE | 1998-07-07 | FALSE | Currently in Use | Diesel | 8000 | Galvanic (STIP-3) | 1987-06-01 | Galvanized Steel | Pressurized
SANDY'S GROCERY | 512 PLAINVILLE RD SW | PLAINVILLE | Gordon | 9064175 | 1 | [5 empty] | Removed from Ground | Gas (Historical Use) | 1000 | Bare Steel | 1974-01-01 | Galvanized Steel | Suction (American)
WILLCAN INC | 712 N WALL ST | CALHOUN | Gordon | 9064176 | 1 | Flapper Valve | 1998-12-01 | FALSE | 1998-12-01 | FALSE | Currently in Use | Diesel | 10000 | Steel-Impressed Current | 1989-02-10 | Fiberglass Reinforced Plastic | Suction (American)
JOHN'S MTN GEN STORE | 156 EVERETT SPRINGS RD SW | CALHOUN | Gordon | 9064177 | 1 | [5 empty] | Currently in Use | Gas (Historical Use) | 2000 | Bare Steel |  | Bare Steel | Safe Suction (Euro)
JOHN'S MTN GEN STORE | 156 EVERETT SPRINGS RD SW | CALHOUN | Gordon | 9064177 | 2 | [5 empty] | Temporarily out of use | Gas (Historical Use) | 2000 | Bare Steel |  | Bare Steel | Safe Suction (Euro)
JOHN'S MTN GEN STORE | 156 EVERETT SPRINGS RD SW | CALHOUN | Gordon | 9064177 | 3 | [5 empty] | Temporarily out of use | Gas (Historical Use) | 2000 | Bare Steel |  | Bare Steel | Safe Suction (Euro)
FOX & BRINDLE | 1216 N WALL STREET | CALHOUN | Gordon | 9064178 | 1A | Ball Float | 1996-04-01 | FALSE | 1996-04-01 | FALSE | Currently in Use | Diesel | 6000 | Composite | 1996-04-01 | Double-Walled Fiberglass | Pressurized
FOX & BRINDLE | 1216 N WALL STREET | CALHOUN | Gordon | 9064178 | 1B | Ball Float | 1996-04-01 | FALSE | 1996-04-01 | FALSE | Currently in Use | Diesel Off Road | 4000 | Composite | 1996-04-01 | Double-Walled Fiberglass | Pressurized
FOX & BRINDLE | 1216 N WALL STREET | CALHOUN | Gordon | 9064178 | 3 | Ball Float | 1996-04-01 | FALSE | 1996-04-01 | FALSE | Currently in Use | Regular | 10000 | Composite | 1996-04-01 | Double-Walled Fiberglass | Pressurized
JAMES MOSS | 1206 DEWS POND RD | CALHOUN | Gordon | 9064179 | 1 | [5 empty] | Removed from Ground | Gas (Historical Use) | 0 | Bare Steel | 1997-06-03 | Galvanized Steel | Safe Suction (Euro)
JAMES MOSS | 1206 DEWS POND RD | CALHOUN | Gordon | 9064179 | 2 | [5 empty] | Removed from Ground | Gas (Historical Use) | 0 | Bare Steel | 1997-06-03 | Galvanized Steel | Safe Suction (Euro)
FORMER WEST DISTRIBUTION FACILITY | 185 COUNTY LINE RD | PLAINVILLE | Gordon | 10001055 | 1 |  |  | FALSE |  | FALSE | Removed from Ground | Gas (Historical Use) | 0 | Bare Steel | 2006-01-24
PAULETTES FLORIST | 3971 REDBUD ROAD NE | CALHOUN | Gordon | 10001065 | 1 |  |  | FALSE |  | FALSE | Removed from Ground | Gas (Historical Use) | 1000 | Unknown | 2005-08-01 | Unknown
PAULETTES FLORIST | 3971 REDBUD ROAD NE | CALHOUN | Gordon | 10001065 | 2 |  |  | FALSE |  | FALSE | Removed from Ground | Gas (Historical Use) | 1000 | Unknown | 2005-08-01 | Unknown
PAULETTES FLORIST | 3971 REDBUD ROAD NE | CALHOUN | Gordon | 10001065 | 3 |  |  | FALSE |  | FALSE | Removed from Ground | Gas (Historical Use) | 1000 | Unknown | 2005-08-01 | Unknown
KROGER GA-393 | 136 W BELMONT DR SW | CALHOUN | Gordon | 10001078 | 1 | Flapper Valve | 2006-01-30 | FALSE | 2006-01-30 | FALSE | Currently in Use | Regular | 20000 | Fiberglass Double Walled | 2005-12-22 | Double-Walled Fiberglass | Pressurized
KROGER GA-393 | 136 W BELMONT DR SW | CALHOUN | Gordon | 10001078 | 2A | Flapper Valve | 2006-01-30 | FALSE | 2006-01-30 | FALSE | Currently in Use | Diesel | 8000 | Fiberglass Double Walled | 2005-12-22 | Double-Walled Fiberglass | Pressurized
KROGER GA-393 | 136 W BELMONT DR SW | CALHOUN | Gordon | 10001078 | 2B | Flapper Valve | 2006-01-30 | FALSE | 2006-01-30 | FALSE | Currently in Use | Premium | 8000 | Fiberglass Double Walled | 2005-12-22 | Double-Walled Fiberglass | Pressurized
REDBUD FIRE STATION (GORDON COUNTY STATION #6) | 754 CASH ROAD | CALHOUN | Gordon | 10000624 | T1 |  |  | FALSE |  | FALSE | Removed from Ground | Gas (Historical Use) | 4000 | Bare Steel | 2004-03-02 | Bare Steel
REDBUD FIRE STATION (GORDON COUNTY STATION #6) | 754 CASH ROAD | CALHOUN | Gordon | 10000624 | T2 |  |  | FALSE |  | FALSE | Removed from Ground | Diesel | 2000 | Bare Steel | 2004-03-02 | Bare Steel
A KNIGHT #2 | 1531 DEWS POND RD | CALHOUN | Gordon | 10000817 | 1 |  | 2005-01-06 | FALSE | 2005-01-06 | FALSE | Currently in Use | Regular | 15000 | Epoxy | 2004-12-15 | Double-Walled Fiberglass | Pressurized
A KNIGHT #2 | 1531 DEWS POND RD | CALHOUN | Gordon | 10000817 | 2 |  | 2005-01-06 | FALSE | 2005-01-06 | FALSE | Currently in Use | Premium | 7000 | Epoxy | 2004-12-15 | Double-Walled Fiberglass | Pressurized
A KNIGHT #2 | 1531 DEWS POND RD | CALHOUN | Gordon | 10000817 | 3 |  | 2005-01-06 | FALSE | 2005-01-06 | FALSE | Currently in Use | Diesel | 8000 | Epoxy | 2004-12-15 | Double-Walled Fiberglass | Pressurized
BELWOOD CONVENIENCE STORE | 784 BELWOOD ROAD SE | CALHOUN | Gordon | 10001524 | 1 | Ball Float | 2008-02-01 | FALSE | 2008-02-01 | FALSE | Currently in Use | Regular | 12000 | Fiberglass | 2008-02-01 | Double-Walled Flex | Pressurized
BELWOOD CONVENIENCE STORE | 784 BELWOOD ROAD SE | CALHOUN | Gordon | 10001524 | 2A | Ball Float | 2008-02-01 | FALSE | 2008-02-01 | FALSE | Currently in Use | Premium | 5000 | Fiberglass | 2008-02-01 | Double-Walled Flex | Pressurized
BELWOOD CONVENIENCE STORE | 784 BELWOOD ROAD SE | CALHOUN | Gordon | 10001524 | 2B | Ball Float | 2008-02-01 | FALSE | 2008-02-01 | FALSE | Currently in Use | Diesel | 5000 | Fiberglass | 2008-02-01 | Double-Walled Flex | Pressurized
REDBUD GROCERY & TOBACCO | 3952 REDBUD RD | CALHOUN | Gordon | 10001599 | 1 | Ball Float | 2005-03-01 | FALSE | 2005-03-01 | FALSE | Currently in Use | Regular | 12000 | Epoxy | 2005-03-01 | Fiberglass Reinforced Plastic | Pressurized
REDBUD GROCERY & TOBACCO | 3952 REDBUD RD | CALHOUN | Gordon | 10001599 | 2 | Ball Float | 2005-03-01 | FALSE | 2005-03-01 | FALSE | Currently in Use | Premium | 5000 | Epoxy | 2005-03-01 | Fiberglass Reinforced Plastic | Pressurized
REDBUD GROCERY & TOBACCO | 3952 REDBUD RD | CALHOUN | Gordon | 10001599 | 3 | Ball Float | 2005-03-01 | FALSE | 2005-03-01 | FALSE | Currently in Use | Diesel | 5000 | Epoxy | 2005-03-01 | Fiberglass Reinforced Plastic | Pressurized
OLD BURGERS MARKET (CORNER PAWN) | 608 NORTH WALL STREET | CALHOUN | Gordon | 10001630 | 1 |  |  | FALSE |  | FALSE | Removed from Ground | Gas (Historical Use) | 8000 | Unknown | 2006-12-23
OLD BURGERS MARKET (CORNER PAWN) | 608 NORTH WALL STREET | CALHOUN | Gordon | 10001630 | 2 |  |  | FALSE |  | FALSE | Removed from Ground | Gas (Historical Use) | 8000 | Unknown | 2006-12-23
HIGH TECH FUEL | 295 W LINE STREET | CALHOUN | Gordon | 10001228 | DIESEL | Flapper Valve | 2003-09-09 | FALSE | 2003-09-09 | FALSE | Currently in Use | Diesel | 5000 | Composite | 2003-09-09 | Fiberglass Reinforced Plastic | Pressurized
HIGH TECH FUEL | 295 W LINE STREET | CALHOUN | Gordon | 10001228 | PREMIUM | Flapper Valve | 2003-09-09 | FALSE | 2003-09-09 | FALSE | Currently in Use | Premium | 10000 | Composite | 2003-09-09 | Fiberglass Reinforced Plastic | Pressurized
HIGH TECH FUEL | 295 W LINE STREET | CALHOUN | Gordon | 10001228 | REGULAR | Flapper Valve | 2003-09-09 | FALSE | 2003-09-09 | FALSE | Currently in Use | Regular | 20000 | Composite | 2003-09-09 | Fiberglass Reinforced Plastic | Pressurized
RED BUD FOOD & TABACCO | 2020 RED BUD RD NE | CALHOUN | Gordon | 10001846 | 1 |  | 2010-04-01 | FALSE | 2010-04-01 | FALSE | Currently in Use | Regular | 12000 | Fiberglass Double Walled | 2010-03-01 | Double-Walled Fiberglass | Pressurized
RED BUD FOOD & TABACCO | 2020 RED BUD RD NE | CALHOUN | Gordon | 10001846 | 2 |  | 2010-04-01 | FALSE | 2010-04-01 | FALSE | Currently in Use | Premium | 4000 | Fiberglass Double Walled | 2010-03-01 | Double-Walled Fiberglass | Pressurized
RED BUD FOOD & TABACCO | 2020 RED BUD RD NE | CALHOUN | Gordon | 10001846 | 3 |  | 2010-04-01 | FALSE | 2010-04-01 | FALSE | Currently in Use | Diesel | 8000 | Fiberglass Double Walled | 2010-03-01 | Double-Walled Fiberglass | Pressurized
UNNAMED VEHICLE REPAIR SHOP | 3015 BATTLEFIELD PKWY | RESACA | Gordon | 10001794 | 1 |  |  | FALSE |  | FALSE | Removed from Ground | Gas (Historical Use) | 2650 | Bare Steel | 1953-01-01 | Not Marked
UNNAMED VEHICLE REPAIR SHOP | 3015 BATTLEFIELD PKWY | RESACA | Gordon | 10001794 | 2 |  |  | FALSE |  | FALSE | Removed from Ground | Gas (Historical Use) | 980 | Bare Steel | 1953-01-01 | Not Marked
UNNAMED VEHICLE REPAIR SHOP | 3015 BATTLEFIELD PKWY | RESACA | Gordon | 10001794 | 3 |  |  | FALSE |  | FALSE | Removed from Ground | Diesel | 1750 | Bare Steel | 1953-01-01 | Not Marked
UNNAMED VEHICLE REPAIR SHOP | 3015 BATTLEFIELD PKWY | RESACA | Gordon | 10001794 | 4 |  |  | FALSE |  | FALSE | Removed from Ground | Kerosene | 2000 | Bare Steel | 1953-01-01 | Not Marked
MARTIN CORNER | 1156 CASH RD | CALHOUN | Gordon | 10001697 | 1 | Flapper Valve | 2009-04-01 | FALSE | 2009-04-01 | FALSE | Currently in Use | Regular | 12000 | Epoxy Double-Walled | 2009-04-01 | Double-Walled Fiberglass | Pressurized
MARTIN CORNER | 1156 CASH RD | CALHOUN | Gordon | 10001697 | 2A | Ball Float | 2009-04-01 | FALSE | 2009-04-01 | FALSE | Currently in Use | Premium | 4000 | Epoxy Double-Walled | 2009-04-01 | Double-Walled Fiberglass | Pressurized
MARTIN CORNER | 1156 CASH RD | CALHOUN | Gordon | 10001697 | 2B | Ball Float | 2009-04-01 | FALSE | 2009-04-01 | FALSE | Currently in Use | Diesel | 6000 | Epoxy Double-Walled | 2009-04-01 | Double-Walled Fiberglass | Pressurized
FORMER BURGESS SERVICE STATIONI | 2661 HIGHWAY 411 SE | FAIRMOUNT | Gordon | 10002020 | 1 |  | 1988-01-01 | FALSE | 1988-01-01 | FALSE | Removed from Ground | Gas (Historical Use) | 6000 | Epoxy | 1988-01-01 | Fiberglass Reinforced Plastic | Pressurized
FORMER BURGESS SERVICE STATIONI | 2661 HIGHWAY 411 SE | FAIRMOUNT | Gordon | 10002020 | 2 |  | 1988-01-01 | FALSE | 1988-01-01 | FALSE | Removed from Ground | Gas (Historical Use) | 6000 | Epoxy | 1988-01-01 | Fiberglass Reinforced Plastic | Pressurized
FORMER BURGESS SERVICE STATIONI | 2661 HIGHWAY 411 SE | FAIRMOUNT | Gordon | 10002020 | 3 |  | 1988-01-01 | FALSE | 1988-01-01 | FALSE | Removed from Ground | Gas (Historical Use) | 6000 | Epoxy | 1988-01-01 | Fiberglass Reinforced Plastic | Pressurized
FORMER BURGESS SERVICE STATIONI | 2661 HIGHWAY 411 SE | FAIRMOUNT | Gordon | 10002020 | 4 |  | 1988-01-01 | FALSE | 1988-01-01 | FALSE | Removed from Ground | Diesel | 4000 | Epoxy | 1988-01-01 | Fiberglass Reinforced Plastic | Pressurized
BALDYS MUFFLER SHOP | 601 SOUTH WALL STREET | CALHOUN | Gordon | 10002024 | 1 |  |  | FALSE |  | FALSE | Removed from Ground | Gas (Historical Use) | 6000 | Bare Steel | 1968-05-06 | Galvanized Steel | Pressurized
BALDYS MUFFLER SHOP | 601 SOUTH WALL STREET | CALHOUN | Gordon | 10002024 | 2 |  |  | FALSE |  | FALSE | Removed from Ground | Gas (Historical Use) | 6000 | Bare Steel | 1968-05-06 | Galvanized Steel | Pressurized
BALDYS MUFFLER SHOP | 601 SOUTH WALL STREET | CALHOUN | Gordon | 10002024 | 3 |  |  | FALSE |  | FALSE | Removed from Ground | Used Oil | 1000 | Bare Steel | 1968-05-06 | Galvanized Steel | Pressurized
Loves 735 | 1081 Belwood Rd SE | Calhoun | Gordon | 10002963 | 1 | Flapper Valve | 2019-10-24 | FALSE | 2019-04-16 | FALSE | Currently in Use | Diesel On Road | 30000 | Fiberglass Double Walled | 2019-02-14 | Double-Walled Fiberglass | Pressurized
Loves 735 | 1081 Belwood Rd SE | Calhoun | Gordon | 10002963 | 2 | Flapper Valve | 2019-10-24 | FALSE | 2019-04-16 | FALSE | Currently in Use | Diesel On Road | 30000 | Fiberglass Double Walled | 2019-02-14 | Double-Walled Fiberglass | Pressurized
Loves 735 | 1081 Belwood Rd SE | Calhoun | Gordon | 10002963 | 3 | Flapper Valve | 2019-10-24 | FALSE | 2019-04-16 | FALSE | Currently in Use | Biodiesel | 20000 | Fiberglass Double Walled | 2019-02-14 | Double-Walled Fiberglass | Pressurized
Loves 735 | 1081 Belwood Rd SE | Calhoun | Gordon | 10002963 | 4 | Flapper Valve | 2019-10-24 | FALSE | 2019-04-16 | FALSE | Currently in Use | Regular | 20000 | Fiberglass Double Walled | 2019-02-14 | Double-Walled Fiberglass | Pressurized
Loves 735 | 1081 Belwood Rd SE | Calhoun | Gordon | 10002963 | 5A | Flapper Valve | 2019-10-24 | FALSE | 2019-04-16 | FALSE | Currently in Use | Regular | 120000 | Fiberglass Double Walled | 2019-02-14 | Double-Walled Fiberglass | Pressurized
Loves 735 | 1081 Belwood Rd SE | Calhoun | Gordon | 10002963 | 5B | Flapper Valve | 2019-10-24 | FALSE | 2019-04-16 | FALSE | Currently in Use | Premium | 8000 | Fiberglass Double Walled | 2019-02-14 | Double-Walled Fiberglass | Pressurized
Loves 735 | 1081 Belwood Rd SE | Calhoun | Gordon | 10002963 | 6A | Overfill Alarm | 2019-11-12 | FALSE | 2019-08-20 | FALSE | Currently in Use | New Oil | 2000 | Tank Jacket Double Walled | 2019-04-13 | Double-Walled Fiberglass | Safe Suction (Euro)
Loves 735 | 1081 Belwood Rd SE | Calhoun | Gordon | 10002963 | 6B | Overfill Alarm | 2019-11-12 | FALSE | 2019-08-20 | FALSE | Currently in Use | New Oil | 8000 | Tank Jacket Double Walled | 2019-04-13 | Double-Walled Fiberglass | Safe Suction (Euro)
Loves 735 | 1081 Belwood Rd SE | Calhoun | Gordon | 10002963 | 6C | Overfill Alarm | 2019-11-12 | FALSE | 2019-08-20 | FALSE | Currently in Use | New Oil | 2000 | Tank Jacket Double Walled |  | Double-Walled Fiberglass | Safe Suction (Euro)
Loves 735 | 1081 Belwood Rd SE | Calhoun | Gordon | 10002963 | 6D | Overfill Alarm | 2019-11-12 | FALSE | 2019-08-20 | FALSE | Currently in Use | New Oil | 8000 | Tank Jacket Double Walled | 2019-04-13 | Double-Walled Fiberglass | Safe Suction (Euro)
Loves 735 | 1081 Belwood Rd SE | Calhoun | Gordon | 10002963 | 6E | Overfill Alarm | 2019-11-12 | FALSE | 2019-08-20 | FALSE | Currently in Use | New Oil | 2000 | Tank Jacket Double Walled | 2019-04-13 | Double-Walled Fiberglass | Pressurized
Loves 735 | 1081 Belwood Rd SE | Calhoun | Gordon | 10002963 | 6F | Overfill Alarm | 2019-11-12 | FALSE | 2019-08-20 | FALSE | Currently in Use | Used Oil | 7000 | Tank Jacket Double Walled | 2019-04-13 | Double-Walled Fiberglass | Gravity
Loves 735 | 1081 Belwood Rd SE | Calhoun | Gordon | 10002963 | 6G | Overfill Alarm | 2019-11-12 | FALSE | 2019-08-20 | FALSE | Currently in Use | New Oil | 2000 | Tank Jacket Double Walled | 2019-04-13 | Double-Walled Fiberglass | Gravity
Food City #212 | 255 Lovers Ln | Calhoun | Gordon | 10002964 | 1 | Flapper Valve | 2019-09-23 | FALSE | 2019-08-19 | FALSE | Currently in Use | Regular | 20000 | Fiberglass Double Walled | 2019-07-18 | Double-Walled Flex | Pressurized
Food City #212 | 255 Lovers Ln | Calhoun | Gordon | 10002964 | 2A | Flapper Valve | 2019-09-23 | FALSE | 2019-08-19 | FALSE | Currently in Use | Premium | 10000 | Fiberglass Double Walled | 2019-07-18 | Double-Walled Flex | Pressurized
Food City #212 | 255 Lovers Ln | Calhoun | Gordon | 10002964 | 2B | Flapper Valve | 2019-09-23 | FALSE | 2019-08-19 | FALSE | Currently in Use | Diesel | 10000 | Fiberglass Double Walled | 2019-07-18 | Double-Walled Flex | Pressurized
GATEWAY AUTO SALES | 460 HIGHWAY 53 EAST | CALHOUN | Gordon | 10002362 | 1 |  |  | FALSE |  | FALSE | Removed from Ground | Not Marked/Tank Removed | 0 | Unknown
RaceTrac #2374 - Calhoun | 665 HWY 53 E | CALHOUN | Gordon | 10002364 | 1 | Overfill Alarm | 2014-08-15 | FALSE | 2014-08-15 | FALSE | Currently in Use | Regular | 20000 | Fiberglass Double Walled | 2014-08-15 | Double-Walled Fiberglass | Pressurized
RaceTrac #2374 - Calhoun | 665 HWY 53 E | CALHOUN | Gordon | 10002364 | 2 | Overfill Alarm | 2014-08-15 | FALSE | 2014-08-15 | FALSE | Currently in Use | Premium | 10000 | Fiberglass Double Walled | 2014-08-15 | Double-Walled Fiberglass | Pressurized
RaceTrac #2374 - Calhoun | 665 HWY 53 E | CALHOUN | Gordon | 10002364 | 3 | Overfill Alarm | 2014-08-15 | FALSE | 2014-08-15 | FALSE | Currently in Use | Diesel | 10000 | Fiberglass Double Walled | 2014-08-15 | Double-Walled Fiberglass | Pressurized
RaceTrac #2374 - Calhoun | 665 HWY 53 E | CALHOUN | Gordon | 10002364 | 4 | Overfill Alarm | 2014-08-15 | FALSE | 2014-08-15 | FALSE | Currently in Use | E-85 | 15000 | Fiberglass Double Walled | 2014-08-15 | Double-Walled Fiberglass | Pressurized
TOWNSENDS SERVICE STATION | 2942 US HWY 411 S | FAIRMOUNT | Gordon | 1050029 | 1 |  | 1998-12-30 |  | 1998-12-30 |  | Removed from Ground | Gas (Historical Use) | 1000 | Steel-Impressed Current | 1961-05-14 | Cathodically Protected | Safe Suction (Euro)
TOWNSENDS SERVICE STATION | 2942 US HWY 411 S | FAIRMOUNT | Gordon | 1050029 | 2 |  | 1998-12-30 |  | 1998-12-30 |  | Removed from Ground | Gas (Historical Use) | 1000 | Steel-Impressed Current | 1961-05-14 | Cathodically Protected | Safe Suction (Euro)
TOWNSENDS SERVICE STATION | 2942 US HWY 411 S | FAIRMOUNT | Gordon | 1050029 | 3 |  | 1998-12-30 |  | 1998-12-30 |  | Removed from Ground | Gas (Historical Use) | 2000 | Steel-Impressed Current | 1968-05-12 | Cathodically Protected | Safe Suction (Euro)
GA DNR REGION I FISHERIES OFFICE | 312 NORTH RIVER ST NW | CALHOUN | Gordon | 640056 | 1 | [5 empty] | Removed from Ground | Gas (Historical Use) | 550 | Bare Steel | 1977-04-19 | Galvanized Steel | Pressurized
GORDON CO UNIT REGIONAL | 1 MEMORY LN PO BOX 786 | CALHOUN | Gordon | 640057 | 1 | [5 empty] | Removed from Ground | Gas (Historical Use) | 500 | Bare Steel | 1961-04-23 | Galvanized Steel
VULCAN FAIRMOUNT QUARRY | HWY 53 WEST | FAIRMOUNT | Gordon | 640058 | 533-1 | [5 empty] | Closed in Ground | Gas (Historical Use) | 1000 | Bare Steel | 1982-05-02 | Galvanized Steel
VULCAN FAIRMOUNT QUARRY | HWY 53 WEST | FAIRMOUNT | Gordon | 640058 | 533-2 | [5 empty] | Closed in Ground | Diesel | 4000 | Bare Steel | 1982-05-02 | Galvanized Steel
VULCAN FAIRMOUNT QUARRY | HWY 53 WEST | FAIRMOUNT | Gordon | 640058 | 533-3 | [5 empty] | Removed from Ground | Diesel | 18000 | Bare Steel | 1982-05-02 | Galvanized Steel
VULCAN FAIRMOUNT QUARRY | HWY 53 WEST | FAIRMOUNT | Gordon | 640058 | 533-4 | [5 empty] | Removed from Ground | Diesel | 10000 | Bare Steel | 1982-05-02 | Galvanized Steel
YANCEY BROS CO | 138 ROBINSON RD | CALHOUN | Gordon | 640061 | 1 | [5 empty] | Closed in Ground | Diesel | 10000 | Bare Steel | 1981-05-02 | Galvanized Steel
YANCEY BROS CO | 138 ROBINSON RD | CALHOUN | Gordon | 640061 | 2 | [5 empty] | Closed in Ground | Gas (Historical Use) | 10000 | Bare Steel | 1981-05-02 | Galvanized Steel
FAIRMOUNT GULF | SALACOA & CALHOUN ST | FAIRMOUNT | Gordon | 640062 | 1 | [5 empty] | Removed from Ground | Gas (Historical Use) | 3000 | Bare Steel | 1961-05-07 | Galvanized Steel | Suction (American)
FAIRMOUNT GULF | SALACOA & CALHOUN ST | FAIRMOUNT | Gordon | 640062 | 2 | [5 empty] | Removed from Ground | Gas (Historical Use) | 3000 | Bare Steel | 1961-05-07 | Galvanized Steel | Suction (American)
FAIRMOUNT GULF | SALACOA & CALHOUN ST | FAIRMOUNT | Gordon | 640062 | 3 | [5 empty] | Removed from Ground | Gas (Historical Use) | 1000 | Bare Steel | 1961-05-07 | Galvanized Steel | Suction (American)
FAIRMOUNT GULF | SALACOA & CALHOUN ST | FAIRMOUNT | Gordon | 640062 | 4 | [5 empty] | Removed from Ground | Diesel | 2000 | Bare Steel | 1978-05-03 | Galvanized Steel | Suction (American)
NORTH WALL GULF | 312 N WALL ST | CALHOUN | Gordon | 640063 | 1 | [5 empty] | Removed from Ground | Gas (Historical Use) | 3000 | Bare Steel | 1963-05-07 | Bare Steel | Pressurized
NORTH WALL GULF | 312 N WALL ST | CALHOUN | Gordon | 640063 | 2 | [5 empty] | Removed from Ground | Gas (Historical Use) | 3000 | Bare Steel | 1963-05-07 | Not Marked | Pressurized
NORTH WALL GULF | 312 N WALL ST | CALHOUN | Gordon | 640063 | 3 | [5 empty] | Removed from Ground | Diesel | 3000 | Bare Steel | 1963-05-07 | Bare Steel | Pressurized
NORTH WALL GULF | 312 N WALL ST | CALHOUN | Gordon | 640063 | 4 | [5 empty] | Removed from Ground | Diesel | 550 | Bare Steel | 1963-05-07 | Galvanized Steel | Pressurized
NORTH WALL GULF | 312 N WALL ST | CALHOUN | Gordon | 640063 | 5 |  |  | TRUE |  | TRUE | Removed from Ground | Used Oil | 550 | Bare Steel | 1963-05-07 | Galvanized Steel
NORTH WALL GULF | 312 N WALL ST | CALHOUN | Gordon | 640063 | 6 | Ball Float | 1998-06-01 | FALSE | 1998-06-01 | FALSE | Currently in Use | Premium | 8000 | Composite Double Walled | 1998-06-01 | Fiberglass Reinforced Plastic | Pressurized
NORTH WALL GULF | 312 N WALL ST | CALHOUN | Gordon | 640063 | 7 | Ball Float | 1998-06-01 | FALSE | 1998-06-01 | FALSE | Currently in Use | Regular | 10000 | Composite Double Walled | 1998-06-01 | Fiberglass Reinforced Plastic | Pressurized
NORTH WALL GULF | 312 N WALL ST | CALHOUN | Gordon | 640063 | 8 | Ball Float | 1998-06-01 | FALSE | 1998-06-01 | FALSE | Currently in Use | Diesel | 4000 | Composite Double Walled | 1998-06-01 | Fiberglass Reinforced Plastic | Pressurized
RED BUD ROAD INTERSTATE GULF INC | 1240 RED BUD RD | CALHOUN | Gordon | 640065 | 1 | [5 empty] | Removed from Ground | Gas (Historical Use) | 6000 | Bare Steel | 1966-05-06 | Galvanized Steel | Pressurized
RED BUD ROAD INTERSTATE GULF INC | 1240 RED BUD RD | CALHOUN | Gordon | 640065 | 10 | Ball Float | 1995-05-01 |  | 1995-05-01 |  | Temporarily out of use | Gas (Historical Use) | 10000 | Fiberglass | 1995-05-01 | Fiberglass Reinforced Plastic | Pressurized
RED BUD ROAD INTERSTATE GULF INC | 1240 RED BUD RD | CALHOUN | Gordon | 640065 | 11 | Ball Float | 1995-05-01 |  | 1995-05-01 |  | Temporarily out of use | Diesel | 8000 | Fiberglass | 1995-05-01 | Fiberglass Reinforced Plastic | Pressurized
RED BUD ROAD INTERSTATE GULF INC | 1240 RED BUD RD | CALHOUN | Gordon | 640065 | 2 | [5 empty] | Removed from Ground | Gas (Historical Use) | 8000 | Bare Steel | 1966-05-06 | Galvanized Steel | Pressurized
RED BUD ROAD INTERSTATE GULF INC | 1240 RED BUD RD | CALHOUN | Gordon | 640065 | 3 | [5 empty] | Removed from Ground | Gas (Historical Use) | 6000 | Bare Steel | 1966-05-06 | Galvanized Steel | Pressurized
RED BUD ROAD INTERSTATE GULF INC | 1240 RED BUD RD | CALHOUN | Gordon | 640065 | 4 | [5 empty] | Removed from Ground | Diesel | 20000 | Bare Steel | 1978-05-03 | Galvanized Steel | Pressurized
RED BUD ROAD INTERSTATE GULF INC | 1240 RED BUD RD | CALHOUN | Gordon | 640065 | 5 | [5 empty] | Removed from Ground | Kerosene | 1000 | Bare Steel | 1984-05-01 | Galvanized Steel | Safe Suction (Euro)
RED BUD ROAD INTERSTATE GULF INC | 1240 RED BUD RD | CALHOUN | Gordon | 640065 | 6 | [5 empty] | Removed from Ground | Other | 1000 | Bare Steel | 1984-05-01 | Galvanized Steel | Safe Suction (Euro)
RED BUD ROAD INTERSTATE GULF INC | 1240 RED BUD RD | CALHOUN | Gordon | 640065 | 7 | [5 empty] | Removed from Ground | Diesel | 500 | Bare Steel | 1966-05-06 | Galvanized Steel | Gravity Fed
RED BUD ROAD INTERSTATE GULF INC | 1240 RED BUD RD | CALHOUN | Gordon | 640065 | 8 |  |  | TRUE |  | TRUE | Removed from Ground | Used Oil | 500 | Bare Steel | 1966-05-06 | Galvanized Steel | Gravity Fed
RED BUD ROAD INTERSTATE GULF INC | 1240 RED BUD RD | CALHOUN | Gordon | 640065 | 9 | Ball Float | 1995-05-01 |  | 1995-05-01 |  | Temporarily out of use | Gas (Historical Use) | 12000 | Fiberglass | 1995-05-01 | Fiberglass Reinforced Plastic | Pressurized
MOTOR AID #6 | 1002 N WALL ST | CALHOUN | Gordon | 640066 | 1 | [5 empty] | Removed from Ground | Gas (Historical Use) | 550 | Bare Steel | 1956-05-08 | Galvanized Steel
MOTOR AID #6 | 1002 N WALL ST | CALHOUN | Gordon | 640066 | 2 | [5 empty] | Removed from Ground | Gas (Historical Use) | 550 | Bare Steel | 1956-05-08 | Galvanized Steel
MOTOR AID #6 | 1002 N WALL ST | CALHOUN | Gordon | 640066 | 3 | [5 empty] | Removed from Ground | Gas (Historical Use) | 550 | Bare Steel | 1956-05-08 | Galvanized Steel
MOTOR AID #6 | 1002 N WALL ST | CALHOUN | Gordon | 640066 | 4 | [5 empty] | Removed from Ground | Gas (Historical Use) | 1000 | Bare Steel | 1961-05-07 | Galvanized Steel
TWIN LAKES GROC | SR 156 RED BUD RD | CALHOUN | Gordon | 640067 | 1 | [5 empty] | Removed from Ground | Gas (Historical Use) | 2000 | Bare Steel | 1974-05-04 | Galvanized Steel
TWIN LAKES GROC | SR 156 RED BUD RD | CALHOUN | Gordon | 640067 | 2 | [5 empty] | Removed from Ground | Gas (Historical Use) | 2000 | Bare Steel | 1974-05-04 | Galvanized Steel
TWIN LAKES GROC | SR 156 RED BUD RD | CALHOUN | Gordon | 640067 | 3 | [5 empty] | Removed from Ground | Gas (Historical Use) | 1000 | Bare Steel | 1974-05-04 | Galvanized Steel
ECHOTA AVIATION SVC | US 41 S DAVID AIRPORT | CALHOUN | Gordon | 640068 | 1 | [5 empty] | Removed from Ground | Gas (Historical Use) | 3000 | Bare Steel | 1967-05-06 | Galvanized Steel | Suction (American)
ECHOTA AVIATION SVC | US 41 S DAVID AIRPORT | CALHOUN | Gordon | 640068 | 2 | [5 empty] | Removed from Ground | Gas (Historical Use) | 3000 | Bare Steel | 1967-05-06 | Galvanized Steel | Suction (American)
TALLEY GROCERY | ROME RD | CALHOUN | Gordon | 640069 | 1 | [5 empty] | Removed from Ground | Gas (Historical Use) | 1000 | Bare Steel | 1962-05-07 | Galvanized Steel
TALLEY GROCERY | ROME RD | CALHOUN | Gordon | 640069 | 2 | [5 empty] | Removed from Ground | Gas (Historical Use) | 1000 | Bare Steel | 1962-05-07 | Galvanized Steel
JONES SHOPPETTE | US 41 N | RESACA | Gordon | 640070 | 1 | [5 empty] | Removed from Ground | Gas (Historical Use) | 2000 | Bare Steel | 1973-05-04 | Galvanized Steel
JONES SHOPPETTE | US 41 N | RESACA | Gordon | 640070 | 2 | [5 empty] | Removed from Ground | Gas (Historical Use) | 2000 | Bare Steel | 1973-05-04 | Galvanized Steel
JONES SHOPPETTE | US 41 N | RESACA | Gordon | 640070 | 3 | [5 empty] | Removed from Ground | Gas (Historical Use) | 1000 | Bare Steel | 1973-05-04 | Galvanized Steel
TOMS LAWN MOWER | 307 SOUTH WALL ST | CALHOUN | Gordon | 640071 | 1 | [5 empty] | Removed from Ground | Gas (Historical Use) | 1000 | Bare Steel | 1961-05-07 | Galvanized Steel
TOMS LAWN MOWER | 307 SOUTH WALL ST | CALHOUN | Gordon | 640071 | 2 | [5 empty] | Removed from Ground | Gas (Historical Use) | 1000 | Bare Steel | 1961-05-07 | Galvanized Steel
TOMS LAWN MOWER | 307 SOUTH WALL ST | CALHOUN | Gordon | 640071 | 3 | [5 empty] | Removed from Ground | Gas (Historical Use) | 1000 | Bare Steel | 1961-05-07 | Galvanized Steel
PREWITTS PRODUCE | 2209 HWY 41 NE | CALHOUN | Gordon | 640073 | 1 | [5 empty] | Removed from Ground | Gas (Historical Use) | 4000 | Bare Steel | 1963-05-07 | Galvanized Steel
PREWITTS PRODUCE | 2209 HWY 41 NE | CALHOUN | Gordon | 640073 | 2 | [5 empty] | Removed from Ground | Gas (Historical Use) | 4000 | Bare Steel | 1963-05-07 | Galvanized Steel
PREWITTS PRODUCE | 2209 HWY 41 NE | CALHOUN | Gordon | 640073 | 3 | [5 empty] | Removed from Ground | Gas (Historical Use) | 4000 | Bare Steel | 1963-05-07 | Galvanized Steel
PREWITTS PRODUCE | 2209 HWY 41 NE | CALHOUN | Gordon | 640073 | 4 | [5 empty] | Removed from Ground | Diesel | 1000 | Bare Steel | 1984-01-01 | Galvanized Steel
PREWITTS PRODUCE | 2209 HWY 41 NE | CALHOUN | Gordon | 640073 | 5 |  |  | FALSE |  | FALSE | Removed from Ground | Used Oil | 500 | Unknown | 2001-01-01
PADGETT GROCERY | 7999 FAIRMONT HWY SE | FAIRMOUNT | Gordon | 640074 | 1 | [5 empty] | Removed from Ground | Gas (Historical Use) | 550 | Bare Steel | 1966-05-06 | Galvanized Steel | Suction (American)
PADGETT GROCERY | 7999 FAIRMONT HWY SE | FAIRMOUNT | Gordon | 640074 | 2 | [5 empty] | Removed from Ground | Gas (Historical Use) | 1000 | Bare Steel | 1946-05-11 | Galvanized Steel | Suction (American)
OWENS GROCERY | 2929 US HIGHWAY 411 NE | RANGER | Gordon | 640075 | 1 | [5 empty] | Removed from Ground | Gas (Historical Use) | 1000 | Bare Steel | 1947-05-11 | Galvanized Steel | Suction (American)
OWENS GROCERY | 2929 US HIGHWAY 411 NE | RANGER | Gordon | 640075 | 2 | [5 empty] | Removed from Ground | Gas (Historical Use) | 1000 | Bare Steel | 1947-05-11 | Galvanized Steel | Suction (American)
OWENS GROCERY | 2929 US HIGHWAY 411 NE | RANGER | Gordon | 640075 | 3 | [5 empty] | Removed from Ground | Gas (Historical Use) | 550 | Bare Steel | 1941-05-12 | Galvanized Steel | Suction (American)
OWENS GROCERY | 2929 US HIGHWAY 411 NE | RANGER | Gordon | 640075 | 4 | [5 empty] | Removed from Ground | Gas (Historical Use) | 1000 | Cathodically Protected Steel | 1987-01-01 | Galvanized Steel
OWENS GROCERY | 2929 US HIGHWAY 411 NE | RANGER | Gordon | 640075 | 5A | Flapper Valve | 2002-05-10 | FALSE | 2002-05-10 | FALSE | Currently in Use | Regular | 12000 | Composite | 2002-05-10 | Fiberglass Reinforced Plastic | Pressurized
OWENS GROCERY | 2929 US HIGHWAY 411 NE | RANGER | Gordon | 640075 | 5B | Flapper Valve | 2002-05-10 | FALSE | 2002-05-10 | FALSE | Currently in Use | Premium | 8000 | Composite | 2002-05-10 | Fiberglass Reinforced Plastic | Pressurized
OWENS GROCERY | 2929 US HIGHWAY 411 NE | RANGER | Gordon | 640075 | 6A | Flapper Valve | 2002-05-10 | FALSE | 2002-05-10 | FALSE | Currently in Use | Diesel | 6000 | Composite | 2002-05-10 | Fiberglass Reinforced Plastic | Pressurized
OWENS GROCERY | 2929 US HIGHWAY 411 NE | RANGER | Gordon | 640075 | 6B | Flapper Valve | 2002-05-10 | FALSE | 2002-05-10 | FALSE | Currently in Use | Diesel Off Road | 4000 | Composite | 2002-05-10 | Fiberglass Reinforced Plastic | Suction (American)
HERCULES - ARTIZANS INC | SOUTH RIVER ST | CALHOUN | Gordon | 640076 | 1 | [5 empty] | Removed from Ground | Diesel | 3000 | Bare Steel | 1976-05-03 | Galvanized Steel
BACKING INC | US 41 N | CALHOUN | Gordon | 640077 | 1 | [5 empty] | Removed from Ground | Diesel | 1000 | Bare Steel | 1971-05-05 | Galvanized Steel
BACKING INC | US 41 N | CALHOUN | Gordon | 640077 | 2 | [5 empty] | Removed from Ground | Diesel | 1000 | Bare Steel | 1971-05-05 | Galvanized Steel
BACKING INC | US 41 N | CALHOUN | Gordon | 640077 | 3 | [5 empty] | Removed from Ground | Diesel | 7000 | Bare Steel | 1971-05-05 | Galvanized Steel
HARBISON & WALKER REFRACTORIES | MCDANIEL STA RD | CALHOUN | Gordon | 640078 | 1 | [5 empty] | Removed from Ground | Diesel | 1000 | Bare Steel | 1971-05-05 | Galvanized Steel
HARBISON & WALKER REFRACTORIES | MCDANIEL STA RD | CALHOUN | Gordon | 640078 | 2 | [5 empty] | Removed from Ground | Gas (Historical Use) | 1000 | Bare Steel | 1971-05-05 | Galvanized Steel
DIXIE FOOD STORE | 1100 RED BUD RD | CALHOUN | Gordon | 640079 | 1 | [5 empty] | Removed from Ground | Empty | 6000 | Bare Steel | 1983-04-30 | Galvanized Steel
DIXIE FOOD STORE | 1100 RED BUD RD | CALHOUN | Gordon | 640079 | 2 | [5 empty] | Removed from Ground | Empty | 6000 | Bare Steel | 1976-05-01 | Galvanized Steel
DIXIE FOOD STORE | 1100 RED BUD RD | CALHOUN | Gordon | 640079 | 3 | [5 empty] | Removed from Ground | Empty | 6000 | Bare Steel | 1986-04-29 | Galvanized Steel
DIXIE FOOD STORE | 1100 RED BUD RD | CALHOUN | Gordon | 640079 | 4 |  | 1996-04-20 |  | 1996-04-20 |  | Removed from Ground | Gas (Historical Use) | 10000 | Composite | 1996-04-20 | Secondary Containment | Pressurized
DIXIE FOOD STORE | 1100 RED BUD RD | CALHOUN | Gordon | 640079 | 5 |  | 1996-04-20 |  | 1996-04-20 |  | Removed from Ground | Gas (Historical Use) | 10000 | Composite | 1996-04-20 | Secondary Containment | Pressurized
HIWASSEE LAND CO DISTRICT OFFICE | HWY 41 N | CALHOUN | Gordon | 640081 | 1 | [5 empty] | Removed from Ground | Diesel | 2000 | Cathodically Protected Steel | 1985-04-29 | Galvanized Steel
COLOR TECHNIQUES INC | SOUTH IND BLVD PO BOX 693 | CALHOUN | Gordon | 640082 | 1 | [5 empty] | Removed from Ground | Diesel | 20000 | Bare Steel | 1978-05-02 | Bare Steel
COLOR TECHNIQUES INC | SOUTH IND BLVD PO BOX 693 | CALHOUN | Gordon | 640082 | 2 | [5 empty] | Removed from Ground | Diesel | 20000 | Bare Steel | 1978-05-02 | Bare Steel
FASTMART | US HWY 411 | RANGER | Gordon | 640083 | 1 | [5 empty] | Currently in Use | Gas (Historical Use) | 1 | Bare Steel | 1986-04-30 | Galvanized Steel
FASTMART | US HWY 411 | RANGER | Gordon | 640083 | 2 | [5 empty] | Currently in Use | Gas (Historical Use) | 1 | Bare Steel | 1986-04-30 | Galvanized Steel
DWIGHT WILSON HOMES OFFICE | 301 SOUTH WALL ST | CALHOUN | Gordon | 640084 | 1 | [5 empty] | Removed from Ground | Gas (Historical Use) | 10000 | Bare Steel | 1976-03-28 | Galvanized Steel
DWIGHT WILSON HOMES OFFICE | 301 SOUTH WALL ST | CALHOUN | Gordon | 640084 | 2 | [5 empty] | Removed from Ground | Gas (Historical Use) | 10000 | Bare Steel | 1976-03-28 | Galvanized Steel
DWIGHT WILSON HOMES OFFICE | 301 SOUTH WALL ST | CALHOUN | Gordon | 640084 | 3 | [5 empty] | Removed from Ground | Kerosene | 1000 | Bare Steel | 2001-05-21 | Bare Steel | Suction (American)
DWIGHT WILSON HOMES OFFICE | 301 SOUTH WALL ST | CALHOUN | Gordon | 640084 | 4 | [5 empty] | Removed from Ground | Diesel | 1000 | Bare Steel | 2001-05-21 | Bare Steel | Suction (American)
OK CORRAL #60 | 2734 US HWY 411 S | FAIRMOUNT | Gordon | 640085 | 1 | Ball Float | 1998-06-01 | FALSE | 1997-04-01 | FALSE | Currently in Use | Regular | 12000 | Steel-Impressed Current | 1979-05-03 | Fiberglass Reinforced Plastic | Pressurized
OK CORRAL #60 | 2734 US HWY 411 S | FAIRMOUNT | Gordon | 640085 | 2 | Ball Float | 1998-06-01 | FALSE | 1997-04-01 | FALSE | Currently in Use | Diesel | 8000 | Steel-Impressed Current | 1981-05-02 | Fiberglass Reinforced Plastic | Pressurized
OK CORRAL #60 | 2734 US HWY 411 S | FAIRMOUNT | Gordon | 640085 | 3 | Ball Float | 1998-06-01 | FALSE | 1997-04-01 | FALSE | Currently in Use | Premium | 8000 | Steel-Impressed Current | 1981-05-02 | Fiberglass Reinforced Plastic | Pressurized
OK CORRAL #60 | 2734 US HWY 411 S | FAIRMOUNT | Gordon | 640085 | 4 | Flapper Valve | 1991-01-01 | FALSE | 1991-01-01 | FALSE | Currently in Use | Kerosene | 1000 | Galvanic (STIP-3) | 1991-01-01 | Fiberglass Reinforced Plastic | Safe Suction (Euro)
S&B QUICK SHOP #71 | 3840 ROME RD S W | PLAINVILLE | Gordon | 640086 | 1 | Ball Float | 1997-04-01 | FALSE | 1997-04-01 | FALSE | Currently in Use | Regular | 10000 | Steel-Impressed Current | 1981-05-02 | Fiberglass Reinforced Plastic | Pressurized
S&B QUICK SHOP #71 | 3840 ROME RD S W | PLAINVILLE | Gordon | 640086 | 2 | Ball Float | 1997-04-01 | FALSE | 1997-04-01 | FALSE | Currently in Use | Premium | 8000 | Steel-Impressed Current | 1981-05-02 | Fiberglass Reinforced Plastic | Pressurized
S&B QUICK SHOP #71 | 3840 ROME RD S W | PLAINVILLE | Gordon | 640086 | 3 | Ball Float | 1997-04-01 | FALSE | 1997-04-01 | FALSE | Currently in Use | Diesel | 8000 | Steel-Impressed Current | 1981-05-02 | Fiberglass Reinforced Plastic | Pressurized
OMS #9 GAARNG | 300 NORTH RIVER ST | CALHOUN | Gordon | 640089 | 1 | [5 empty] | Removed from Ground | Diesel | 5000 | Bare Steel | 1980-05-02 | Galvanized Steel
OMS #9 GAARNG | 300 NORTH RIVER ST | CALHOUN | Gordon | 640089 | 2 | [5 empty] | Removed from Ground | Gas (Historical Use) | 1500 | Bare Steel | 1961-05-07 | Galvanized Steel
SAM'S MART# 530 | 943 HWY 53 | CALHOUN | Gordon | 640090 | 1 | Flapper Valve | 1996-01-01 | FALSE | 1996-01-01 | FALSE | Currently in Use | Premium | 12000 | Fiberglass Double Walled | 1996-06-01 | Double-Walled Fiberglass | Pressurized
SAM'S MART# 530 | 943 HWY 53 | CALHOUN | Gordon | 640090 | 2 | Flapper Valve | 1996-01-01 | FALSE | 1996-01-01 | FALSE | Currently in Use | Regular | 12000 | Fiberglass Double Walled | 1996-06-01 | Double-Walled Fiberglass | Pressurized
SAM'S MART# 530 | 943 HWY 53 | CALHOUN | Gordon | 640090 | 3 | Flapper Valve | 1996-01-01 | FALSE | 1996-01-01 | FALSE | Currently in Use | Diesel | 10000 | Fiberglass Double Walled | 1996-06-01 | Double-Walled Fiberglass | Pressurized
SAM'S MART# 530 | 943 HWY 53 | CALHOUN | Gordon | 640090 | A | [5 empty] | Removed from Ground | Gas (Historical Use) | 10000 | Bare Steel | 1980-01-01 | Galvanized Steel
SAM'S MART# 530 | 943 HWY 53 | CALHOUN | Gordon | 640090 | B | [5 empty] | Removed from Ground | Gas (Historical Use) | 10000 | Bare Steel | 1980-01-01 | Galvanized Steel
SAM'S MART# 530 | 943 HWY 53 | CALHOUN | Gordon | 640090 | C | [5 empty] | Removed from Ground | Gas (Historical Use) | 10000 | Bare Steel | 1980-01-01 | Galvanized Steel
SAM'S MART# 530 | 943 HWY 53 | CALHOUN | Gordon | 640090 | D | [5 empty] | Removed from Ground | Diesel | 10000 | Bare Steel | 1980-01-01 | Galvanized Steel
BGR TRANSPORTATION/REPUBLIC INDU | RT 6 & OLD BELWOOD RD | CALHOUN | Gordon | 640092 | 1 | [5 empty] | Removed from Ground | Gas (Historical Use) | 10000 | Marked Unknown | 1986-04-14 | Unknown
BGR TRANSPORTATION/REPUBLIC INDU | RT 6 & OLD BELWOOD RD | CALHOUN | Gordon | 640092 | 2 | [5 empty] | Removed from Ground | Diesel | 10000 | Marked Unknown | 1986-04-14 | Unknown
YELLOW FREIGHT SYSTEM INC (CAH) | 2000 ROBINSON RD | CALHOUN | Gordon | 640093 | 1 | [5 empty] | Removed from Ground | Diesel | 10000 | Fiberglass | 1979-04-23 | Bare Steel | Suction (American)
SUPERIOR FORWARDING CO INC | 527 OLD BELLWOOD RD SE | CALHOUN | Gordon | 640094 | 1 | [5 empty] | Removed from Ground | Diesel | 10000 | Bare Steel | 1971-05-04 | Galvanized Steel | Pressurized
GOLD KIST HATCHERY | 102 N INDUSTRIAL BLVD | CALHOUN | Gordon | 640095 | 1 | [5 empty] | Removed from Ground | Gas (Historical Use) | 1000 | Bare Steel | 1971-05-09 | Galvanized Steel | Safe Suction (Euro)
GOLD KIST HATCHERY | 102 N INDUSTRIAL BLVD | CALHOUN | Gordon | 640095 | 2 | [5 empty] | Removed from Ground | Kerosene | 260 | Bare Steel | 1984-05-05 | Galvanized Steel | Safe Suction (Euro)
PILGRIMS | 110 N INDUSTRIAL BLVD | CALHOUN | Gordon | 640096 | 1 | [5 empty] | Removed from Ground | Gas (Historical Use) | 10000 | Bare Steel | 1972-05-08 | Galvanized Steel
PILGRIMS | 110 N INDUSTRIAL BLVD | CALHOUN | Gordon | 640096 | 2 | [5 empty] | Removed from Ground | Diesel | 10000 | Bare Steel | 1972-05-08 | Galvanized Steel
PILGRIMS | 110 N INDUSTRIAL BLVD | CALHOUN | Gordon | 640096 | 223925 |  | 1992-11-20 | FALSE | 1992-11-20 | FALSE | Temporarily out of use | Diesel | 12000 | Fiberglass Double Walled | 1992-12-11 | Fiberglass Reinforced Plastic | Pressurized
PILGRIMS | 110 N INDUSTRIAL BLVD | CALHOUN | Gordon | 640096 | 3 | [5 empty] | Removed from Ground | Diesel | 10000 | Bare Steel | 1976-05-07 | Galvanized Steel
CALHOUN FOOD AND TOBACCO | 901 N WALL ST | CALHOUN | Gordon | 640098 | 1 | Ball Float | 1996-05-01 | FALSE | 1996-05-01 | FALSE | Currently in Use | Regular | 10027 | Steel-Impressed Current | 1984-05-05 | Steel (Impressed Current) | Pressurized
CALHOUN FOOD AND TOBACCO | 901 N WALL ST | CALHOUN | Gordon | 640098 | 2 | Ball Float | 1996-05-01 | FALSE | 1996-05-01 | FALSE | Currently in Use | Premium | 10027 | Steel-Impressed Current | 1984-05-05 | Steel (Impressed Current) | Pressurized
CALHOUN FOOD AND TOBACCO | 901 N WALL ST | CALHOUN | Gordon | 640098 | 3 | Ball Float | 1996-05-01 | FALSE | 1996-05-01 | FALSE | Currently in Use | Diesel | 6110 | Steel-Impressed Current | 1984-05-05 | Steel (Impressed Current) | Pressurized
J & P CONVENIENCE STORE | 549 EAST SE HWY 53 | CALHOUN | Gordon | 640099 | 1 | Ball Float | 1997-06-30 | FALSE | 1997-06-30 | FALSE | Currently in Use | Gas (Historical Use) | 8000 | Steel-Impressed Current | 1984-05-05 | Fiberglass Reinforced Plastic | Pressurized
J & P CONVENIENCE STORE | 549 EAST SE HWY 53 | CALHOUN | Gordon | 640099 | 2 | Ball Float | 1997-06-30 | FALSE | 1997-06-30 | FALSE | Currently in Use | Gas (Historical Use) | 8000 | Steel-Impressed Current | 1984-05-05 | Fiberglass Reinforced Plastic | Pressurized
J & P CONVENIENCE STORE | 549 EAST SE HWY 53 | CALHOUN | Gordon | 640099 | 3 | Ball Float | 1997-06-30 | FALSE | 1997-06-30 | FALSE | Currently in Use | Gas (Historical Use) | 8000 | Steel-Impressed Current | 1984-05-05 | Fiberglass Reinforced Plastic | Pressurized
J & P CONVENIENCE STORE | 549 EAST SE HWY 53 | CALHOUN | Gordon | 640099 | 4 | Ball Float | 1997-06-30 | FALSE | 1997-06-30 | FALSE | Currently in Use | Diesel | 6000 | Steel-Impressed Current | 1984-05-05 | Fiberglass Reinforced Plastic | Pressurized
SMART MART #3 | HWY 53 ALT PO BOX 1595 | CALHOUN | Gordon | 640100 | 1 |  | 1998-04-01 |  | 1998-04-01 |  | Removed from Ground | Gas (Historical Use) | 6000 | Galvanic (STIP-3) | 1985-05-05 | Fiberglass Reinforced Plastic | Pressurized
SMART MART #3 | HWY 53 ALT PO BOX 1595 | CALHOUN | Gordon | 640100 | 2 |  | 1998-04-01 |  | 1998-04-01 |  | Removed from Ground | Gas (Historical Use) | 6000 | Galvanic (STIP-3) | 1985-05-05 | Fiberglass Reinforced Plastic | Pressurized
SMART MART #3 | HWY 53 ALT PO BOX 1595 | CALHOUN | Gordon | 640100 | 3 |  | 1998-04-01 |  | 1998-04-01 |  | Removed from Ground | Gas (Historical Use) | 4000 | Galvanic (STIP-3) | 1985-05-05 | Fiberglass Reinforced Plastic | Pressurized
SANDYS GROCERY | PO BOX 1051 | CALHOUN | Gordon | 640101 | 1 | [5 empty] | Currently in Use | Gas (Historical Use) | 10000 | Bare Steel | 1982-05-08 | Galvanized Steel
ANDYS MARKET | 4858 RED BUD RD | CALHOUN | Gordon | 640104 | 1 |  | 1998-11-12 |  | 1998-11-12 |  | Removed from Ground | Gas (Historical Use) | 1000 | Steel-Impressed Current | 1966-05-13 | Cathodically Protected | Safe Suction (Euro)
ANDYS MARKET | 4858 RED BUD RD | CALHOUN | Gordon | 640104 | 2 |  | 1998-11-12 |  | 1998-11-12 |  | Removed from Ground | Gas (Historical Use) | 2000 | Steel-Impressed Current | 1984-05-08 | Cathodically Protected | Safe Suction (Euro)
ANDYS MARKET | 4858 RED BUD RD | CALHOUN | Gordon | 640104 | 3 |  | 1998-11-12 |  | 1998-11-12 |  | Removed from Ground | Kerosene | 1000 | Steel-Impressed Current | 1966-05-13 | Cathodically Protected | Safe Suction (Euro)
ANDYS MARKET | 4858 RED BUD RD | CALHOUN | Gordon | 640104 | 4 |  | 1998-11-12 |  | 1998-11-12 |  | Removed from Ground | Diesel | 2000 | Steel-Impressed Current | 1985-05-08 | Cathodically Protected | Safe Suction (Euro)
JIMS GENERAL STORE | 117 W BELMONT DR | CALHOUN | Gordon | 640105 | 1 |  | 1998-11-20 |  | 1998-11-20 |  | Removed from Ground | Gas (Historical Use) | 4000 | Steel-Impressed Current | 1983-05-09 | Cathodically Protected | Safe Suction (Euro)
JIMS GENERAL STORE | 117 W BELMONT DR | CALHOUN | Gordon | 640105 | 2 |  | 1998-11-20 |  | 1998-11-20 |  | Removed from Ground | Gas (Historical Use) | 5000 | Steel-Impressed Current | 1983-05-09 | Cathodically Protected | Safe Suction (Euro)
JIMS GENERAL STORE | 117 W BELMONT DR | CALHOUN | Gordon | 640105 | 3 |  | 1998-11-20 |  | 1998-11-20 |  | Removed from Ground | Gas (Historical Use) | 3000 | Steel-Impressed Current | 1983-05-09 | Cathodically Protected | Safe Suction (Euro)
JIMS GENERAL STORE | 117 W BELMONT DR | CALHOUN | Gordon | 640105 | 4 |  | 1998-11-20 |  | 1998-11-20 |  | Removed from Ground | Kerosene | 4000 | Cathodically Protected Steel | 1988-01-01 | Fiberglass Reinforced Plastic | Safe Suction (Euro)
PETTY GROCERY | CORNER OF BOONE FORD RD & CASH R | CALHOUN | Gordon | 640106 | 1 | [5 empty] | Removed from Ground | Gas (Historical Use) | 560 | Bare Steel | 1961-05-14 | Galvanized Steel
PETTY GROCERY | CORNER OF BOONE FORD RD & CASH R | CALHOUN | Gordon | 640106 | 2 | [5 empty] | Removed from Ground | Gas (Historical Use) | 1000 | Bare Steel | 1966-05-13 | Galvanized Steel
CLOSED | US HWY 411 | RANGER | Gordon | 640108 | 1 | [5 empty] | Removed from Ground | Empty | 1000 | Bare Steel | 1987-01-01 | Galvanized Steel | Suction (American)
CLOSED | US HWY 411 | RANGER | Gordon | 640108 | 2 | [5 empty] | Removed from Ground | Empty | 1000 | Bare Steel | 1987-01-01 | Galvanized Steel | Suction (American)
TIERCE'S SUPERETTE | 1116 NORTH WALL ST | CALHOUN | Gordon | 640109 | 1 | Flapper Valve | 1998-11-01 | FALSE | 1998-11-01 | FALSE | Removed from Ground | Gas (Historical Use) | 10000 | Steel-Impressed Current | 1981-05-09 | Fiberglass Reinforced Plastic | Pressurized
TIERCE'S SUPERETTE | 1116 NORTH WALL ST | CALHOUN | Gordon | 640109 | 2 | Flapper Valve | 1998-11-01 | FALSE | 1998-11-01 | FALSE | Removed from Ground | Gas (Historical Use) | 10000 | Steel-Impressed Current | 1971-05-12 | Fiberglass Reinforced Plastic | Pressurized
TIERCE'S SUPERETTE | 1116 NORTH WALL ST | CALHOUN | Gordon | 640109 | 3 | Flapper Valve | 1998-11-01 | FALSE | 1998-11-01 | FALSE | Removed from Ground | Gas (Historical Use) | 4000 | Steel-Impressed Current | 1986-05-08 | Fiberglass Reinforced Plastic | Pressurized
HAND EXTERMINATING CO | 1126 SOUTH WALL ST | CALHOUN | Gordon | 640110 | 1 | [5 empty] | Removed from Ground | Gas (Historical Use) | 2000 | Bare Steel | 1986-05-08 | Galvanized Steel | Suction (American)
NORTH WALL TEXACO (MARMAC) | 607 N WALL ST | CALHOUN | Gordon | 640111 | 1 | [5 empty] | Removed from Ground | Empty | 2000 | Bare Steel | 1986-05-08 | Galvanized Steel | Suction (American)
NORTH WALL TEXACO (MARMAC) | 607 N WALL ST | CALHOUN | Gordon | 640111 | 2 | [5 empty] | Removed from Ground | Empty | 2000 | Bare Steel | 1986-05-08 | Galvanized Steel | Suction (American)
MAX BRANNON FUNERAL HOME | 705 RED BUD RD | CALHOUN | Gordon | 640112 | 1 | [5 empty] | Removed from Ground | Gas (Historical Use) | 2000 | Bare Steel | 1983-05-09 | Galvanized Steel
MCENTYRE'S LINE ST TEXACO | 105 WEST LINE ST | CALHOUN | Gordon | 640113 | 1 | [5 empty] | Removed from Ground | Gas (Historical Use) | 6000 | Bare Steel | 1968-05-12 | Galvanized Steel | Suction (American)
MCENTYRE'S LINE ST TEXACO | 105 WEST LINE ST | CALHOUN | Gordon | 640113 | 2 | [5 empty] | Removed from Ground | Gas (Historical Use) | 6000 | Bare Steel | 1968-05-12 | Galvanized Steel | Suction (American)
MCENTYRE'S LINE ST TEXACO | 105 WEST LINE ST | CALHOUN | Gordon | 640113 | 3 | [5 empty] | Removed from Ground | Gas (Historical Use) | 4000 | Bare Steel | 1979-05-10 | Galvanized Steel | Suction (American)
MCENTYRE'S LINE ST TEXACO | 105 WEST LINE ST | CALHOUN | Gordon | 640113 | 4 |  |  | TRUE |  | TRUE | Removed from Ground | Used Oil | 500 | Bare Steel | 1968-05-12 | Galvanized Steel | Gravity Fed
FAIRMOUNT TEXACO | US HWY 411 NORTH | FAIRMOUNT | Gordon | 640114 | 1 | [5 empty] | Permanently Out of Use - historical purposes | Gas (Historical Use) | 1 | Bare Steel | 1974-05-11 | Galvanized Steel
FAIRMOUNT TEXACO | US HWY 411 NORTH | FAIRMOUNT | Gordon | 640114 | 2 | [5 empty] | Permanently Out of Use - historical purposes | Gas (Historical Use) | 1 | Bare Steel | 1974-05-11 | Galvanized Steel
FAIRMOUNT TEXACO | US HWY 411 NORTH | FAIRMOUNT | Gordon | 640114 | 3 | [5 empty] | Permanently Out of Use - historical purposes | Gas (Historical Use) | 1 | Bare Steel | 1974-04-01 | Galvanized Steel
FAIRMOUNT TEXACO | US HWY 411 NORTH | FAIRMOUNT | Gordon | 640114 | 4 | [5 empty] | Permanently Out of Use - historical purposes | Diesel | 1 | Bare Steel | 1980-04-01 | Galvanized Steel
EVANS SOUTH WALL ST TEXACO | 703 SOUTH WALL ST | CALHOUN | Gordon | 640115 | 1 | [5 empty] | Removed from Ground | Gas (Historical Use) | 3000 | Bare Steel | 1975-05-11 | Galvanized Steel
EVANS SOUTH WALL ST TEXACO | 703 SOUTH WALL ST | CALHOUN | Gordon | 640115 | 2 | [5 empty] | Removed from Ground | Gas (Historical Use) | 12000 | Bare Steel | 1968-05-12 | Galvanized Steel
EVANS SOUTH WALL ST TEXACO | 703 SOUTH WALL ST | CALHOUN | Gordon | 640115 | 3 | [5 empty] | Removed from Ground | Gas (Historical Use) | 12000 | Bare Steel | 1968-05-12 | Galvanized Steel
EVANS SOUTH WALL ST TEXACO | 703 SOUTH WALL ST | CALHOUN | Gordon | 640115 | 4 |  |  | TRUE |  | TRUE | Removed from Ground | Used Oil | 500 | Bare Steel | 1968-05-12 | Galvanized Steel
EVANS SOUTH WALL ST TEXACO | 703 SOUTH WALL ST | CALHOUN | Gordon | 640115 | 5 | [5 empty] | Removed from Ground | Diesel | 3000 | Cathodically Protected Steel | 1984-01-01 | Cathodically Protected
WARD'S TEXACO | 1215 REDBUD ROAD | CALHOUN | Gordon | 640116 | 1 |  | 1998-11-01 |  | 1998-11-01 |  | Removed from Ground | Gas (Historical Use) | 8000 | Steel-Impressed Current | 1983-05-09 | Cathodically Protected | Pressurized
WARD'S TEXACO | 1215 REDBUD ROAD | CALHOUN | Gordon | 640116 | 2 |  | 1998-11-01 |  | 1998-11-01 |  | Removed from Ground | Gas (Historical Use) | 10000 | Steel-Impressed Current | 1983-05-09 | Cathodically Protected | Pressurized
WARD'S TEXACO | 1215 REDBUD ROAD | CALHOUN | Gordon | 640116 | 3 |  | 1998-11-01 |  | 1998-11-01 |  | Removed from Ground | Gas (Historical Use) | 8000 | Steel-Impressed Current | 1983-05-09 | Cathodically Protected | Pressurized
WARD'S TEXACO | 1215 REDBUD ROAD | CALHOUN | Gordon | 640116 | 4 |  | 1998-11-01 |  | 1998-11-01 |  | Removed from Ground | Diesel | 4000 | Steel-Impressed Current | 1983-05-09 | Cathodically Protected | Pressurized
WARD'S TEXACO | 1215 REDBUD ROAD | CALHOUN | Gordon | 640116 | 5 |  |  | TRUE |  | TRUE | Removed from Ground | Used Oil | 500 | Bare Steel | 1968-05-12 | Galvanized Steel | Suction (American)
AT&T FAIRMOUNT RADIO RELAY STATI | OFF-GA HWY 53 EAST | FAIRMOUNT | Gordon | 640117 | 1 | [5 empty] | Removed from Ground | Kerosene | 10000 | Bare Steel | 1960-01-01 | Copper | Suction (American)
DR GEO KIRKLEY | 300 NORTH WALL | CALHOUN | Gordon | 640118 | 1 | [5 empty] | Permanently Out of Use - historical purposes | Gas (Historical Use) | 3000 | Bare Steel | 1986-05-08 | Unknown
DR GEO KIRKLEY | 300 NORTH WALL | CALHOUN | Gordon | 640118 | 2 | [5 empty] | Permanently Out of Use - historical purposes | Gas (Historical Use) | 3000 | Bare Steel | 1986-05-08 | Unknown
DR GEO KIRKLEY | 300 NORTH WALL | CALHOUN | Gordon | 640118 | 3 |  |  | TRUE |  | TRUE | Permanently Out of Use - historical purposes | Used Oil | 550 | Bare Steel | 1986-05-08 | Unknown
LARRYS TRIANGLE GROC | REDBUD RD | CALHOUN | Gordon | 640119 | 1 |  | 1991-07-13 |  | 1991-07-13 |  | Removed from Ground | Gas (Historical Use) | 8000 | Cathodically Protected Steel | 1984-05-08 | Cathodically Protected | Pressurized
LARRYS TRIANGLE GROC | REDBUD RD | CALHOUN | Gordon | 640119 | 2 |  | 1991-07-13 |  | 1991-07-13 |  | Removed from Ground | Gas (Historical Use) | 6000 | Cathodically Protected Steel | 1984-05-08 | Cathodically Protected | Pressurized
LARRYS TRIANGLE GROC | REDBUD RD | CALHOUN | Gordon | 640119 | 3 |  | 1991-07-13 |  | 1991-07-13 |  | Removed from Ground | Gas (Historical Use) | 3000 | Cathodically Protected Steel | 1984-05-08 | Cathodically Protected | Pressurized
LARRYS TRIANGLE GROC | REDBUD RD | CALHOUN | Gordon | 640119 | 4 |  |  | FALSE |  | FALSE | Removed from Ground | Gas (Historical Use) | 1000 | Unknown | 2003-09-11 | Unknown
LARRYS TRIANGLE GROC | REDBUD RD | CALHOUN | Gordon | 640119 | 5 |  |  | FALSE |  | FALSE | Removed from Ground | Gas (Historical Use) | 1000 | Unknown | 2003-09-11 | Unknown
LARRYS TRIANGLE GROC | REDBUD RD | CALHOUN | Gordon | 640119 | 6 |  |  | FALSE |  | FALSE | Removed from Ground | Gas (Historical Use) | 1000 | Unknown | 2003-09-11 | Unknown
NO FACILITY NAME | MEMORIAL DR | CALHOUN | Gordon | 640121 | 1 | [5 empty] | Removed from Ground | Diesel | 6000 | Bare Steel | 1971-05-10 | Galvanized Steel
A&A VENDING/AA FOOD SERVICES | SMITH IND BLVD | CALHOUN | Gordon | 640122 | 1 | [5 empty] | Removed from Ground | Gas (Historical Use) | 4000 | Bare Steel | 1983-05-09 | Galvanized Steel
ABC CONVENIENCE STORE #14 | 703 OOTHCALOOGA ST | CALHOUN | Gordon | 640125 | 19001 | Exempted | 1998-10-01 | FALSE | 1998-10-19 | FALSE | Currently in Use | Biodiesel | 10027 | Steel-Impressed Current | 1971-05-12 | Fiberglass Reinforced Plastic | Pressurized
ABC CONVENIENCE STORE #14 | 703 OOTHCALOOGA ST | CALHOUN | Gordon | 640125 | 19002 |  | 1998-10-01 | FALSE | 1998-10-01 | FALSE | Currently in Use | Premium | 10027 | Steel-Impressed Current | 1998-10-01 | Fiberglass Reinforced Plastic | Pressurized
ABC CONVENIENCE STORE #14 | 703 OOTHCALOOGA ST | CALHOUN | Gordon | 640125 | 19003 | Ball Float | 1998-10-01 | FALSE | 1998-10-01 | FALSE | Currently in Use | Regular | 6110 | Steel-Impressed Current | 1998-10-01 | Fiberglass Reinforced Plastic | Pressurized
FARMER'S MUTUAL EXCHANGE | N IND BLVD | CALHOUN | Gordon | 640130 | 1 | [5 empty] | Removed from Ground | Diesel | 1000 | Bare Steel | 1971-05-12 | Unknown
RAYMOND KING CONST CO | WEST MAY ST 2 HWY 33 | CALHOUN | Gordon | 640131 | 1 | [5 empty] | Removed from Ground | Diesel | 1000 | Bare Steel | 1971-05-12 | Unknown
HOLSOMBACK GROCERY | HWY 53 | FAIRMOUNT | Gordon | 640136 | 1 | [5 empty] | Removed from Ground | Gas (Historical Use) | 1000 | Bare Steel | 1986-05-08 | Galvanized Steel
HOLSOMBACK GROCERY | HWY 53 | FAIRMOUNT | Gordon | 640136 | 2 | [5 empty] | Removed from Ground | Gas (Historical Use) | 1000 | Bare Steel | 1986-05-08 | Galvanized Steel
MCENTYRE GROCERY | 7889 FAIRMOUNT HWY SE\HWY 53 | CALHOUN | Gordon | 640138 | 1 | [5 empty] | Removed from Ground | Gas (Historical Use) | 560 | Bare Steel | 1952-01-01 | Galvanized Steel | Suction (American)
MCENTYRE GROCERY | 7889 FAIRMOUNT HWY SE\HWY 53 | CALHOUN | Gordon | 640138 | 2 | [5 empty] | Removed from Ground | Gas (Historical Use) | 560 | Bare Steel | 1952-01-01 | Galvanized Steel | Suction (American)
FAIRMOUNT SERVICE STATION | US HWY 411 | FAIRMOUNT | Gordon | 640139 | 1 | [5 empty] | Removed from Ground | Gas (Historical Use) | 1000 | Bare Steel | 1971-05-12 | Unknown
FAIRMOUNT SERVICE STATION | US HWY 411 | FAIRMOUNT | Gordon | 640139 | 2 | [5 empty] | Removed from Ground | Gas (Historical Use) | 1000 | Bare Steel | 1971-05-12 | Unknown
FAIRMOUNT SERVICE STATION | US HWY 411 | FAIRMOUNT | Gordon | 640139 | 3 | [5 empty] | Removed from Ground | Gas (Historical Use) | 1000 | Bare Steel | 1971-05-12 | Unknown
GOLD KIST STORE | NORTH IND BLVD | CALHOUN | Gordon | 640140 | 1 | [5 empty] | Removed from Ground | Gas (Historical Use) | 1000 | Bare Steel | 1974-05-10 | Galvanized Steel
CARRIAGE INDUSTRIES INC | 185 S INDUSTRIAL BLVD | CALHOUN | Gordon | 640142 | 2 | [5 empty] | Closed in Ground | Diesel | 10000 | Bare Steel | 1980-05-09 | Not Marked
CARRIAGE INDUSTRIES INC | 185 S INDUSTRIAL BLVD | CALHOUN | Gordon | 640142 | 3 | [5 empty] | Closed in Ground | Gas (Historical Use) | 10000 | Bare Steel | 1980-05-09 | Galvanized Steel | Suction (American)
CARRIAGE INDUSTRIES INC | 185 S INDUSTRIAL BLVD | CALHOUN | Gordon | 640142 | 4 | [5 empty] | Removed from Ground | Diesel | 15000 | Bare Steel | 1985-05-08 | Galvanized Steel | Suction (American)
CARRIAGE INDUSTRIES INC | 185 S INDUSTRIAL BLVD | CALHOUN | Gordon | 640142 | 5 |  |  | TRUE |  | TRUE | Removed from Ground | Used Oil | 2000 | Bare Steel | 1985-05-08 | Galvanized Steel
MULTITEX CORP OF AMERICA | 200 FAIR STREET | CALHOUN | Gordon | 640143 | 1 | [5 empty] | Removed from Ground | Diesel | 5000 | Bare Steel | 1972-05-11 | Bare Steel
MULTITEX CORP OF AMERICA | 200 FAIR STREET | CALHOUN | Gordon | 640143 | 2 | [5 empty] | Removed from Ground | Gas (Historical Use) | 1000 | Bare Steel | 1972-05-11 | Bare Steel
MASTER MAT | SOUTH IND BOULEVARD | CALHOUN | Gordon | 640145 | 1 | [5 empty] | Removed from Ground | Gas (Historical Use) | 6000 | Bare Steel | 1966-05-13 | Galvanized Steel
MASTER MAT | SOUTH IND BOULEVARD | CALHOUN | Gordon | 640145 | 2 | [5 empty] | Removed from Ground | Diesel | 8000 | Bare Steel | 1966-05-13 | Galvanized Steel
AMERICAN NATIONAL LLC | 100 MARINE DR | CALHOUN | Gordon | 640148 | 1 | [5 empty] | Removed from Ground | Gas (Historical Use) | 20000 | Fiberglass | 1984-05-08 | Cathodically Protected
AMERICAN NATIONAL LLC | 100 MARINE DR | CALHOUN | Gordon | 640148 | 2 | [5 empty] | Removed from Ground | Other | 12000 | Fiberglass | 1984-05-08 | Cathodically Protected
AMERICAN NATIONAL LLC | 100 MARINE DR | CALHOUN | Gordon | 640148 | 3 | [5 empty] | Removed from Ground | Kerosene | 12000 | Fiberglass | 1984-05-08 | Cathodically Protected
AMERICAN NATIONAL LLC | 100 MARINE DR | CALHOUN | Gordon | 640148 | 4 | [5 empty] | Removed from Ground | Other | 8000 | Fiberglass | 1984-05-08 | Cathodically Protected
AMERICAN NATIONAL LLC | 100 MARINE DR | CALHOUN | Gordon | 640148 | 5 | [5 empty] | Removed from Ground | Diesel | 1000 | Bare Steel | 1984-05-08 | Galvanized Steel
AMERICAN NATIONAL LLC | 100 MARINE DR | CALHOUN | Gordon | 640148 | 6 |  | 1993-01-09 |  | 1992-03-15 |  | Removed from Ground | Gas (Historical Use) | 8000 | Double Walled | 1992-03-15 | Fiberglass Reinforced Plastic | Gravity Fed
AMERICAN NATIONAL LLC | 100 MARINE DR | CALHOUN | Gordon | 640148 | 7 |  | 1992-03-15 |  | 1992-03-15 |  | Removed from Ground | Other | 6000 | Double Walled | 1992-03-15 | Fiberglass Reinforced Plastic | Gravity Fed
AMERICAN NATIONAL LLC | 100 MARINE DR | CALHOUN | Gordon | 640148 | 8 |  | 1992-03-15 |  | 1992-03-15 |  | Removed from Ground | Other | 600 | Double Walled | 1992-03-15 | Fiberglass Reinforced Plastic | Gravity Fed
AMERICAN NATIONAL LLC | 100 MARINE DR | CALHOUN | Gordon | 640148 | 9 |  | 1992-03-15 |  |  | TRUE | Removed from Ground | Other | 600 | Double Walled | 1992-03-15 | Fiberglass Reinforced Plastic | Gravity Fed
BST/CALHOUN CO R9450 | 502 NORTH WALL ST | CALHOUN | Gordon | 640151 | 1 | [5 empty] | Removed from Ground | Other | 1000 | Bare Steel | 1978-01-01 | Copper | Suction (American)
FORMER DAYS INN OF CALHOUN | 742 GA HWY 53 & I-75 | CALHOUN | Gordon | 640152 | 1 | [5 empty] | Removed from Ground | Gas (Historical Use) | 10000 | Bare Steel | 1973-08-10 | Bare Steel | Safe Suction (Euro)
FORMER DAYS INN OF CALHOUN | 742 GA HWY 53 & I-75 | CALHOUN | Gordon | 640152 | 2 | [5 empty] | Removed from Ground | Gas (Historical Use) | 10000 | Bare Steel | 1973-08-10 | Bare Steel | Safe Suction (Euro)
FORMER DAYS INN OF CALHOUN | 742 GA HWY 53 & I-75 | CALHOUN | Gordon | 640152 | 3 | [5 empty] | Removed from Ground | Gas (Historical Use) | 10000 | Bare Steel | 1973-08-10 | Bare Steel | Safe Suction (Euro)
SOLEM INDUSTRIES INC | BOOKER RD | FAIRMOUNT | Gordon | 640153 | 1 | [5 empty] | Removed from Ground | Diesel | 1 | Bare Steel | 1986-05-16 | Galvanized Steel
ABC CONVENIENCE STORE | 4095 CHATSWORTH HWY 225 | RESACA | Gordon | 640154 | 1 | Flapper Valve | 1994-07-01 | FALSE | 1999-01-01 | FALSE | Currently in Use | Regular | 6000 | Steel-Impressed Current | 1984-06-01 | Steel (Impressed Current) | Safe Suction (Euro)
ABC CONVENIENCE STORE | 4095 CHATSWORTH HWY 225 | RESACA | Gordon | 640154 | 2 |  |  | FALSE |  | FALSE | Removed from Ground |  | 2000 | Bare Steel | 1984-06-01 | Bare Steel
ABC CONVENIENCE STORE | 4095 CHATSWORTH HWY 225 | RESACA | Gordon | 640154 | 3 | Flapper Valve | 1994-07-01 | FALSE | 2007-12-01 | FALSE | Currently in Use | Regular | 2000 | Steel-Impressed Current | 1994-07-01 | Steel (Impressed Current) | Safe Suction (Euro)
ABC CONVENIENCE STORE | 4095 CHATSWORTH HWY 225 | RESACA | Gordon | 640154 | 4 | Flapper Valve | 1994-07-01 | FALSE | 2007-12-01 | FALSE | Currently in Use | Diesel | 2000 | Steel-Impressed Current | 1994-07-01 | Steel (Impressed Current) | Safe Suction (Euro)
TRADING POST | HWY 53 | CALHOUN | Gordon | 640156 | 1 | [5 empty] | Removed from Ground | Gas (Historical Use) | 3000 | Cathodically Protected Steel | 1986-07-24 | Galvanized Steel
TRADING POST | HWY 53 | CALHOUN | Gordon | 640156 | 2 | [5 empty] | Removed from Ground | Gas (Historical Use) | 3000 | Cathodically Protected Steel | 1986-07-24 | Galvanized Steel
TRADING POST | HWY 53 | CALHOUN | Gordon | 640156 | 3 | [5 empty] | Removed from Ground | Gas (Historical Use) | 2000 | Cathodically Protected Steel | 1986-07-24 | Galvanized Steel
SWIFTY SERVE #640 | 1222 US HWY 41 N | CALHOUN | Gordon | 640157 | 1 |  | 1996-10-31 |  | 1996-10-31 |  | Removed from Ground | Gas (Historical Use) | 4000 | Steel-Impressed Current | 1987-10-01 | Cathodically Protected | Safe Suction (Euro)
SWIFTY SERVE #640 | 1222 US HWY 41 N | CALHOUN | Gordon | 640157 | 2 |  | 1996-10-31 |  | 1996-10-31 |  | Removed from Ground | Gas (Historical Use) | 4000 | Steel-Impressed Current | 1981-01-01 | Cathodically Protected | Safe Suction (Euro)
SWIFTY SERVE #640 | 1222 US HWY 41 N | CALHOUN | Gordon | 640157 | 3 |  | 1996-10-31 |  | 1996-10-31 |  | Removed from Ground | Gas (Historical Use) | 4000 | Steel-Impressed Current | 1987-10-01 | Cathodically Protected | Safe Suction (Euro)
SWIFTY SERVE #640 | 1222 US HWY 41 N | CALHOUN | Gordon | 640157 | 4 |  | 1996-10-31 |  | 1996-10-31 |  | Removed from Ground | Gas (Historical Use) | 4000 | Steel-Impressed Current | 1981-01-01 | Cathodically Protected | Safe Suction (Euro)
CLOSED | US 41 HWY | CALHOUN | Gordon | 640160 | 1 | [5 empty] | Removed from Ground | Empty | 0 | Bare Steel | 1987-01-01 | Unknown
CLOSED | US 41 HWY | CALHOUN | Gordon | 640160 | 2 | [5 empty] | Removed from Ground | Empty | 0 | Bare Steel | 1987-01-01 | Unknown
CLOSED | US 41 HWY | CALHOUN | Gordon | 640160 | 3 | [5 empty] | Removed from Ground | Gas (Historical Use) | 0 | Bare Steel | 1987-01-01 | Unknown
CLOSED | US 41 HWY | CALHOUN | Gordon | 640160 | 4 | [5 empty] | Removed from Ground | Gas (Historical Use) | 0 | Bare Steel | 1987-01-01 | Unknown
GORDON COUNTY BOARD OF EDUCATION | 1300 DEWS POND RD | CALHOUN | Gordon | 640161 | 1 | [5 empty] | Removed from Ground | Diesel | 5000 | Bare Steel | 1977-01-03 | Galvanized Steel
GORDON COUNTY BOARD OF EDUCATION | 1300 DEWS POND RD | CALHOUN | Gordon | 640161 | 10 | Flapper Valve | 1999-06-30 | FALSE | 1999-06-30 | TRUE | Currently in Use | Diesel | 15000 | Tank Jacket | 1999-06-30 | Fiberglass Reinforced Plastic | Pressurized
GORDON COUNTY BOARD OF EDUCATION | 1300 DEWS POND RD | CALHOUN | Gordon | 640161 | 11 | Flapper Valve | 1999-06-30 | FALSE | 1999-06-30 | TRUE | Currently in Use | Regular | 10000 | Tank Jacket | 1999-06-30 | Fiberglass Reinforced Plastic | Pressurized
GORDON COUNTY BOARD OF EDUCATION | 1300 DEWS POND RD | CALHOUN | Gordon | 640161 | 2 | [5 empty] | Removed from Ground | Diesel | 5000 | Bare Steel | 1977-01-03 | Galvanized Steel
GORDON COUNTY BOARD OF EDUCATION | 1300 DEWS POND RD | CALHOUN | Gordon | 640161 | 3 | [5 empty] | Removed from Ground | Gas (Historical Use) | 500 | Bare Steel | 1977-01-03 | Galvanized Steel
GORDON COUNTY BOARD OF EDUCATION | 1300 DEWS POND RD | CALHOUN | Gordon | 640161 | 4 |  |  | TRUE |  | TRUE | Removed from Ground | Used Oil | 500 | Bare Steel | 1977-01-03 | Galvanized Steel
GORDON COUNTY BOARD OF EDUCATION | 1300 DEWS POND RD | CALHOUN | Gordon | 640161 | 5 |  |  | TRUE | 1986-01-01 | TRUE | Closed in Ground | Used Oil | 2000 | Cathodically Protected Steel | 1986-01-01 | Galvanized Steel | Gravity Fed
GORDON COUNTY BOARD OF EDUCATION | 1300 DEWS POND RD | CALHOUN | Gordon | 640161 | 6 |  | 1986-01-01 |  | 1986-01-01 |  | Removed from Ground | Diesel | 10000 | Cathodically Protected Steel | 1986-01-01 | Fiberglass Reinforced Plastic | Pressurized
GORDON COUNTY BOARD OF EDUCATION | 1300 DEWS POND RD | CALHOUN | Gordon | 640161 | 7 |  | 1986-01-01 |  | 1986-01-01 |  | Removed from Ground | Diesel | 10000 | Cathodically Protected Steel | 1986-01-01 | Fiberglass Reinforced Plastic | Pressurized
GORDON COUNTY BOARD OF EDUCATION | 1300 DEWS POND RD | CALHOUN | Gordon | 640161 | 8 |  | 1986-01-01 |  | 1986-01-01 |  | Removed from Ground | Other | 6000 | Cathodically Protected Steel | 1986-01-01 | Galvanized Steel | Pressurized
GORDON COUNTY BOARD OF EDUCATION | 1300 DEWS POND RD | CALHOUN | Gordon | 640161 | 9 |  |  | TRUE | 1986-01-01 | TRUE | Removed from Ground | Used Oil | 8000 | Cathodically Protected Steel | 1986-01-01 | Galvanized Steel | Gravity Fed
NEELS MARKET | 602 HWY 53 | CALHOUN | Gordon | 640162 | 1 | Flapper Valve | 1986-01-01 | FALSE | 1986-01-01 | FALSE | Temporarily out of use | Regular | 8000 | Fiberglass | 1986-01-01 | Fiberglass Reinforced Plastic | Safe Suction (Euro)
NEELS MARKET | 602 HWY 53 | CALHOUN | Gordon | 640162 | 2 | Flapper Valve | 1986-01-01 | FALSE | 1986-01-01 | FALSE | Temporarily out of use | Gas (Historical Use) | 10000 | Fiberglass | 1986-01-01 | Fiberglass Reinforced Plastic | Safe Suction (Euro)
NEELS MARKET | 602 HWY 53 | CALHOUN | Gordon | 640162 | 3 | Flapper Valve | 1986-01-01 |  | 1986-01-01 |  | Currently in Use | Gas (Historical Use) | 8000 | Fiberglass | 1986-01-01 | Fiberglass Reinforced Plastic | Pressurized
NEELS MARKET | 602 HWY 53 | CALHOUN | Gordon | 640162 | 4 |  | 1986-01-01 |  | 1986-01-01 |  | Temporarily out of use | Kerosene | 1000 | Fiberglass | 1986-01-01 | Fiberglass Reinforced Plastic | Safe Suction (Euro)
USA FOODMART INC | 1449 US 41 N | CALHOUN | Gordon | 640163 | 1 |  | 1987-01-01 | FALSE | 1987-01-01 | FALSE | Currently in Use | Regular | 10000 | Composite | 1987-01-01 | Fiberglass Reinforced Plastic | Pressurized
USA FOODMART INC | 1449 US 41 N | CALHOUN | Gordon | 640163 | 2 |  | 1987-01-01 | FALSE | 1987-01-01 | FALSE | Currently in Use | Premium | 8200 | Composite | 1987-01-01 | Fiberglass Reinforced Plastic | Pressurized
USA FOODMART INC | 1449 US 41 N | CALHOUN | Gordon | 640163 | 3 |  | 1987-01-01 | FALSE | 1987-01-01 | FALSE | Currently in Use | Diesel | 8200 | Composite | 1987-01-01 | Fiberglass Reinforced Plastic | Pressurized
USA FOODMART INC | 1449 US 41 N | CALHOUN | Gordon | 640163 | 4 |  | 1987-01-01 |  | 1987-01-01 |  | Temporarily out of use | Diesel | 6000 | Composite | 1987-01-01 | Fiberglass Reinforced Plastic | Pressurized
USA FOODMART INC | 1449 US 41 N | CALHOUN | Gordon | 640163 | 5 |  | 1987-01-01 |  | 1987-01-01 |  | Temporarily out of use | Kerosene | 6000 | Composite | 1987-01-01 | Fiberglass Reinforced Plastic | Pressurized
ONE STOP SHOP | 3711 ROME RD SW | PLAINVILLE | Gordon | 640165 | 1 |  | 1998-06-01 |  | 1998-06-01 |  | Removed from Ground | Gas (Historical Use) | 4000 | Steel-Impressed Current | 1986-01-01 | Cathodically Protected | Safe Suction (Euro)
ONE STOP SHOP | 3711 ROME RD SW | PLAINVILLE | Gordon | 640165 | 2 |  | 1998-06-01 |  | 1998-06-01 |  | Removed from Ground | Gas (Historical Use) | 4000 | Steel-Impressed Current | 1986-01-01 | Cathodically Protected | Safe Suction (Euro)
ONE STOP SHOP | 3711 ROME RD SW | PLAINVILLE | Gordon | 640165 | 3 |  | 1998-06-01 |  | 1998-06-01 |  | Removed from Ground | Gas (Historical Use) | 4000 | Steel-Impressed Current | 1986-01-01 | Cathodically Protected | Safe Suction (Euro)
ONE STOP SHOP | 3711 ROME RD SW | PLAINVILLE | Gordon | 640165 | 4 |  | 1998-06-01 |  | 1998-06-01 |  | Removed from Ground | Gas (Historical Use) | 4000 | Steel-Impressed Current | 1986-01-01 | Cathodically Protected | Safe Suction (Euro)
E L DAVIS TRANSMISSION | 1367 US 41 N | CALHOUN | Gordon | 640168 | 1 | [5 empty] | Removed from Ground | Gas (Historical Use) | 1000 | Bare Steel | 1981-05-09 | Galvanized Steel
VACANT LOT/OLD STATION NEW ST D | 943 HWY 53 SE | CALHOUN | Gordon | 640171 | 1 | [5 empty] | Removed from Ground | Gas (Historical Use) | 10000 | Fiberglass | 1982-04-30 | Fiberglass Reinforced Plastic
VACANT LOT/OLD STATION NEW ST D | 943 HWY 53 SE | CALHOUN | Gordon | 640171 | 2 | [5 empty] | Removed from Ground | Gas (Historical Use) | 10000 | Fiberglass | 1982-04-30 | Fiberglass Reinforced Plastic
VACANT LOT/OLD STATION NEW ST D | 943 HWY 53 SE | CALHOUN | Gordon | 640171 | 3 | [5 empty] | Removed from Ground | Gas (Historical Use) | 10000 | Fiberglass | 1982-04-30 | Fiberglass Reinforced Plastic
VACANT LOT/OLD STATION NEW ST D | 943 HWY 53 SE | CALHOUN | Gordon | 640171 | 4 | [5 empty] | Removed from Ground | Diesel | 10000 | Fiberglass | 1982-04-30 | Fiberglass Reinforced Plastic
S & R GROCERY | 1133 SOUTH WALL ST | CALHOUN | Gordon | 642000 | 1 | Ball Float | 1987-01-01 |  | 1987-01-01 |  | Removed from Ground | Gas (Historical Use) | 7910 | Galvanic (STIP-3) | 1987-11-04 | Fiberglass Reinforced Plastic | Pressurized
S & R GROCERY | 1133 SOUTH WALL ST | CALHOUN | Gordon | 642000 | 2 | Ball Float | 1987-01-01 |  | 1987-01-01 |  | Removed from Ground | Gas (Historical Use) | 7910 | Galvanic (STIP-3) | 1987-11-04 | Fiberglass Reinforced Plastic | Pressurized
S & R GROCERY | 1133 SOUTH WALL ST | CALHOUN | Gordon | 642000 | 3 | Ball Float | 1987-01-01 |  | 1987-01-01 |  | Removed from Ground | Gas (Historical Use) | 7910 | Galvanic (STIP-3) | 1987-11-04 | Fiberglass Reinforced Plastic | Pressurized
S & R GROCERY | 1133 SOUTH WALL ST | CALHOUN | Gordon | 642000 | 4 | Ball Float | 2011-10-06 | FALSE | 1997-01-01 | FALSE | Currently in Use | Regular | 10000 | Composite Double Walled | 2011-10-06 | Double-Walled Fiberglass | Pressurized
S & R GROCERY | 1133 SOUTH WALL ST | CALHOUN | Gordon | 642000 | 5 | Ball Float | 2011-10-06 | FALSE | 1997-01-01 | FALSE | Currently in Use | Premium | 4000 | Composite Double Walled | 2011-10-06 | Double-Walled Fiberglass | Pressurized
S & R GROCERY | 1133 SOUTH WALL ST | CALHOUN | Gordon | 642000 | 6 | Ball Float | 2011-10-06 | FALSE | 1997-01-01 | FALSE | Currently in Use | Diesel | 4000 | Composite Double Walled | 2011-10-06 | Double-Walled Fiberglass | Pressurized
H & K SHOPPETTE #130 | 3580 US HWY 41 NORTH | RESACA | Gordon | 642001 | 1 |  | 1987-11-04 |  | 1987-11-04 |  | Temporarily out of use | Gas (Historical Use) | 10000 | Composite | 1987-11-04 | Fiberglass Reinforced Plastic | Pressurized
H & K SHOPPETTE #130 | 3580 US HWY 41 NORTH | RESACA | Gordon | 642001 | 2 |  | 1987-11-04 |  | 1987-11-04 |  | Temporarily out of use | Gas (Historical Use) | 8000 | Composite | 1987-11-04 | Fiberglass Reinforced Plastic | Pressurized
H & K SHOPPETTE #130 | 3580 US HWY 41 NORTH | RESACA | Gordon | 642001 | 3 |  | 1987-11-04 |  | 1987-11-04 |  | Temporarily out of use | Gas (Historical Use) | 8000 | Composite | 1987-11-04 | Fiberglass Reinforced Plastic | Pressurized
GA DOT #10611/FAIRMOUNT MAINT HQ | 2260 US HWY 411 NORTH | FAIRMOUNT | Gordon | 570085 | 1061101 | [5 empty] | Removed from Ground | Gas (Historical Use) | 1000 | Bare Steel | 1980-04-30 | Galvanized Steel
GA DOT #10611/FAIRMOUNT MAINT HQ | 2260 US HWY 411 NORTH | FAIRMOUNT | Gordon | 570085 | 1061102 | [5 empty] | Removed from Ground | Gas (Historical Use) | 1000 | Bare Steel | 1986-04-29 | Galvanized Steel
GA DOT #10611/FAIRMOUNT MAINT HQ | 2260 US HWY 411 NORTH | FAIRMOUNT | Gordon | 570085 | 611D1 | [5 empty] | Removed from Ground | Diesel | 2000 | Cathodically Protected Steel | 1989-06-09 | Galvanized Steel | Safe Suction (Euro)
ABF FREIGHT SYSTEM | 1401 US HWY 41 S | CALHOUN | Gordon | 640001 | 1 | [5 empty] | Removed from Ground | Diesel | 4000 | Bare Steel | 1971-01-01 | Bare Steel
ABF FREIGHT SYSTEM | 1401 US HWY 41 S | CALHOUN | Gordon | 640001 | 2 | [5 empty] | Removed from Ground | Diesel | 4000 | Bare Steel | 1971-01-01 | Unknown
C W BARRETT JR | HWY 53 W/ROME RD/RT 1 | CALHOUN | Gordon | 640002 | 1 | [5 empty] | Removed from Ground | Gas (Historical Use) | 2000 | Bare Steel | 1981-02-19 | Galvanized Steel
C W BARRETT JR | HWY 53 W/ROME RD/RT 1 | CALHOUN | Gordon | 640002 | 2 | [5 empty] | Removed from Ground | Gas (Historical Use) | 2000 | Bare Steel | 1981-02-19 | Galvanized Steel
C W BARRETT JR | HWY 53 W/ROME RD/RT 1 | CALHOUN | Gordon | 640002 | 3 | [5 empty] | Removed from Ground | Gas (Historical Use) | 2000 | Bare Steel | 1981-02-19 | Galvanized Steel
C W BARRETT JR | HWY 53 W/ROME RD/RT 1 | CALHOUN | Gordon | 640002 | 4 | [5 empty] | Removed from Ground | Diesel | 2000 | Bare Steel | 1981-02-19 | Galvanized Steel
CALHOUN FARM SUPPLY | 210 NORTH KING | CALHOUN | Gordon | 640004 | 1 | [5 empty] | Removed from Ground | Gas (Historical Use) | 560 | Bare Steel | 1972-01-01 | Galvanized Steel
ABF FREIGHT SYSTEM INC | 202 DAMASCUS ROAD NE | CALHOUN | Gordon | 640005 | 1 | [5 empty] | Removed from Ground | Diesel | 20000 | Bare Steel | 1975-02-09 | Galvanized Steel
ABF FREIGHT SYSTEM INC | 202 DAMASCUS ROAD NE | CALHOUN | Gordon | 640005 | 2 |  |  | TRUE |  | TRUE | Removed from Ground | Used Oil | 4000 | Bare Steel | 1975-02-09 | Galvanized Steel
ABF FREIGHT SYSTEM INC | 202 DAMASCUS ROAD NE | CALHOUN | Gordon | 640005 | 3 | [5 empty] | Removed from Ground | Diesel | 10000 | Bare Steel | 1975-01-01 | Unknown | Safe Suction (Euro)
ABF FREIGHT SYSTEM INC | 202 DAMASCUS ROAD NE | CALHOUN | Gordon | 640005 | 4 | [5 empty] | Removed from Ground | Diesel | 10000 | Bare Steel | 1975-01-01 | Unknown | Safe Suction (Euro)
FAIRMOUNT FOODMART | 11884 GA HWY 53 E | FAIRMOUNT | Gordon | 640006 | 2501 | Ball Float | 1996-04-01 | FALSE | 1996-04-01 | FALSE | Currently in Use | Regular | 10000 | Steel-Impressed Current | 1985-06-01 | Fiberglass Reinforced Plastic | Pressurized
FAIRMOUNT FOODMART | 11884 GA HWY 53 E | FAIRMOUNT | Gordon | 640006 | 2502 | Ball Float | 1996-04-01 | FALSE | 1996-04-01 | FALSE | Currently in Use | Diesel | 10000 | Steel-Impressed Current | 1985-06-01 | Fiberglass Reinforced Plastic | Pressurized
FAIRMOUNT FOODMART | 11884 GA HWY 53 E | FAIRMOUNT | Gordon | 640006 | 2503 | Ball Float | 1996-04-01 | FALSE | 1996-04-01 | FALSE | Currently in Use | Premium | 6000 | Steel-Impressed Current | 1985-06-01 | Fiberglass Reinforced Plastic | Pressurized
FAIRMOUNT FOODMART | 11884 GA HWY 53 E | FAIRMOUNT | Gordon | 640006 | 2504 | Ball Float | 1996-04-01 | FALSE | 1996-04-01 | FALSE | Currently in Use | Diesel | 10000 | Steel-Impressed Current | 1985-06-01 | Fiberglass Reinforced Plastic | Pressurized
FAIRMOUNT TELEPHONE CO INC | 200 NORTH AVE | FAIRMOUNT | Gordon | 640007 | 1 | [5 empty] | Removed from Ground | Gas (Historical Use) | 2000 | Bare Steel | 1974-02-27 | Galvanized Steel
DEPT PUBLIC SAFETY/GSP POST 43 | ROUTE 2/1166 LOVERS LANE RD | CALHOUN | Gordon | 640008 | 1 | [5 empty] | Removed from Ground | Gas (Historical Use) | 3000 | Bare Steel | 1970-03-10 | Galvanized Steel
GA - CUMBERLAND ACADEMY | RT 1 BOX 222 REEVES RD | CALHOUN | Gordon | 640009 | 1 | [5 empty] | Removed from Ground | Other | 8000 | Bare Steel | 1966-03-03 | Unknown
GA - CUMBERLAND ACADEMY | RT 1 BOX 222 REEVES RD | CALHOUN | Gordon | 640009 | 2 | [5 empty] | Removed from Ground | Other | 3000 | Bare Steel | 1974-03-01 | Unknown
GA - CUMBERLAND ACADEMY | RT 1 BOX 222 REEVES RD | CALHOUN | Gordon | 640009 | 3 | [5 empty] | Currently in Use | Diesel | 8000 | Bare Steel | 1966-03-03 | Copper | Safe Suction (Euro)
GA - CUMBERLAND ACADEMY | RT 1 BOX 222 REEVES RD | CALHOUN | Gordon | 640009 | 4 | [5 empty] | Removed from Ground | Other | 500 | Bare Steel | 1966-03-03 | Unknown
TRANSPORATION DEPARTMENT | 519 PINE ST | CALHOUN | Gordon | 640010 | 1 | [5 empty] | Removed from Ground | Gas (Historical Use) | 4000 | Bare Steel | 1960-01-20 | Unknown
TRANSPORATION DEPARTMENT | 519 PINE ST | CALHOUN | Gordon | 640010 | 2 | [5 empty] | Removed from Ground | Gas (Historical Use) | 6000 | Bare Steel | 1964-01-19 | Unknown
TRANSPORATION DEPARTMENT | 519 PINE ST | CALHOUN | Gordon | 640010 | 3 |  | 1990-03-01 |  | 1990-03-01 |  | Removed from Ground | Gas (Historical Use) | 6000 | Composite | 1990-03-01 | Fiberglass Reinforced Plastic
TRANSPORATION DEPARTMENT | 519 PINE ST | CALHOUN | Gordon | 640010 | 4 |  | 1990-03-01 |  | 1990-03-01 |  | Removed from Ground | Diesel | 10000 | Composite | 1990-03-01 | Fiberglass Reinforced Plastic
RED BUD HIGH SCHOOL | ST RT 156 RED BUD RD | CALHOUN | Gordon | 640011 | 1 | [5 empty] | Removed from Ground | Gas (Historical Use) | 4000 | Bare Steel | 1964-01-19 | Unknown
FAIRMOUNT HIGH SCHOOL | ST RT 53 E | FAIRMOUNT | Gordon | 640012 | 1 | [5 empty] | Removed from Ground | Gas (Historical Use) | 4000 | Bare Steel | 1964-01-19 | Unknown
FAIRMOUNT HIGH SCHOOL | ST RT 53 E | FAIRMOUNT | Gordon | 640012 | 2 | [5 empty] | Removed from Ground | Kerosene | 1000 | Bare Steel | 1961-01-19 | Unknown
MERCER MARINE TRANSIT CORP | 273 JOHNSON LAKE RD | CALHOUN | Gordon | 640015 | 1 | [5 empty] | Permanently Out of Use - historical purposes | Diesel | 8000 | Bare Steel | 1974-03-08 | Bare Steel | Suction (American)
MERCER MARINE TRANSIT CORP | 273 JOHNSON LAKE RD | CALHOUN | Gordon | 640015 | 2 | [5 empty] | Permanently Out of Use - historical purposes | Diesel | 8000 | Bare Steel | 1974-03-08 | Galvanized Steel | Suction (American)
NORTHWEST GA PAVING | 501 WEST MAY ST | CALHOUN | Gordon | 640016 | 1 | [5 empty] | Removed from Ground | Diesel | 8000 | Bare Steel | 1976-03-01 | Galvanized Steel
NORTHWEST GA PAVING | 501 WEST MAY ST | CALHOUN | Gordon | 640016 | 2 | [5 empty] | Removed from Ground | Gas (Historical Use) | 1000 | Bare Steel | 1976-03-01 | Galvanized Steel
NORTHWEST GA PAVING | 501 WEST MAY ST | CALHOUN | Gordon | 640016 | 3 | [5 empty] | Removed from Ground | Diesel | 6000 | Bare Steel | 1980-02-29 | Galvanized Steel
NORTHWEST GA PAVING | 501 WEST MAY ST | CALHOUN | Gordon | 640016 | 4 | [5 empty] | Removed from Ground | Diesel | 6000 | Bare Steel | 1980-02-29 | Galvanized Steel | Suction (American)
NORTHWEST GA PAVING | 501 WEST MAY ST | CALHOUN | Gordon | 640016 | 5 | [5 empty] | Removed from Ground | Other | 500 | Bare Steel | 1985-02-27 | Galvanized Steel | Suction (American)
NORTHWEST GA PAVING | 501 WEST MAY ST | CALHOUN | Gordon | 640016 | 6 | [5 empty] | Removed from Ground | Other | 500 | Bare Steel | 1985-02-27 | Galvanized Steel | Suction (American)
NORTHWEST GA PAVING | 501 WEST MAY ST | CALHOUN | Gordon | 640016 | 7 |  |  | TRUE |  | TRUE | Removed from Ground | Used Oil | 500 | Bare Steel | 1985-02-27 | Galvanized Steel | Suction (American)
NORTHWEST GA PAVING | 501 WEST MAY ST | CALHOUN | Gordon | 640016 | 8 | Ball Float | 1993-09-01 | FALSE | 1993-09-01 | FALSE | Currently in Use | Diesel | 15000 | Composite | 1993-09-01 | Fiberglass Reinforced Plastic | Pressurized
NORTHWEST GA PAVING | 501 WEST MAY ST | CALHOUN | Gordon | 640016 | 9 | Flapper Valve | 1993-09-01 | FALSE | 1993-09-01 | FALSE | Currently in Use | Regular | 3000 | Composite | 1993-09-01 | Fiberglass Reinforced Plastic | Safe Suction (Euro)
QUALITY FINISHERS INC | OLD DALTON RD | CALHOUN | Gordon | 640018 | 1 | [5 empty] | Permanently Out of Use - historical purposes | Gas (Historical Use) | 2000 | Bare Steel | 1973-01-25 | Galvanized Steel
QUALITY FINISHERS INC | OLD DALTON RD | CALHOUN | Gordon | 640018 | 2 | [5 empty] | Permanently Out of Use - historical purposes | Diesel | 2000 | Bare Steel | 1978-01-24 | Galvanized Steel
SPRINGS INDUSTRIES INC | NORTH IND BLVD | CALHOUN | Gordon | 640019 | 1 | [5 empty] | Removed from Ground | Gas (Historical Use) | 1000 | Bare Steel | 1968-02-17 | Bare Steel
TORRINGTON/FAFNIR | HY 41 SOUTH | CALHOUN | Gordon | 640020 | 1 | [5 empty] | Removed from Ground | Hazardous Substance | 8000 | Bare Steel | 1981-01-25 | Bare Steel
TORRINGTON/FAFNIR | HY 41 SOUTH | CALHOUN | Gordon | 640020 | 3 | [5 empty] | Removed from Ground | Other | 3000 | Bare Steel | 1981-01-25 | Bare Steel
TORRINGTON/FAFNIR | HY 41 SOUTH | CALHOUN | Gordon | 640020 | 4 | [5 empty] | Removed from Ground | Other | 3000 | Bare Steel | 1981-01-25 | Bare Steel
TORRINGTON/FAFNIR | HY 41 SOUTH | CALHOUN | Gordon | 640020 | 5 | [5 empty] | Removed from Ground | Other | 10000 | Bare Steel | 1981-01-25 | Bare Steel
TORRINGTON/FAFNIR | HY 41 SOUTH | CALHOUN | Gordon | 640020 | 6 | [5 empty] | Removed from Ground | Other | 10000 | Bare Steel | 1981-01-25 | Bare Steel
TORRINGTON/FAFNIR | HY 41 SOUTH | CALHOUN | Gordon | 640020 | 7 | [5 empty] | Removed from Ground | Other | 10000 | Bare Steel | 1981-01-25 | Bare Steel
TORRINGTON/FAFNIR | HY 41 SOUTH | CALHOUN | Gordon | 640020 | 8 | [5 empty] | Removed from Ground | Other | 10000 | Bare Steel | 1981-01-25 | Bare Steel
TORRINGTON/FAFNIR | HY 41 SOUTH | CALHOUN | Gordon | 640020 | 9 |  |  | TRUE |  | TRUE | Removed from Ground | Used Oil | 4000 | Bare Steel | 1976-01-27 | Bare Steel
PRATER FORD INC | 704 S WALL ST | CALHOUN | Gordon | 640021 | 1 |  |  | TRUE |  | TRUE | Removed from Ground | Used Oil | 1000 | Bare Steel | 1986-03-24 | Galvanized Steel
CIRCLE K #2723519 | 702 GA HWY 53 SE @ CURTIS PKWY | CALHOUN | Gordon | 640022 | 1 | Flapper Valve | 1987-05-01 | FALSE | 1987-05-01 | FALSE | Currently in Use | Regular | 12000 | Steel-Impressed Current | 1996-08-22 | Fiberglass Reinforced Plastic | Pressurized
CIRCLE K #2723519 | 702 GA HWY 53 SE @ CURTIS PKWY | CALHOUN | Gordon | 640022 | 2 | Flapper Valve | 1987-05-01 | FALSE | 1987-05-01 | FALSE | Currently in Use | Diesel | 8000 | Steel-Impressed Current | 1978-01-01 | Fiberglass Reinforced Plastic | Pressurized
CIRCLE K #2723519 | 702 GA HWY 53 SE @ CURTIS PKWY | CALHOUN | Gordon | 640022 | 3 | Flapper Valve | 1987-05-01 | FALSE | 1987-05-01 | FALSE | Currently in Use | Premium | 8000 | Steel-Impressed Current | 1978-01-01 | Fiberglass Reinforced Plastic | Pressurized
CIRCLE K #2723519 | 702 GA HWY 53 SE @ CURTIS PKWY | CALHOUN | Gordon | 640022 | 4 |  | 1987-05-01 |  | 1987-05-01 |  | Removed from Ground | Diesel | 4000 | Cathodically Protected Steel | 1987-05-01 | Galvanized Steel | Pressurized
CIRCLE K #2723519 | 702 GA HWY 53 SE @ CURTIS PKWY | CALHOUN | Gordon | 640022 | 5 |  | 1987-05-01 |  | 1987-05-01 |  | Removed from Ground | Kerosene | 2000 | Cathodically Protected Steel | 1987-05-01 | Galvanized Steel | Pressurized
CIRCLE K #2723518 | 1310 N HWY 41 | CALHOUN | Gordon | 640023 | 1 | [5 empty] | Removed from Ground | Gas (Historical Use) | 10000 | Bare Steel | 1978-03-26 | Galvanized Steel | Pressurized
CIRCLE K #2723518 | 1310 N HWY 41 | CALHOUN | Gordon | 640023 | 2 | [5 empty] | Removed from Ground | Gas (Historical Use) | 10000 | Bare Steel | 1978-03-26 | Galvanized Steel | Pressurized
CIRCLE K #2723518 | 1310 N HWY 41 | CALHOUN | Gordon | 640023 | 3 | [5 empty] | Removed from Ground | Gas (Historical Use) | 10000 | Bare Steel | 1978-03-26 | Galvanized Steel | Pressurized
CIRCLE K #2723518 | 1310 N HWY 41 | CALHOUN | Gordon | 640023 | 4 | [5 empty] | Removed from Ground | Kerosene | 2000 | Cathodically Protected Steel | 1988-01-26 | Fiberglass Reinforced Plastic | Pressurized
CIRCLE K #2723518 | 1310 N HWY 41 | CALHOUN | Gordon | 640023 | 5 | Ball Float | 1995-07-12 | FALSE | 1995-07-12 | FALSE | Currently in Use | Regular | 10000 | Composite | 1995-07-12 | Double-Walled Flex | Pressurized
CIRCLE K #2723518 | 1310 N HWY 41 | CALHOUN | Gordon | 640023 | 6 | Ball Float | 1995-07-12 | FALSE | 1995-07-12 | FALSE | Currently in Use | Plus | 10000 | Composite | 1995-07-12 | Double-Walled Flex | Pressurized
CIRCLE K #2723518 | 1310 N HWY 41 | CALHOUN | Gordon | 640023 | 7 | Ball Float | 1995-07-12 | FALSE | 1995-07-12 | FALSE | Currently in Use | Premium | 10000 | Composite | 1995-07-12 | Double-Walled Flex
CIRCLE K #2723518 | 1310 N HWY 41 | CALHOUN | Gordon | 640023 | 8 | Ball Float | 1995-07-12 | FALSE | 1995-07-12 | FALSE | Currently in Use | Kerosene | 2000 | Composite | 1995-07-12 | Double-Walled Flex | Pressurized
PANTRY #3513 DBA GOLDEN GALLON | 1476 RED BUD RD | CALHOUN | Gordon | 640024 | 1 | [5 empty] | Removed from Ground | Gas (Historical Use) | 10000 | Bare Steel | 1976-01-04 | Galvanized Steel | Pressurized
PANTRY #3513 DBA GOLDEN GALLON | 1476 RED BUD RD | CALHOUN | Gordon | 640024 | 2 | [5 empty] | Removed from Ground | Gas (Historical Use) | 10000 | Bare Steel | 1976-01-04 | Galvanized Steel | Pressurized
PANTRY #3513 DBA GOLDEN GALLON | 1476 RED BUD RD | CALHOUN | Gordon | 640024 | 3 | [5 empty] | Removed from Ground | Gas (Historical Use) | 10000 | Bare Steel | 1976-01-04 | Galvanized Steel | Pressurized
PANTRY #3513 DBA GOLDEN GALLON | 1476 RED BUD RD | CALHOUN | Gordon | 640024 | 4 | [5 empty] | Removed from Ground | Diesel | 4000 | Cathodically Protected Steel | 1986-01-01 | Fiberglass Reinforced Plastic | Pressurized
PANTRY #3513 DBA GOLDEN GALLON | 1476 RED BUD RD | CALHOUN | Gordon | 640024 | 5 | [5 empty] | Removed from Ground | Kerosene | 2000 | Cathodically Protected Steel | 1986-01-01 | Fiberglass Reinforced Plastic | Pressurized
PANTRY #3513 DBA GOLDEN GALLON | 1476 RED BUD RD | CALHOUN | Gordon | 640024 | 6 |  | 1995-11-04 |  | 1995-11-04 |  | Removed from Ground | Gas (Historical Use) | 10000 | Composite | 1995-11-04 | Double Walled | Pressurized
PANTRY #3513 DBA GOLDEN GALLON | 1476 RED BUD RD | CALHOUN | Gordon | 640024 | 7 |  | 1995-11-04 |  | 1995-11-04 |  | Removed from Ground | Gas (Historical Use) | 10000 | Composite | 1995-11-04 | Double Walled | Pressurized
PANTRY #3513 DBA GOLDEN GALLON | 1476 RED BUD RD | CALHOUN | Gordon | 640024 | 8 |  | 1995-11-04 |  | 1995-11-04 |  | Removed from Ground | Gas (Historical Use) | 10000 | Composite | 1995-11-04 | Double Walled | Pressurized
PANTRY #3513 DBA GOLDEN GALLON | 1476 RED BUD RD | CALHOUN | Gordon | 640024 | 9A |  | 1995-11-04 |  | 1995-11-04 |  | Removed from Ground | Diesel | 4000 | Composite | 1995-11-04 | Double Walled | Pressurized
PANTRY #3513 DBA GOLDEN GALLON | 1476 RED BUD RD | CALHOUN | Gordon | 640024 | 9B |  | 1995-11-04 |  | 1995-11-04 |  | Removed from Ground | Kerosene | 4000 | Composite | 1995-11-04 | Double Walled | Pressurized
MYDRIN INC | NORTH IND BLVD | CALHOUN | Gordon | 640025 | 1 | [5 empty] | Removed from Ground | Gas (Historical Use) | 2000 | Not Marked/Unknown | 1974-03-13 | Not Marked
MYDRIN INC | NORTH IND BLVD | CALHOUN | Gordon | 640025 | 2 | [5 empty] | Removed from Ground | Diesel | 7500 | Bare Steel | 1994-03-17 | Bare Steel | Safe Suction (Euro)
MYDRIN INC | NORTH IND BLVD | CALHOUN | Gordon | 640025 | 3 | [5 empty] | Removed from Ground | Gas (Historical Use) | 1000 | Bare Steel | 1988-01-15 | Bare Steel | Safe Suction (Euro)
MYDRIN INC | NORTH IND BLVD | CALHOUN | Gordon | 640025 | 4 | [5 empty] | Removed from Ground | Gas (Historical Use) | 1000 | Bare Steel | 1988-01-15 | Bare Steel | Safe Suction (Euro)
CALHOUN POLICE DEPT | PIEDMONT ST | CALHOUN | Gordon | 640030 | 1 | [5 empty] | Removed from Ground | Gas (Historical Use) | 0 | Bare Steel | 1961-04-20 | Galvanized Steel
CALHOUN WATER & SEWER DEPT | KIRBY RD | CALHOUN | Gordon | 640031 | 1 | [5 empty] | Removed from Ground | Gas (Historical Use) | 2000 | Bare Steel | 1976-04-16 | Galvanized Steel
CALHOUN WATER & SEWER DEPT | KIRBY RD | CALHOUN | Gordon | 640031 | 2 | [5 empty] | Removed from Ground | Gas (Historical Use) | 1000 | Bare Steel | 1976-04-16 | Galvanized Steel
CALHOUN WATER & SEWER DEPT | KIRBY RD | CALHOUN | Gordon | 640031 | 3 | [5 empty] | Removed from Ground | Diesel | 1000 | Bare Steel | 1976-04-16 | Galvanized Steel
CALHOUN STREET DEPT | KIRBY RD | CALHOUN | Gordon | 640032 | 1 | [5 empty] | Removed from Ground | Gas (Historical Use) | 2000 | Bare Steel | 1986-04-14 | Galvanized Steel
CALHOUN STREET DEPT | KIRBY RD | CALHOUN | Gordon | 640032 | 2 | [5 empty] | Removed from Ground | Diesel | 1000 | Bare Steel | 1986-04-14 | Galvanized Steel
CALHOUN ELECTRIC DEPARTMENT | 120 LOUISE AVE | CALHOUN | Gordon | 640033 | 1 | Flapper Valve | 1998-10-26 | FALSE | 1998-10-26 | FALSE | Currently in Use | Regular | 1000 | Composite | 1985-04-14 |  | Safe Suction (Euro)
CALHOUN FIRE DEPT | 327 SOUTH WALL ST | CALHOUN | Gordon | 640034 | 1 | Flapper Valve | 1998-09-25 | FALSE | 1998-09-25 | FALSE | Currently in Use | Diesel | 1000 | Fiberglass | 1985-04-14 | Fiberglass Reinforced Plastic | Safe Suction (Euro)
CALHOUN FIRE DEPT | 327 SOUTH WALL ST | CALHOUN | Gordon | 640034 | 2 | Flapper Valve | 1998-09-25 | FALSE | 1998-09-28 | FALSE | Currently in Use | Regular | 500 | Fiberglass | 1986-04-14 | Fiberglass Reinforced Plastic | Safe Suction (Euro)
NORTH GA EMC | 1128 SO WALL ST | CALHOUN | Gordon | 640037 | 1 | [5 empty] | Removed from Ground | Empty | 2000 | Bare Steel | 1979-04-23 | Galvanized Steel
NORTH GA EMC | 1128 SO WALL ST | CALHOUN | Gordon | 640037 | 2 | Flapper Valve | 1998-03-06 | FALSE | 1993-01-01 | FALSE | Currently in Use | Diesel | 5000 | Steel-Impressed Current | 1981-04-22 | Steel (Impressed Current) | Safe Suction (Euro)
NORTH GA EMC | 1128 SO WALL ST | CALHOUN | Gordon | 640037 | 3 | Flapper Valve | 1998-03-06 | FALSE | 1993-01-01 | FALSE | Currently in Use | Regular | 6000 | Steel-Impressed Current | 1981-04-22 | Steel (Impressed Current) | Suction (American)
CITY OF CALHOUN | 328 W LINE ST | CALHOUN | Gordon | 640038 | 1 | [5 empty] | Permanently Out of Use - historical purposes | Empty | 4000 | Bare Steel | 1963-04-23 | Galvanized Steel
CITY OF CALHOUN | 328 W LINE ST | CALHOUN | Gordon | 640038 | 2 | [5 empty] | Permanently Out of Use - historical purposes | Empty | 4000 | Bare Steel | 1963-04-23 | Galvanized Steel
CITY OF CALHOUN | 328 W LINE ST | CALHOUN | Gordon | 640038 | 3 | [5 empty] | Permanently Out of Use - historical purposes | Empty | 4000 | Bare Steel | 1963-04-23 | Galvanized Steel
CITY OF CALHOUN | 328 W LINE ST | CALHOUN | Gordon | 640038 | 4 | [5 empty] | Permanently Out of Use - historical purposes | Empty | 4000 | Bare Steel | 1963-04-23 | Galvanized Steel
CITY OF CALHOUN | 328 W LINE ST | CALHOUN | Gordon | 640038 | 5 | Ball Float | 1987-10-01 | FALSE | 1987-10-01 | FALSE | Currently in Use | Diesel | 10000 | Fiberglass | 1987-10-01 | Fiberglass Reinforced Plastic | Pressurized
CITY OF CALHOUN | 328 W LINE ST | CALHOUN | Gordon | 640038 | 6 | Ball Float | 1987-10-01 | FALSE | 1987-10-01 | FALSE | Currently in Use | Diesel | 10000 | Fiberglass | 1987-10-01 | Fiberglass Reinforced Plastic | Pressurized
CITY OF CALHOUN | 328 W LINE ST | CALHOUN | Gordon | 640038 | 7 | Ball Float | 1987-10-01 | FALSE | 1987-10-01 | FALSE | Currently in Use | Regular | 10000 | Fiberglass | 1987-10-01 | Fiberglass Reinforced Plastic | Pressurized
CITY OF CALHOUN | 328 W LINE ST | CALHOUN | Gordon | 640038 | 8 | Ball Float | 1987-10-01 | FALSE | 1987-10-01 | FALSE | Currently in Use | Regular | 10000 | Fiberglass | 1987-10-01 | Fiberglass Reinforced Plastic | Pressurized
CITY OF CALHOUN | 328 W LINE ST | CALHOUN | Gordon | 640038 | 9 | Ball Float | 1987-10-01 | FALSE | 1987-10-01 | FALSE | Temporarily out of use | Kerosene | 4000 | Fiberglass | 1987-10-01 | Fiberglass Reinforced Plastic | Pressurized
JET CONVENIENCE STORE | 807 SOUTH WALL ST | CALHOUN | Gordon | 640039 | 1 | [5 empty] | Removed from Ground | Gas (Historical Use) | 12000 | Bare Steel | 1984-01-01 | Bare Steel
JET CONVENIENCE STORE | 807 SOUTH WALL ST | CALHOUN | Gordon | 640039 | 2 | [5 empty] | Removed from Ground | Gas (Historical Use) | 12000 | Bare Steel | 1984-01-01 | Bare Steel
JET CONVENIENCE STORE | 807 SOUTH WALL ST | CALHOUN | Gordon | 640039 | 3 | [5 empty] | Removed from Ground | Gas (Historical Use) | 12000 | Bare Steel | 1984-01-01 | Bare Steel
AMOCO SS-22-248 (CLOSED)10/31/91 | US HWY 41 & I-75 | CALHOUN | Gordon | 640040 | 1 | [5 empty] | Removed from Ground | Gas (Historical Use) | 6000 | Cathodically Protected Steel | 1985-04-23 | Galvanized Steel
AMOCO SS-22-248 (CLOSED)10/31/91 | US HWY 41 & I-75 | CALHOUN | Gordon | 640040 | 2 | [5 empty] | Removed from Ground | Gas (Historical Use) | 6000 | Cathodically Protected Steel | 1985-04-23 | Galvanized Steel
AMOCO SS-22-248 (CLOSED)10/31/91 | US HWY 41 & I-75 | CALHOUN | Gordon | 640040 | 3 | [5 empty] | Removed from Ground | Gas (Historical Use) | 6000 | Cathodically Protected Steel | 1985-04-23 | Galvanized Steel
AMOCO SS-22-248 (CLOSED)10/31/91 | US HWY 41 & I-75 | CALHOUN | Gordon | 640040 | 4 | [5 empty] | Removed from Ground | Gas (Historical Use) | 6000 | Cathodically Protected Steel | 1985-04-23 | Galvanized Steel
AMOCO SS-22-248 (CLOSED)10/31/91 | US HWY 41 & I-75 | CALHOUN | Gordon | 640040 | 5 |  |  | TRUE |  | TRUE | Removed from Ground | Used Oil | 500 | Cathodically Protected Steel | 1985-04-23 | Galvanized Steel
CHEVRON 43272 | 1446 HWY 41 N | CALHOUN | Gordon | 640041 | 2 | [5 empty] | Removed from Ground | Gas (Historical Use) | 3000 | Cathodically Protected Steel | 1965-04-28 | Galvanized Steel
CHEVRON 43272 | 1446 HWY 41 N | CALHOUN | Gordon | 640041 | 3 | [5 empty] | Removed from Ground | Gas (Historical Use) | 3000 | Cathodically Protected Steel | 1965-04-28 | Galvanized Steel
CHEVRON 43272 | 1446 HWY 41 N | CALHOUN | Gordon | 640041 | 4 | [5 empty] | Removed from Ground | Gas (Historical Use) | 10000 | Cathodically Protected Steel | 1971-04-27 | Galvanized Steel
CHEVRON 43272 | 1446 HWY 41 N | CALHOUN | Gordon | 640041 | 5 |  |  | TRUE |  | TRUE | Removed from Ground | Used Oil | 550 | Cathodically Protected Steel | 1965-04-28 | Galvanized Steel
CHEVRON 43272 | 1446 HWY 41 N | CALHOUN | Gordon | 640041 | 6 | [5 empty] | Removed from Ground | Gas (Historical Use) | 3000 | Cathodically Protected Steel | 1965-04-28 | Galvanized Steel
GA FC-GORDON CO UNIT | 311 OLD FAIRMOUNT HWY SE | CALHOUN | Gordon | 640043 | 1 | [5 empty] | Removed from Ground | Gas (Historical Use) | 2000 | Bare Steel | 1981-04-23 | Galvanized Steel | Safe Suction (Euro)
GA FC-GORDON CO UNIT | 311 OLD FAIRMOUNT HWY SE | CALHOUN | Gordon | 640043 | 2 | [5 empty] | Removed from Ground | Gas (Historical Use) | 560 | Bare Steel | 1981-04-23 | Galvanized Steel | Safe Suction (Euro)
GA FC-GORDON CO UNIT | 311 OLD FAIRMOUNT HWY SE | CALHOUN | Gordon | 640043 | 204707 |  | 1992-08-12 |  | 1992-08-12 |  | Removed from Ground | Diesel | 1000 | Galvanic (STIP-3) | 1992-08-12 | Cathodically Protected | Safe Suction (Euro)
GA FC-GORDON CO UNIT | 311 OLD FAIRMOUNT HWY SE | CALHOUN | Gordon | 640043 | 204710 |  | 1992-08-12 |  | 1992-08-12 |  | Removed from Ground | Gas (Historical Use) | 1000 | Galvanic (STIP-3) | 1992-08-12 | Cathodically Protected | Safe Suction (Euro)
STATION #10629 CALHOUN MAINTENANCE | 365 OLD FAIRMONT HWY | CALHOUN | Gordon | 640046 | 71597 | Flapper Valve | 1997-07-15 | FALSE | 1997-07-15 | FALSE | Currently in Use | Regular | 2500 | Fiberglass Double Walled | 1997-07-15 | Fiberglass Reinforced Plastic | Safe Suction (Euro)
STATION #10629 CALHOUN MAINTENANCE | 365 OLD FAIRMONT HWY | CALHOUN | Gordon | 640046 | 627881 | Flapper Valve | 1997-07-15 | FALSE | 1997-07-15 | FALSE | Currently in Use | Diesel | 2500 | Fiberglass Double Walled | 1997-07-15 | Fiberglass Reinforced Plastic | Safe Suction (Euro)
STATION #10629 CALHOUN MAINTENANCE | 365 OLD FAIRMONT HWY | CALHOUN | Gordon | 640046 | 62901 | [5 empty] | Removed from Ground | Gas (Historical Use) | 1000 | Bare Steel | 1971-05-03 | Unknown
STATION #10629 CALHOUN MAINTENANCE | 365 OLD FAIRMONT HWY | CALHOUN | Gordon | 640046 | 62902 | [5 empty] | Removed from Ground | Diesel | 1000 | Bare Steel | 1971-05-03 | Unknown
STATION #10629 CALHOUN MAINTENANCE | 365 OLD FAIRMONT HWY | CALHOUN | Gordon | 640046 | 629D1 | [5 empty] | Removed from Ground | Diesel | 2500 | Cathodically Protected Steel | 1990-06-11 | Galvanized Steel | Safe Suction (Euro)
STATION #10629 CALHOUN MAINTENANCE | 365 OLD FAIRMONT HWY | CALHOUN | Gordon | 640046 | 629G1 | [5 empty] | Removed from Ground | Gas (Historical Use) | 2500 | Cathodically Protected Steel | 1990-06-11 | Galvanized Steel | Safe Suction (Euro)
GA DOT 62401 RESACA ASPHALT PLAN | GA HWY 136 / RR BOX 88 | RESACA | Gordon | 640047 | 62401 | [5 empty] | Removed from Ground | Gas (Historical Use) | 2500 | Bare Steel | 1985-04-29 | Galvanized Steel | Suction (American)
Pocket Shanty | 3113 SUGAR VALLEY RD | SUGAR VALLEY | Gordon | 640048 | 1 | Flapper Valve | 1998-09-30 | FALSE | 1998-09-30 | FALSE | Closed in Ground | Diesel | 2000 | Steel-Impressed Current | 1971-05-01 |  | Suction (American)
Pocket Shanty | 3113 SUGAR VALLEY RD | SUGAR VALLEY | Gordon | 640048 | 2 | Flapper Valve | 1998-09-30 | FALSE | 1998-09-30 | FALSE | Closed in Ground | Regular | 3000 | Steel-Impressed Current | 1976-05-01 |  | Suction (American)
CIRCLE M FOOD SHOP #15 | 910 HWY 53 SE | CALHOUN | Gordon | 640049 | PREM |  | 1998-07-01 |  | 1998-07-01 |  | Removed from Ground | Gas (Historical Use) | 8000 | Steel-Impressed Current | 1985-04-29 | Cathodically Protected | Pressurized
CIRCLE M FOOD SHOP #15 | 910 HWY 53 SE | CALHOUN | Gordon | 640049 | REG |  | 1998-07-01 |  | 1998-07-01 |  | Removed from Ground | Gas (Historical Use) | 10000 | Steel-Impressed Current | 1985-04-29 | Cathodically Protected | Pressurized
CIRCLE M FOOD SHOP #15 | 910 HWY 53 SE | CALHOUN | Gordon | 640049 | UL |  | 1998-07-01 |  | 1998-07-01 |  | Removed from Ground | Gas (Historical Use) | 10000 | Steel-Impressed Current | 1985-04-29 | Cathodically Protected | Pressurized
NEW ECHOTA GROCERY | RT 5 GA HWY 225 | CALHOUN | Gordon | 640050 | PREM | [5 empty] | Removed from Ground | Gas (Historical Use) | 1000 | Bare Steel | 1966-05-04 | Galvanized Steel | Suction (American)
NEW ECHOTA GROCERY | RT 5 GA HWY 225 | CALHOUN | Gordon | 640050 | REG | [5 empty] | Removed from Ground | Gas (Historical Use) | 1000 | Bare Steel | 1966-05-04 | Galvanized Steel | Suction (American)
NEW ECHOTA GROCERY | RT 5 GA HWY 225 | CALHOUN | Gordon | 640050 | UL | [5 empty] | Removed from Ground | Gas (Historical Use) | 1000 | Bare Steel | 1966-05-04 | Galvanized Steel | Suction (American)
CHEROKEE GROCERY | 1386 ROME RD | CALHOUN | Gordon | 640053 | 1 |  | 1990-10-19 | FALSE | 1990-10-19 | FALSE | Removed from Ground | Gas (Historical Use) | 2000 | Galvanic (STIP-3) | 1990-01-01 | Fiberglass Reinforced Plastic | Suction (American)
CHEROKEE GROCERY | 1386 ROME RD | CALHOUN | Gordon | 640053 | 2 |  | 1990-10-19 | FALSE | 1990-10-19 | FALSE | Removed from Ground | Gas (Historical Use) | 2000 | Galvanic (STIP-3) | 1990-01-01 | Fiberglass Reinforced Plastic | Suction (American)
CHEROKEE GROCERY | 1386 ROME RD | CALHOUN | Gordon | 640053 | 3 |  | 1990-10-19 | FALSE | 1990-10-19 | FALSE | Removed from Ground | Gas (Historical Use) | 2000 | Galvanic (STIP-3) | 1990-01-01 | Fiberglass Reinforced Plastic | Suction (American)
CHEROKEE GROCERY | 1386 ROME RD | CALHOUN | Gordon | 640053 | PREM | [5 empty] | Removed from Ground | Gas (Historical Use) | 550 | Bare Steel | 1966-05-04 | Galvanized Steel
CHEROKEE GROCERY | 1386 ROME RD | CALHOUN | Gordon | 640053 | REG | [5 empty] | Removed from Ground | Gas (Historical Use) | 1000 | Bare Steel | 1966-05-04 | Galvanized Steel
CHEROKEE GROCERY | 1386 ROME RD | CALHOUN | Gordon | 640053 | UL | [5 empty] | Removed from Ground | Gas (Historical Use) | 1000 | Bare Steel | 1983-04-30 | Galvanized Steel
CIRCLE M FOOD SHOP #11 | 727 NORTH WALL ST | CALHOUN | Gordon | 640054 | DIESEL |  | 1985-04-29 | FALSE | 1985-04-29 | FALSE | Temporarily out of use | Diesel | 15000 | Steel-Impressed Current | 1972-05-02 | Steel (Impressed Current) | Pressurized
CIRCLE M FOOD SHOP #11 | 727 NORTH WALL ST | CALHOUN | Gordon | 640054 | KERO |  | 1985-04-29 | FALSE | 1985-04-29 | FALSE | Temporarily out of use | Kerosene | 10000 | Steel-Impressed Current | 1985-04-29 | Steel (Impressed Current) | Pressurized
CIRCLE M FOOD SHOP #11 | 727 NORTH WALL ST | CALHOUN | Gordon | 640054 | PREM |  | 1985-04-29 | FALSE | 1985-04-29 | FALSE | Temporarily out of use | Empty | 16000 | Steel-Impressed Current | 1972-05-02 | Steel (Impressed Current) | Pressurized
CIRCLE M FOOD SHOP #11 | 727 NORTH WALL ST | CALHOUN | Gordon | 640054 | REG |  | 1985-04-29 | FALSE | 1985-04-29 | FALSE | Temporarily out of use | Empty | 15000 | Steel-Impressed Current | 1972-05-02 | Steel (Impressed Current) | Pressurized
CIRCLE M FOOD SHOP #11 | 727 NORTH WALL ST | CALHOUN | Gordon | 640054 | UL |  | 1985-04-29 | FALSE | 1985-04-29 | FALSE | Temporarily out of use | Empty | 12000 | Steel-Impressed Current | 1985-04-29 | Steel (Impressed Current) | Pressurized
EUBANKS GROCERY | HWY 41 SOUTH | RESACA | Gordon | 1550098 | 1 | [5 empty] | Removed from Ground | Gas (Historical Use) | 1000 | Bare Steel | 1986-05-08 | Galvanized Steel
EUBANKS GROCERY | HWY 41 SOUTH | RESACA | Gordon | 1550098 | 2 | [5 empty] | Removed from Ground | Gas (Historical Use) | 1000 | Bare Steel | 1986-05-08 | Galvanized Steel
ALLEN J CASTLEBERRY | 495 US HWY 89 EAST | CAIRO | Grady | 650001 | 1 | [5 empty] | Closed in Ground | Other | 3000 | Bare Steel | 1956-04-25 | Unknown
ALLEN J CASTLEBERRY | 495 US HWY 89 EAST | CAIRO | Grady | 650001 | 2 | [5 empty] | Closed in Ground | Other | 3000 | Bare Steel | 1956-04-25 | Unknown
ALLEN J CASTLEBERRY | 495 US HWY 89 EAST | CAIRO | Grady | 650001 | 3 | [5 empty] | Closed in Ground | Other | 3000 | Bare Steel | 1956-04-25 | Unknown
ALLEN J CASTLEBERRY | 495 US HWY 89 EAST | CAIRO | Grady | 650001 | 4 | [5 empty] | Closed in Ground | Other | 3000 | Bare Steel | 1956-04-25 | Unknown
JOE MCNAIR INC | 6480 HWY 111 S | CALVARY | Grady | 650003 | 1 | [5 empty] | Removed from Ground | Diesel | 3000 | Bare Steel | 1961-04-24 | Bare Steel
JOE MCNAIR INC | 6480 HWY 111 S | CALVARY | Grady | 650003 | 2 | [5 empty] | Removed from Ground | Gas (Historical Use) | 4000 | Bare Steel | 1961-04-24 | Bare Steel
JOE MCNAIR INC | 6480 HWY 111 S | CALVARY | Grady | 650003 | 3 | [5 empty] | Removed from Ground | Gas (Historical Use) | 4000 | Bare Steel | 1976-04-20 | Bare Steel
JOE MCNAIR INC | 6480 HWY 111 S | CALVARY | Grady | 650003 | 4 | [5 empty] | Removed from Ground | Gas (Historical Use) | 4000 | Bare Steel | 1966-04-23 | Bare Steel
JOE MCNAIR INC | 6480 HWY 111 S | CALVARY | Grady | 650003 | 5 | [5 empty] | Removed from Ground | Diesel | 4000 | Bare Steel | 1966-04-23 | Bare Steel
JOE MCNAIR INC | 6480 HWY 111 S | CALVARY | Grady | 650003 | 6 |  |  | TRUE |  | TRUE | Closed in Ground | Kerosene | 500 | Bare Steel | 1961-04-24 | Bare Steel
JOE MCNAIR INC | 6480 HWY 111 S | CALVARY | Grady | 650003 | 7 |  | 1991-02-16 | FALSE | 1991-02-16 | FALSE | Temporarily out of use | Gas (Historical Use) | 6000 | Galvanic (STIP-3) | 1991-02-08 | Fiberglass Reinforced Plastic | Pressurized
JOE MCNAIR INC | 6480 HWY 111 S | CALVARY | Grady | 650003 | 8 |  | 1991-02-16 | FALSE | 1991-02-16 | FALSE | Temporarily out of use | Gas (Historical Use) | 6000 | Galvanic (STIP-3) | 1991-02-08 | Fiberglass Reinforced Plastic | Pressurized
JOE MCNAIR INC | 6480 HWY 111 S | CALVARY | Grady | 650003 | 9 |  | 1991-02-16 | FALSE | 1991-02-16 | FALSE | Temporarily out of use | Diesel | 6000 | Galvanic (STIP-3) | 1991-02-08 | Fiberglass Reinforced Plastic | Pressurized
GRADY COUNTY/SCHOOL BUS GARAGE | 641 SIXTH AVE SE | CAIRO | Grady | 650004 | 1 | [5 empty] | Removed from Ground | Gas (Historical Use) | 17000 | Bare Steel | 1965-12-11 | Galvanized Steel
GRADY COUNTY/SCHOOL BUS GARAGE | 641 SIXTH AVE SE | CAIRO | Grady | 650004 | 2 | [5 empty] | Removed from Ground | Diesel | 17500 | Bare Steel | 1965-01-01 | Unknown
GRADY COUNTY/SCHOOL BUS GARAGE | 641 SIXTH AVE SE | CAIRO | Grady | 650004 | 3 | Flapper Valve |  | FALSE | 1990-08-04 | FALSE | Currently in Use | Diesel | 15000 | Galvanic (STIP-3) | 1990-07-20 | Fiberglass Reinforced Plastic | Safe Suction (Euro)
GRADY CO VOCATIONAL CENTER | 455 FIFTH ST SE | CAIRO | Grady | 650005 | 1 |  |  | TRUE |  | TRUE | Currently in Use | Used Oil | 100 | Marked Unknown | 1974-01-01 | Unknown
NORTHSIDE ELEM SCHOOL | 985 FIRST ST NW | CAIRO | Grady | 650006 | 1 | [5 empty] | Removed from Ground | Diesel | 5000 | Bare Steel | 1959-12-13 | Galvanized Steel
SHIVER ELEM SCHOOL | 1847 HWY 93 NORTH | PELHAM | Grady | 650007 | 2 | [5 empty] | Permanently Out Of Use | Kerosene | 5000 | Bare Steel | 1965-12-11 | Galvanized Steel
SHIVER ELEM SCHOOL | 1847 HWY 93 NORTH | PELHAM | Grady | 650007 | 3 |  | 1998-09-06 |  | 1998-09-06 |  | Removed from Ground | Diesel | 5000 | Galvanic (STIP-3) | 1990-07-20 | Fiberglass Reinforced Plastic | Safe Suction (Euro)
SOUTHSIDE ELEM SCHOOL | 491 THIRD ST SE | CAIRO | Grady | 650008 | 1 | [5 empty] | Permanently Out of Use - historical purposes | Diesel | 5000 | Bare Steel | 1960-12-12 | Galvanized Steel
SOUTHSIDE ELEM SCHOOL | 491 THIRD ST SE | CAIRO | Grady | 650008 | 2 | [5 empty] | Permanently Out of Use - historical purposes | Diesel | 3000 | Bare Steel | 1960-12-12 | Galvanized Steel
WHIGHAM PUBLIC SCHOOLS | 211 WEST BROAD ST | WHIGHAM | Grady | 650009 | 1 | [5 empty] | Permanently Out Of Use | Diesel | 5000 | Bare Steel | 1955-12-14 | Galvanized Steel
WHIGHAM PUBLIC SCHOOLS | 211 WEST BROAD ST | WHIGHAM | Grady | 650009 | 2 | [5 empty] | Removed from Ground | Diesel | 1000 | Bare Steel | 1955-12-14 | Galvanized Steel
WHIGHAM PUBLIC SCHOOLS | 211 WEST BROAD ST | WHIGHAM | Grady | 650009 | 3 | [5 empty] | Removed from Ground | Diesel | 5000 | Bare Steel | 1965-12-11 | Galvanized Steel
WHIGHAM PUBLIC SCHOOLS | 211 WEST BROAD ST | WHIGHAM | Grady | 650009 | 4 |  | 1990-09-02 |  | 1990-09-02 |  | Removed from Ground | Diesel | 5000 | Galvanic (STIP-3) | 1990-07-20 | Fiberglass Reinforced Plastic | Safe Suction (Euro)
GRADY CO | US HWY 84 WEST | CAIRO | Grady | 650010 | 1 | [5 empty] | Removed from Ground | Diesel | 500 | Bare Steel | 1954-03-07 | Galvanized Steel
GRADY CO | US HWY 84 WEST | CAIRO | Grady | 650010 | 2 | [5 empty] | Removed from Ground | Gas (Historical Use) | 4000 | Bare Steel | 1970-03-03 | Galvanized Steel
GRADY CO | US HWY 84 WEST | CAIRO | Grady | 650010 | 3 | [5 empty] | Removed from Ground | Gas (Historical Use) | 4000 | Bare Steel | 1970-03-03 | Galvanized Steel
Monrovia Site 1 | 1579 GA HWY 111 S | CAIRO | Grady | 650012 | 1 | [5 empty] | Removed from Ground | Gas (Historical Use) | 6000 | Bare Steel | 1980-02-29 | Galvanized Steel
Monrovia Site 1 | 1579 GA HWY 111 S | CAIRO | Grady | 650012 | 1M | Flapper Valve | 1989-09-12 | FALSE | 1989-09-12 | FALSE | Currently in Use | E-10 | 6000 | Galvanic (STIP-3) | 1989-09-12 | Fiberglass Reinforced Plastic | Pressurized
Monrovia Site 1 | 1579 GA HWY 111 S | CAIRO | Grady | 650012 | 2 | [5 empty] | Removed from Ground | Diesel | 12000 | Bare Steel | 1980-02-29 | Galvanized Steel
Monrovia Site 1 | 1579 GA HWY 111 S | CAIRO | Grady | 650012 | 2M | Flapper Valve | 1989-09-12 | FALSE | 1989-09-12 | FALSE | Currently in Use | Diesel | 6000 | Galvanic (STIP-3) | 1989-09-12 | Fiberglass Reinforced Plastic | Pressurized
Monrovia Site 1 | 1579 GA HWY 111 S | CAIRO | Grady | 650012 | 3 | [5 empty] | Removed from Ground | Diesel | 6000 | Bare Steel | 1980-02-29 | Galvanized Steel
Monrovia Site 1 | 1579 GA HWY 111 S | CAIRO | Grady | 650012 | 4 | [5 empty] | Removed from Ground | Gas (Historical Use) | 500 | Bare Steel | 1980-02-29 | Galvanized Steel
Monrovia Site 2 | 1741 GA HWY 112 N | CAIRO | Grady | 650013 | 1 | [5 empty] | Removed from Ground | Diesel | 10000 | Bare Steel | 1980-02-29 | Galvanized Steel
Monrovia Site 2 | 1741 GA HWY 112 N | CAIRO | Grady | 650013 | 1H | Flapper Valve | 1989-09-12 | FALSE | 1989-09-12 | FALSE | Currently in Use | E-10 | 6000 | Galvanic (STIP-3) | 1989-09-12 | Fiberglass Reinforced Plastic | Pressurized
Monrovia Site 2 | 1741 GA HWY 112 N | CAIRO | Grady | 650013 | 2 | [5 empty] | Removed from Ground | Gas (Historical Use) | 6000 | Bare Steel | 1980-02-29 | Galvanized Steel
Monrovia Site 2 | 1741 GA HWY 112 N | CAIRO | Grady | 650013 | 2H | Flapper Valve | 1989-09-12 | FALSE | 1989-09-12 | FALSE | Currently in Use | Diesel | 6000 | Galvanic (STIP-3) | 1989-09-12 | Fiberglass Reinforced Plastic | Pressurized
HOLLINGSWORTH GEN STORE | 2049 OLD 179N | WHIGHAM | Grady | 650014 | 1SOUTH | [5 empty] | Removed from Ground | Gas (Historical Use) | 4000 | Bare Steel | 1966-03-24 | Galvanized Steel | Safe Suction (Euro)
HOLLINGSWORTH GEN STORE | 2049 OLD 179N | WHIGHAM | Grady | 650014 | 2NORTH | [5 empty] | Removed from Ground | Gas (Historical Use) | 4000 | Bare Steel | 1966-03-24 | Galvanized Steel | Safe Suction (Euro)
POITEVINT GROCERY | 2191 GA HWY 111 S | CAIRO | Grady | 650015 | 1 |  | 1985-04-15 |  | 1985-04-15 |  | Removed from Ground | Gas (Historical Use) | 2000 | Composite | 1985-04-15 | Fiberglass Reinforced Plastic | Suction (American)
POITEVINT GROCERY | 2191 GA HWY 111 S | CAIRO | Grady | 650015 | 2 |  | 1985-04-15 |  | 1985-04-15 |  | Removed from Ground | Gas (Historical Use) | 2000 | Composite | 1985-04-15 | Fiberglass Reinforced Plastic | Suction (American)
Quick Buy's # 1 | 208 S BROAD ST | CAIRO | Grady | 650016 | 1 |  | 1998-11-14 |  | 1998-11-14 |  | Removed from Ground | Empty | 8068 | Steel-Impressed Current | 1980-04-16 | Cathodically Protected | Pressurized
Quick Buy's # 1 | 208 S BROAD ST | CAIRO | Grady | 650016 | 2 |  | 1998-11-14 |  | 1998-11-14 |  | Removed from Ground | Empty | 8068 | Steel-Impressed Current | 1980-04-16 | Cathodically Protected | Pressurized
Quick Buy's # 1 | 208 S BROAD ST | CAIRO | Grady | 650016 | 3 |  | 1998-11-14 |  | 1998-11-14 |  | Removed from Ground | Empty | 6048 | Steel-Impressed Current | 1980-04-16 | Cathodically Protected | Pressurized
Quick Buy's # 1 | 208 S BROAD ST | CAIRO | Grady | 650016 | 4A | Ball Float | 2004-07-16 | FALSE | 2014-07-16 | FALSE | Currently in Use | E-10 | 12000 | Composite | 2004-07-16 | Fiberglass Reinforced Plastic | Pressurized
Quick Buy's # 1 | 208 S BROAD ST | CAIRO | Grady | 650016 | 4B | Ball Float | 2004-07-16 | FALSE | 2004-07-16 | FALSE | Currently in Use | Premium | 8000 | Composite | 2004-07-16 | Fiberglass Reinforced Plastic | Pressurized
CAIRO STORE LLC | 420 FIRST AVE NE | CAIRO | Grady | 650018 | 1 | [5 empty] | Removed from Ground | Diesel | 1000 | Bare Steel | 1976-04-17 | Galvanized Steel
CAIRO STORE LLC | 420 FIRST AVE NE | CAIRO | Grady | 650018 | 2 | [5 empty] | Removed from Ground | Gas (Historical Use) | 2000 | Bare Steel | 1976-04-17 | Galvanized Steel | Safe Suction (Euro)
CAIRO STORE LLC | 420 FIRST AVE NE | CAIRO | Grady | 650018 | 3 | [5 empty] | Removed from Ground | Gas (Historical Use) | 4000 | Bare Steel | 1976-04-17 | Galvanized Steel | Safe Suction (Euro)
CAIRO STORE LLC | 420 FIRST AVE NE | CAIRO | Grady | 650018 | 4 | [5 empty] | Removed from Ground | Gas (Historical Use) | 5000 | Bare Steel | 1976-04-17 | Galvanized Steel | Safe Suction (Euro)
CAIRO STORE LLC | 420 FIRST AVE NE | CAIRO | Grady | 650018 | 5A |  | 2001-06-01 | FALSE | 2001-06-01 | FALSE | Temporarily out of use | Gas (Historical Use) | 12000 | Epoxy | 2001-06-01 | Double-Walled Fiberglass | Pressurized
CAIRO STORE LLC | 420 FIRST AVE NE | CAIRO | Grady | 650018 | 5B |  | 2001-06-01 | FALSE | 2001-06-01 | FALSE | Temporarily out of use | Gas (Historical Use) | 6000 | Epoxy | 2001-06-01 | Double-Walled Fiberglass | Pressurized
COOPERS GROCERY | 1169 SPENCE RD | PELHAM | Grady | 650019 | 1 | [5 empty] | Removed from Ground | Gas (Historical Use) | 500 | Bare Steel | 1946-10-12 | Galvanized Steel | Safe Suction (Euro)
COOPERS GROCERY | 1169 SPENCE RD | PELHAM | Grady | 650019 | 2 | [5 empty] | Removed from Ground | Gas (Historical Use) | 500 | Bare Steel | 1956-01-08 | Galvanized Steel | Safe Suction (Euro)
B&H GULF AUTO SERVICE | US HWY 84 & FOURTH ST | CAIRO | Grady | 650020 | 1 | [5 empty] | Removed from Ground | Gas (Historical Use) | 3000 | Bare Steel | 1972-04-18 | Unknown
B&H GULF AUTO SERVICE | US HWY 84 & FOURTH ST | CAIRO | Grady | 650020 | 2 | [5 empty] | Removed from Ground | Gas (Historical Use) | 3000 | Bare Steel | 1972-04-18 | Unknown
B&H GULF AUTO SERVICE | US HWY 84 & FOURTH ST | CAIRO | Grady | 650020 | 3 | [5 empty] | Removed from Ground | Gas (Historical Use) | 3000 | Bare Steel | 1972-04-18 | Unknown
B&H GULF AUTO SERVICE | US HWY 84 & FOURTH ST | CAIRO | Grady | 650020 | 4 | [5 empty] | Removed from Ground | Gas (Historical Use) | 3000 | Bare Steel | 1972-04-18 | Unknown
B&H GULF AUTO SERVICE | US HWY 84 & FOURTH ST | CAIRO | Grady | 650020 | 5 | Flapper Valve | 1998-01-03 |  | 1988-08-02 |  | Removed from Ground | Diesel | 8000 | Fiberglass | 1976-04-17 | Galvanized Steel | Safe Suction (Euro)
B&H GULF AUTO SERVICE | US HWY 84 & FOURTH ST | CAIRO | Grady | 650020 | 6 | [5 empty] | Removed from Ground | Empty | 1000 | Not Marked/Unknown | 1983-04-16 | Galvanized Steel
B&H GULF AUTO SERVICE | US HWY 84 & FOURTH ST | CAIRO | Grady | 650020 | 7 | Flapper Valve | 1998-03-15 |  | 1988-08-02 |  | Removed from Ground | Gas (Historical Use) | 6000 | Galvanic (STIP-3) | 1988-08-02 | Galvanized Steel | Pressurized
B&H GULF AUTO SERVICE | US HWY 84 & FOURTH ST | CAIRO | Grady | 650020 | 8 | Flapper Valve | 1998-03-15 |  | 1988-08-02 |  | Removed from Ground | Gas (Historical Use) | 6000 | Galvanic (STIP-3) | 1988-08-02 | Galvanized Steel | Pressurized
B&H GULF AUTO SERVICE | US HWY 84 & FOURTH ST | CAIRO | Grady | 650020 | 9 | Flapper Valve | 1998-03-15 |  | 1988-08-02 |  | Removed from Ground | Gas (Historical Use) | 6000 | Galvanic (STIP-3) | 1988-08-02 | Galvanized Steel | Pressurized
PALLET SOUTH | HALL RD | CAIRO | Grady | 650022 | 1 | [5 empty] | Removed from Ground | Diesel | 4000 | Bare Steel | 1985-04-15 | Galvanized Steel
SOUTHERN CONCRETE | 1200 NORTH BROAD ST | CAIRO | Grady | 650023 | 1 | [5 empty] | Removed from Ground | Diesel | 560 | Bare Steel | 1976-01-01 | Bare Steel | Safe Suction (Euro)
FLAV-O-RICH INC | 101 FIRST AVE NORTH | CAIRO | Grady | 650028 | 1 | [5 empty] | Removed from Ground | Diesel | 1000 | Bare Steel | 1981-04-11 | Galvanized Steel
FLAV-O-RICH INC | 101 FIRST AVE NORTH | CAIRO | Grady | 650028 | 2 | [5 empty] | Removed from Ground | Gas (Historical Use) | 1000 | Bare Steel | 1966-04-15 | Galvanized Steel
GA DOT #10424/CAIRO MAINT HQ\GRA | SR 93 N OF CITY LIMITS | CAIRO | Grady | 650029 | 10424-3 | [5 empty] | Removed from Ground | Gas (Historical Use) | 550 | Bare Steel | 1980-04-30 | Galvanized Steel
GA DOT #10424/CAIRO MAINT HQ\GRA | SR 93 N OF CITY LIMITS | CAIRO | Grady | 650029 | 424D1 | [5 empty] | Removed from Ground | Diesel | 550 | Bare Steel | 1980-04-30 | Galvanized Steel | Suction (American)
GA DOT #10424/CAIRO MAINT HQ\GRA | SR 93 N OF CITY LIMITS | CAIRO | Grady | 650029 | 424G1 | [5 empty] | Removed from Ground | Gas (Historical Use) | 935 | Bare Steel | 1971-05-03 | Galvanized Steel | Suction (American)
GA DOT #10470 | EAST OF MCGRIFF ST BESIDE RR | WHIGHAM | Grady | 650030 | 10470-1 | [5 empty] | Removed from Ground | Gas (Historical Use) | 550 | Bare Steel | 1993-05-04 | Galvanized Steel
GILLIARDS STORE | 2275 HWY 93 NORTH | PELHAM | Grady | 650031 | 1 | [5 empty] | Removed from Ground | Gas (Historical Use) | 6000 | Bare Steel | 1974-05-04 | Galvanized Steel | Suction (American)
GILLIARDS STORE | 2275 HWY 93 NORTH | PELHAM | Grady | 650031 | 2 | [5 empty] | Removed from Ground | Gas (Historical Use) | 4000 | Bare Steel | 1972-05-04 | Galvanized Steel | Suction (American)
GILLIARDS STORE | 2275 HWY 93 NORTH | PELHAM | Grady | 650031 | 3 | [5 empty] | Removed from Ground | Gas (Historical Use) | 2000 | Bare Steel | 1974-05-04 | Galvanized Steel | Suction (American)
GILLIARDS STORE | 2275 HWY 93 NORTH | PELHAM | Grady | 650031 | 4 | [5 empty] | Removed from Ground | Diesel | 4000 | Bare Steel | 1976-05-03 | Galvanized Steel | Suction (American)
GILLIARDS STORE | 2275 HWY 93 NORTH | PELHAM | Grady | 650031 | 5 | [5 empty] | Removed from Ground | Diesel | 1000 | Bare Steel | 1971-05-05 | Galvanized Steel | Suction (American)
GILLIARDS STORE | 2275 HWY 93 NORTH | PELHAM | Grady | 650031 | 6A | Ball Float |  | FALSE |  | FALSE | Temporarily out of use | E-10 | 8000 | Composite Double Walled | 2008-04-01 | Double-Walled Flex
GILLIARDS STORE | 2275 HWY 93 NORTH | PELHAM | Grady | 650031 | 6B | Ball Float |  | FALSE |  | FALSE | Temporarily out of use | Diesel | 4000 | Composite Double Walled | 2008-04-01 | Double-Walled Flex
PATS PETRO #158 | 716 US HWY 84 EAST | CAIRO | Grady | 650032 | 1 | [5 empty] | Removed from Ground | Diesel | 4000 | Bare Steel | 1983-05-02 | Galvanized Steel
PATS PETRO #158 | 716 US HWY 84 EAST | CAIRO | Grady | 650032 | 2 | [5 empty] | Closed in Ground | Gas (Historical Use) | 4000 | Bare Steel | 1996-03-01 | Galvanized Steel
PATS PETRO #158 | 716 US HWY 84 EAST | CAIRO | Grady | 650032 | 3 | [5 empty] | Removed from Ground | Gas (Historical Use) | 4000 | Bare Steel | 1996-03-01 | Galvanized Steel
PATS PETRO #158 | 716 US HWY 84 EAST | CAIRO | Grady | 650032 | 4 | [5 empty] | Removed from Ground | Diesel | 4000 | Bare Steel | 1983-05-02 | Galvanized Steel
PATS PETRO #158 | 716 US HWY 84 EAST | CAIRO | Grady | 650032 | 5 | Ball Float | 1996-10-01 | FALSE | 1996-10-01 | FALSE | Temporarily out of use | E-10 | 12000 | Epoxy | 1996-10-01 | Double-Walled Flex | Pressurized
PATS PETRO #158 | 716 US HWY 84 EAST | CAIRO | Grady | 650032 | 6 | Ball Float | 1996-10-01 | FALSE | 1996-10-01 | FALSE | Temporarily out of use | Premium | 8000 | Epoxy | 1996-10-01 | Double-Walled Flex | Pressurized
IRA HIGDON GROCERY | 29 TH ST NE | CAIRO | Grady | 650034 | 1 | [5 empty] | Removed from Ground | Diesel | 4000 | Bare Steel | 1976-04-25 | Galvanized Steel
IRA HIGDON GROCERY | 29 TH ST NE | CAIRO | Grady | 650034 | 2 | [5 empty] | Removed from Ground | Diesel | 12000 | Bare Steel | 1976-04-25 | Galvanized Steel
IRA HIGDON GROCERY | 29 TH ST NE | CAIRO | Grady | 650034 | 3 | [5 empty] | Removed from Ground | Gas (Historical Use) | 12000 | Bare Steel | 1976-04-25 | Galvanized Steel
DREW OIL CO | 980 FIRST AVE NE | CAIRO | Grady | 650035 | 1 | Flapper Valve | 1998-10-01 | FALSE | 1998-10-01 | FALSE | Temporarily out of use | Diesel | 15000 | Steel-Impressed Current | 1997-01-01 | Steel (Impressed Current) | Pressurized
DREW OIL CO | 980 FIRST AVE NE | CAIRO | Grady | 650035 | 2 | Flapper Valve | 1998-10-01 | FALSE | 1998-10-01 | FALSE | Temporarily out of use | Gas (Historical Use) | 10000 | Steel-Impressed Current | 1981-05-07 | Steel (Impressed Current) | Pressurized
DREW OIL CO | 980 FIRST AVE NE | CAIRO | Grady | 650035 | 3 | Flapper Valve | 1998-10-01 | FALSE | 1998-10-01 | FALSE | Temporarily out of use | Plus | 10000 | Steel-Impressed Current | 1997-01-01 | Steel (Impressed Current) | Pressurized
DREW OIL CO | 980 FIRST AVE NE | CAIRO | Grady | 650035 | 4 | Flapper Valve | 1998-10-01 | FALSE | 1998-10-01 | FALSE | Temporarily out of use | Gas (Historical Use) | 10000 | Steel-Impressed Current | 1981-05-07 | Steel (Impressed Current) | Pressurized
DREW OIL CO | 980 FIRST AVE NE | CAIRO | Grady | 650035 | 5 | Flapper Valve | 1998-10-01 | FALSE | 1998-10-01 | FALSE | Temporarily out of use | Kerosene | 3000 | Steel-Impressed Current | 1982-05-07 | Steel (Impressed Current) | Safe Suction (Euro)
DREW OIL CO | 980 FIRST AVE NE | CAIRO | Grady | 650035 | 6A | Flapper Valve | 1998-11-01 | FALSE | 1998-11-01 | FALSE | Temporarily out of use | Diesel | 10000 | Steel-Impressed Current | 1983-07-01 | Steel (Impressed Current) | Pressurized
DREW OIL CO | 980 FIRST AVE NE | CAIRO | Grady | 650035 | 6B | Flapper Valve | 1998-10-01 | FALSE | 1998-10-01 | FALSE | Temporarily out of use | E-10 | 10000 | Steel-Impressed Current | 1983-07-01 | Steel (Impressed Current) | Pressurized
GRADY OIL CO | 325 FIFTH ST SE | CAIRO | Grady | 650036 | 1 |  | 1998-10-01 |  | 1998-10-01 |  | Removed from Ground | Diesel | 10000 | Steel-Impressed Current | 1974-05-09 | Cathodically Protected | Safe Suction (Euro)
GRADY OIL CO | 325 FIFTH ST SE | CAIRO | Grady | 650036 | 2 | Flapper Valve | 1998-10-01 | FALSE | 1998-10-01 | FALSE | Currently in Use | Diesel Off Road | 3000 | Steel-Impressed Current | 1966-05-11 | Steel (Impressed Current) | Safe Suction (Euro)
GRADY OIL CO | 325 FIFTH ST SE | CAIRO | Grady | 650036 | 3 | Flapper Valve | 1998-10-01 | FALSE | 1998-10-01 | FALSE | Currently in Use | E-10 | 4000 | Steel-Impressed Current | 1966-05-11 | Steel (Impressed Current) | Safe Suction (Euro)
GRADY OIL CO | 325 FIFTH ST SE | CAIRO | Grady | 650036 | 4 | Flapper Valve | 1998-10-01 | FALSE | 1998-10-01 | FALSE | Currently in Use | Diesel On Road | 4000 | Steel-Impressed Current | 1966-05-11 | Steel (Impressed Current) | Safe Suction (Euro)
GRADY OIL CO | 325 FIFTH ST SE | CAIRO | Grady | 650036 | 5 | Flapper Valve | 1998-10-01 | FALSE | 1998-10-01 | FALSE | Currently in Use | Premium | 4000 | Steel-Impressed Current | 1969-05-10 | Steel (Impressed Current) | Safe Suction (Euro)
GRADY OIL CO | 325 FIFTH ST SE | CAIRO | Grady | 650036 | 6 | [5 empty] | Removed from Ground | Gas (Historical Use) | 9000 | Bare Steel | 1976-05-08 | Galvanized Steel
ONE CONVENIENT STORE #4 | 375 FIFTH ST SE | CAIRO | Grady | 650037 | 1 | Flapper Valve | 1998-10-01 | FALSE | 1998-10-01 | FALSE | Currently in Use | E-10 | 6000 | Steel-Impressed Current | 1983-08-01 | Steel (Impressed Current) | Pressurized
ONE CONVENIENT STORE #4 | 375 FIFTH ST SE | CAIRO | Grady | 650037 | 2 | Flapper Valve | 1998-10-01 | FALSE | 1998-10-01 | FALSE | Temporarily out of use | Plus | 6000 | Steel-Impressed Current | 1998-12-01 | Steel (Impressed Current) | Pressurized
ONE CONVENIENT STORE #4 | 375 FIFTH ST SE | CAIRO | Grady | 650037 | 3 | Flapper Valve | 1998-10-01 | FALSE | 1998-10-01 | FALSE | Temporarily out of use | Premium | 6000 | Steel-Impressed Current | 1998-12-01 | Steel (Impressed Current) | Pressurized
Easy Stop Cairo | 995 US HWY 84 E | CAIRO | Grady | 650039 | 1 | [5 empty] | Removed from Ground | Diesel | 5000 | Bare Steel | 1975-05-09 | Galvanized Steel
Easy Stop Cairo | 995 US HWY 84 E | CAIRO | Grady | 650039 | 2 | [5 empty] | Removed from Ground | Gas (Historical Use) | 4000 | Bare Steel | 1975-05-09 | Galvanized Steel
Easy Stop Cairo | 995 US HWY 84 E | CAIRO | Grady | 650039 | 3 | [5 empty] | Removed from Ground | Gas (Historical Use) | 8000 | Bare Steel | 1975-05-09 | Galvanized Steel
Easy Stop Cairo | 995 US HWY 84 E | CAIRO | Grady | 650039 | 4 | [5 empty] | Removed from Ground | Gas (Historical Use) | 6000 | Bare Steel | 1975-05-09 | Galvanized Steel
Easy Stop Cairo | 995 US HWY 84 E | CAIRO | Grady | 650039 | 5 | Ball Float | 1991-07-01 | FALSE | 1991-07-01 | FALSE | Currently in Use | Diesel | 6000 | Galvanic (STIP-3) | 1991-07-25 | Fiberglass Reinforced Plastic | Pressurized
Easy Stop Cairo | 995 US HWY 84 E | CAIRO | Grady | 650039 | 6 | Flapper Valve | 1991-07-01 | FALSE | 1991-07-01 | FALSE | Currently in Use | Diesel | 4000 | Galvanic (STIP-3) | 1991-07-25 | Fiberglass Reinforced Plastic | Pressurized
Easy Stop Cairo | 995 US HWY 84 E | CAIRO | Grady | 650039 | 7 | Flapper Valve | 1991-07-01 | FALSE | 1991-07-01 | FALSE | Currently in Use | E-10 | 10000 | Galvanic (STIP-3) | 1991-07-25 | Fiberglass Reinforced Plastic | Pressurized
Easy Stop Cairo | 995 US HWY 84 E | CAIRO | Grady | 650039 | 8 | Flapper Valve | 1991-07-01 | FALSE | 1991-07-01 | FALSE | Currently in Use | Premium | 6000 | Galvanic (STIP-3) | 1991-07-25 | Fiberglass Reinforced Plastic | Pressurized
RENO GENERAL STORE | 4498 HWY 111 S | CAIRO | Grady | 650040 | 1 | [5 empty] | Closed in Ground | Diesel | 1000 | Bare Steel | 1950-11-01 | Galvanized Steel
RENO GENERAL STORE | 4498 HWY 111 S | CAIRO | Grady | 650040 | 2 | [5 empty] | Closed in Ground | Diesel | 500 | Bare Steel | 1950-11-01 | Galvanized Steel
RENO GENERAL STORE | 4498 HWY 111 S | CAIRO | Grady | 650040 | 3 | [5 empty] | Removed from Ground | E-10 | 3000 | Bare Steel | 1971-05-09 | Galvanized Steel | Suction (American)
RENO GENERAL STORE | 4498 HWY 111 S | CAIRO | Grady | 650040 | 4 | [5 empty] | Removed from Ground | E-10 | 3000 | Bare Steel | 1971-05-09 | Galvanized Steel | Suction (American)
RENO GENERAL STORE | 4498 HWY 111 S | CAIRO | Grady | 650040 | 5 | [5 empty] | Removed from Ground | Diesel | 3000 | Bare Steel | 1971-05-09 | Galvanized Steel | Suction (American)
RENO GENERAL STORE | 4498 HWY 111 S | CAIRO | Grady | 650040 | 6 | [5 empty] | Removed from Ground | Diesel | 1000 | Bare Steel | 1983-01-01 | Galvanized Steel | Suction (American)
RENO GENERAL STORE | 4498 HWY 111 S | CAIRO | Grady | 650040 | 7 | [5 empty] | Removed from Ground | Diesel | 500 | Bare Steel | 1983-01-01 | Galvanized Steel
RENO GENERAL STORE | 4498 HWY 111 S | CAIRO | Grady | 650040 | 8A |  | 1998-12-30 |  | 1998-12-30 |  | Temporarily out of use | Gas (Historical Use) | 1000 | Composite | 1998-11-30 | Fiberglass Reinforced Plastic | Safe Suction (Euro)
RENO GENERAL STORE | 4498 HWY 111 S | CAIRO | Grady | 650040 | 8B |  | 1998-12-30 | FALSE | 1998-12-30 | FALSE | Temporarily out of use | Gas (Historical Use) | 1000 | Composite |  | Fiberglass Reinforced Plastic | Safe Suction (Euro)
RENO GENERAL STORE | 4498 HWY 111 S | CAIRO | Grady | 650040 | 8C |  | 1998-12-30 | FALSE | 1998-12-30 | FALSE | Temporarily out of use | Gas (Historical Use) | 1000 | Composite |  | Fiberglass Reinforced Plastic | Safe Suction (Euro)
AT&T | PHELAM/UNION HILL RD | MEIGS | Grady | 650041 | 1 | [5 empty] | Removed from Ground | Diesel | 500 | Bare Steel | 1956-05-13 | Galvanized Steel
AT&T | PHELAM/UNION HILL RD | MEIGS | Grady | 650041 | 2 | [5 empty] | Removed from Ground | Diesel | 2000 | Bare Steel | 1961-05-12 | Galvanized Steel
AT&T CLIMAX | GRADY COUNTY RD #101 | WHIGHAM | Grady | 650042 | 1 | [5 empty] | Removed from Ground | Diesel | 3000 | Bare Steel | 1956-05-13 | Galvanized Steel
CAIRO SERVICE CENTER | 352 FIFTH ST SE | CAIRO | Grady | 650046 | 1 |  | 1999-02-01 | FALSE | 1999-02-01 | FALSE | Removed from Ground | Gas (Historical Use) | 6000 | Steel-Impressed Current | 1984-05-08 | Fiberglass Reinforced Plastic
CAIRO SERVICE CENTER | 352 FIFTH ST SE | CAIRO | Grady | 650046 | 2 |  | 1999-02-01 | FALSE | 1999-02-01 | FALSE | Removed from Ground | Gas (Historical Use) | 6000 | Steel-Impressed Current | 1984-05-08 | Fiberglass Reinforced Plastic
CAIRO SERVICE CENTER | 352 FIFTH ST SE | CAIRO | Grady | 650046 | 3 |  | 1999-02-01 | FALSE | 1999-02-01 | FALSE | Removed from Ground | Gas (Historical Use) | 6000 | Steel-Impressed Current | 1984-05-08 | Fiberglass Reinforced Plastic
CAIRO SERVICE CENTER | 352 FIFTH ST SE | CAIRO | Grady | 650046 | 4 |  | 1999-02-01 | FALSE | 1999-02-01 | FALSE | Removed from Ground | Diesel | 3000 | Steel-Impressed Current | 1984-05-08 | Fiberglass Reinforced Plastic
CAIRO FOOD MART | 1010 BAINBRIDGE RD | CAIRO | Grady | 650047 | 1 | [5 empty] | Removed from Ground | Gas (Historical Use) | 6000 | Bare Steel | 1974-05-11 | Galvanized Steel | Pressurized
CAIRO FOOD MART | 1010 BAINBRIDGE RD | CAIRO | Grady | 650047 | 2 | [5 empty] | Removed from Ground | Gas (Historical Use) | 6000 | Bare Steel | 1974-05-11 | Galvanized Steel | Pressurized
CAIRO FOOD MART | 1010 BAINBRIDGE RD | CAIRO | Grady | 650047 | 216396 | Flapper Valve | 1994-03-01 | FALSE | 1994-03-01 | FALSE | Currently in Use | Diesel | 8200 | Galvanic (STIP-3) | 1994-02-09 | Double-Walled Flex | Pressurized
CAIRO FOOD MART | 1010 BAINBRIDGE RD | CAIRO | Grady | 650047 | 216397 | Flapper Valve | 1994-03-01 | FALSE | 1994-03-01 | FALSE | Currently in Use | E-0 | 8200 | Galvanic (STIP-3) | 1994-02-09 | Double-Walled Flex | Pressurized
CAIRO FOOD MART | 1010 BAINBRIDGE RD | CAIRO | Grady | 650047 | 216398 | Flapper Valve | 1994-03-01 | FALSE | 1994-03-01 | FALSE | Currently in Use | E-10 | 8200 | Galvanic (STIP-3) | 1994-02-09 | Double-Walled Flex | Pressurized
CAIRO FOOD MART | 1010 BAINBRIDGE RD | CAIRO | Grady | 650047 | 3 | [5 empty] | Removed from Ground | Gas (Historical Use) | 6000 | Bare Steel | 1974-05-11 | Galvanized Steel | Pressurized
CAIRO FOOD MART | 1010 BAINBRIDGE RD | CAIRO | Grady | 650047 | 4 | [5 empty] | Removed from Ground | Gas (Historical Use) | 1000 | Bare Steel | 1974-05-11 | Galvanized Steel | Pressurized
CAIRO FOOD MART | 1010 BAINBRIDGE RD | CAIRO | Grady | 650047 | 5 | [5 empty] | Removed from Ground | Gas (Historical Use) | 2000 | Bare Steel | 1974-05-11 | Galvanized Steel | Pressurized
CAIRO FOOD MART | 1010 BAINBRIDGE RD | CAIRO | Grady | 650047 | 6 | [5 empty] | Removed from Ground | Gas (Historical Use) | 4000 | Bare Steel | 1974-05-11 | Galvanized Steel | Pressurized
DIXON-GREENE LOGGING | GA HWY 111 SOUTH | CAIRO | Grady | 650048 | 1 | [5 empty] | Currently in Use | Gas (Historical Use) | 1000 | Bare Steel |  | Galvanized Steel
GOLD KIST STORE | 702 FIRST AVE NE | CAIRO | Grady | 650050 | 1 | [5 empty] | Removed from Ground | Gas (Historical Use) | 1000 | Bare Steel | 1980-05-09 | Galvanized Steel
GOLD KIST STORE | 702 FIRST AVE NE | CAIRO | Grady | 650050 | 2 | [5 empty] | Removed from Ground | Diesel | 250 | Bare Steel | 1980-05-09 | Bare Steel
ONE CONVENIENT STOP #5 | 1979 HWY 111 N / GA HWY 93 N | CAIRO | Grady | 650051 | 1 | Flapper Valve | 1986-01-01 | FALSE | 1986-01-01 | FALSE | Currently in Use | E-10 | 6000 | Composite | 1986-01-01 | Fiberglass Reinforced Plastic | Pressurized
ONE CONVENIENT STOP #5 | 1979 HWY 111 N / GA HWY 93 N | CAIRO | Grady | 650051 | 2 | Flapper Valve | 1986-01-01 | FALSE | 1986-01-01 | FALSE | Temporarily out of use | Gas (Historical Use) | 8000 | Composite | 1986-01-01 | Fiberglass Reinforced Plastic | Pressurized
ONE CONVENIENT STOP #5 | 1979 HWY 111 N / GA HWY 93 N | CAIRO | Grady | 650051 | 3 | Flapper Valve | 1986-01-01 | FALSE | 1986-01-01 | FALSE | Currently in Use | Premium | 8000 | Composite | 1986-01-01 | Fiberglass Reinforced Plastic | Pressurized
Quick Buys # 2 | 4539 US HWY 84 E | CAIRO | Grady | 650052 | 1 |  | 1998-05-01 |  | 1998-05-01 |  | Removed from Ground | Gas (Historical Use) | 8000 | Steel-Impressed Current | 1985-05-08 | Cathodically Protected | Suction (American)
Quick Buys # 2 | 4539 US HWY 84 E | CAIRO | Grady | 650052 | 2 |  | 1998-05-01 |  | 1998-05-01 |  | Removed from Ground | Gas (Historical Use) | 6000 | Steel-Impressed Current | 1985-05-08 | Cathodically Protected | Suction (American)
Quick Buys # 2 | 4539 US HWY 84 E | CAIRO | Grady | 650052 | 3 |  | 1998-10-10 |  | 1998-10-10 |  | Removed from Ground | Gas (Historical Use) | 6000 | Steel-Impressed Current | 1985-05-08 | Cathodically Protected | Suction (American)
Quick Buys # 2 | 4539 US HWY 84 E | CAIRO | Grady | 650052 | 4A | Ball Float | 2002-11-04 | FALSE | 2002-11-04 | FALSE | Currently in Use | E-10 | 10000 | Composite | 2002-11-04 | Fiberglass Reinforced Plastic | Pressurized
Quick Buys # 2 | 4539 US HWY 84 E | CAIRO | Grady | 650052 | 4B | Ball Float | 2002-11-04 | FALSE | 2002-11-04 | FALSE | Currently in Use | Premium | 5000 | Composite | 2002-11-04 | Fiberglass Reinforced Plastic | Pressurized
FLOWERWOOD NURSERY | 3108 US 84 E | CAIRO | Grady | 650053 | 1 | [5 empty] | Removed from Ground | Gas (Historical Use) | 560 | Bare Steel | 1981-05-09 | Galvanized Steel | Suction (American)
FLOWERWOOD NURSERY | 3108 US 84 E | CAIRO | Grady | 650053 | 2 | [5 empty] | Removed from Ground | Gas (Historical Use) | 560 | Bare Steel | 1981-05-09 | Galvanized Steel | Suction (American)
SHRADHA ENTERPRISES LLC | 101 FOURTH STREET SW | CAIRO | Grady | 650055 | 1 |  | 1988-02-01 |  | 1988-02-01 |  | Removed from Ground | Gas (Historical Use) | 6000 | Bare Steel | 1976-05-10 | Galvanized Steel
SHRADHA ENTERPRISES LLC | 101 FOURTH STREET SW | CAIRO | Grady | 650055 | 2 |  | 1988-02-01 |  | 1988-02-01 |  | Removed from Ground | Gas (Historical Use) | 4000 | Bare Steel | 1976-05-10 | Galvanized Steel
SHRADHA ENTERPRISES LLC | 101 FOURTH STREET SW | CAIRO | Grady | 650055 | 3 | Flapper Valve | 1988-02-01 | FALSE | 1988-02-01 | TRUE | Currently in Use | E-10 | 8200 | Composite | 1988-02-01 | Fiberglass Reinforced Plastic | Pressurized
SHRADHA ENTERPRISES LLC | 101 FOURTH STREET SW | CAIRO | Grady | 650055 | 4 | Flapper Valve | 1988-02-01 | FALSE | 1988-02-01 | TRUE | Temporarily out of use | Premium | 8200 | Fiberglass | 1988-02-01 | Fiberglass Reinforced Plastic | Pressurized
L & M FOOD MART | 1001 FIFTH ST NE | CAIRO | Grady | 650056 | 1 | Flapper Valve | 1998-09-24 | FALSE | 1998-09-24 | FALSE | Currently in Use | E-10 | 8000 | Steel-Impressed Current | 1981-05-09 | Fiberglass Reinforced Plastic | Safe Suction (Euro)
L & M FOOD MART | 1001 FIFTH ST NE | CAIRO | Grady | 650056 | 2 | Flapper Valve | 1998-09-24 | FALSE | 1998-09-24 | FALSE | Currently in Use | Plus | 4000 | Steel-Impressed Current | 1981-05-09 | Fiberglass Reinforced Plastic | Safe Suction (Euro)
L & M FOOD MART | 1001 FIFTH ST NE | CAIRO | Grady | 650056 | 3 | Flapper Valve | 1998-09-24 | FALSE | 1998-09-24 | FALSE | Currently in Use | Diesel | 4000 | Steel-Impressed Current | 1981-05-09 | Steel (Impressed Current) | Safe Suction (Euro)
WHIGHAM BAY STATION | US HWY 84 | WHIGHAM | Grady | 650057 | 1 | [5 empty] | Removed from Ground | Gas (Historical Use) | 3000 | Bare Steel | 1966-05-13 | Galvanized Steel
WHIGHAM BAY STATION | US HWY 84 | WHIGHAM | Grady | 650057 | 2 | [5 empty] | Removed from Ground | Gas (Historical Use) | 3000 | Bare Steel | 1966-05-13 | Galvanized Steel
WHIGHAM BAY STATION | US HWY 84 | WHIGHAM | Grady | 650057 | 3 | [5 empty] | Removed from Ground | Gas (Historical Use) | 2000 | Bare Steel | 1977-05-10 | Galvanized Steel
MIDWAY GROCERY | 2330 HWY 93 SOUTH | CAIRO | Grady | 650058 | 1 | [5 empty] | Permanently Out of Use - historical purposes | Gas (Historical Use) | 1000 | Bare Steel | 1968-05-12 | Galvanized Steel
MIDWAY GROCERY | 2330 HWY 93 SOUTH | CAIRO | Grady | 650058 | 2 | [5 empty] | Permanently Out of Use - historical purposes | Gas (Historical Use) | 1000 | Bare Steel | 1968-05-12 | Galvanized Steel
MIDWAY GROCERY | 2330 HWY 93 SOUTH | CAIRO | Grady | 650058 | 3 | [5 empty] | Removed from Ground | Gas (Historical Use) | 560 | Bare Steel | 1976-01-01 | Galvanized Steel
T & J GROCERY | 4103 HIGHWAY 111 NORTH | CAIRO | Grady | 650059 | 1A |  | 1998-09-18 |  | 1998-09-18 |  | Removed from Ground | Gas (Historical Use) | 1000 | Bare Steel | 1971-05-12 | Galvanized Steel | Suction (American)
T & J GROCERY | 4103 HIGHWAY 111 NORTH | CAIRO | Grady | 650059 | 1B | [5 empty] | Removed from Ground | Gas (Historical Use) | 1000 | Bare Steel | 1971-05-12 | Galvanized Steel | Suction (American)
T & J GROCERY | 4103 HIGHWAY 111 NORTH | CAIRO | Grady | 650059 | 3 | [5 empty] | Permanently Out Of Use | Gas (Historical Use) | 560 | Bare Steel | 1976-05-10 | Galvanized Steel
T & J GROCERY | 4103 HIGHWAY 111 NORTH | CAIRO | Grady | 650059 | 4 | Flapper Valve | 1998-09-08 | FALSE | 1998-09-08 | FALSE | Removed from Ground | Diesel | 2000 | Fiberglass | 1998-09-08 | Fiberglass Reinforced Plastic | Safe Suction (Euro)
T & J GROCERY | 4103 HIGHWAY 111 NORTH | CAIRO | Grady | 650059 | 5 | Flapper Valve | 1998-09-08 | FALSE | 1998-09-08 | FALSE | Removed from Ground | Gas (Historical Use) | 2000 | Fiberglass | 1998-09-08 | Fiberglass Reinforced Plastic | Safe Suction (Euro)
NOLES GROCERY | RT 1/POPES MUSIUM | OCHLOCKNEE | Grady | 650060 | 1 | [5 empty] | Removed from Ground | Empty | 560 | Bare Steel | 1971-05-12 | Galvanized Steel
NOLES GROCERY | RT 1/POPES MUSIUM | OCHLOCKNEE | Grady | 650060 | 2 | [5 empty] | Removed from Ground | Empty | 560 | Bare Steel | 1971-05-12 | Galvanized Steel
PYLES BOLD SPRINGS GROCERY |  | CAIRO | Grady | 650061 | 1 | [5 empty] | Removed from Ground | Gas (Historical Use) | 560 | Bare Steel | 1969-05-12 | Galvanized Steel
PYLES BOLD SPRINGS GROCERY |  | CAIRO | Grady | 650061 | 2 | [5 empty] | Removed from Ground | Gas (Historical Use) | 560 | Bare Steel | 1969-05-12 | Galvanized Steel
W B RODDENBERRY CO INC | 800 FIRST AVE SE | CAIRO | Grady | 650062 | 1 | [5 empty] | Closed in Ground | Gas (Historical Use) | 3000 | Bare Steel | 1966-05-12 | Galvanized Steel | Suction (American)
RYDER TRUCK SHOP LEASED | 616 SECOND AVE SE @ SEVENTH ST | CAIRO | Grady | 650063 | 1 | [5 empty] | Removed from Ground | Diesel | 10000 | Bare Steel | 1973-05-10 | Galvanized Steel | Pressurized
RYDER TRUCK SHOP LEASED | 616 SECOND AVE SE @ SEVENTH ST | CAIRO | Grady | 650063 | 2 | [5 empty] | Removed from Ground | Diesel | 10000 | Bare Steel | 1973-05-10 | Galvanized Steel | Pressurized
RYDER TRUCK SHOP LEASED | 616 SECOND AVE SE @ SEVENTH ST | CAIRO | Grady | 650063 | 3 | [5 empty] | Removed from Ground | Empty | 8000 | Fiberglass | 1973-05-10 | Galvanized Steel
RYDER TRUCK SHOP LEASED | 616 SECOND AVE SE @ SEVENTH ST | CAIRO | Grady | 650063 | 4 |  |  | TRUE |  | TRUE | Removed from Ground | Used Oil | 500 | Bare Steel | 1973-05-10 | Galvanized Steel | Safe Suction (Euro)
ONE CONVENIENT STOP #2 | 1413 GA HWY 93 S | CAIRO | Grady | 650064 | 1 | Flapper Valve | 1994-12-22 | FALSE | 1994-12-22 | FALSE | Currently in Use | Premium | 6000 | Steel-Impressed Current | 2003-02-24 | Fiberglass Reinforced Plastic | Pressurized
ONE CONVENIENT STOP #2 | 1413 GA HWY 93 S | CAIRO | Grady | 650064 | 2 | Flapper Valve | 1994-12-22 | FALSE | 1994-12-22 | FALSE | Currently in Use | E-10 | 8000 | Steel-Impressed Current | 2003-01-24 | Fiberglass Reinforced Plastic | Pressurized
ONE CONVENIENT STOP #2 | 1413 GA HWY 93 S | CAIRO | Grady | 650064 | 3 | Flapper Valve | 1994-12-22 | FALSE | 1994-12-22 | FALSE | Currently in Use | E-0 | 6000 | Steel-Impressed Current | 2003-02-24 | Fiberglass Reinforced Plastic | Pressurized
APC #526 | 355 S BROAD ST | CAIRO | Grady | 650065 | 96840 |  | 1987-10-01 |  | 1987-10-01 |  | Removed from Ground | Gas (Historical Use) | 6000 | Galvanic (STIP-3) | 1987-10-27 | Fiberglass Reinforced Plastic | Pressurized
APC #526 | 355 S BROAD ST | CAIRO | Grady | 650065 | 96843 |  | 1987-10-01 |  | 1987-10-01 |  | Removed from Ground | Gas (Historical Use) | 6000 | Galvanic (STIP-3) | 1987-10-27 | Fiberglass Reinforced Plastic | Pressurized
APC #526 | 355 S BROAD ST | CAIRO | Grady | 650065 | 98659 |  | 1987-10-01 |  | 1987-10-01 |  | Removed from Ground | Gas (Historical Use) | 6000 | Galvanic (STIP-3) | 1987-10-27 | Fiberglass Reinforced Plastic | Pressurized
APC #526 | 355 S BROAD ST | CAIRO | Grady | 650065 | T1 | [5 empty] | Removed from Ground | Gas (Historical Use) | 6000 | Bare Steel | 1987-10-25 | Galvanized Steel
APC #526 | 355 S BROAD ST | CAIRO | Grady | 650065 | T2 | [5 empty] | Removed from Ground | Gas (Historical Use) | 6000 | Bare Steel | 1987-10-25 | Galvanized Steel
APC #526 | 355 S BROAD ST | CAIRO | Grady | 650065 | T3 | [5 empty] | Removed from Ground | Gas (Historical Use) | 4000 | Bare Steel | 1987-10-25 | Galvanized Steel
APC #526 | 355 S BROAD ST | CAIRO | Grady | 650065 | T5 |  |  | TRUE |  | TRUE | Removed from Ground | Used Oil | 550 | Bare Steel | 1991-08-23 | Galvanized Steel
ALLTEL GA INC | 48 SECOND AVE NW | CAIRO | Grady | 650066 | 1 | [5 empty] | Removed from Ground | Diesel | 1000 | Epoxy | 1979-05-10 | Bare Steel
MARTINS UNION 76 | US HWY 84 S | CAIRO | Grady | 650068 | 1 | [5 empty] | Removed from Ground | Diesel | 3000 | Bare Steel | 1953-05-16 | Galvanized Steel | Suction (American)
MARTINS UNION 76 | US HWY 84 S | CAIRO | Grady | 650068 | 2 | [5 empty] | Removed from Ground | Gas (Historical Use) | 4000 | Bare Steel | 1953-05-16 | Galvanized Steel | Suction (American)
MARTINS UNION 76 | US HWY 84 S | CAIRO | Grady | 650068 | 3 | [5 empty] | Removed from Ground | Gas (Historical Use) | 4000 | Bare Steel | 1953-05-16 | Galvanized Steel
MARTINS UNION 76 | US HWY 84 S | CAIRO | Grady | 650068 | 4 | [5 empty] | Removed from Ground | Gas (Historical Use) | 3000 | Bare Steel | 1953-05-16 | Galvanized Steel
MARTINS UNION 76 | US HWY 84 S | CAIRO | Grady | 650068 | 5 |  |  | TRUE |  | TRUE | Removed from Ground | Used Oil | 560 | Bare Steel | 1953-05-16 | Galvanized Steel
MARTINS UNION 76 | US HWY 84 S | CAIRO | Grady | 650068 | 6 | [5 empty] | Removed from Ground | Kerosene | 560 | Bare Steel | 1953-05-16 | Galvanized Steel
MARTINS UNION 76 | US HWY 84 S | CAIRO | Grady | 650068 | 7 | [5 empty] | Removed from Ground | Gas (Historical Use) | 3006 | Cathodically Protected Steel | 1987-01-01 | Galvanized Steel | Suction (American)
PURE COUNTRY STORE LLC | 2752 HWY 112 N | Cairo | Grady | 650070 | 1 | [5 empty] | Removed from Ground | Gas (Historical Use) | 1012 | Bare Steel | 1976-05-10 | Galvanized Steel | Suction (American)
PURE COUNTRY STORE LLC | 2752 HWY 112 N | Cairo | Grady | 650070 | 2 | [5 empty] | Closed in Ground | Gas (Historical Use) | 1012 | Bare Steel | 1976-05-10 | Galvanized Steel | Suction (American)
PURE COUNTRY STORE LLC | 2752 HWY 112 N | Cairo | Grady | 650070 | 3A | Flapper Valve | 1997-08-15 | FALSE | 1997-08-15 | FALSE | Currently in Use | Diesel | 2000 | Fiberglass Double Walled | 1994-05-18 | Steel/FG Secondary containment | Safe Suction (Euro)
PURE COUNTRY STORE LLC | 2752 HWY 112 N | Cairo | Grady | 650070 | 3B | Flapper Valve | 1997-08-15 | FALSE | 1997-08-15 | FALSE | Currently in Use | E-10 | 2000 | Fiberglass Double Walled | 1997-08-15 | Steel/FG Secondary containment | Safe Suction (Euro)
DEVANE MOORE | OLD THOMASVILLE RD | WHIGHAM | Grady | 650072 | 1 | [5 empty] | Closed in Ground | Gas (Historical Use) | 1000 | Bare Steel | 1962-05-11 | Galvanized Steel
DEVANE MOORE | OLD THOMASVILLE RD | WHIGHAM | Grady | 650072 | 2 | [5 empty] | Closed in Ground | Gas (Historical Use) | 500 | Bare Steel | 1962-05-11 | Galvanized Steel
DEVANE MOORE | OLD THOMASVILLE RD | WHIGHAM | Grady | 650072 | 3 | [5 empty] | Closed in Ground | Gas (Historical Use) | 500 | Bare Steel | 1962-05-11 | Galvanized Steel
DEVANE MOORE | OLD THOMASVILLE RD | WHIGHAM | Grady | 650072 | 4 | [5 empty] | Closed in Ground | Kerosene | 280 | Bare Steel | 1962-05-11 | Galvanized Steel
JOHNNYS COUNTRY STORE | FRED COLLINS RD | WHIGHAM | Grady | 650073 | 1 | [5 empty] | Permanently Out of Use - historical purposes | Empty | 1000 | Bare Steel | 1976-05-07 | Galvanized Steel | Suction (American)
JOHNNYS COUNTRY STORE | FRED COLLINS RD | WHIGHAM | Grady | 650073 | 2 | [5 empty] | Permanently Out of Use - historical purposes | Empty | 1000 | Bare Steel | 1976-05-07 | Galvanized Steel | Suction (American)
JOHNNYS COUNTRY STORE | FRED COLLINS RD | WHIGHAM | Grady | 650073 | 3 | [5 empty] | Permanently Out of Use - historical purposes | Empty | 1000 | Bare Steel | 1976-05-07 | Galvanized Steel | Suction (American)
MOBLEY FARMS | 1356 STAGECOACH RD | PELHAM | Grady | 650074 | 1 | [5 empty] | Removed from Ground | Diesel | 3000 | Bare Steel | 1998-06-10 | Galvanized Steel
MOBLEY FARMS | 1356 STAGECOACH RD | PELHAM | Grady | 650074 | 2 | [5 empty] | Removed from Ground | Diesel | 3000 | Bare Steel | 1998-06-10 | Galvanized Steel
P & H FOODS | 266 W BROAD AVE | WHIGHAM | Grady | 650075 | 1 | [5 empty] | Removed from Ground | Gas (Historical Use) | 4000 | Bare Steel | 1961-05-14 | Galvanized Steel
P & H FOODS | 266 W BROAD AVE | WHIGHAM | Grady | 650075 | 2 | [5 empty] | Removed from Ground | Gas (Historical Use) | 4000 | Bare Steel | 1961-05-14 | Galvanized Steel
P & H FOODS | 266 W BROAD AVE | WHIGHAM | Grady | 650075 | 3 | [5 empty] | Removed from Ground | Diesel | 2000 | Bare Steel | 1961-05-14 | Galvanized Steel
QUICK BUYS #108 | 2815 US HWY 84 E | CAIRO | Grady | 650080 | 1 | Overfill Alarm | 1997-04-20 | FALSE | 1997-04-20 | FALSE | Currently in Use | Diesel | 4000 | Steel-Impressed Current | 2004-01-05 | Fiberglass Reinforced Plastic | Pressurized
QUICK BUYS #108 | 2815 US HWY 84 E | CAIRO | Grady | 650080 | 2 | Overfill Alarm | 1997-04-20 | FALSE | 1997-04-20 | FALSE | Currently in Use | E-10 | 4000 | Steel-Impressed Current | 2004-01-05 | Fiberglass Reinforced Plastic | Pressurized
QUICK BUYS #108 | 2815 US HWY 84 E | CAIRO | Grady | 650080 | 3 | Overfill Alarm | 1997-04-20 | FALSE | 1997-04-20 | FALSE | Currently in Use | Plus | 4000 | Steel-Impressed Current | 2004-01-05 | Fiberglass Reinforced Plastic | Pressurized
QUICK BUYS #108 | 2815 US HWY 84 E | CAIRO | Grady | 650080 | 4 | Overfill Alarm | 1997-04-20 | FALSE | 1997-04-20 | FALSE | Currently in Use | Premium | 4000 | Steel-Impressed Current | 1974-05-16 | Fiberglass Reinforced Plastic | Pressurized
WHIGHAM COUNTRY STORE #286 | 248 W BROAD ST | WHIGHAM | Grady | 652000 | 1 |  | 1987-01-01 | FALSE | 1987-01-01 | FALSE | Currently in Use | E-10 | 6000 | Composite | 1987-11-04 | Fiberglass Reinforced Plastic | Pressurized
WHIGHAM COUNTRY STORE #286 | 248 W BROAD ST | WHIGHAM | Grady | 652000 | 2 |  | 1987-01-01 | FALSE | 1987-01-01 | FALSE | Currently in Use | Plus | 8200 | Composite | 1987-11-04 | Fiberglass Reinforced Plastic | Pressurized
WHIGHAM COUNTRY STORE #286 | 248 W BROAD ST | WHIGHAM | Grady | 652000 | 3 |  | 1987-01-01 | FALSE | 1987-01-01 | FALSE | Currently in Use | Premium | 8200 | Composite | 1987-11-04 | Fiberglass Reinforced Plastic | Pressurized
HIGHWAY 84 SALES & SERVICE | 443 US HWY 84 | CAIRO | Grady | 670269 | 1 |  |  | FALSE |  | FALSE | Removed from Ground | Gas (Historical Use) | 6000 | Unknown | 2003-09-24 | Unknown
HIGHWAY 84 SALES & SERVICE | 443 US HWY 84 | CAIRO | Grady | 670269 | 2 |  |  | FALSE |  | FALSE | Removed from Ground | Gas (Historical Use) | 8200 | Unknown | 2003-09-24 | Unknown
HIGHWAY 84 SALES & SERVICE | 443 US HWY 84 | CAIRO | Grady | 670269 | 3 |  |  | FALSE |  | FALSE | Removed from Ground | Gas (Historical Use) | 6000 | Unknown | 2003-09-24 | Unknown
HIGHWAY 84 SALES & SERVICE | 443 US HWY 84 | CAIRO | Grady | 670269 | 5 | [5 empty] | Removed from Ground | Gas (Historical Use) | 6000 | Bare Steel | 1983-04-15 | Galvanized Steel | Suction (American)
HIGHWAY 84 SALES & SERVICE | 443 US HWY 84 | CAIRO | Grady | 670269 | 6 | [5 empty] | Removed from Ground | Gas (Historical Use) | 6000 | Bare Steel | 1983-04-15 | Galvanized Steel | Suction (American)
HIGHWAY 84 SALES & SERVICE | 443 US HWY 84 | CAIRO | Grady | 670269 | 7 | [5 empty] | Removed from Ground | Gas (Historical Use) | 8000 | Bare Steel | 1983-04-15 | Galvanized Steel | Suction (American)
Cairo Travel Center | 328 US HWY 84 E | CAIRO | Grady | 10002257 | 1 | Ball Float | 2013-03-12 | FALSE | 2013-03-12 | FALSE | Currently in Use | E-10 | 20000 | Composite Double Walled | 2013-01-08 | Double-Walled Fiberglass | Pressurized
Cairo Travel Center | 328 US HWY 84 E | CAIRO | Grady | 10002257 | 1A | Ball Float | 2013-03-13 | FALSE | 2013-03-13 | FALSE | Currently in Use | E-10 | 20000 | Composite Double Walled | 2013-01-08 | Double-Walled Fiberglass | Pressurized
Cairo Travel Center | 328 US HWY 84 E | CAIRO | Grady | 10002257 | 1B | Ball Float | 2013-03-12 | FALSE | 2013-03-12 | FALSE | Currently in Use | Plus | 20000 | Composite Double Walled | 2013-01-08 | Double-Walled Fiberglass | Pressurized
Cairo Travel Center | 328 US HWY 84 E | CAIRO | Grady | 10002257 | 1C | Ball Float | 2013-03-12 | FALSE | 2013-03-12 | FALSE | Currently in Use | Premium | 20000 | Composite Double Walled | 2013-01-08 | Double-Walled Fiberglass | Pressurized
Cairo Travel Center | 328 US HWY 84 E | CAIRO | Grady | 10002257 | 2 | Ball Float | 2013-03-12 | FALSE | 2013-03-12 | FALSE | Currently in Use | Diesel | 15000 | Composite Double Walled | 2013-01-08 | Double-Walled Fiberglass | Pressurized
Cairo Travel Center | 328 US HWY 84 E | CAIRO | Grady | 10002257 | 2A | Ball Float | 2013-03-12 | FALSE | 2013-03-12 | FALSE | Currently in Use | Diesel | 15000 | Composite Double Walled | 2013-01-08 | Double-Walled Fiberglass | Pressurized
Cairo Travel Center | 328 US HWY 84 E | CAIRO | Grady | 10002257 | 2A | Ball Float | 2013-03-12 | FALSE | 2013-03-12 | FALSE | Currently in Use | Diesel | 15000 | Composite Double Walled | 2013-01-08 | Double-Walled Fiberglass | Pressurized
Cairo Travel Center | 328 US HWY 84 E | CAIRO | Grady | 10002257 | 2B | Ball Float | 2013-03-12 | FALSE | 2013-03-12 | FALSE | Currently in Use | Diesel | 15000 | Composite Double Walled | 2017-01-08 | Double-Walled Fiberglass | Pressurized
MURPHY USA #7199 | 337 8TH AVE NE | Cairo | Grady | 10000852 | 1 | Ball Float | 2005-02-04 | FALSE | 2005-02-04 | FALSE | Currently in Use | E-10 | 20000 | Fiberglass Double Walled | 2005-01-25 | Double-Walled Flex | Pressurized
MURPHY USA #7199 | 337 8TH AVE NE | Cairo | Grady | 10000852 | 2A | Ball Float | 2005-02-04 | FALSE | 2005-02-04 | FALSE | Currently in Use | Premium | 12000 | Fiberglass Double Walled | 2005-01-25 | Double-Walled Flex | Pressurized
MURPHY USA #7199 | 337 8TH AVE NE | Cairo | Grady | 10000852 | 2B | Ball Float | 2005-02-04 | FALSE | 2005-02-04 | FALSE | Currently in Use | Diesel | 8000 | Fiberglass Double Walled | 2005-01-25 | Double-Walled Flex | Pressurized
CITY OF CAIRO WASTEWATER TREATMENT FACILITY | 579 SIXTH STREET | CAIRO | Grady | 10000844 | 1 |  |  | FALSE |  | FALSE | Removed from Ground | Diesel | 4000 | Unknown | 2004-11-09
CITY OF CAIRO LULL WATER LIFT STATION | 500 LULL WATER CIRCLE | CAIRO | Grady | 10000845 | 1 |  |  | FALSE |  | FALSE | Removed from Ground | Diesel | 550 | Unknown | 2004-11-09
SUN VALLEY MARKET | 1150 HWY 84 W | CAIRO | Grady | 10000444 | 1A | Ball Float | 2003-08-25 | FALSE | 2003-08-25 | FALSE | Currently in Use | E-10 | 8000 | Composite | 2003-08-22 | Double-Walled Fiberglass | Pressurized
SUN VALLEY MARKET | 1150 HWY 84 W | CAIRO | Grady | 10000444 | 1B | Ball Float | 2003-08-25 | FALSE | 2003-08-25 | FALSE | Currently in Use | Diesel | 4000 | Composite | 2003-08-22 | Double-Walled Fiberglass | Pressurized
CITY OF CAIRO | 259 EDNA LN | CAIRO | Grady | 9065034 | 1 | Flapper Valve | 1998-12-28 | FALSE | 1998-12-28 | FALSE | Currently in Use | Aviaion gas/AV Gas | 10000 | Steel-Impressed Current | 1998-12-10 | Steel (Impressed Current) | Safe Suction (Euro)
SHRADHA INC D/B/A ROUTE 84 COUNTRY STORE | 4050 HWY 84 E | CAIRO | Grady | 9065035 | 1A | Ball Float | 1999-10-05 | FALSE | 1999-10-05 | FALSE | Currently in Use | E-10 | 9000 | Composite | 1999-10-05 | Fiberglass Reinforced Plastic | Pressurized
SHRADHA INC D/B/A ROUTE 84 COUNTRY STORE | 4050 HWY 84 E | CAIRO | Grady | 9065035 | 1B | Ball Float | 1999-10-05 | FALSE | 1999-10-05 | FALSE | Currently in Use | Premium | 6000 | Composite | 1999-10-05 | Fiberglass Reinforced Plastic | Pressurized
SHRADHA INC D/B/A ROUTE 84 COUNTRY STORE | 4050 HWY 84 E | CAIRO | Grady | 9065035 | 2A | Ball Float | 2002-06-13 | FALSE | 2002-06-13 | FALSE | Currently in Use | Diesel | 10000 | Composite | 2002-06-13 | Fiberglass Reinforced Plastic | Pressurized
SHRADHA INC D/B/A ROUTE 84 COUNTRY STORE | 4050 HWY 84 E | CAIRO | Grady | 9065035 | 2B | Ball Float | 2002-06-13 | FALSE | 2002-06-13 | FALSE | Currently in Use | E-0 | 2000 | Composite | 2002-06-13 | Fiberglass Reinforced Plastic | Pressurized
BANK OF AMERICA | 225 FIFTH ST NE | CAIRO | Grady | 9065036 | 1 | [5 empty] | Removed from Ground | Gas (Historical Use) | 1000 | Marked Unknown | 1991-01-01 | Unknown
BANK OF AMERICA | 225 FIFTH ST NE | CAIRO | Grady | 9065036 | 2 | [5 empty] | Removed from Ground | Gas (Historical Use) | 1000 | Marked Unknown | 1991-01-01 | Unknown
UPS CAIRO (UST) #3172 | 1918 US 84 EAST | CAIRO | Grady | 9000516 | 1 | [5 empty] | Removed from Ground | Gas (Historical Use) | 6000 | Bare Steel | 1979-05-07 | Unknown
UPS CAIRO (UST) #3172 | 1918 US 84 EAST | CAIRO | Grady | 9000516 | 2 | [5 empty] | Removed from Ground | Gas (Historical Use) | 6000 | Bare Steel | 1979-05-07 | Unknown
UPS CAIRO (UST) #3172 | 1918 US 84 EAST | CAIRO | Grady | 9000516 | 3 |  |  | TRUE |  | TRUE | Removed from Ground | Used Oil | 500 | Bare Steel | 1979-05-07 | Unknown
UPS CAIRO (UST) #3172 | 1918 US 84 EAST | CAIRO | Grady | 9000516 | 4 | Flapper Valve | 1995-02-28 | FALSE | 1995-02-28 | FALSE | Currently in Use | Diesel | 10000 | Fiberglass | 1990-03-02 | Fiberglass Reinforced Plastic | Pressurized
UPS CAIRO (UST) #3172 | 1918 US 84 EAST | CAIRO | Grady | 9000516 | 5 | [5 empty] | Removed from Ground | Gas (Historical Use) | 4000 | Bare Steel | 1979-05-07 | Unknown
DREW SELF SERVICE | 330 N BROAD ST | CAIRO | Grady | 9000403 | 1 | [5 empty] | Removed from Ground | Gas (Historical Use) | 4000 | Bare Steel | 1961-05-12 | Unknown
DREW SELF SERVICE | 330 N BROAD ST | CAIRO | Grady | 9000403 | 2 | [5 empty] | Removed from Ground | Gas (Historical Use) | 3000 | Bare Steel | 1961-05-12 | Fiberglass Reinforced Plastic
DREW SELF SERVICE | 330 N BROAD ST | CAIRO | Grady | 9000403 | 3 | [5 empty] | Removed from Ground | Gas (Historical Use) | 3000 | Bare Steel | 1961-05-12 | Unknown
DREW SELF SERVICE | 330 N BROAD ST | CAIRO | Grady | 9000403 | 4 | Overfill Alarm | 1989-01-01 | FALSE | 1989-01-01 | FALSE | Currently in Use | E-10 | 6000 | Galvanic (STIP-3) | 2001-11-21 | Fiberglass Reinforced Plastic | Pressurized
DREW SELF SERVICE | 330 N BROAD ST | CAIRO | Grady | 9000403 | 5 | Overfill Alarm | 1989-01-01 | FALSE | 1989-01-01 | FALSE | Currently in Use | Diesel On Road | 6000 | Galvanic (STIP-3) | 2001-11-21 | Fiberglass Reinforced Plastic | Pressurized
DREW SELF SERVICE | 330 N BROAD ST | CAIRO | Grady | 9000403 | 6 | Overfill Alarm | 1989-01-01 | FALSE | 1989-01-01 | FALSE | Currently in Use | Diesel On Road | 6000 | Galvanic (STIP-3) | 2001-11-21 | Fiberglass Reinforced Plastic | Pressurized
DREW SELF SERVICE | 330 N BROAD ST | CAIRO | Grady | 9000403 | 7 | Overfill Alarm | 1998-01-01 | FALSE | 1998-01-01 | FALSE | Temporarily out of use | Kerosene | 2000 | Galvanic (STIP-3) | 2001-11-21 | Fiberglass Reinforced Plastic | Pressurized
DREW SELF SERVICE | 330 N BROAD ST | CAIRO | Grady | 9000403 | 8 | Overfill Alarm | 1998-01-01 | FALSE | 1998-01-01 | FALSE | Currently in Use | Diesel Off Road | 6000 | Composite | 2001-11-21 | Fiberglass Reinforced Plastic | Pressurized
DREW SELF SERVICE | 330 N BROAD ST | CAIRO | Grady | 9000403 | 9 | Overfill Alarm | 1998-01-01 | FALSE | 1998-01-01 | FALSE | Currently in Use | E-10 | 10000 | Composite | 2001-11-21 | Fiberglass Reinforced Plastic | Pressurized
TORRINGTON CO | 2525 TORRINGTON DR | CAIRO | Grady | 9000421 | BB-5 | [5 empty] | Removed from Ground | Diesel | 1000 | Bare Steel | 1977-04-23 | Galvanized Steel
TORRINGTON CO | 2525 TORRINGTON DR | CAIRO | Grady | 9000421 | BB-6 | [5 empty] | Removed from Ground | Gas (Historical Use) | 1000 | Bare Steel | 1977-04-23 | Galvanized Steel
TORRINGTON CO | 2525 TORRINGTON DR | CAIRO | Grady | 9000421 | BR-7 | [5 empty] | Removed from Ground | Diesel | 10000 | Bare Steel | 1977-04-23 | Bare Steel
TORRINGTON CO | 2525 TORRINGTON DR | CAIRO | Grady | 9000421 | BR-8 | [5 empty] | Removed from Ground | Diesel | 10000 | Bare Steel | 1977-04-23 | Bare Steel
TORRINGTON CO | 2525 TORRINGTON DR | CAIRO | Grady | 9000421 | BR-9 | [5 empty] | Removed from Ground | Diesel | 10000 | Bare Steel | 1977-04-23 | Bare Steel
TORRINGTON CO | 2525 TORRINGTON DR | CAIRO | Grady | 9000421 | RH-11 | [5 empty] | Removed from Ground | Other | 8000 | Bare Steel | 1977-04-23 | Bare Steel
TORRINGTON CO | 2525 TORRINGTON DR | CAIRO | Grady | 9000421 | SM-1 | [5 empty] | Removed from Ground | Other | 5000 | Bare Steel | 1977-04-23 | Bare Steel
TORRINGTON CO | 2525 TORRINGTON DR | CAIRO | Grady | 9000421 | SM-2 | [5 empty] | Removed from Ground | Other | 10000 | Bare Steel | 1977-04-23 | Bare Steel
TORRINGTON CO | 2525 TORRINGTON DR | CAIRO | Grady | 9000421 | SM-3 | [5 empty] | Removed from Ground | Other | 10000 | Bare Steel | 1977-04-23 | Bare Steel
TORRINGTON CO | 2525 TORRINGTON DR | CAIRO | Grady | 9000421 | SM-4 | [5 empty] | Removed from Ground | Other | 10000 | Bare Steel | 1977-04-23 | Bare Steel
TORRINGTON CO | 2525 TORRINGTON DR | CAIRO | Grady | 9000421 | WO-10 |  |  | TRUE |  | TRUE | Removed from Ground | Used Oil | 10000 | Bare Steel | 1977-04-23 | Bare Steel
TRAWICKS FINA STA | US HWY 84 @ FIFTH ST NE | CAIRO | Grady | 9000691 | 1 | [5 empty] | Removed from Ground | Gas (Historical Use) | 3000 | Bare Steel | 1965-07-09 | Unknown
TRAWICKS FINA STA | US HWY 84 @ FIFTH ST NE | CAIRO | Grady | 9000691 | 2 | [5 empty] | Removed from Ground | Gas (Historical Use) | 3000 | Bare Steel | 1965-07-09 | Unknown
TRAWICKS FINA STA | US HWY 84 @ FIFTH ST NE | CAIRO | Grady | 9000691 | 3 | [5 empty] | Removed from Ground | Gas (Historical Use) | 3000 | Bare Steel | 1965-07-09 | Unknown
TRAWICKS FINA STA | US HWY 84 @ FIFTH ST NE | CAIRO | Grady | 9000691 | 4 | [5 empty] | Removed from Ground | Kerosene | 560 | Bare Steel | 1965-07-09 | Unknown
TRAWICKS FINA STA | US HWY 84 @ FIFTH ST NE | CAIRO | Grady | 9000691 | 5 | [5 empty] | Removed from Ground | Other | 1000 | Not Marked/Unknown | 1996-07-17 | Not Marked
CAIN PROPERTY/CARTER CONCRETE | GA HWY 111 | CALVARY | Grady | 9065001 | 1 | [5 empty] | Removed from Ground | Empty | 1000 | Not Marked/Unknown | 1991-09-01 | Not Marked
CAIN PROPERTY/CARTER CONCRETE | GA HWY 111 | CALVARY | Grady | 9065001 | 2 | [5 empty] | Removed from Ground | Empty | 1000 | Not Marked/Unknown | 1991-09-01 | Not Marked
GA FC-GRADY CO UNIT | GA HWY 111 | CAIRO | Grady | 9065002 | 1 | [5 empty] | Removed from Ground | Gas (Historical Use) | 2000 | Bare Steel | 1985-04-22 | Galvanized Steel | Safe Suction (Euro)
GA FC-GRADY CO UNIT | GA HWY 111 | CAIRO | Grady | 9065002 | 2 | [5 empty] | Removed from Ground | Diesel | 560 | Bare Steel | 1962-04-28 | Galvanized Steel | Safe Suction (Euro)
GA FC-GRADY CO UNIT | GA HWY 111 | CAIRO | Grady | 9065002 | 200186 |  | 1992-03-18 |  | 1992-03-18 |  | Removed from Ground | Diesel | 1000 | Galvanic (STIP-3) | 1992-03-18 | Cathodically Protected | Safe Suction (Euro)
GA FC-GRADY CO UNIT | GA HWY 111 | CAIRO | Grady | 9065002 | 200192 |  | 1992-03-18 |  | 1992-03-18 |  | Removed from Ground | Gas (Historical Use) | 1000 | Galvanic (STIP-3) | 1992-03-18 | Cathodically Protected | Safe Suction (Euro)
SUSIE QS #30 | 45 HWY 84 E | CAIRO | Grady | 9065003 | 1 | Ball Float | 1990-08-01 | FALSE | 1990-08-01 | FALSE | Currently in Use | E-10 | 8000 | Galvanic (STIP-3) | 1990-08-01 | Fiberglass Reinforced Plastic | Pressurized
SUSIE QS #30 | 45 HWY 84 E | CAIRO | Grady | 9065003 | 2 | Ball Float | 1990-08-01 | FALSE | 1990-08-01 | FALSE | Currently in Use | E-10 | 8000 | Galvanic (STIP-3) | 1990-08-01 |  | Pressurized
SUSIE QS #30 | 45 HWY 84 E | CAIRO | Grady | 9065003 | 3 | Ball Float | 1990-08-01 | FALSE | 1990-08-01 | FALSE | Currently in Use | Premium | 6000 | Galvanic (STIP-3) | 1990-08-01 |  | Pressurized
SUSIE QS #30 | 45 HWY 84 E | CAIRO | Grady | 9065003 | 4 | Ball Float | 1990-08-01 | FALSE | 1990-08-01 | FALSE | Currently in Use | Diesel | 6000 | Galvanic (STIP-3) | 1990-08-01 |  | Pressurized
UNITED CITIES GAS CO | 505 HWY 84 EAST | CAIRO | Grady | 9065004 | 1 | [5 empty] | Removed from Ground | Gas (Historical Use) | 4000 | Bare Steel | 1991-05-31 | Galvanized Steel
UNITED CITIES GAS CO | 505 HWY 84 EAST | CAIRO | Grady | 9065004 | 2 | [5 empty] | Removed from Ground | Gas (Historical Use) | 3000 | Bare Steel | 1991-05-31 | Galvanized Steel
UNITED CITIES GAS CO | 505 HWY 84 EAST | CAIRO | Grady | 9065004 | 3 | [5 empty] | Removed from Ground | Diesel | 3000 | Bare Steel | 1991-05-31 | Galvanized Steel
WHIGHAM ELEM SCHOOL | US HWY 84 | WHIGHAM | Grady | 9065005 | 1 | [5 empty] | Permanently Out of Use - historical purposes | Diesel | 5000 | Bare Steel | 1965-01-01 | Unknown
CAIRO STATE FARMERS MARKET | 1110 NORTH BROAD ST | CAIRO | Grady | 9065007 | 1 | [5 empty] | Removed from Ground | Other | 1000 | Not Marked/Unknown | 2000-04-10 | Not Marked
L & G FOODMART #4 | 1250 US 84 E | CAIRO | Grady | 9065011 | 1 | Overfill Alarm | 1994-07-24 | FALSE | 1994-07-24 | FALSE | Currently in Use | E-10 | 12000 | Composite Double Walled | 1994-07-24 | Double-Walled Flex | Pressurized
L & G FOODMART #4 | 1250 US 84 E | CAIRO | Grady | 9065011 | 2A | Overfill Alarm | 1994-07-24 | FALSE | 1994-07-24 | FALSE | Currently in Use | Premium | 8000 | Composite Double Walled | 1994-07-24 | Double-Walled Flex | Pressurized
L & G FOODMART #4 | 1250 US 84 E | CAIRO | Grady | 9065011 | 2B | Overfill Alarm | 1994-07-24 | FALSE | 1994-04-24 | FALSE | Currently in Use | Diesel | 4000 | Composite Double Walled | 1994-07-24 | Double-Walled Flex | Pressurized
GRADY GENERAL HOSPITAL | 1155 5TH ST SE | CAIRO | Grady | 9065012 | 1 | [5 empty] | Removed from Ground | Diesel | 550 | Bare Steel | 1998-10-01 | Galvanized Steel
GRADY GENERAL HOSPITAL | 1155 5TH ST SE | CAIRO | Grady | 9065012 | 2 | [5 empty] | Removed from Ground | Gas (Historical Use) | 550 | Bare Steel | 1998-10-01 | Galvanized Steel
GRADY GENERAL HOSPITAL | 1155 5TH ST SE | CAIRO | Grady | 9065012 | 3 | [5 empty] | Removed from Ground | Gas (Historical Use) | 1500 | Bare Steel | 1998-10-21 | Galvanized Steel
GRADY GENERAL HOSPITAL | 1155 5TH ST SE | CAIRO | Grady | 9065012 | 4 | Flapper Valve | 1998-11-15 | FALSE | 1998-11-15 | FALSE | Currently in Use | Diesel | 1000 | Composite | 1998-11-15 | Fiberglass Reinforced Plastic | Suction (American)
ONE CONVENIENT STOP #3 | 130 GA HWY 93 N | CAIRO | Grady | 9065017 | 1 | [5 empty] | Removed from Ground | Gas (Historical Use) | 550 | Bare Steel | 1997-06-19 | Galvanized Steel | Suction (American)
ONE CONVENIENT STOP #3 | 130 GA HWY 93 N | CAIRO | Grady | 9065017 | 2 | [5 empty] | Removed from Ground | Gas (Historical Use) | 1060 | Bare Steel | 1997-06-19 | Galvanized Steel | Suction (American)
ONE CONVENIENT STOP #3 | 130 GA HWY 93 N | CAIRO | Grady | 9065017 | 3A | Ball Float | 1997-11-26 | FALSE | 1997-11-26 | FALSE | Currently in Use | E-10 | 6000 | Composite | 1997-11-26 | Double-Walled Flex | Pressurized
ONE CONVENIENT STOP #3 | 130 GA HWY 93 N | CAIRO | Grady | 9065017 | 3B | Ball Float | 1997-11-26 | FALSE | 1997-11-26 | FALSE | Currently in Use | E-0 | 4000 | Composite | 1997-11-26 | Double-Walled Flex | Pressurized
ONE CONVENIENT STOP #3 | 130 GA HWY 93 N | CAIRO | Grady | 9065017 | 3C | Ball Float | 1997-11-26 | FALSE | 1997-11-26 | FALSE | Currently in Use | Diesel | 2000 | Composite | 1997-11-26 | Double-Walled Flex | Pressurized
HUNTER'S SERVICE STATION | 798 HWY 111 S | CAIRO | Grady | 9065019 | 1 | [5 empty] | Removed from Ground | Gas (Historical Use) | 3000 | Bare Steel | 2012-03-27 | Galvanized Steel | Suction (American)
HUNTER'S SERVICE STATION | 798 HWY 111 S | CAIRO | Grady | 9065019 | 2 | [5 empty] | Removed from Ground | Gas (Historical Use) | 3000 | Bare Steel | 2012-03-27 | Galvanized Steel | Suction (American)
HUNTER'S SERVICE STATION | 798 HWY 111 S | CAIRO | Grady | 9065019 | 3 | [5 empty] | Removed from Ground | Gas (Historical Use) | 4000 | Bare Steel | 2012-05-02 | Galvanized Steel | Suction (American)
HUNTER'S SERVICE STATION | 798 HWY 111 S | CAIRO | Grady | 9065019 | 4 |  |  | FALSE |  | FALSE | Removed from Ground | Diesel | 1000 | Bare Steel |  | Galvanized Steel | Suction (American)
BEACHTONS NEVER GIVE UP LLC | 1494 US 319 S | THOMASVILLE | Grady | 9065021 | 1 | Flapper Valve | 1992-04-29 | FALSE | 1992-04-29 | FALSE | Currently in Use | E-10 | 10000 | Galvanic (STIP-3) | 1992-04-01 | Fiberglass Reinforced Plastic | Pressurized
BEACHTONS NEVER GIVE UP LLC | 1494 US 319 S | THOMASVILLE | Grady | 9065021 | 2 | Flapper Valve | 1992-04-29 | FALSE | 1992-04-29 | FALSE | Currently in Use | Premium | 6000 | Galvanic (STIP-3) | 1992-04-01 | Fiberglass Reinforced Plastic | Pressurized
BEACHTONS NEVER GIVE UP LLC | 1494 US 319 S | THOMASVILLE | Grady | 9065021 | 3 | Flapper Valve | 1995-09-01 | FALSE | 1995-09-01 | FALSE | Currently in Use | Diesel | 10000 | Galvanic (STIP-3) | 1995-09-01 | Fiberglass Reinforced Plastic | Pressurized
COUNTY FOOD & TIRE | 5324 HIGHWAY 111S | WHIGHAM | Grady | 9065025 | 1 | Flapper Valve | 1997-05-01 | FALSE | 1997-05-01 | FALSE | Temporarily out of use | Gas (Historical Use) | 6000 | Steel-Impressed Current | 1988-01-01 | Steel (Impressed Current) | Pressurized
COUNTY FOOD & TIRE | 5324 HIGHWAY 111S | WHIGHAM | Grady | 9065025 | 2 | Flapper Valve | 1997-05-01 |  | 1997-05-01 |  | Temporarily out of use | Gas (Historical Use) | 8000 | Steel-Impressed Current | 1988-01-01 | Steel (Impressed Current) | Pressurized
COUNTY FOOD & TIRE | 5324 HIGHWAY 111S | WHIGHAM | Grady | 9065025 | 3 | Flapper Valve | 2008-08-01 |  | 2008-08-01 |  | Temporarily out of use | Diesel | 6000 | Steel-Impressed Current | 1988-01-01 | Steel (Impressed Current) | Pressurized
THOMAS MERCANTILE CO | 210 FIRST AVE | CALVARY | Grady | 9065026 | 1 | [5 empty] | Removed from Ground | Gas (Historical Use) | 280 | Bare Steel | 1998-07-01 | Bare Steel | Safe Suction (Euro)
THOMAS MERCANTILE CO | 210 FIRST AVE | CALVARY | Grady | 9065026 | 2 | [5 empty] | Removed from Ground | Gas (Historical Use) | 550 | Bare Steel | 1998-07-01 | Bare Steel | Safe Suction (Euro)
THOMAS MERCANTILE CO | 210 FIRST AVE | CALVARY | Grady | 9065026 | 3A | Overfill Alarm | 1998-08-01 | FALSE | 1998-08-01 | FALSE | Currently in Use | E-10 | 5000 | Composite | 1998-08-01 | Double-Walled Flex | Pressurized
THOMAS MERCANTILE CO | 210 FIRST AVE | CALVARY | Grady | 9065026 | 3B | Overfill Alarm | 1998-08-01 | FALSE | 1998-08-01 | FALSE | Currently in Use | E-0 | 3000 | Composite | 1998-08-01 | Double-Walled Flex | Pressurized
THOMAS MERCANTILE CO | 210 FIRST AVE | CALVARY | Grady | 9065026 | 4 | Ball Float | 1998-08-01 | FALSE | 1998-08-01 | FALSE | Currently in Use | Diesel | 3000 | Composite | 1998-08-01 | Double-Walled Flex | Pressurized
GRADY COUNTY | 1978 N BROAD ST | CAIRO | Grady | 9065028 | 1 | [5 empty] | Removed from Ground | Gas (Historical Use) | 8000 | Bare Steel | 1998-10-04 | Bare Steel | Suction (American)
GRADY COUNTY | 1978 N BROAD ST | CAIRO | Grady | 9065028 | 2 | [5 empty] | Removed from Ground | Gas (Historical Use) | 8000 | Bare Steel | 1998-10-04 | Bare Steel | Suction (American)
GRADY COUNTY | 1978 N BROAD ST | CAIRO | Grady | 9065028 | 3 | [5 empty] | Removed from Ground | Diesel | 10000 | Bare Steel | 1998-10-04 | Bare Steel | Suction (American)
FAST FUEL 18 | 2499 US HWY 319 S | THOMASVILLE | Grady | 9065029 | 1 | Ball Float | 1996-05-01 | FALSE | 1996-05-01 | FALSE | Currently in Use | E-10 | 20000 | Composite | 1996-05-01 | Double-Walled Flex | Pressurized
FAST FUEL 18 | 2499 US HWY 319 S | THOMASVILLE | Grady | 9065029 | 2 | Ball Float | 1996-05-01 | FALSE | 1996-05-01 | FALSE | Currently in Use | Premium | 15000 | Composite | 1996-05-01 | Double-Walled Flex | Pressurized
FAST FUEL 18 | 2499 US HWY 319 S | THOMASVILLE | Grady | 9065029 | 3 | Ball Float | 1996-05-01 | FALSE | 1996-05-01 | FALSE | Currently in Use | Diesel | 20000 | Composite | 1996-05-01 | Double-Walled Flex | Pressurized
GAINEY'S STORE | CORNER OF GAINEY ROAD AND HAWTHO | CAIRO | Grady | 9065030 | 1 | [5 empty] | Removed from Ground | Gas (Historical Use) | 560 | Bare Steel |  | Bare Steel | Safe Suction (Euro)
M & K CHEVRON | 12 38TH BLVD NE | CAIRO | Grady | 9065032 | 1 | [5 empty] | Removed from Ground | Gas (Historical Use) | 8000 | Cathodically Protected Steel | 1986-03-13 | Fiberglass Reinforced Plastic | Pressurized
M & K CHEVRON | 12 38TH BLVD NE | CAIRO | Grady | 9065032 | 2 | [5 empty] | Removed from Ground | Gas (Historical Use) | 10000 | Cathodically Protected Steel | 1986-03-13 | Fiberglass Reinforced Plastic | Pressurized
M & K CHEVRON | 12 38TH BLVD NE | CAIRO | Grady | 9065032 | 3 | [5 empty] | Removed from Ground | Gas (Historical Use) | 10000 | Cathodically Protected Steel | 1986-03-13 | Fiberglass Reinforced Plastic | Pressurized
HUDS #5 | 114 E BROAD AVE | WHIGHAM | Grady | 9014013 | 1 | Flapper Valve | 2006-01-19 | FALSE | 2006-01-19 | FALSE | Currently in Use | E-10 | 8000 | Steel-Impressed Current | 2002-11-06 | Steel (Impressed Current) | Pressurized
HUDS #5 | 114 E BROAD AVE | WHIGHAM | Grady | 9014013 | 2 | Flapper Valve | 2006-01-19 | FALSE | 2006-01-19 | FALSE | Currently in Use | E-0 | 8000 | Steel-Impressed Current | 2002-11-06 | Steel (Impressed Current) | Pressurized
GRADY E.M.C | 1499 38TH BLVD NW | CAIRO | Grady | 9043044 | 1 | Flapper Valve |  | FALSE |  | FALSE | Currently in Use | Gas (Historical Use) | 2000 | Galvanic (STIP-3) | 1989-03-01 | Fiberglass Reinforced Plastic | Pressurized
GRADY E.M.C | 1499 38TH BLVD NW | CAIRO | Grady | 9043044 | 2 | Flapper Valve |  |  |  |  | Currently in Use | Diesel | 10000 | Galvanic (STIP-3) | 1989-03-01 | Fiberglass Reinforced Plastic | Pressurized
REYNOLDS PLANTATION | 100 LINGER LONGER RD | GREENSBORO | Greene | 9066001 | 1 |  | 1995-01-01 |  | 1995-01-01 |  | Removed from Ground | Diesel | 1000 | Cathodically Protected Steel | 1988-01-01 |  | Safe Suction (Euro)
REYNOLDS PLANTATION | 100 LINGER LONGER RD | GREENSBORO | Greene | 9066001 | 2 |  | 1995-01-01 |  | 1995-01-01 |  | Removed from Ground | Gas (Historical Use) | 1000 | Cathodically Protected Steel | 1988-01-01 |  | Safe Suction (Euro)
REYNOLDS PLANTATION | 100 LINGER LONGER RD | GREENSBORO | Greene | 9066001 | 3 |  | 1995-01-01 | FALSE | 1995-01-01 | FALSE | Closed in Ground | Gas (Historical Use) | 1000 | Galvanic (STIP-3) | 1988-01-01 | Fiberglass Reinforced Plastic | Safe Suction (Euro)
MCI | US HWY 278 | UNION POINT | Greene | 9066002 | 1 | [5 empty] | Removed from Ground | Diesel | 500 | Fiberglass | 1986-06-01 | Not Marked
MCI | US HWY 278 | UNION POINT | Greene | 9066002 | 2 | Overfill Alarm | 1993-12-01 | FALSE | 1993-12-01 | FALSE | Currently in Use | Diesel | 600 | Fiberglass Double Walled | 1993-12-17 | Fiberglass Reinforced Plastic | Suction (American)
HARBOR CLUB | 1 CLUB DR | GREENSBORO | Greene | 9066003 | 1 | [5 empty] | Removed from Ground | Gas (Historical Use) | 1500 | Cathodically Protected Steel | 1990-06-01 | Galvanized Steel
HARBOR CLUB | 1 CLUB DR | GREENSBORO | Greene | 9066003 | 2 | [5 empty] | Removed from Ground | Diesel | 1500 | Cathodically Protected Steel | 1990-06-01 | Galvanized Steel
CHEVRON #44010 | 104 NORTH ST | GREENSBORO | Greene | 9066004 | 1 | [5 empty] | Removed from Ground | Gas (Historical Use) | 10000 | Cathodically Protected Steel | 1958-04-30 | Galvanized Steel
CHEVRON #44010 | 104 NORTH ST | GREENSBORO | Greene | 9066004 | 2 | [5 empty] | Removed from Ground | Gas (Historical Use) | 10000 | Cathodically Protected Steel | 1958-04-30 | Galvanized Steel
CHEVRON #44010 | 104 NORTH ST | GREENSBORO | Greene | 9066004 | 3 | [5 empty] | Removed from Ground | Gas (Historical Use) | 5000 | Cathodically Protected Steel | 1958-04-30 | Galvanized Steel
CHEVRON #44010 | 104 NORTH ST | GREENSBORO | Greene | 9066004 | 4 |  |  | TRUE |  | TRUE | Removed from Ground | Used Oil | 550 | Cathodically Protected Steel | 1958-04-30 | Galvanized Steel
GA DNR/OCONEE WILDLIFE MGMT | LIBERTY CHURCH RD | WHITE PLAINS | Greene | 9066007 | 2 | [5 empty] | Removed from Ground | Gas (Historical Use) | 1000 | Bare Steel | 1978-01-01 | Galvanized Steel
GA-PACIFIC/GREENSBORO GA FORESTR | VEAZEY RD/GA HWY 15 | GREENSBORO | Greene | 9066008 | 1 | [5 empty] | Removed from Ground | Diesel | 1000 | Marked Unknown |  | Unknown
KAHN BROS FOOD STORE METRO FOOD STORE | 4020 HWY 77 | SILOAM | Greene | 9066009 | 1 |  | 1998-10-01 |  | 1998-10-01 |  | Temporarily out of use | Gas (Historical Use) | 6000 | Steel-Impressed Current | 1986-01-01 | Cathodically Protected | Pressurized
KAHN BROS FOOD STORE METRO FOOD STORE | 4020 HWY 77 | SILOAM | Greene | 9066009 | 2 |  | 1998-10-01 |  | 1998-10-01 |  | Temporarily out of use | Gas (Historical Use) | 6000 | Steel-Impressed Current | 1986-01-01 | Cathodically Protected | Pressurized
KAHN BROS FOOD STORE METRO FOOD STORE | 4020 HWY 77 | SILOAM | Greene | 9066009 | 3 |  | 1998-10-01 |  | 1998-10-01 |  | Temporarily out of use | Gas (Historical Use) | 5000 | Steel-Impressed Current | 1986-01-01 | Cathodically Protected | Pressurized
SHORT STOP | 4680 LAMB AVE | UNION POINT | Greene | 9066010 | 1 |  | 1999-01-01 |  | 1999-01-01 |  | Removed from Ground | Gas (Historical Use) | 4000 | Steel-Impressed Current | 1986-01-01 | Steel (Impressed Current) | Suction (American)
SHORT STOP | 4680 LAMB AVE | UNION POINT | Greene | 9066010 | 2 |  | 1999-01-01 |  | 1999-01-01 |  | Removed from Ground | Gas (Historical Use) | 2000 | Steel-Impressed Current | 1986-01-01 | Steel (Impressed Current) | Suction (American)
SHORT STOP | 4680 LAMB AVE | UNION POINT | Greene | 9066010 | 3 |  | 1999-01-01 |  | 1999-01-01 |  | Removed from Ground | Diesel | 2000 | Steel-Impressed Current | 1986-01-01 | Steel (Impressed Current) | Suction (American)
SHORT STOP | 4680 LAMB AVE | UNION POINT | Greene | 9066010 | 4 | Flapper Valve | 2008-01-05 | FALSE | 2008-01-05 | FALSE | Currently in Use | Gas (Historical Use) | 4000 | Composite | 2008-01-05 | Fiberglass Reinforced Plastic | Safe Suction (Euro)
SHORT STOP | 4680 LAMB AVE | UNION POINT | Greene | 9066010 | 5A | Flapper Valve | 2008-01-05 | FALSE | 2008-01-05 | FALSE | Currently in Use | Gas (Historical Use) | 2000 | Composite | 2008-01-05 | Fiberglass Reinforced Plastic | Safe Suction (Euro)
SHORT STOP | 4680 LAMB AVE | UNION POINT | Greene | 9066010 | 5B | Flapper Valve | 2008-01-05 | FALSE | 2008-01-05 | FALSE | Currently in Use | Diesel | 2000 | Composite | 2008-01-05 | Fiberglass Reinforced Plastic | Safe Suction (Euro)
SUNRISE BP | 202 EAST BROAD ST | GREENSBORO | Greene | 9066011 | 1 |  | 1993-03-23 |  | 1993-03-23 |  | Currently in Use | Gas (Historical Use) | 12000 | Composite | 1993-03-23 | Fiberglass Reinforced Plastic | Pressurized
SUNRISE BP | 202 EAST BROAD ST | GREENSBORO | Greene | 9066011 | 2 |  | 1993-03-23 |  | 1993-03-23 |  | Currently in Use | Gas (Historical Use) | 8000 | Composite | 1993-03-23 | Fiberglass Reinforced Plastic | Pressurized
GREENSBORO CHEVRON | 2530 LAKE OCONEE PKWY | GREENSBORO | Greene | 9066012 | 1 | Ball Float | 1995-03-25 | FALSE | 1995-03-25 | FALSE | Currently in Use | Regular | 10000 | Galvanic (STIP-3) | 1987-03-01 | Fiberglass Reinforced Plastic | Pressurized
GREENSBORO CHEVRON | 2530 LAKE OCONEE PKWY | GREENSBORO | Greene | 9066012 | 2 | Ball Float | 1995-03-25 | FALSE | 1995-03-25 | FALSE | Currently in Use | Premium | 10000 | Galvanic (STIP-3) | 1987-03-01 | Fiberglass Reinforced Plastic | Pressurized
GREENSBORO CHEVRON | 2530 LAKE OCONEE PKWY | GREENSBORO | Greene | 9066012 | 3 |  | 1995-03-25 | FALSE | 1995-03-25 | FALSE | Currently in Use | Regular | 10000 | Galvanic (STIP-3) | 1987-03-01 | Fiberglass Reinforced Plastic | Pressurized
GREENSBORO CHEVRON | 2530 LAKE OCONEE PKWY | GREENSBORO | Greene | 9066012 | 4 | Ball Float | 1995-03-25 | FALSE | 1995-03-25 | FALSE | Currently in Use | Diesel | 6000 | Galvanic (STIP-3) | 1987-03-01 | Fiberglass Reinforced Plastic | Pressurized
FIRST BASE CONVENIENCE STORE | 405 WALNUT ST | GREENSBORO | Greene | 9066013 | 1 |  | 1999-01-01 |  | 1999-01-01 |  | Currently in Use | Gas (Historical Use) | 6000 | Steel-Impressed Current | 1987-01-01 | Steel (Impressed Current) | Pressurized
FIRST BASE CONVENIENCE STORE | 405 WALNUT ST | GREENSBORO | Greene | 9066013 | 2 |  | 1999-01-01 |  | 1999-01-01 |  | Currently in Use | Gas (Historical Use) | 6000 | Steel-Impressed Current | 1987-01-01 | Steel (Impressed Current) | Pressurized
FIRST BASE CONVENIENCE STORE | 405 WALNUT ST | GREENSBORO | Greene | 9066013 | 3 |  | 1999-01-01 |  | 1999-01-01 |  | Currently in Use | Gas (Historical Use) | 6000 | Steel-Impressed Current | 1987-01-01 | Steel (Impressed Current) | Pressurized
FIRST BASE CONVENIENCE STORE | 405 WALNUT ST | GREENSBORO | Greene | 9066013 | 4A |  | 2015-01-16 | FALSE | 2015-01-16 | FALSE | Currently in Use | E-85 | 12000 | Fiberglass Double Walled | 2015-01-16 | Double-Walled Flex | Pressurized
FIRST BASE CONVENIENCE STORE | 405 WALNUT ST | GREENSBORO | Greene | 9066013 | 4B |  | 2015-01-16 | FALSE | 2015-01-16 | FALSE | Currently in Use | Diesel | 3000 | Fiberglass Double Walled | 2015-01-16 | Double-Walled Flex | Pressurized
COASTAL | 1230 WEST BROAD ST | GREENSBORO | Greene | 9066014 | 1 |  | 1998-09-01 |  | 1998-09-01 |  | Removed from Ground | Gas (Historical Use) | 10000 | Steel-Impressed Current | 1980-01-01 | Cathodically Protected | Suction (American)
COASTAL | 1230 WEST BROAD ST | GREENSBORO | Greene | 9066014 | 2 |  | 1998-09-01 |  | 1998-09-01 |  | Removed from Ground | Diesel | 8000 | Steel-Impressed Current | 1980-01-01 | Cathodically Protected | Suction (American)
COASTAL | 1230 WEST BROAD ST | GREENSBORO | Greene | 9066014 | 3 |  | 1998-09-01 |  | 1998-09-01 |  | Removed from Ground | Gas (Historical Use) | 8000 | Steel-Impressed Current | 1980-01-01 | Cathodically Protected | Suction (American)
SILOAM BP AMOCO | 3870 HWY 77 | SILOAM | Greene | 9066016 | 1 | Flapper Valve | 1994-09-01 |  | 1994-09-01 |  | Currently in Use | Gas (Historical Use) | 6000 | Galvanic (STIP-3) | 1994-09-01 | Fiberglass Reinforced Plastic | Pressurized
SILOAM BP AMOCO | 3870 HWY 77 | SILOAM | Greene | 9066016 | 2 | Flapper Valve | 1994-09-01 |  | 1994-09-01 |  | Currently in Use | Gas (Historical Use) | 6000 | Galvanic (STIP-3) | 1994-09-01 | Fiberglass Reinforced Plastic | Pressurized
SILOAM BP AMOCO | 3870 HWY 77 | SILOAM | Greene | 9066016 | 3 | Flapper Valve | 1994-09-01 |  | 1994-09-01 |  | Currently in Use | Gas (Historical Use) | 6000 | Galvanic (STIP-3) | 1994-09-01 | Fiberglass Reinforced Plastic | Pressurized
SILOAM BP AMOCO | 3870 HWY 77 | SILOAM | Greene | 9066016 | 4 | Flapper Valve | 1994-09-01 |  | 1994-09-01 |  | Currently in Use | Diesel | 3000 | Galvanic (STIP-3) | 1994-09-01 | Fiberglass Reinforced Plastic | Pressurized
FORMER GREENE COUNTY ROAD CAMP | 1001 APALACHEE AVE | GREENSBORO | Greene | 9066017 | 1 | [5 empty] | Removed from Ground | Gas (Historical Use) | 10000 | Bare Steel | 1998-02-01 | Galvanized Steel
FORMER GREENE COUNTY ROAD CAMP | 1001 APALACHEE AVE | GREENSBORO | Greene | 9066017 | 2 | [5 empty] | Removed from Ground | Diesel | 10000 | Bare Steel | 1998-02-01 | Galvanized Steel
FORMER GREENE COUNTY ROAD CAMP | 1001 APALACHEE AVE | GREENSBORO | Greene | 9066017 | 3 | [5 empty] | Removed from Ground | Gas (Historical Use) | 6000 | Bare Steel | 1990-02-01 | Bare Steel | Safe Suction (Euro)
HENRY SISSON SERVICE STATION | 4760 LAMB Ave | UNION POINT | Greene | 9066018 | 1 | [5 empty] | Temporarily out of use | Gas (Historical Use) | 1065 | Bare Steel |  | Galvanized Steel | Suction (American)
HENRY SISSON SERVICE STATION | 4760 LAMB Ave | UNION POINT | Greene | 9066018 | 2 | [5 empty] | Temporarily out of use | Gas (Historical Use) | 1065 | Bare Steel |  | Galvanized Steel | Suction (American)
HENRY SISSON SERVICE STATION | 4760 LAMB Ave | UNION POINT | Greene | 9066018 | 3 | [5 empty] | Temporarily out of use | Gas (Historical Use) | 3000 | Bare Steel |  | Bare Steel | Suction (American)
B & M FULL SERVICE | 4990 LAMB AVE | UNION POINT | Greene | 9066019 | 1 | Flapper Valve | 1998-08-01 |  | 1998-08-01 |  | Temporarily out of use | Gas (Historical Use) | 6000 | Steel-Impressed Current | 1963-06-01 |  | Suction (American)
B & M FULL SERVICE | 4990 LAMB AVE | UNION POINT | Greene | 9066019 | 2 | Flapper Valve | 1998-08-01 |  | 1998-08-01 |  | Temporarily out of use | Diesel | 2000 | Steel-Impressed Current | 1963-06-01 |  | Suction (American)
B & M FULL SERVICE | 4990 LAMB AVE | UNION POINT | Greene | 9066019 | 3 | Flapper Valve | 1998-08-01 | FALSE | 1998-08-01 | FALSE | Temporarily out of use | Gas (Historical Use) | 4000 | Steel-Impressed Current | 1963-06-01 |  | Suction (American)
B & M FULL SERVICE | 4990 LAMB AVE | UNION POINT | Greene | 9066019 | 4 | Flapper Valve | 1998-08-01 | FALSE | 1998-08-01 | FALSE | Temporarily out of use | Diesel | 2000 | Steel-Impressed Current | 1963-06-01 |  | Suction (American)
GREENE COUNTY AIRPORT | 2550 UNION POINT HWY | GREENSBORO | Greene | 9066020 | 1 | [5 empty] | Removed from Ground | Other | 10000 | Bare Steel | 1975-01-01 | Galvanized Steel | Safe Suction (Euro)
GREENE COUNTY AIRPORT | 2550 UNION POINT HWY | GREENSBORO | Greene | 9066020 | 2 | Overfill Alarm | 1997-11-06 | FALSE | 1997-11-06 | FALSE | Currently in Use | Jet fuel | 6000 | Fiberglass | 1997-11-04 | Steel/FG Secondary containment | Suction (American)
GREENE COUNTY AIRPORT | 2550 UNION POINT HWY | GREENSBORO | Greene | 9066020 | 3 | Flapper Valve | 1997-11-06 | FALSE | 1997-11-06 | FALSE | Currently in Use | Aviaion gas/AV Gas | 6000 | Fiberglass | 1997-11-04 | Double-Walled Fiberglass | Pressurized
GOLDEN PANTRY #32 | 6131 EATONTON HWY | GREENSBORO | Greene | 9066021 | 1 | Ball Float | 1996-02-16 |  | 1996-02-16 |  | Currently in Use | Gas (Historical Use) | 10000 | Fiberglass Double Walled | 1996-02-16 | Double-Walled Fiberglass | Pressurized
GOLDEN PANTRY #32 | 6131 EATONTON HWY | GREENSBORO | Greene | 9066021 | 2 | Ball Float | 1996-02-16 |  | 1996-02-16 |  | Currently in Use | Gas (Historical Use) | 10000 | Fiberglass Double Walled | 1996-02-16 | Double-Walled Fiberglass | Pressurized
GOLDEN PANTRY #32 | 6131 EATONTON HWY | GREENSBORO | Greene | 9066021 | 3 | Ball Float | 1996-02-16 |  | 1996-02-16 |  | Currently in Use | Gas (Historical Use) | 10000 | Fiberglass Double Walled | 1996-02-16 | Double-Walled Fiberglass | Pressurized
GOLDEN PANTRY #32 | 6131 EATONTON HWY | GREENSBORO | Greene | 9066021 | 4 | Flapper Valve | 1996-02-16 |  | 1996-02-16 |  | Currently in Use | Gas (Historical Use) | 4000 | Double Walled | 1996-02-16 | Double-Walled Fiberglass | Pressurized
BELLSOUTH TELECOMMUNICATIONS GRE | 201 NORTHWEST ST | GREENSBORO | Greene | 9066022 | 1AST | [5 empty] | Currently in Use | Diesel | 650 | Not Marked/Unknown |  | Not Marked
PUBLIC WORKS DEPT | 1700 W BROAD ST | GREENSBORO | Greene | 9066023 | 1 |  | 1997-10-24 |  | 1997-10-24 |  | Currently in Use | Gas (Historical Use) | 10000 | Fiberglass | 1997-10-22 | Double-Walled Fiberglass | Pressurized
PUBLIC WORKS DEPT | 1700 W BROAD ST | GREENSBORO | Greene | 9066023 | 2 |  | 1997-10-24 |  | 1997-10-24 |  | Currently in Use | Diesel | 10000 | Fiberglass | 1997-10-22 | Double-Walled Fiberglass | Pressurized
PIONEER INTERNATIONAL | 1260 AIRPORT RD | GREENSBORO | Greene | 9066024 | 1 | [5 empty] | Removed from Ground | Diesel | 330 | Cathodically Protected Steel | 1989-01-01 | Bare Steel
PLANTATION MARINA | 3313 LINGER LONGER RD | GREENSBORO | Greene | 9066025 | 4 |  | 1998-05-01 |  | 1998-05-01 |  | Currently in Use | Gas (Historical Use) | 4000 | Composite | 1998-02-01 | Double Walled | Pressurized
PRICE AMOCO | 7460 HWY 15 SOUTH | WHITE PLAINS | Greene | 9066026 | 1 | Flapper Valve | 1997-09-22 | FALSE | 1998-09-21 | TRUE | Currently in Use | Regular | 4000 | Galvanic (STIP-3) | 1988-01-01 | Steel (Impressed Current) | Safe Suction (Euro)
PRICE AMOCO | 7460 HWY 15 SOUTH | WHITE PLAINS | Greene | 9066026 | 2 | Flapper Valve | 1997-09-22 | FALSE | 1998-09-21 | TRUE | Currently in Use | Premium | 4000 | Galvanic (STIP-3) | 1988-01-01 | Steel (Impressed Current) | Safe Suction (Euro)
PRICE AMOCO | 7460 HWY 15 SOUTH | WHITE PLAINS | Greene | 9066026 | 3 | Flapper Valve | 1997-09-22 | FALSE | 1998-09-21 | TRUE | Currently in Use | Diesel | 4000 | Galvanic (STIP-3) | 1988-01-01 | Steel (Impressed Current) | Safe Suction (Euro)
PRICE AMOCO | 7460 HWY 15 SOUTH | WHITE PLAINS | Greene | 9066026 | 4 | Flapper Valve | 1997-09-22 | FALSE | 1998-09-21 | TRUE | Currently in Use | Diesel | 4000 | Galvanic (STIP-3) | 1988-01-01 | Steel (Impressed Current) | Safe Suction (Euro)
GREENE COUNTY BOARD OF EDUCATION | 101 E THIRD ST | GREENSBORO | Greene | 9066027 | 1 |  | 2000-07-20 |  | 2000-07-20 |  | Currently in Use | Gas (Historical Use) | 4000 | Composite | 2000-07-20 | Fiberglass Reinforced Plastic | Safe Suction (Euro)
GREENE COUNTY BOARD OF EDUCATION | 101 E THIRD ST | GREENSBORO | Greene | 9066027 | 2 |  | 2000-07-20 |  | 2000-07-20 |  | Temporarily out of use | Diesel | 8000 | Composite | 2000-07-20 | Fiberglass Reinforced Plastic | Safe Suction (Euro)
SAM GENERAL STORE | 7481 HWY 15 SOUTH | WHITE PLAINS | Greene | 10000423 | 1A |  | 2003-06-20 | FALSE | 2003-06-20 | FALSE | Temporarily out of use | Regular | 8000 | Composite | 2003-06-16 | Fiberglass Reinforced Plastic | Pressurized
SAM GENERAL STORE | 7481 HWY 15 SOUTH | WHITE PLAINS | Greene | 10000423 | 1B |  | 2003-06-20 | FALSE | 2003-06-20 | FALSE | Temporarily out of use | Premium | 4000 | Composite | 2003-06-16 | Fiberglass Reinforced Plastic | Pressurized
TEG INC | 2280 S MAIN ST | GREENSBORO | Greene | 10000151 | 1 | Ball Float | 1994-07-01 | FALSE | 1994-07-01 | FALSE | Currently in Use | Gas (Historical Use) | 10000 | Epoxy | 1994-07-01 | Fiberglass Reinforced Plastic | Pressurized
TEG INC | 2280 S MAIN ST | GREENSBORO | Greene | 10000151 | 2 | Ball Float | 1994-07-01 | FALSE | 1994-07-01 | FALSE | Currently in Use | Gas (Historical Use) | 6000 | Epoxy | 1994-07-01 | Double-Walled Fiberglass | Pressurized
TEG INC | 2280 S MAIN ST | GREENSBORO | Greene | 10000151 | 3 | Ball Float | 1994-07-01 | FALSE | 1994-07-01 | FALSE | Currently in Use | Gas (Historical Use) | 6000 | Epoxy | 1994-07-01 | Fiberglass Reinforced Plastic | Pressurized
TEG INC | 2280 S MAIN ST | GREENSBORO | Greene | 10000151 | 4 | Flapper Valve | 1994-07-01 | FALSE | 1994-07-01 | FALSE | Currently in Use | Diesel | 2000 | Epoxy | 1994-07-01 | Fiberglass Reinforced Plastic | Suction (American)
J C MART III | 6141 LAKE OCONEE PKWY | GREENSBORO | Greene | 10000836 | 1 | Ball Float | 2005-02-01 | FALSE | 2005-02-01 | FALSE | Currently in Use | Regular | 12000 | Composite | 2004-12-01 | Fiberglass Reinforced Plastic | Pressurized
J C MART III | 6141 LAKE OCONEE PKWY | GREENSBORO | Greene | 10000836 | 2 | Ball Float | 2005-02-01 | FALSE | 2005-02-01 | FALSE | Currently in Use | Premium | 8000 | Composite | 2004-12-01 | Fiberglass Reinforced Plastic | Pressurized
J C MART III | 6141 LAKE OCONEE PKWY | GREENSBORO | Greene | 10000836 | 3 | Ball Float | 2005-02-01 | FALSE | 2005-02-01 | FALSE | Currently in Use | Diesel | 4000 | Composite | 2004-12-01 | Fiberglass Reinforced Plastic | Pressurized
SUPER HAIR STYLES/TALK OF THE TOWN (DOT) | 409 EAST BROAD STREET | GREENSBORO | Greene | 10000775 | 1 |  |  | FALSE |  | FALSE | Removed from Ground | Not Marked | 0 | Unknown | 1996-10-16
SUPER HAIR STYLES/TALK OF THE TOWN (DOT) | 409 EAST BROAD STREET | GREENSBORO | Greene | 10000775 | 2 |  |  | FALSE |  | FALSE | Removed from Ground | Not Marked | 0 | Unknown | 1996-10-16
FORMER GAS STATION/AUTO DEALERSHIP | 122 EAST BROAD ST | GREENSBORO | Greene | 10002194 | 1 |  |  | FALSE |  | FALSE | Closed in Ground | Used Oil | 500 | Bare Steel | 2013-01-16 | Bare Steel
FORMER GAS STATION/AUTO DEALERSHIP | 122 EAST BROAD ST | GREENSBORO | Greene | 10002194 | 2 |  |  | FALSE |  | FALSE | Closed in Ground | Gas (Historical Use) | 1000 | Bare Steel | 2013-01-16
FORMER GAS STATION/AUTO DEALERSHIP | 122 EAST BROAD ST | GREENSBORO | Greene | 10002194 | 3 |  |  | FALSE |  | FALSE | Closed in Ground | Gas (Historical Use) | 2000 | Bare Steel | 2013-01-16 | Bare Steel
FORMER GAS STATION/AUTO DEALERSHIP | 122 EAST BROAD ST | GREENSBORO | Greene | 10002194 | 4 |  |  | FALSE |  | FALSE | Closed in Ground | Gas (Historical Use) | 4000 | Bare Steel | 2013-01-16 | Bare Steel
GREENE COUNTY BOE BUS MAINTENANCE | 1170 Kevin Roberst Way | GREENSBORO | Greene | 10001959 | 1 |  | 2010-08-01 | FALSE | 2010-08-01 | FALSE | Currently in Use | Diesel | 12000 | Composite Double Walled | 2010-08-01 | Double-Walled Fiberglass | Pressurized
6885 T FUEL | 2480 MEADOW CREST RD | GREENSBORO | Greene | 10001328 | 1 | Flapper Valve | 2007-04-05 | FALSE | 2007-04-02 | FALSE | Currently in Use | Regular | 15000 | Fiberglass Double Walled | 2007-03-15 | Double-Walled Fiberglass | Pressurized
6885 T FUEL | 2480 MEADOW CREST RD | GREENSBORO | Greene | 10001328 | 2A | Flapper Valve | 2007-04-05 | FALSE | 2007-04-02 | FALSE | Currently in Use | Premium | 10000 | Fiberglass Double Walled | 2007-03-15 | Double-Walled Fiberglass | Pressurized
6885 T FUEL | 2480 MEADOW CREST RD | GREENSBORO | Greene | 10001328 | 2B | Flapper Valve | 2007-04-05 | FALSE | 2007-04-02 | FALSE | Currently in Use | Diesel | 5000 | Fiberglass Double Walled | 2007-03-15 | Double-Walled Fiberglass | Pressurized
FLYING J TRAVEL PLAZA #633 | 3600 HWY 77 SOUTH | UNION POINT | Greene | 10001259 | 1 |  | 2006-10-01 | FALSE | 2006-10-01 | FALSE | Currently in Use | Diesel | 20000 | Fiberglass Double Walled | 2006-07-27 | Double-Walled Fiberglass | Pressurized
FLYING J TRAVEL PLAZA #633 | 3600 HWY 77 SOUTH | UNION POINT | Greene | 10001259 | 2 |  | 2006-10-01 | FALSE | 2006-10-01 | FALSE | Currently in Use | Diesel | 20000 | Fiberglass Double Walled | 2006-07-27 | Double-Walled Fiberglass | Pressurized
FLYING J TRAVEL PLAZA #633 | 3600 HWY 77 SOUTH | UNION POINT | Greene | 10001259 | 3 |  | 2006-10-01 | FALSE | 2006-10-01 | FALSE | Currently in Use | Diesel | 20000 | Fiberglass Double Walled | 2006-07-27 | Double-Walled Fiberglass | Pressurized
FLYING J TRAVEL PLAZA #633 | 3600 HWY 77 SOUTH | UNION POINT | Greene | 10001259 | 4 | Flapper Valve | 2006-10-01 | FALSE | 2006-10-01 | FALSE | Currently in Use | Regular | 20000 | Fiberglass Double Walled | 2006-07-27 | Double-Walled Fiberglass | Pressurized
FLYING J TRAVEL PLAZA #633 | 3600 HWY 77 SOUTH | UNION POINT | Greene | 10001259 | 5 | Flapper Valve | 2006-10-01 | FALSE | 2006-10-01 | FALSE | Currently in Use | Premium | 12000 | Fiberglass Double Walled | 2006-07-27 | Double-Walled Fiberglass | Pressurized
LAKE CLUB MARINA | 8055 BROWNS FORD ROAD | GREENSBORO | Greene | 10001614 | 1 | Ball Float | 2006-01-01 | FALSE | 2006-01-01 | FALSE | Currently in Use | Gas (Historical Use) | 8000 | Fiberglass Double Walled | 2006-01-01 | Double-Walled Flex | Pressurized
BOSWELL PARKER HOSPITAL | 1201 SILOAM RD | GREENSBORO | Greene | 10002397 | 1 |  |  | FALSE |  | FALSE | Removed from Ground | Diesel | 280 | Galvanic (STIP-3) | 2015-01-22 | Bare Steel | Safe Suction (Euro)
JMAR INVESTMENTS PROPERTY | 1371 WILLOW RUN RD | GREENSBORO | Greene | 10002523 | 1 |  |  | FALSE |  | FALSE | Removed from Ground | Diesel | 15000 | Unknown | 2016-01-14 | Unknown
UNIVERSAL RUNDLE CORP | IND PARK | UNION POINT | Greene | 660001 | 1 | [5 empty] | Removed from Ground | Gas (Historical Use) | 1000 | Bare Steel | 1982-04-05 | Galvanized Steel
GREENSBORO PRIMARY SCHOOL K-2 | 1441 MARTIN LUTHER KING | GREENSBORO | Greene | 660003 | 1 |  | 1998-07-29 |  | 1998-07-29 |  | Removed from Ground | Diesel | 7200 | Steel-Impressed Current | 1973-01-01 | Fiberglass Reinforced Plastic | Safe Suction (Euro)
GREENSBORO PRIMARY SCHOOL K-2 | 1441 MARTIN LUTHER KING | GREENSBORO | Greene | 660003 | 2 |  | 1998-07-29 |  | 1998-07-29 |  | Removed from Ground | Gas (Historical Use) | 10000 | Steel-Impressed Current | 1976-01-01 | Fiberglass Reinforced Plastic | Safe Suction (Euro)
CITY OF GREENSBORO | 212 NORTH MAIN ST | GREENSBORO | Greene | 660008 | 1 | [5 empty] | Removed from Ground | Gas (Historical Use) | 1000 | Bare Steel | 1970-03-03 | Galvanized Steel
GREENE COUNTY MOTOR CO | 1440 GA HWY 15 S | GREENSBORO | Greene | 660013 | 1 | [5 empty] | Removed from Ground | Diesel | 8000 | Bare Steel | 1971-03-21 | Galvanized Steel
GREENE COUNTY MOTOR CO | 1440 GA HWY 15 S | GREENSBORO | Greene | 660013 | 2 | [5 empty] | Removed from Ground | Diesel | 6000 | Bare Steel | 1976-03-19 | Galvanized Steel
GREENE COUNTY MOTOR CO | 1440 GA HWY 15 S | GREENSBORO | Greene | 660013 | 3 | [5 empty] | Removed from Ground | Gas (Historical Use) | 8000 | Bare Steel | 1966-03-22 | Galvanized Steel
GREENE COUNTY MOTOR CO | 1440 GA HWY 15 S | GREENSBORO | Greene | 660013 | 4 | [5 empty] | Removed from Ground | Gas (Historical Use) | 6000 | Bare Steel | 1976-03-19 | Galvanized Steel
GREENE COUNTY MOTOR CO | 1440 GA HWY 15 S | GREENSBORO | Greene | 660013 | 5 | [5 empty] | Removed from Ground | Gas (Historical Use) | 6000 | Bare Steel | 1966-03-22 | Galvanized Steel
GA DOT #10212 GREENE CO MAINT HQ | GA HWY 12/UNION POINT RD | GREENSBORO | Greene | 660014 | 10212-1 | [5 empty] | Removed from Ground | Empty | 540 | Marked Unknown | 1989-04-01 | Unknown
GA DOT #10212 GREENE CO MAINT HQ | GA HWY 12/UNION POINT RD | GREENSBORO | Greene | 660014 | 212D1 | [5 empty] | Removed from Ground | Diesel | 1020 | Bare Steel | 1973-05-02 | Galvanized Steel | Suction (American)
GA DOT #10212 GREENE CO MAINT HQ | GA HWY 12/UNION POINT RD | GREENSBORO | Greene | 660014 | 212G1 | [5 empty] | Removed from Ground | Gas (Historical Use) | 2000 | Cathodically Protected Steel | 1988-04-13 | Galvanized Steel | Suction (American)
THE DUGOUT | 1231 E BROAD ST | GREENSBORO | Greene | 660015 | 1 | [5 empty] | Removed from Ground | Gas (Historical Use) | 3000 | Bare Steel | 1981-05-02 | Galvanized Steel | Pressurized
THE DUGOUT | 1231 E BROAD ST | GREENSBORO | Greene | 660015 | 2 | [5 empty] | Removed from Ground | Gas (Historical Use) | 3000 | Bare Steel | 1981-05-02 | Galvanized Steel | Suction (American)
THE DUGOUT | 1231 E BROAD ST | GREENSBORO | Greene | 660015 | 3 | [5 empty] | Removed from Ground | Gas (Historical Use) | 2000 | Bare Steel | 1981-05-02 | Galvanized Steel | Suction (American)
CALDWELL LAUNDRY & DRY CLEANING | 305 E BROAD STREET | GREENSBORO | Greene | 660017 | 1 | [5 empty] | Closed in Ground | Other | 500 | Bare Steel | 1966-05-06 | Galvanized Steel
CALDWELL LAUNDRY & DRY CLEANING | 305 E BROAD STREET | GREENSBORO | Greene | 660017 | 2 |  |  | FALSE |  | FALSE | Permanently Out of Use - historical purposes | Diesel | 1000 | Bare Steel | 1966-05-06 | Galvanized Steel
COTTON'S CORNER | 2110 E BROAD ST | GREENSBORO | Greene | 660018 | 1 |  | 1995-10-01 | FALSE | 1995-10-01 | FALSE | Currently in Use | Gas (Historical Use) | 6000 | Steel-Impressed Current | 1980-05-01 | Fiberglass Reinforced Plastic | Pressurized
COTTON'S CORNER | 2110 E BROAD ST | GREENSBORO | Greene | 660018 | 2 |  | 1995-10-01 | FALSE | 1995-10-01 | FALSE | Currently in Use | Gas (Historical Use) | 10000 | Steel-Impressed Current | 1980-05-01 | Fiberglass Reinforced Plastic | Pressurized
COTTON'S CORNER | 2110 E BROAD ST | GREENSBORO | Greene | 660018 | 3 |  | 1995-10-01 | FALSE | 1995-10-01 | FALSE | Currently in Use | Gas (Historical Use) | 10000 | Steel-Impressed Current | 1980-05-01 | Fiberglass Reinforced Plastic | Pressurized
COTTON'S CORNER | 2110 E BROAD ST | GREENSBORO | Greene | 660018 | 4 |  | 1995-10-01 | FALSE | 1995-10-01 | FALSE | Currently in Use | Diesel | 10000 | Steel-Impressed Current | 1980-05-01 | Fiberglass Reinforced Plastic | Pressurized
COTTON'S CORNER | 2110 E BROAD ST | GREENSBORO | Greene | 660018 | 5 |  | 1995-10-01 | FALSE | 1995-10-01 | FALSE | Currently in Use | Diesel | 10000 | Steel-Impressed Current | 1980-05-01 | Fiberglass Reinforced Plastic | Safe Suction (Euro)
BRAHM UNION POINT GROCERY & DELI | 4801 LAMB AVE | UNION POINT | Greene | 660019 | 1 | Flapper Valve | 1998-04-01 |  | 1998-04-01 |  | Currently in Use | Gas (Historical Use) | 10000 | Steel-Impressed Current | 1976-05-03 | Double Walled
BRAHM UNION POINT GROCERY & DELI | 4801 LAMB AVE | UNION POINT | Greene | 660019 | 2 | Flapper Valve | 1998-04-01 |  | 1998-04-01 |  | Currently in Use | Gas (Historical Use) | 8000 | Steel-Impressed Current | 1976-05-03 | Double Walled
BRAHM UNION POINT GROCERY & DELI | 4801 LAMB AVE | UNION POINT | Greene | 660019 | 3 | Flapper Valve | 1998-04-01 |  | 1998-04-01 |  | Currently in Use | Gas (Historical Use) | 8000 | Steel-Impressed Current | 1976-05-03 | Double Walled
GOLDEN PANTRY #028/CORNER PANTRY | 315 Broad Street | GREENSBORO | Greene | 660020 | 1 | Flapper Valve | 1998-08-01 | FALSE | 1998-08-01 | FALSE | Currently in Use | Regular | 10000 | Steel-Impressed Current | 2017-02-22 | Steel (Impressed Current) | Suction (American)
GOLDEN PANTRY #028/CORNER PANTRY | 315 Broad Street | GREENSBORO | Greene | 660020 | 2 | Flapper Valve | 1998-08-01 | FALSE | 1998-08-01 | FALSE | Currently in Use | Regular | 8000 | Steel-Impressed Current | 2017-02-22 | Steel (Impressed Current) | Suction (American)
GOLDEN PANTRY #028/CORNER PANTRY | 315 Broad Street | GREENSBORO | Greene | 660020 | 3 | Flapper Valve | 1998-08-01 | FALSE | 1998-08-01 | FALSE | Currently in Use | Premium | 8000 | Steel-Impressed Current | 2017-02-22 | Steel (Impressed Current) | Suction (American)
UNION POINT | 306 HILLARD STREET | UNION POINT | Greene | 660021 | 1 | [5 empty] | Removed from Ground | Diesel | 500 | Bare Steel | 1985-04-04 | Bare Steel
FOWLER FLEMISTER CONCRETE INC | INDUSTRIAL BLVD | GREENSBORO | Greene | 660022 | 1 | [5 empty] | Closed in Ground | Diesel | 5000 | Bare Steel | 2001-07-01 | Galvanized Steel
FOWLER FLEMISTER CONCRETE INC | INDUSTRIAL BLVD | GREENSBORO | Greene | 660022 | 2 | [5 empty] | Closed in Ground | Empty | 4000 | Bare Steel | 2001-07-01 | Galvanized Steel
GOLDEN PANTRY #103 | 2310 S MAIN ST | GREENSBORO | Greene | 660025 | 1 |  | 1993-04-01 |  | 1993-04-01 |  | Currently in Use | Gas (Historical Use) | 10000 | Cathodically Protected Steel | 1976-05-09 | Fiberglass Reinforced Plastic | Pressurized
GOLDEN PANTRY #103 | 2310 S MAIN ST | GREENSBORO | Greene | 660025 | 2 |  | 1993-04-01 |  | 1993-04-01 |  | Currently in Use | Gas (Historical Use) | 10000 | Cathodically Protected Steel | 1976-05-09 | Fiberglass Reinforced Plastic | Pressurized
GOLDEN PANTRY #103 | 2310 S MAIN ST | GREENSBORO | Greene | 660025 | 3 |  | 1993-04-01 |  | 1993-04-01 |  | Currently in Use | Gas (Historical Use) | 10000 | Cathodically Protected Steel | 1976-05-09 | Fiberglass Reinforced Plastic | Pressurized
GOLDEN PANTRY #103 | 2310 S MAIN ST | GREENSBORO | Greene | 660025 | 4 |  | 1993-04-01 |  | 1993-04-01 |  | Currently in Use | Diesel | 10000 | Cathodically Protected Steel | 1976-05-09 | Fiberglass Reinforced Plastic | Pressurized
DOVERS GROCERY | GA HWY 77 | UNION POINT | Greene | 660027 | 1 | [5 empty] | Closed in Ground | Gas (Historical Use) | 550 | Bare Steel | 1961-05-13 | Galvanized Steel
DOVERS GROCERY | GA HWY 77 | UNION POINT | Greene | 660027 | 2 | [5 empty] | Closed in Ground | Gas (Historical Use) | 550 | Bare Steel | 1961-05-13 | Galvanized Steel
CURTIS CAR CARE | EAST BROAD ST | GREENSBORO | Greene | 660028 | 1 | [5 empty] | Closed in Ground | Gas (Historical Use) | 8000 | Bare Steel | 1971-05-11 | Galvanized Steel
CURTIS CAR CARE | EAST BROAD ST | GREENSBORO | Greene | 660028 | 2 | [5 empty] | Closed in Ground | Gas (Historical Use) | 8000 | Bare Steel | 1971-05-11 | Galvanized Steel
CURTIS CAR CARE | EAST BROAD ST | GREENSBORO | Greene | 660028 | 3 | [5 empty] | Closed in Ground | Gas (Historical Use) | 8000 | Bare Steel | 1971-05-11 | Galvanized Steel
BAY JONES | 404 SOUTH EAST ST | GREENSBORO | Greene | 660029 | 1 | [5 empty] | Closed in Ground | Diesel | 8000 | Bare Steel | 1972-05-10 | Galvanized Steel
C L RHODES | GA HWY 15 | SILOAM | Greene | 660030 | 1 | [5 empty] | Closed in Ground | Gas (Historical Use) | 1000 | Bare Steel | 1971-02-01 | Galvanized Steel
C L RHODES | GA HWY 15 | SILOAM | Greene | 660030 | 2 | [5 empty] | Closed in Ground | Gas (Historical Use) | 1000 | Bare Steel | 1971-02-01 | Galvanized Steel
CONLEY AMOCO | GA HWY 15 &D GA HWY 77 | SILOAM | Greene | 660031 | 1 | [5 empty] | Removed from Ground | Empty | 1000 | Bare Steel | 1966-05-12 | Galvanized Steel | Safe Suction (Euro)
CONLEY AMOCO | GA HWY 15 &D GA HWY 77 | SILOAM | Greene | 660031 | 2 | [5 empty] | Removed from Ground | Empty | 550 | Bare Steel | 1966-05-12 | Galvanized Steel | Safe Suction (Euro)
PRICE AMOCO | HWY 15 SOUTH | WHITE PLAINS | Greene | 660032 | 1 | [5 empty] | Permanently Out Of Use | Gas (Historical Use) | 1000 | Bare Steel | 1968-05-11 | Galvanized Steel
PRICE AMOCO | HWY 15 SOUTH | WHITE PLAINS | Greene | 660032 | 2 | [5 empty] | Permanently Out Of Use | Gas (Historical Use) | 1000 | Bare Steel | 1968-05-11 | Galvanized Steel
PARROTT GROCERY | RT 1 | WHITE PLAINS | Greene | 660033 | 1 | [5 empty] | Removed from Ground | Gas (Historical Use) | 1000 | Bare Steel | 1971-05-11 | Galvanized Steel
WILLIS OIL CO INC | 1005 CARLTON AVE | UNION POINT | Greene | 660034 | 1 |  | 1998-11-01 | FALSE | 1998-11-01 | FALSE | Removed from Ground | Gas (Historical Use) | 4000 | Steel-Impressed Current | 1966-05-12 |  | Safe Suction (Euro)
WILLIS OIL CO INC | 1005 CARLTON AVE | UNION POINT | Greene | 660034 | 2 | [5 empty] | Permanently Out Of Use | Empty | 4000 | Bare Steel | 1966-05-12 | Galvanized Steel
WILLIS OIL CO INC | 1005 CARLTON AVE | UNION POINT | Greene | 660034 | 3 |  | 1998-11-01 | FALSE | 1998-11-01 | FALSE | Removed from Ground | Kerosene | 6000 | Steel-Impressed Current | 1974-05-10 |  | Safe Suction (Euro)
WILLIS OIL CO INC | 1005 CARLTON AVE | UNION POINT | Greene | 660034 | 4 | [5 empty] | Permanently Out Of Use | Empty | 2000 | Bare Steel | 1962-07-01 | Galvanized Steel
WILLIS OIL CO INC | 1005 CARLTON AVE | UNION POINT | Greene | 660034 | 5 | [5 empty] | Permanently Out Of Use | Empty | 1000 | Bare Steel | 1962-07-01 | Galvanized Steel
PRECISION SHAVING | ATHENS HWY | UNION POINT | Greene | 660035 | 1 | [5 empty] | Closed in Ground | Gas (Historical Use) | 1000 | Bare Steel | 1961-05-11 | Galvanized Steel
PRECISION SHAVING | ATHENS HWY | UNION POINT | Greene | 660035 | 2 | [5 empty] | Closed in Ground | Gas (Historical Use) | 550 | Bare Steel | 1969-06-01 | Galvanized Steel
GRANITE SHOALS MARINA REYNOLDS PLANTATION | 2441 WALKERS CHURCH RD | GREENSBORO | Greene | 660036 | 1 |  | 1994-12-01 | FALSE | 1994-12-01 | FALSE | Removed from Ground | Gas (Historical Use) | 1000 |  | 1979-05-09
GRANITE SHOALS MARINA REYNOLDS PLANTATION | 2441 WALKERS CHURCH RD | GREENSBORO | Greene | 660036 | 2 |  | 1994-12-01 | FALSE | 1994-12-01 | FALSE | Removed from Ground | Gas (Historical Use) | 2000 |  | 1979-05-09
GRANITE SHOALS MARINA REYNOLDS PLANTATION | 2441 WALKERS CHURCH RD | GREENSBORO | Greene | 660036 | 3 | Flapper Valve | 1994-12-01 | FALSE | 1994-12-01 | FALSE | Currently in Use | Gas (Historical Use) | 1000 | Galvanic (STIP-3) | 1991-05-01 | Cathodically Protected
GRANITE SHOALS MARINA REYNOLDS PLANTATION | 2441 WALKERS CHURCH RD | GREENSBORO | Greene | 660036 | 4 | Flapper Valve | 1994-12-01 | FALSE | 1994-12-01 | FALSE | Currently in Use | Gas (Historical Use) | 2000 | Galvanic (STIP-3) | 1991-05-01 | Cathodically Protected
J D VAUGHNS GROCERY | US HWY 278 E | UNION POINT | Greene | 660037 | 1 | [5 empty] | Permanently Out of Use - historical purposes | Gas (Historical Use) | 560 | Bare Steel | 1961-05-13 | Galvanized Steel
BURRELL COUNTRY STORE | GA HWY 77 | WOODVILLE | Greene | 660038 | 1 | [5 empty] | Removed from Ground | Gas (Historical Use) | 1000 | Bare Steel | 1979-05-09 | Galvanized Steel | Suction (American)
BURRELL COUNTRY STORE | GA HWY 77 | WOODVILLE | Greene | 660038 | 2 | [5 empty] | Removed from Ground | Gas (Historical Use) | 1000 | Bare Steel | 1979-05-09 | Galvanized Steel | Suction (American)
BURRELL COUNTRY STORE | GA HWY 77 | WOODVILLE | Greene | 660038 | 3 | [5 empty] | Removed from Ground | Gas (Historical Use) | 1000 | Bare Steel | 1981-05-08 | Galvanized Steel | Suction (American)
ENGLISH AMOCO | US HWY 278 EAST | UNION POINT | Greene | 660041 | 1 | [5 empty] | Removed from Ground | Diesel | 6000 | Bare Steel | 1966-05-12 | Galvanized Steel
ENGLISH AMOCO | US HWY 278 EAST | UNION POINT | Greene | 660041 | 2 | [5 empty] | Removed from Ground | Gas (Historical Use) | 6000 | Bare Steel | 1966-05-12 | Galvanized Steel
ENGLISH AMOCO | US HWY 278 EAST | UNION POINT | Greene | 660041 | 3 | [5 empty] | Removed from Ground | Diesel | 4000 | Cathodically Protected Steel | 1990-03-03 | Galvanized Steel | Suction (American)
ENGLISH AMOCO | US HWY 278 EAST | UNION POINT | Greene | 660041 | 4 | [5 empty] | Removed from Ground | Gas (Historical Use) | 2000 | Bare Steel | 1984-05-07 | Galvanized Steel
ENGLISH AMOCO | US HWY 278 EAST | UNION POINT | Greene | 660041 | 5 |  |  | TRUE |  | TRUE | Removed from Ground | Used Oil | 550 | Bare Steel | 1966-05-12 | Galvanized Steel
ENGLISH AMOCO | US HWY 278 EAST | UNION POINT | Greene | 660041 | 6 | [5 empty] | Removed from Ground | Gas (Historical Use) | 4000 | Bare Steel | 1966-05-12 | Galvanized Steel
ENGLISH AMOCO | US HWY 278 EAST | UNION POINT | Greene | 660041 | 7 | [5 empty] | Removed from Ground | Gas (Historical Use) | 4000 | Bare Steel | 1966-05-12 | Galvanized Steel
ENGLISH AMOCO | US HWY 278 EAST | UNION POINT | Greene | 660041 | 8 | [5 empty] | Removed from Ground | Gas (Historical Use) | 550 | Bare Steel | 1966-05-12 | Galvanized Steel
GRESHAMVILLE MALL | 1050 FARMINGTON RD | MADISON | Greene | 660042 | 1 | [5 empty] | Removed from Ground | Gas (Historical Use) | 1000 | Bare Steel | 1978-06-01 | Galvanized Steel
GRESHAMVILLE MALL | 1050 FARMINGTON RD | MADISON | Greene | 660042 | 2 | [5 empty] | Removed from Ground | Gas (Historical Use) | 1000 | Bare Steel | 1978-06-01 | Galvanized Steel
GRESHAMVILLE MALL | 1050 FARMINGTON RD | MADISON | Greene | 660042 | 3 | [5 empty] | Removed from Ground | Gas (Historical Use) | 1000 | Bare Steel | 1978-06-01 | Galvanized Steel
TAYLOR & SONS LOGGING INC | US HWY 278 NORTH | UNION POINT | Greene | 660043 | 1 | [5 empty] | Closed in Ground | Diesel | 2000 | Bare Steel | 1956-05-14 | Galvanized Steel
COLEMAN STORE LLC | 7521 HWY #15 SOUTH | WHITE PLAINS | Greene | 660044 | 1 | Ball Float | 1993-12-15 | FALSE | 1993-12-15 | FALSE | Currently in Use | Regular | 5000 | Galvanic (STIP-3) | 1993-12-15 | Fiberglass Reinforced Plastic | Suction (American)
COLEMAN STORE LLC | 7521 HWY #15 SOUTH | WHITE PLAINS | Greene | 660044 | 2 |  | 1993-12-15 | FALSE | 1993-12-15 | FALSE | Currently in Use | Premium | 3000 | Galvanic (STIP-3) | 1993-12-15 | Fiberglass Reinforced Plastic | Suction (American)
COLEMAN STORE LLC | 7521 HWY #15 SOUTH | WHITE PLAINS | Greene | 660044 | 3 | Ball Float | 1993-12-15 | FALSE | 1993-12-15 | FALSE | Currently in Use | Regular | 4000 | Galvanic (STIP-3) | 1993-12-15 | Fiberglass Reinforced Plastic | Suction (American)
COLEMAN STORE LLC | 7521 HWY #15 SOUTH | WHITE PLAINS | Greene | 660044 | 4 | Ball Float | 1993-12-15 | FALSE | 1993-12-15 | FALSE | Currently in Use | Diesel | 10000 | Galvanic (STIP-3) | 1993-12-15 | Fiberglass Reinforced Plastic | Pressurized
COLEMAN STORE LLC | 7521 HWY #15 SOUTH | WHITE PLAINS | Greene | 660044 | 5 | Ball Float | 2004-03-02 | FALSE | 2004-03-02 | FALSE | Currently in Use | Diesel | 10000 | Composite | 2004-03-02 | Fiberglass Reinforced Plastic | Pressurized
HOMETOWN MANUFACTURING CO INC | INDUSTRIAL BLVD | GREENSBORO | Greene | 660045 | 1 | [5 empty] | Removed from Ground | Diesel | 1000 | Bare Steel | 1971-01-01 | Unknown
SANDY MART | 1081 RAILROAD ST | SILOAM | Greene | 660046 | 1 | [5 empty] | Removed from Ground | Gas (Historical Use) | 1000 | Bare Steel | 1978-05-09 | Galvanized Steel | Suction (American)
SANDY MART | 1081 RAILROAD ST | SILOAM | Greene | 660046 | 2 | [5 empty] | Removed from Ground | Gas (Historical Use) | 1000 | Bare Steel | 1976-05-09 | Galvanized Steel | Suction (American)
SANDY MART | 1081 RAILROAD ST | SILOAM | Greene | 660046 | 3 | [5 empty] | Removed from Ground | Gas (Historical Use) | 1000 | Bare Steel | 1976-05-09 | Galvanized Steel | Suction (American)
SANDY MART | 1081 RAILROAD ST | SILOAM | Greene | 660046 | 4 | [5 empty] | Removed from Ground | Gas (Historical Use) | 1000 | Bare Steel | 1976-05-09 | Galvanized Steel | Suction (American)
SANDY MART | 1081 RAILROAD ST | SILOAM | Greene | 660046 | 5 |  | 1997-10-01 |  | 1997-10-01 |  | Temporarily out of use | Gas (Historical Use) | 1000 | Epoxy | 1997-10-01 | Fiberglass Reinforced Plastic | Safe Suction (Euro)
SANDY MART | 1081 RAILROAD ST | SILOAM | Greene | 660046 | 6 |  | 1997-10-01 |  | 1997-10-01 |  | Temporarily out of use | Gas (Historical Use) | 1000 | Epoxy | 1997-10-01 | Fiberglass Reinforced Plastic | Safe Suction (Euro)
SANDY MART | 1081 RAILROAD ST | SILOAM | Greene | 660046 | 7 |  | 1997-10-01 |  | 1997-10-01 |  | Temporarily out of use | Gas (Historical Use) | 1000 | Epoxy | 1997-10-01 | Fiberglass Reinforced Plastic | Safe Suction (Euro)
GA PACIFIC | VEAZEY RD | GREENSBORO | Greene | 660051 | 1 | [5 empty] | Removed from Ground | Diesel | 1000 | Bare Steel | 1966-05-13 | Galvanized Steel
GA PACIFIC | VEAZEY RD | GREENSBORO | Greene | 660051 | 2 | [5 empty] | Removed from Ground | Gas (Historical Use) | 1000 | Bare Steel | 1966-05-13 | Galvanized Steel
GA PACIFIC | VEAZEY RD | GREENSBORO | Greene | 660051 | 3 | [5 empty] | Removed from Ground | Gas (Historical Use) | 1060 | Bare Steel | 1966-05-13 | Galvanized Steel
GREENSBORO LUMBER CO | OFF US HWY 278 | GREENSBORO | Greene | 660052 | 1 | [5 empty] | Removed from Ground | Diesel | 1000 | Bare Steel | 1973-05-11 | Galvanized Steel | Safe Suction (Euro)
GREENSBORO LUMBER CO | OFF US HWY 278 | GREENSBORO | Greene | 660052 | 2 | [5 empty] | Removed from Ground | Diesel | 1000 | Bare Steel | 1973-05-11 | Galvanized Steel | Safe Suction (Euro)
GREENSBORO LUMBER CO | OFF US HWY 278 | GREENSBORO | Greene | 660052 | 3 | [5 empty] | Removed from Ground | Gas (Historical Use) | 6000 | Marked Unknown | 1994-03-23 | Unknown | Safe Suction (Euro)
GREENSBORO LUMBER CO | OFF US HWY 278 | GREENSBORO | Greene | 660052 | 4 | [5 empty] | Removed from Ground | Gas (Historical Use) | 6000 | Marked Unknown | 1994-03-23 | Unknown | Safe Suction (Euro)
GREENSBORO LUMBER CO | OFF US HWY 278 | GREENSBORO | Greene | 660052 | 5 | [5 empty] | Removed from Ground | Used Oil | 6000 | Marked Unknown | 1994-03-23 | Unknown | Safe Suction (Euro)
GREENSBORO LUMBER CO | OFF US HWY 278 | GREENSBORO | Greene | 660052 | 6 | [5 empty] | Removed from Ground | Gas (Historical Use) | 10000 | Marked Unknown | 1994-03-23 | Unknown | Safe Suction (Euro)
GREENSBORO LUMBER CO | OFF US HWY 278 | GREENSBORO | Greene | 660052 | 7 | [5 empty] | Removed from Ground | Empty | 1000 | Marked Unknown | 1994-03-23 | Unknown | Safe Suction (Euro)
ALVIN REESE | HUNTER ST | UNION POINT | Greene | 660053 | 1 | [5 empty] | Closed in Ground | Diesel | 1000 | Bare Steel | 1961-05-14 | Galvanized Steel
WILSONS REPAIR SHOP | PENFIELD RD | UNION POINT | Greene | 660054 | 1 | [5 empty] | Removed from Ground | Gas (Historical Use) | 560 | Bare Steel | 1966-05-13 | Galvanized Steel
WILSONS REPAIR SHOP | PENFIELD RD | UNION POINT | Greene | 660054 | 2 | [5 empty] | Removed from Ground | Diesel | 560 | Bare Steel | 1966-05-13 | Galvanized Steel
E-Z TOWING | US HWY 441 & I-20 | GREENSBORO | Greene | 660056 | 1 |  | 1986-07-19 |  | 1986-07-19 |  | Removed from Ground | Gas (Historical Use) | 10000 | Bare Steel | 1975-05-11 | Galvanized Steel
E-Z TOWING | US HWY 441 & I-20 | GREENSBORO | Greene | 660056 | 2 |  | 1986-07-19 |  | 1986-07-19 |  | Removed from Ground | Gas (Historical Use) | 10000 | Bare Steel | 1975-05-11 | Galvanized Steel
E-Z TOWING | US HWY 441 & I-20 | GREENSBORO | Greene | 660056 | 3 |  | 1986-07-19 |  | 1986-07-19 |  | Removed from Ground | Gas (Historical Use) | 10000 | Bare Steel | 1975-05-11 | Galvanized Steel
E-Z TOWING | US HWY 441 & I-20 | GREENSBORO | Greene | 660056 | 4 |  | 1986-07-19 |  | 1986-07-19 |  | Removed from Ground | Diesel | 10000 | Bare Steel | 1975-05-11 | Galvanized Steel
E-Z TOWING | US HWY 441 & I-20 | GREENSBORO | Greene | 660056 | 5 |  | 1986-07-19 |  |  |  | Removed from Ground | Diesel | 10000 | Bare Steel | 1975-05-11 | Galvanized Steel
E-Z TOWING | US HWY 441 & I-20 | GREENSBORO | Greene | 660056 | 6 |  | 1986-07-19 |  |  |  | Removed from Ground | Diesel | 10000 | Bare Steel | 1975-05-11 | Galvanized Steel
ALLTEL GA INC | CORNER OF WITCHER WAY & HART AVE | UNION POINT | Greene | 660057 | 1 | [5 empty] | Removed from Ground | Diesel | 1000 | Bare Steel | 1984-05-08 | Unknown
ALLTEL GA INC | GA HWY 15 NORTH | WHITE PLAINS | Greene | 660058 | 1 | [5 empty] | Removed from Ground | Other | 550 | Bare Steel | 1986-05-08 | Unknown
CITGO STOP | 302 E BROAD ST | GREENSBORO | Greene | 660060 | 1 | [5 empty] | Removed from Ground | Gas (Historical Use) | 2000 | Bare Steel | 1956-05-14 | Unknown
CITGO STOP | 302 E BROAD ST | GREENSBORO | Greene | 660060 | 2 | [5 empty] | Removed from Ground | Gas (Historical Use) | 3000 | Bare Steel | 1956-05-14 | Unknown
CITGO STOP | 302 E BROAD ST | GREENSBORO | Greene | 660060 | 3 | [5 empty] | Removed from Ground | Gas (Historical Use) | 3000 | Bare Steel | 1956-05-14 | Unknown
CITGO STOP | 302 E BROAD ST | GREENSBORO | Greene | 660060 | 4 | [5 empty] | Removed from Ground | Gas (Historical Use) | 3000 | Bare Steel | 1966-05-12 | Unknown
CITGO STOP | 302 E BROAD ST | GREENSBORO | Greene | 660060 | 5 |  |  | TRUE |  | TRUE | Removed from Ground | Used Oil | 550 | Bare Steel | 1956-05-14 | Unknown
CITGO STOP | 302 E BROAD ST | GREENSBORO | Greene | 660060 | 6 | Ball Float | 1991-06-19 | FALSE | 1991-06-19 | FALSE | Currently in Use | Premium | 6000 | Galvanic (STIP-3) | 1991-06-19 | Fiberglass Reinforced Plastic | Pressurized
CITGO STOP | 302 E BROAD ST | GREENSBORO | Greene | 660060 | 7 | Ball Float | 1991-06-19 | FALSE | 1991-06-19 | FALSE | Currently in Use | Regular | 6000 | Galvanic (STIP-3) | 1991-06-19 | Fiberglass Reinforced Plastic | Suction (American)
CITGO STOP | 302 E BROAD ST | GREENSBORO | Greene | 660060 | 8 | Ball Float | 1991-06-19 | FALSE | 1991-06-19 | FALSE | Currently in Use | Regular | 6000 | Galvanic (STIP-3) | 1991-06-19 | Fiberglass Reinforced Plastic | Pressurized
CITGO STOP | 302 E BROAD ST | GREENSBORO | Greene | 660060 | 9 | Flapper Valve | 1991-06-19 | FALSE | 1991-06-19 | FALSE | Currently in Use | Kerosene | 1000 | Galvanic (STIP-3) | 1991-06-19 | Fiberglass Reinforced Plastic | Suction (American)
WEBB GROCERY | 4001 VEAZY RD | GREENSBORO | Greene | 660061 | 1 | [5 empty] | Removed from Ground | Gas (Historical Use) | 500 | Bare Steel |  | Galvanized Steel
WEBB GROCERY | 4001 VEAZY RD | GREENSBORO | Greene | 660061 | 2 | [5 empty] | Removed from Ground | Gas (Historical Use) | 500 | Bare Steel |  | Galvanized Steel
WEBB GROCERY | 4001 VEAZY RD | GREENSBORO | Greene | 660061 | 3 | [5 empty] | Removed from Ground | Diesel | 500 | Bare Steel |  | Galvanized Steel
DISCOUNT TOBACCO PLAYTIME | 1230 E BROAD ST | GREENSBORO | Greene | 660062 | 1 | [5 empty] | Removed from Ground | Gas (Historical Use) | 2000 | Bare Steel | 1997-02-01 | Galvanized Steel | Suction (American)
DISCOUNT TOBACCO PLAYTIME | 1230 E BROAD ST | GREENSBORO | Greene | 660062 | 2 | [5 empty] | Removed from Ground | Gas (Historical Use) | 2000 | Bare Steel | 1997-02-01 | Galvanized Steel | Suction (American)
DISCOUNT TOBACCO PLAYTIME | 1230 E BROAD ST | GREENSBORO | Greene | 660062 | 3 | [5 empty] | Removed from Ground | Gas (Historical Use) | 2000 | Bare Steel | 1997-02-01 | Galvanized Steel | Suction (American)
DISCOUNT TOBACCO PLAYTIME | 1230 E BROAD ST | GREENSBORO | Greene | 660062 | 4 | [5 empty] | Closed in Ground | Gas (Historical Use) | 2000 | Bare Steel | 1984-06-01 | Galvanized Steel
DISCOUNT TOBACCO PLAYTIME | 1230 E BROAD ST | GREENSBORO | Greene | 660062 | 5A |  | 1997-05-05 |  | 1997-05-05 |  | Temporarily out of use | Diesel | 12000 | Epoxy | 1997-05-05 | Fiberglass Reinforced Plastic | Pressurized
DISCOUNT TOBACCO PLAYTIME | 1230 E BROAD ST | GREENSBORO | Greene | 660062 | 5B |  | 1997-05-05 | FALSE | 1997-05-05 | FALSE | Temporarily out of use | Gas (Historical Use) | 6000 | Epoxy | 1997-05-05 | Fiberglass Reinforced Plastic | Pressurized
DISCOUNT TOBACCO PLAYTIME | 1230 E BROAD ST | GREENSBORO | Greene | 660062 | 5C |  | 1997-05-05 | FALSE | 1997-05-05 | FALSE | Temporarily out of use | Gas (Historical Use) | 2000 | Epoxy | 1997-05-05 | Fiberglass Reinforced Plastic | Pressurized
WELLINGTON LEISURE PRODUCTS INC | 206 WEST ST | GREENSBORO | Greene | 660063 | 1 | [5 empty] | Removed from Ground | Gas (Historical Use) | 1000 | Bare Steel | 1974-04-20 | Galvanized Steel
GA FC-GREENE CO UNIT | RT 3 BOX 206 | GREENSBORO | Greene | 660064 | 1 | [5 empty] | Removed from Ground | Gas (Historical Use) | 560 | Bare Steel | 1968-01-06 | Galvanized Steel
GA FC-GREENE CO UNIT | RT 3 BOX 206 | GREENSBORO | Greene | 660064 | 2 | [5 empty] | Removed from Ground | Gas (Historical Use) | 2000 | Cathodically Protected Steel | 1986-01-01 | Cathodically Protected | Safe Suction (Euro)
GA FC-GREENE CO UNIT | RT 3 BOX 206 | GREENSBORO | Greene | 660064 | 3 |  | 1991-04-05 |  | 1991-04-05 |  | Removed from Ground | Gas (Historical Use) | 1000 | Galvanic (STIP-3) | 1991-04-05 | Cathodically Protected | Safe Suction (Euro)
GA FC-GREENE CO UNIT | RT 3 BOX 206 | GREENSBORO | Greene | 660064 | 4 |  | 1991-04-05 |  | 1991-04-05 |  | Removed from Ground | Diesel | 1000 | Galvanic (STIP-3) | 1991-04-05 | Cathodically Protected | Safe Suction (Euro)
STANSELL COMMUNITY STORES | 4160 VEAZEY ROAD | GREENSBORO | Greene | 660065 | 1 |  | 1989-11-01 | FALSE | 1989-11-01 | FALSE | Temporarily out of use | Gas (Historical Use) | 1000 | Galvanic (STIP-3) | 1985-05-19 | Bare Steel | Safe Suction (Euro)
STANSELL COMMUNITY STORES | 4160 VEAZEY ROAD | GREENSBORO | Greene | 660065 | 2 |  | 1989-11-01 |  | 1989-11-01 |  | Currently in Use | Gas (Historical Use) | 2000 | Galvanic (STIP-3) | 1985-05-19 | Bare Steel | Safe Suction (Euro)
STANSELL COMMUNITY STORES | 4160 VEAZEY ROAD | GREENSBORO | Greene | 660065 | 3 |  | 1989-11-01 |  | 1989-11-01 |  | Currently in Use | Gas (Historical Use) | 3000 | Galvanic (STIP-3) | 1989-11-01 | Bare Steel | Safe Suction (Euro)
B&B BP | 4660 LAMB AVE | UNION POINT | Greene | 660066 | 1 |  | 1987-10-01 |  | 1995-01-01 |  | Currently in Use | Gas (Historical Use) | 6000 | Galvanic (STIP-3) | 1987-11-04 | Galvanized Steel | Pressurized
B&B BP | 4660 LAMB AVE | UNION POINT | Greene | 660066 | 2 |  | 1987-10-01 |  | 1995-01-01 |  | Temporarily out of use | Gas (Historical Use) | 6000 | Galvanic (STIP-3) | 1987-11-04 | Galvanized Steel | Pressurized
B&B BP | 4660 LAMB AVE | UNION POINT | Greene | 660066 | 3 |  | 1987-10-01 |  | 1995-01-01 |  | Currently in Use | Gas (Historical Use) | 6000 | Galvanic (STIP-3) | 1987-11-04 | Galvanized Steel | Pressurized
THE FELDSPAR CORP | QUARRY RD | SILOAM | Greene | 790029 | 1 | [5 empty] | Removed from Ground | Other | 10000 | Bare Steel | 1980-05-06 | Galvanized Steel
HILLTOP GROCERY | 2071 MLK DR | GREENSBORO | Greene | 7000041 | 1 | Flapper Valve | 1998-02-05 | FALSE | 1998-02-05 | FALSE | Currently in Use | Regular | 8000 | Steel-Impressed Current | 1974-05-11 |  | Suction (American)
HILLTOP GROCERY | 2071 MLK DR | GREENSBORO | Greene | 7000041 | 2 | Flapper Valve | 1998-02-05 | FALSE | 1998-02-05 | FALSE | Currently in Use | Premium | 8000 | Steel-Impressed Current | 1974-05-11 |  | Suction (American)
HILLTOP GROCERY | 2071 MLK DR | GREENSBORO | Greene | 7000041 | 3 | Flapper Valve | 2005-05-27 | FALSE | 2005-05-27 | FALSE | Currently in Use | Diesel | 3000 | Composite | 2005-05-27 | Fiberglass Reinforced Plastic | Pressurized
HILLTOP GROCERY | 2071 MLK DR | GREENSBORO | Greene | 7000041 | 4 | Flapper Valve | 2005-05-27 | FALSE | 2005-05-27 | FALSE | Temporarily out of use | Diesel | 1000 | Composite | 2005-05-27 | Fiberglass Reinforced Plastic | Suction (American)
ABANDONED SVC STA | SR 15 | WHITE PLAINS | Greene | 3066000 | 1 | [5 empty] | Removed from Ground | Other | 0 | Not Marked/Unknown | 1992-01-01 | Not Marked
CHEVRON FOOD MART | 4362 BRASELTON HWY / 124 | HOSCHTON | Gwinnett | 1460119 | 1 | [5 empty] | Removed from Ground | Gas (Historical Use) | 1000 | Bare Steel | 1971-05-10 | Galvanized Steel | Suction (American)
CHEVRON FOOD MART | 4362 BRASELTON HWY / 124 | HOSCHTON | Gwinnett | 1460119 | 2 | [5 empty] | Removed from Ground | Gas (Historical Use) | 1000 | Bare Steel | 1971-05-10 | Galvanized Steel | Suction (American)
CHEVRON FOOD MART | 4362 BRASELTON HWY / 124 | HOSCHTON | Gwinnett | 1460119 | 3 | [5 empty] | Removed from Ground | Gas (Historical Use) | 1000 | Bare Steel | 1971-05-10 | Galvanized Steel | Suction (American)
CHEVRON FOOD MART | 4362 BRASELTON HWY / 124 | HOSCHTON | Gwinnett | 1460119 | 4 | [5 empty] | Removed from Ground | Gas (Historical Use) | 560 | Bare Steel | 1971-05-10 | Galvanized Steel
CHEVRON FOOD MART | 4362 BRASELTON HWY / 124 | HOSCHTON | Gwinnett | 1460119 | 5 | Ball Float | 2000-04-10 | FALSE | 2000-04-10 | FALSE | Currently in Use | Regular | 12000 | Epoxy | 2000-04-10 | Flex | Pressurized
CHEVRON FOOD MART | 4362 BRASELTON HWY / 124 | HOSCHTON | Gwinnett | 1460119 | 6 | Ball Float | 2000-04-10 | FALSE | 2000-04-10 | FALSE | Currently in Use | Premium | 10000 | Epoxy | 2000-04-10 | Flex | Pressurized
SHELL FOOD MART | 978 US HWY 78 | LOGANVILLE | Gwinnett | 1470083 | 1 | Flapper Valve | 1996-03-01 | FALSE | 1996-03-01 | FALSE | Currently in Use | Regular | 10000 | Galvanic (STIP-3) | 1984-05-05 | Fiberglass Reinforced Plastic | Pressurized
SHELL FOOD MART | 978 US HWY 78 | LOGANVILLE | Gwinnett | 1470083 | 2 | Flapper Valve | 1996-03-01 | FALSE | 1996-03-01 | FALSE | Currently in Use | Premium | 10000 | Galvanic (STIP-3) | 1984-05-05 | Fiberglass Reinforced Plastic | Pressurized
SHELL FOOD MART | 978 US HWY 78 | LOGANVILLE | Gwinnett | 1470083 | 3 | Flapper Valve | 1996-03-18 | FALSE | 1996-03-18 | FALSE | Currently in Use | Diesel | 6000 | Galvanic (STIP-3) | 1984-05-05 | Fiberglass Reinforced Plastic | Pressurized
F A SIMS OIL CO #104 | 2893 LAWRENCEVILLE SUWANEE RD | SUWANEE | Gwinnett | 670001 | 1 |  | 1996-05-01 |  | 1996-05-01 |  | Currently in Use | Gas (Historical Use) | 10000 | Steel-Impressed Current | 1981-05-09 | Fiberglass Reinforced Plastic | Pressurized
F A SIMS OIL CO #104 | 2893 LAWRENCEVILLE SUWANEE RD | SUWANEE | Gwinnett | 670001 | 2 |  | 1996-05-01 |  | 1996-05-01 |  | Currently in Use | Gas (Historical Use) | 10000 | Steel-Impressed Current | 1981-05-09 | Fiberglass Reinforced Plastic | Pressurized
F A SIMS OIL CO #104 | 2893 LAWRENCEVILLE SUWANEE RD | SUWANEE | Gwinnett | 670001 | 3 |  | 1996-05-01 |  | 1996-05-01 |  | Currently in Use | Gas (Historical Use) | 10000 | Steel-Impressed Current | 1981-05-09 | Fiberglass Reinforced Plastic | Pressurized
F A SIMS OIL CO #104 | 2893 LAWRENCEVILLE SUWANEE RD | SUWANEE | Gwinnett | 670001 | 4 |  | 1996-05-01 |  | 1996-05-01 |  | Currently in Use | Diesel | 10000 | Steel-Impressed Current | 1981-05-09 | Fiberglass Reinforced Plastic | Pressurized
F A SIMS OIL CO #104 | 2893 LAWRENCEVILLE SUWANEE RD | SUWANEE | Gwinnett | 670001 | 5 |  | 1996-05-01 |  | 1996-05-01 |  | Currently in Use | Diesel | 10000 | Steel-Impressed Current | 1981-05-09 | Fiberglass Reinforced Plastic
F A SIMS OIL CO #104 | 2893 LAWRENCEVILLE SUWANEE RD | SUWANEE | Gwinnett | 670001 | 6 |  | 1996-05-02 |  | 1996-05-02 |  | Currently in Use | Kerosene | 2000 | Steel-Impressed Current | 1996-05-02 | Fiberglass Reinforced Plastic | Pressurized
ASTOR WAX | 200 PIEDMONT CT | DORAVILLE | Gwinnett | 670002 | 1 | [5 empty] | Removed from Ground | Gas (Historical Use) | 10000 | Bare Steel | 1986-03-25 | Galvanized Steel
ASTOR WAX | 200 PIEDMONT CT | DORAVILLE | Gwinnett | 670002 | 2 | [5 empty] | Removed from Ground | Gas (Historical Use) | 5000 | Not Marked/Unknown | 1984-01-01 | Not Marked
SHELL STATION | 3933 Buford Dr | BUFORD | Gwinnett | 670003 | 1 | [5 empty] | Removed from Ground | Gas (Historical Use) | 10000 | Fiberglass | 1985-04-30 | Galvanized Steel | Pressurized
SHELL STATION | 3933 Buford Dr | BUFORD | Gwinnett | 670003 | 2 | [5 empty] | Removed from Ground | Gas (Historical Use) | 10000 | Fiberglass | 1985-04-30 | Fiberglass Reinforced Plastic | Pressurized
SHELL STATION | 3933 Buford Dr | BUFORD | Gwinnett | 670003 | 3 | [5 empty] | Removed from Ground | Gas (Historical Use) | 10000 | Fiberglass | 1985-04-30 | Fiberglass Reinforced Plastic | Pressurized
SHELL STATION | 3933 Buford Dr | BUFORD | Gwinnett | 670003 | 4 |  |  | TRUE |  | TRUE | Removed from Ground | Used Oil | 1000 | Fiberglass | 1985-04-30 | Fiberglass Reinforced Plastic | Gravity Fed
SHELL STATION | 3933 Buford Dr | BUFORD | Gwinnett | 670003 | 5 |  |  | FALSE |  | FALSE | Removed from Ground | Diesel | 550 | Bare Steel | 1968-12-01 | Copper | Suction (American)
SHELL STATION | 3933 Buford Dr | BUFORD | Gwinnett | 670003 | 6 | Ball Float | 1994-01-01 | FALSE | 1994-01-01 | FALSE | Currently in Use | Regular | 12000 | Fiberglass | 1994-11-29 | Fiberglass Reinforced Plastic | Pressurized
SHELL STATION | 3933 Buford Dr | BUFORD | Gwinnett | 670003 | 7 | Ball Float | 1994-01-01 | FALSE | 1994-01-01 | FALSE | Currently in Use | Premium | 12000 | Fiberglass | 1994-11-29 | Fiberglass Reinforced Plastic | Pressurized
SHELL STATION | 3933 Buford Dr | BUFORD | Gwinnett | 670003 | 8 | Ball Float | 1994-01-01 | FALSE | 1994-01-01 | FALSE | Currently in Use | Diesel | 12000 | Fiberglass | 1994-11-29 | Fiberglass Reinforced Plastic | Pressurized
ZEESHAAN ENTERPRISES INC | 5725 JIMMY CARTER BLVD | NORCROSS | Gwinnett | 670004 | 1 | [5 empty] | Removed from Ground | Gas (Historical Use) | 10000 | Double Walled | 1978-01-03 | Fiberglass Reinforced Plastic | Pressurized
ZEESHAAN ENTERPRISES INC | 5725 JIMMY CARTER BLVD | NORCROSS | Gwinnett | 670004 | 2 | [5 empty] | Removed from Ground | Gas (Historical Use) | 10000 | Double Walled | 1978-01-03 | Fiberglass Reinforced Plastic | Pressurized
ZEESHAAN ENTERPRISES INC | 5725 JIMMY CARTER BLVD | NORCROSS | Gwinnett | 670004 | 3 | [5 empty] | Removed from Ground | Gas (Historical Use) | 10000 | Double Walled | 1978-01-03 | Fiberglass Reinforced Plastic | Pressurized
ZEESHAAN ENTERPRISES INC | 5725 JIMMY CARTER BLVD | NORCROSS | Gwinnett | 670004 | 4 | [5 empty] | Removed from Ground | Diesel | 10000 | Fiberglass | 1985-04-30 | Fiberglass Reinforced Plastic | Pressurized
ZEESHAAN ENTERPRISES INC | 5725 JIMMY CARTER BLVD | NORCROSS | Gwinnett | 670004 | 5 | Ball Float | 1993-10-07 | FALSE | 1993-10-07 | FALSE | Currently in Use | Regular | 9684 | Fiberglass Double Walled | 1993-10-07 | Fiberglass Reinforced Plastic | Pressurized
ZEESHAAN ENTERPRISES INC | 5725 JIMMY CARTER BLVD | NORCROSS | Gwinnett | 670004 | 6 | Ball Float | 1993-10-07 | FALSE | 1993-10-07 | FALSE | Currently in Use | Premium | 9684 | Fiberglass Double Walled | 1993-10-07 | Fiberglass Reinforced Plastic | Pressurized
ZEESHAAN ENTERPRISES INC | 5725 JIMMY CARTER BLVD | NORCROSS | Gwinnett | 670004 | 7 | Ball Float | 1993-10-07 | FALSE | 1993-10-07 | FALSE | Currently in Use | Diesel | 9684 | Fiberglass Double Walled | 1993-10-07 | Fiberglass Reinforced Plastic | Pressurized
CHEVRON #201822/SHELL #210-4961- | 738 DULUTH HWY 120 | LAWRENCEVILLE | Gwinnett | 670005 | 1 | [5 empty] | Removed from Ground | Gas (Historical Use) | 10000 | Fiberglass | 1985-04-30 | Fiberglass Reinforced Plastic | Pressurized
CHEVRON #201822/SHELL #210-4961- | 738 DULUTH HWY 120 | LAWRENCEVILLE | Gwinnett | 670005 | 2 | [5 empty] | Removed from Ground | Gas (Historical Use) | 10000 | Fiberglass | 1985-04-30 | Fiberglass Reinforced Plastic | Pressurized
CHEVRON #201822/SHELL #210-4961- | 738 DULUTH HWY 120 | LAWRENCEVILLE | Gwinnett | 670005 | 3 | [5 empty] | Removed from Ground | Gas (Historical Use) | 10000 | Fiberglass | 1985-04-30 | Fiberglass Reinforced Plastic | Pressurized
CHEVRON 201845 | 3154 GA HWY 317/I-85 | SUWANEE | Gwinnett | 670006 | 1 | [5 empty] | Removed from Ground | Gas (Historical Use) | 10000 | Bare Steel | 1982-05-01 | Fiberglass Reinforced Plastic
CHEVRON 201845 | 3154 GA HWY 317/I-85 | SUWANEE | Gwinnett | 670006 | 2 | [5 empty] | Removed from Ground | Gas (Historical Use) | 10000 | Bare Steel | 1982-05-01 | Galvanized Steel
CHEVRON 201845 | 3154 GA HWY 317/I-85 | SUWANEE | Gwinnett | 670006 | 3 | [5 empty] | Permanently Out of Use - historical purposes | Gas (Historical Use) | 10000 | Bare Steel | 1982-05-01 | Galvanized Steel | Pressurized
CHEVRON 201845 | 3154 GA HWY 317/I-85 | SUWANEE | Gwinnett | 670006 | 4 | [5 empty] | Removed from Ground | Gas (Historical Use) | 3000 | Not Marked/Unknown | 1985-04-30 | Galvanized Steel | Pressurized
CHEVRON 201845 | 3154 GA HWY 317/I-85 | SUWANEE | Gwinnett | 670006 | 5 | [5 empty] | Removed from Ground | Gas (Historical Use) | 10000 | Bare Steel | 1982-05-01 | Galvanized Steel | Pressurized
CHEVRON 201845 | 3154 GA HWY 317/I-85 | SUWANEE | Gwinnett | 670006 | 6 | Flapper Valve | 1991-12-01 | FALSE | 1991-12-01 | FALSE | Currently in Use | Regular | 12000 | Fiberglass Double Walled | 1991-02-01 | Fiberglass Reinforced Plastic | Pressurized
CHEVRON 201845 | 3154 GA HWY 317/I-85 | SUWANEE | Gwinnett | 670006 | 7 |  | 1991-12-01 | FALSE | 1991-12-01 | FALSE | Currently in Use | Premium | 12000 | Fiberglass Double Walled | 1991-02-01 | Fiberglass Reinforced Plastic | Pressurized
CHEVRON 201845 | 3154 GA HWY 317/I-85 | SUWANEE | Gwinnett | 670006 | 8 |  | 1991-12-01 | FALSE | 1991-12-01 | FALSE | Currently in Use | Diesel | 12000 | Fiberglass Double Walled | 1991-02-01 | Fiberglass Reinforced Plastic | Pressurized
CHEVRON 201845 | 3154 GA HWY 317/I-85 | SUWANEE | Gwinnett | 670006 | 9 | [5 empty] | Removed from Ground | Diesel | 10000 | Fiberglass Double Walled | 1982-05-01 | Galvanized Steel
KWIK CHECK | 352 HARBINS RD | DACULA | Gwinnett | 670007 | 1 | Flapper Valve | 1998-12-04 | FALSE | 1998-12-04 | FALSE | Currently in Use | Regular | 5000 | Steel-Impressed Current | 1981-04-30 | Double-Walled Flex | Pressurized
KWIK CHECK | 352 HARBINS RD | DACULA | Gwinnett | 670007 | 2 | Flapper Valve | 1998-12-04 | FALSE | 1998-12-04 | FALSE | Currently in Use | Regular | 10000 | Steel-Impressed Current | 1981-04-30 | Double-Walled Flex | Pressurized
KWIK CHECK | 352 HARBINS RD | DACULA | Gwinnett | 670007 | 3 | Flapper Valve | 1998-12-04 | FALSE | 1998-12-04 | FALSE | Currently in Use | Premium | 10000 | Steel-Impressed Current | 1981-04-30 | Double-Walled Flex | Pressurized
MINIT SAVE #2 | 3957 GA HWY 317 | SUWANEE | Gwinnett | 670008 | 1 | [5 empty] | Removed from Ground | Gas (Historical Use) | 4000 | Bare Steel | 1972-06-01 | Galvanized Steel | Safe Suction (Euro)
MINIT SAVE #2 | 3957 GA HWY 317 | SUWANEE | Gwinnett | 670008 | 2 | [5 empty] | Removed from Ground | Gas (Historical Use) | 8000 | Bare Steel | 1972-06-01 | Galvanized Steel | Safe Suction (Euro)
MINIT SAVE #2 | 3957 GA HWY 317 | SUWANEE | Gwinnett | 670008 | 3 | [5 empty] | Removed from Ground | Gas (Historical Use) | 4000 | Bare Steel | 1972-06-01 | Galvanized Steel | Safe Suction (Euro)
E & R DACULA GENERAL STORE | 2544 WINDER HWY | DACULA | Gwinnett | 670009 | 1 | Flapper Valve | 1998-08-20 | FALSE | 1998-08-20 | FALSE | Removed from Ground | Gas (Historical Use) | 2000 | Steel-Impressed Current | 1985-04-29 | Steel (Impressed Current) | Safe Suction (Euro)
E & R DACULA GENERAL STORE | 2544 WINDER HWY | DACULA | Gwinnett | 670009 | 2 |  | 1998-08-20 | FALSE | 1998-08-20 | FALSE | Removed from Ground | Gas (Historical Use) | 5000 | Steel-Impressed Current | 1985-04-29 | Steel (Impressed Current) | Suction (American)
E & R DACULA GENERAL STORE | 2544 WINDER HWY | DACULA | Gwinnett | 670009 | 3 |  | 1998-08-20 | FALSE | 1998-08-20 | FALSE | Removed from Ground | Gas (Historical Use) | 5000 | Steel-Impressed Current | 1985-04-29 | Steel (Impressed Current) | Safe Suction (Euro)
E & R DACULA GENERAL STORE | 2544 WINDER HWY | DACULA | Gwinnett | 670009 | 4 |  | 1998-08-20 | FALSE | 1998-08-20 | FALSE | Removed from Ground | Diesel | 2000 | Steel-Impressed Current | 1985-04-29 | Steel (Impressed Current) | Safe Suction (Euro)
CIRCLE M #8/AMOCO STATION | 27 CROGAN ST | LAWRENCEVILLE | Gwinnett | 670010 | 1 | [5 empty] | Removed from Ground | Gas (Historical Use) | 4000 | Bare Steel | 1971-05-03 | Galvanized Steel | Suction (American)
CIRCLE M #8/AMOCO STATION | 27 CROGAN ST | LAWRENCEVILLE | Gwinnett | 670010 | 2 | [5 empty] | Removed from Ground | Gas (Historical Use) | 8000 | Bare Steel | 1979-05-01 | Galvanized Steel | Suction (American)
CIRCLE M #8/AMOCO STATION | 27 CROGAN ST | LAWRENCEVILLE | Gwinnett | 670010 | 3 | [5 empty] | Removed from Ground | Gas (Historical Use) | 8000 | Bare Steel | 1979-05-01 | Galvanized Steel | Suction (American)
CIRCLE M #8/AMOCO STATION | 27 CROGAN ST | LAWRENCEVILLE | Gwinnett | 670010 | 4 | [5 empty] | Removed from Ground | Gas (Historical Use) | 4000 | Bare Steel | 1971-05-03 | Galvanized Steel | Suction (American)
CIRCLE FOOD MART | 2856 BUFORD HWY | DULUTH | Gwinnett | 670011 | 1 | Overfill Alarm | 1994-12-04 | FALSE | 1994-12-04 | FALSE | Currently in Use | Regular | 8000 | Steel-Impressed Current | 1984-04-29 | Fiberglass Reinforced Plastic | Pressurized
CIRCLE FOOD MART | 2856 BUFORD HWY | DULUTH | Gwinnett | 670011 | 2 | Overfill Alarm | 1994-12-04 | FALSE | 1994-12-04 | FALSE | Currently in Use | Premium | 8000 | Steel-Impressed Current | 1984-04-29 | Fiberglass Reinforced Plastic | Pressurized
CIRCLE FOOD MART | 2856 BUFORD HWY | DULUTH | Gwinnett | 670011 | 3 | Overfill Alarm | 1994-12-04 | FALSE | 1994-12-04 | FALSE | Temporarily out of use | Empty | 8000 | Steel-Impressed Current | 1984-04-29 | Fiberglass Reinforced Plastic | Pressurized
CIRCLE FOOD MART | 2856 BUFORD HWY | DULUTH | Gwinnett | 670011 | 4 | Overfill Alarm | 1994-12-04 | FALSE | 1994-12-04 | FALSE | Currently in Use | Diesel | 8000 | Steel-Impressed Current | 1984-04-29 | Fiberglass Reinforced Plastic | Pressurized
CHEVRON 201832 | 5575 JIMMY CARTER BLVD/I-85 | NORCROSS | Gwinnett | 670012 | 1 |  | 1994-08-25 | FALSE | 1994-08-25 | FALSE | Removed from Ground | Gas (Historical Use) | 10000 | Fiberglass | 1982-05-01 | Fiberglass Reinforced Plastic | Pressurized
CHEVRON 201832 | 5575 JIMMY CARTER BLVD/I-85 | NORCROSS | Gwinnett | 670012 | 2 |  | 1994-08-25 | FALSE | 1994-08-25 | FALSE | Removed from Ground | Gas (Historical Use) | 10000 | Fiberglass | 1982-05-01 | Fiberglass Reinforced Plastic | Pressurized
CHEVRON 201832 | 5575 JIMMY CARTER BLVD/I-85 | NORCROSS | Gwinnett | 670012 | 3 |  | 1994-08-25 | FALSE | 1994-08-25 | FALSE | Removed from Ground | Gas (Historical Use) | 10000 | Fiberglass | 1982-05-01 | Fiberglass Reinforced Plastic | Pressurized
CHEVRON 201832 | 5575 JIMMY CARTER BLVD/I-85 | NORCROSS | Gwinnett | 670012 | 4 |  |  | TRUE |  | TRUE | Removed from Ground | Used Oil | 1000 | Fiberglass | 1985-04-30 | Fiberglass Reinforced Plastic | Gravity Fed
CONSOLIDATED FREIGHTWAYS | 6431 CORLEY RD | NORCROSS | Gwinnett | 670013 | 1 |  | 1997-11-19 |  | 1997-11-19 |  | Removed from Ground | Diesel | 10000 | Fiberglass | 1983-04-01 | Bare Steel | Pressurized
EXXON FOOD MART | 5355 LAWRENCEVILLE HWY | LILBURN | Gwinnett | 670016 | 1 | Flapper Valve | 1997-08-02 | FALSE | 1997-08-02 | FALSE | Currently in Use | Regular | 10270 | Steel-Impressed Current | 1977-04-06 | Fiberglass Reinforced Plastic | Pressurized
EXXON FOOD MART | 5355 LAWRENCEVILLE HWY | LILBURN | Gwinnett | 670016 | 2 | Flapper Valve | 1997-08-02 | FALSE | 1997-08-02 | FALSE | Currently in Use | Regular | 10270 | Steel-Impressed Current | 1977-04-06 | Fiberglass Reinforced Plastic | Pressurized
EXXON FOOD MART | 5355 LAWRENCEVILLE HWY | LILBURN | Gwinnett | 670016 | 3 | Flapper Valve | 1997-08-02 | FALSE | 1997-08-02 | FALSE | Currently in Use | Premium | 10270 | Steel-Impressed Current | 1977-04-06 | Fiberglass Reinforced Plastic | Pressurized
EXXON FOOD MART | 5355 LAWRENCEVILLE HWY | LILBURN | Gwinnett | 670016 | 4 | Ball Float | 1997-08-02 | FALSE | 1997-08-02 | FALSE | Currently in Use | Diesel | 10270 | Steel-Impressed Current | 1977-04-06 | Fiberglass Reinforced Plastic | Pressurized
CITGO FOOD MART | 3426 HOLCOMB BRIDGE RD | NORCROSS | Gwinnett | 670017 | 1 | Ball Float | 1993-04-19 | FALSE | 1993-04-19 | FALSE | Currently in Use | Regular | 10152 | Galvanic (STIP-3) | 1984-04-04 | Fiberglass Reinforced Plastic | Pressurized
CITGO FOOD MART | 3426 HOLCOMB BRIDGE RD | NORCROSS | Gwinnett | 670017 | 2 | Ball Float | 1993-04-19 | FALSE | 1993-04-19 | FALSE | Currently in Use | Regular | 10152 | Galvanic (STIP-3) | 1984-04-04 | Double-Walled Fiberglass | Pressurized
CITGO FOOD MART | 3426 HOLCOMB BRIDGE RD | NORCROSS | Gwinnett | 670017 | 3 | Ball Float | 1993-04-19 | FALSE | 1993-04-19 | FALSE | Currently in Use | Premium | 10152 | Galvanic (STIP-3) | 1984-04-04 | Fiberglass Reinforced Plastic | Pressurized
CITGO FOOD MART | 3426 HOLCOMB BRIDGE RD | NORCROSS | Gwinnett | 670017 | 4 | Ball Float | 1993-04-19 | FALSE | 1993-04-19 | FALSE | Currently in Use | Diesel | 10152 | Galvanic (STIP-3) | 1984-04-04 | Fiberglass Reinforced Plastic | Pressurized
THREE STAR MANAGEMENT LLC | 4970 JIMMY CARTER BLVD | NORCROSS | Gwinnett | 670018 | 1 |  | 1997-08-02 | FALSE | 1997-08-02 | TRUE | Currently in Use | Gas (Historical Use) | 10270 | Galvanic (STIP-3) | 1983-04-05 | Fiberglass Reinforced Plastic | Pressurized
THREE STAR MANAGEMENT LLC | 4970 JIMMY CARTER BLVD | NORCROSS | Gwinnett | 670018 | 2 |  | 1997-08-02 | FALSE | 1997-08-02 | TRUE | Currently in Use | Gas (Historical Use) | 10270 | Galvanic (STIP-3) | 1983-04-05 | Fiberglass Reinforced Plastic | Pressurized
THREE STAR MANAGEMENT LLC | 4970 JIMMY CARTER BLVD | NORCROSS | Gwinnett | 670018 | 3 |  | 1997-08-02 | FALSE | 1997-08-02 | TRUE | Currently in Use | Gas (Historical Use) | 10270 | Galvanic (STIP-3) | 1983-04-05 | Fiberglass Reinforced Plastic | Pressurized
THREE STAR MANAGEMENT LLC | 4970 JIMMY CARTER BLVD | NORCROSS | Gwinnett | 670018 | 4 |  | 1997-08-02 | FALSE | 1997-08-02 | TRUE | Currently in Use | Diesel | 10270 | Steel-Impressed Current | 1983-04-05 | Fiberglass Reinforced Plastic | Pressurized
CROWN STATION GA #51 | 2784 WEST MAIN ST | SNELLVILLE | Gwinnett | 670019 | 1 | [5 empty] | Removed from Ground | Gas (Historical Use) | 10270 | Bare Steel | 1979-04-06 | Galvanized Steel | Pressurized
CROWN STATION GA #51 | 2784 WEST MAIN ST | SNELLVILLE | Gwinnett | 670019 | 2 | [5 empty] | Removed from Ground | Gas (Historical Use) | 10270 | Bare Steel | 1979-04-06 | Galvanized Steel | Pressurized
CROWN STATION GA #51 | 2784 WEST MAIN ST | SNELLVILLE | Gwinnett | 670019 | 3 | [5 empty] | Removed from Ground | Gas (Historical Use) | 10270 | Bare Steel | 1979-04-06 | Galvanized Steel | Pressurized
CROWN STATION GA #51 | 2784 WEST MAIN ST | SNELLVILLE | Gwinnett | 670019 | 4 | [5 empty] | Removed from Ground | Gas (Historical Use) | 10270 | Bare Steel | 1979-04-06 | Galvanized Steel | Pressurized
CROWN STATION GA #51 | 2784 WEST MAIN ST | SNELLVILLE | Gwinnett | 670019 | 5 |  |  | TRUE |  | TRUE | Removed from Ground | Used Oil | 550 | Bare Steel | 1979-04-06 | Galvanized Steel | Pressurized
GA DOT 10135 LAWRENCEVILLE HQ | 892 HIGH HOPE SCHOOL RD | LAWRENCEVILLE | Gwinnett | 670020 | 1 | [5 empty] | Removed from Ground | Gas (Historical Use) | 1000 | Bare Steel | 1976-05-01 | Galvanized Steel
GA DOT 10135 LAWRENCEVILLE HQ | 892 HIGH HOPE SCHOOL RD | LAWRENCEVILLE | Gwinnett | 670020 | 135G1 | [5 empty] | Removed from Ground | Gas (Historical Use) | 2000 | Bare Steel | 1976-05-01 | Galvanized Steel | Suction (American)
GA DOT 10135 LAWRENCEVILLE HQ | 892 HIGH HOPE SCHOOL RD | LAWRENCEVILLE | Gwinnett | 670020 | 3 |  |  | FALSE |  | FALSE | Removed from Ground | Used Oil | 300 | Unknown |  | Unknown
GA DOT 10130 | RIDGEDALE DR/OFF GA HWY 84 | GRAYSON | Gwinnett | 670022 | 10130-1 | [5 empty] | Removed from Ground | Gas (Historical Use) | 2000 | Cathodically Protected Steel | 1972-05-03 | Galvanized Steel
GA DOT 10130 | RIDGEDALE DR/OFF GA HWY 84 | GRAYSON | Gwinnett | 670022 | 10130-2 | [5 empty] | Removed from Ground | Diesel | 1000 | Cathodically Protected Steel | 1972-05-03 | Galvanized Steel
GA DOT 10128 | PLEASANT HILL RD | LAWRENCEVILLE | Gwinnett | 670024 | 10128-1 | [5 empty] | Removed from Ground | Empty | 2000 | Marked Unknown | 1967-05-04 | Unknown
GA DOT 10128 | PLEASANT HILL RD | LAWRENCEVILLE | Gwinnett | 670024 | 10128-2 | [5 empty] | Removed from Ground | Empty | 1000 | Marked Unknown | 1976-05-01 | Unknown
Duluth Food Mart | 662 DULUTH HWY | LAWRENCEVILLE | Gwinnett | 670025 | 1 | [5 empty] | Removed from Ground | Empty | 3000 | Bare Steel | 1976-04-02 | Galvanized Steel
Duluth Food Mart | 662 DULUTH HWY | LAWRENCEVILLE | Gwinnett | 670025 | 10 | [5 empty] | Removed from Ground | Empty | 4000 | Bare Steel | 1967-04-05 | Galvanized Steel
Duluth Food Mart | 662 DULUTH HWY | LAWRENCEVILLE | Gwinnett | 670025 | 11 | Flapper Valve | 1997-10-01 |  | 1986-01-01 |  | Currently in Use | Gas (Historical Use) | 8000 | Steel-Impressed Current | 1986-01-01 | Steel (Impressed Current) | Pressurized
Duluth Food Mart | 662 DULUTH HWY | LAWRENCEVILLE | Gwinnett | 670025 | 12 | Flapper Valve | 1997-10-01 |  | 1986-01-01 |  | Currently in Use | Gas (Historical Use) | 8000 | Steel-Impressed Current | 1986-01-01 | Steel (Impressed Current) | Pressurized
Duluth Food Mart | 662 DULUTH HWY | LAWRENCEVILLE | Gwinnett | 670025 | 13 | Flapper Valve | 1997-10-01 |  | 1986-01-01 |  | Currently in Use | Gas (Historical Use) | 8000 | Steel-Impressed Current | 1986-01-01 | Steel (Impressed Current) | Pressurized
Duluth Food Mart | 662 DULUTH HWY | LAWRENCEVILLE | Gwinnett | 670025 | 14 | Flapper Valve | 1997-10-01 |  | 1986-01-01 |  | Currently in Use | Diesel | 8000 | Steel-Impressed Current | 1986-01-01 | Steel (Impressed Current) | Pressurized
Duluth Food Mart | 662 DULUTH HWY | LAWRENCEVILLE | Gwinnett | 670025 | 2 | [5 empty] | Removed from Ground | Empty | 3000 | Bare Steel | 1976-04-02 | Galvanized Steel
Duluth Food Mart | 662 DULUTH HWY | LAWRENCEVILLE | Gwinnett | 670025 | 3 | [5 empty] | Removed from Ground | Empty | 3000 | Bare Steel | 1976-04-02 | Galvanized Steel
Duluth Food Mart | 662 DULUTH HWY | LAWRENCEVILLE | Gwinnett | 670025 | 4 | [5 empty] | Removed from Ground | Empty | 1000 | Bare Steel | 1967-04-05 | Galvanized Steel
Duluth Food Mart | 662 DULUTH HWY | LAWRENCEVILLE | Gwinnett | 670025 | 5 | [5 empty] | Removed from Ground | Empty | 550 | Bare Steel | 1967-04-05 | Galvanized Steel
Duluth Food Mart | 662 DULUTH HWY | LAWRENCEVILLE | Gwinnett | 670025 | 6 | [5 empty] | Removed from Ground | Empty | 12000 | Bare Steel | 1967-04-05 | Galvanized Steel
Duluth Food Mart | 662 DULUTH HWY | LAWRENCEVILLE | Gwinnett | 670025 | 7 | [5 empty] | Removed from Ground | Empty | 12000 | Bare Steel | 1967-04-05 | Galvanized Steel
Duluth Food Mart | 662 DULUTH HWY | LAWRENCEVILLE | Gwinnett | 670025 | 8 | [5 empty] | Removed from Ground | Empty | 10000 | Bare Steel | 1967-04-05 | Galvanized Steel
Duluth Food Mart | 662 DULUTH HWY | LAWRENCEVILLE | Gwinnett | 670025 | 9 | [5 empty] | Removed from Ground | Empty | 10000 | Bare Steel | 1967-04-05 | Galvanized Steel
FOOD MART #10 | 4088 FIVE FORKS TRICKUM RD | LILBURN | Gwinnett | 670027 | 1 |  |  | FALSE |  | FALSE | Removed from Ground | Gas (Historical Use) | 3000 | Bare Steel | 1978-04-02 | Galvanized Steel
FOOD MART #10 | 4088 FIVE FORKS TRICKUM RD | LILBURN | Gwinnett | 670027 | 2 |  |  | FALSE |  | FALSE | Removed from Ground | Gas (Historical Use) | 6000 | Bare Steel | 1978-04-02 | Galvanized Steel
FOOD MART #10 | 4088 FIVE FORKS TRICKUM RD | LILBURN | Gwinnett | 670027 | 3 |  |  | FALSE |  | FALSE | Removed from Ground | Gas (Historical Use) | 6000 | Bare Steel | 1978-04-02 | Galvanized Steel
FOOD MART #10 | 4088 FIVE FORKS TRICKUM RD | LILBURN | Gwinnett | 670027 | 4 | Ball Float | 1990-03-01 | FALSE | 1990-03-01 | FALSE | Currently in Use | Regular | 10000 | Galvanic (STIP-3) | 1990-01-01 | Fiberglass Reinforced Plastic | Pressurized
FOOD MART #10 | 4088 FIVE FORKS TRICKUM RD | LILBURN | Gwinnett | 670027 | 5 | Ball Float | 1990-03-01 | FALSE | 1990-03-01 | FALSE | Currently in Use | Regular | 10000 | Galvanic (STIP-3) | 1990-01-01 | Fiberglass Reinforced Plastic | Pressurized
FOOD MART #10 | 4088 FIVE FORKS TRICKUM RD | LILBURN | Gwinnett | 670027 | 6 | Ball Float | 1990-03-01 | FALSE | 1990-03-01 | FALSE | Currently in Use | Premium | 10000 | Galvanic (STIP-3) | 1990-01-01 | Fiberglass Reinforced Plastic | Pressurized
A & M FOOD USA INC D/B/A NEIGHBORHOOD MART | 612 ROCKBRIDGE Road SW | LILBURN | Gwinnett | 670028 | 1 | Ball Float | 1996-06-14 | FALSE | 1996-06-14 | FALSE | Currently in Use | Regular | 8000 | Steel-Impressed Current | 1980-04-01 | Double-Walled Fiberglass | Pressurized
A & M FOOD USA INC D/B/A NEIGHBORHOOD MART | 612 ROCKBRIDGE Road SW | LILBURN | Gwinnett | 670028 | 2 | Ball Float | 1996-06-14 | FALSE | 1996-06-14 | FALSE | Currently in Use | Plus | 8000 | Steel-Impressed Current | 1980-04-01 | Double-Walled Fiberglass | Pressurized
A & M FOOD USA INC D/B/A NEIGHBORHOOD MART | 612 ROCKBRIDGE Road SW | LILBURN | Gwinnett | 670028 | 3 | Ball Float | 1996-06-14 | FALSE | 1996-06-14 | FALSE | Currently in Use | Premium | 8000 | Steel-Impressed Current | 1980-04-01 | Double-Walled Fiberglass | Pressurized
A & M FOOD USA INC D/B/A NEIGHBORHOOD MART | 612 ROCKBRIDGE Road SW | LILBURN | Gwinnett | 670028 | 4 | Flapper Valve | 1996-06-14 | FALSE | 1996-06-14 | FALSE | Currently in Use | Diesel | 4000 | Steel-Impressed Current | 1980-04-01 | Double-Walled Fiberglass | Pressurized
SHELL FOOD MART | 2899 W MAIN ST | SNELLVILLE | Gwinnett | 670029 | 1 | [5 empty] | Removed from Ground | Gas (Historical Use) | 4000 | Bare Steel | 1972-04-03 | Galvanized Steel | Suction (American)
SHELL FOOD MART | 2899 W MAIN ST | SNELLVILLE | Gwinnett | 670029 | 2 | [5 empty] | Removed from Ground | Gas (Historical Use) | 4000 | Bare Steel | 1972-04-03 | Galvanized Steel | Suction (American)
SHELL FOOD MART | 2899 W MAIN ST | SNELLVILLE | Gwinnett | 670029 | 3 | [5 empty] | Removed from Ground | Gas (Historical Use) | 2000 | Bare Steel | 1972-04-03 | Galvanized Steel | Suction (American)
SHELL FOOD MART | 2899 W MAIN ST | SNELLVILLE | Gwinnett | 670029 | 4 |  | 1996-11-15 | FALSE | 1996-11-15 | FALSE | Currently in Use | Gas (Historical Use) | 10000 | Fiberglass | 1996-11-15 | Fiberglass Reinforced Plastic | Pressurized
SHELL FOOD MART | 2899 W MAIN ST | SNELLVILLE | Gwinnett | 670029 | 5 |  | 1996-11-15 | FALSE | 1996-11-15 | FALSE | Currently in Use | Gas (Historical Use) | 10000 | Fiberglass | 1996-11-15 | Fiberglass Reinforced Plastic | Pressurized
SHELL FOOD MART | 2899 W MAIN ST | SNELLVILLE | Gwinnett | 670029 | 6 |  | 1999-03-26 | FALSE | 1999-03-26 | FALSE | Currently in Use | Diesel | 8000 | Composite | 1999-03-26 | Fiberglass Reinforced Plastic | Pressurized
BLACKWELL FIRESTONE | 456 GWINNETT DR | LAWRENCEVILLE | Gwinnett | 670030 | 1 | [5 empty] | Removed from Ground | Gas (Historical Use) | 2000 | Bare Steel | 1971-04-04 | Galvanized Steel | Suction (American)
BLACKWELL FIRESTONE | 456 GWINNETT DR | LAWRENCEVILLE | Gwinnett | 670030 | 2 | [5 empty] | Removed from Ground | Gas (Historical Use) | 2000 | Bare Steel | 1971-04-04 | Galvanized Steel | Suction (American)
BLACKWELL FIRESTONE | 456 GWINNETT DR | LAWRENCEVILLE | Gwinnett | 670030 | 3 | [5 empty] | Removed from Ground | Gas (Historical Use) | 1000 | Bare Steel | 1976-04-02 | Galvanized Steel | Suction (American)
AMERICAN TRAILWAYS OF GA | 440 FAIRMOUNT ST | NORCROSS | Gwinnett | 670032 | 1 | [5 empty] | Removed from Ground | Diesel | 10000 | Bare Steel | 1981-04-11 | Galvanized Steel
AMERICAN TRAILWAYS OF GA | 440 FAIRMOUNT ST | NORCROSS | Gwinnett | 670032 | 2 |  |  | TRUE |  | TRUE | Removed from Ground | Used Oil | 300 | Bare Steel | 1981-04-11 | Galvanized Steel
MERIT CONSTRUCTION COMPANY | 2400 PLEASANTDALE RD | DORAVILLE | Gwinnett | 670033 | 1 | [5 empty] | Removed from Ground | Gas (Historical Use) | 8000 | Bare Steel | 1978-04-12 | Galvanized Steel
MERIT CONSTRUCTION COMPANY | 2400 PLEASANTDALE RD | DORAVILLE | Gwinnett | 670033 | 2 | [5 empty] | Removed from Ground | Diesel | 3000 | Bare Steel | 1978-04-12 | Galvanized Steel
DOLCO PACKAGING | 252 HOSEA RD | LAWRENCEVILLE | Gwinnett | 670034 | 1 | [5 empty] | Removed from Ground | Other | 2400 | Bare Steel | 1971-04-14 | Unknown
DOLCO PACKAGING | 252 HOSEA RD | LAWRENCEVILLE | Gwinnett | 670034 | 2 |  |  | TRUE |  | TRUE | Removed from Ground | Used Oil | 1000 | Bare Steel | 1971-04-14 | Unknown
LILBURN POLICE DEPT | 76 MAIN ST | LILBURN | Gwinnett | 670037 | 1 | [5 empty] | Removed from Ground | Gas (Historical Use) | 1000 | Bare Steel | 1976-04-10 | Galvanized Steel
LILBURN POLICE DEPT | 76 MAIN ST | LILBURN | Gwinnett | 670037 | 2 |  | 1997-06-12 |  | 1997-06-12 |  | Removed from Ground | Gas (Historical Use) | 2000 | Epoxy | 1991-01-01 | Fiberglass Reinforced Plastic | Safe Suction (Euro)
JAN FOOD MART INC | 2476 BUFORD HWY | DULUTH | Gwinnett | 670039 | 1 |  | 1988-01-01 |  | 1988-01-01 | TRUE | Currently in Use | Gas (Historical Use) | 10000 | Steel-Impressed Current | 1976-03-30 | Fiberglass Reinforced Plastic | Pressurized
JAN FOOD MART INC | 2476 BUFORD HWY | DULUTH | Gwinnett | 670039 | 2 |  | 1988-01-01 |  | 1988-01-01 | TRUE | Currently in Use | Gas (Historical Use) | 10000 | Steel-Impressed Current | 1976-03-30 | Fiberglass Reinforced Plastic | Pressurized
JAN FOOD MART INC | 2476 BUFORD HWY | DULUTH | Gwinnett | 670039 | 3A |  | 2006-11-24 | FALSE | 2006-11-24 | TRUE | Currently in Use | Diesel | 5000 | Composite | 2006-11-24 | Fiberglass Reinforced Plastic | Pressurized
JAN FOOD MART INC | 2476 BUFORD HWY | DULUTH | Gwinnett | 670039 | 3B |  | 2006-11-24 | FALSE | 2006-11-24 | TRUE | Currently in Use | Diesel | 3000 | Composite | 2006-11-24 | Fiberglass Reinforced Plastic | Pressurized
W W ROBERTS | 4176 BUFORD HWY | DULUTH | Gwinnett | 670043 | 1 | [5 empty] | Removed from Ground | Diesel | 2000 | Bare Steel | 1975-04-12 | Unknown
W W ROBERTS | 4176 BUFORD HWY | DULUTH | Gwinnett | 670043 | 2 |  |  | FALSE |  | FALSE | Removed from Ground | Not Marked/Tank Removed | 0 | Unknown | 1993-01-01 | Unknown
T S CONCRETE PRODUCTS | 1080 BUFORD DR | LAWRENCEVILLE | Gwinnett | 670047 | 1 | [5 empty] | Removed from Ground | Gas (Historical Use) | 2000 | Bare Steel | 1975-04-12 | Unknown
KMART #3227 | 4155 US HWY 29 | LILBURN | Gwinnett | 670048 | 1 |  |  | TRUE |  | TRUE | Removed from Ground | Used Oil | 1000 | Bare Steel | 1975-04-07 | Galvanized Steel
KMART #3545 | 4975 JIMMY CARTER BLVD | NORCROSS | Gwinnett | 670049 | 1 |  |  | TRUE |  | TRUE | Removed from Ground | Used Oil | 1000 | Bare Steel | 1981-05-01 | Galvanized Steel | Gravity Fed
ACCURATE POOLS BY E H LOVELL INC | 2644 A STEVE DR | DORAVILLE | Gwinnett | 670051 | 1 | [5 empty] | Removed from Ground | Gas (Historical Use) | 2000 | Bare Steel | 1983-04-10 | Galvanized Steel | Suction (American)
ACCURATE POOLS BY E H LOVELL INC | 2644 A STEVE DR | DORAVILLE | Gwinnett | 670051 | 2 | [5 empty] | Removed from Ground | Gas (Historical Use) | 2000 | Bare Steel | 1983-04-10 | Galvanized Steel | Suction (American)
ACCURATE POOLS BY E H LOVELL INC | 2644 A STEVE DR | DORAVILLE | Gwinnett | 670051 | 3 | [5 empty] | Removed from Ground | Diesel | 3000 | Bare Steel | 1983-04-10 | Galvanized Steel | Suction (American)
FIRESTONE STORE #07EH/028525 J M | 1191 ROCKBRIDGE RD | ATLANTA | Gwinnett | 670052 | 1 |  |  | TRUE |  | TRUE | Removed from Ground | Used Oil | 550 | Bare Steel | 1984-01-02 | Galvanized Steel
MINIT FOODS | 5290 US HWY 78 | STONE MOUNTAIN | Gwinnett | 670053 | 1 | [5 empty] | Permanently Out of Use - historical purposes | Gas (Historical Use) | 0 | Bare Steel | 1987-01-01 | Galvanized Steel
MINIT FOODS | 5290 US HWY 78 | STONE MOUNTAIN | Gwinnett | 670053 | 2 | [5 empty] | Permanently Out of Use - historical purposes | Gas (Historical Use) | 0 | Bare Steel | 1987-01-01 | Galvanized Steel
MINIT FOODS | 5290 US HWY 78 | STONE MOUNTAIN | Gwinnett | 670053 | 3 | [5 empty] | Permanently Out of Use - historical purposes | Gas (Historical Use) | 0 | Bare Steel | 1987-01-01 | Galvanized Steel
KUBOTA TRACTOR CORP | 1025 NORTHBROOK PKWY | SUWANEE | Gwinnett | 670054 | 1 |  | 1995-09-05 |  | 1995-09-05 |  | Currently in Use | Empty | 1000 | Steel-Impressed Current | 1986-01-01 | Cathodically Protected
QUIKTRIP #700 | 741 W PIKE ST | LAWRENCEVILLE | Gwinnett | 670055 | 1 | Ball Float | 1994-02-01 | FALSE | 1994-02-01 | FALSE | Currently in Use | Regular | 12000 | Fiberglass | 1987-01-01 | Flex | Pressurized
QUIKTRIP #700 | 741 W PIKE ST | LAWRENCEVILLE | Gwinnett | 670055 | 2 | Ball Float | 1994-02-01 | FALSE | 1994-02-01 | FALSE | Currently in Use | Regular | 12000 | Fiberglass | 1987-01-01 | Flex | Pressurized
QUIKTRIP #700 | 741 W PIKE ST | LAWRENCEVILLE | Gwinnett | 670055 | 3 | Ball Float | 1994-02-01 | FALSE | 1994-02-01 | FALSE | Currently in Use | Regular | 12000 | Fiberglass | 1987-01-01 | Flex | Pressurized
QUIKTRIP #700 | 741 W PIKE ST | LAWRENCEVILLE | Gwinnett | 670055 | 4 | Ball Float | 1994-02-01 | FALSE | 1994-02-01 | FALSE | Currently in Use | Premium | 12000 | Fiberglass | 1994-02-01 | Flex | Pressurized
JIFFY LUBE #365 | 2564 W MAIN ST | SNELLVILLE | Gwinnett | 670058 | 1 | [5 empty] | Removed from Ground | Other | 3000 | Bare Steel | 1986-01-01 | Galvanized Steel
JIFFY LUBE #365 | 2564 W MAIN ST | SNELLVILLE | Gwinnett | 670058 | 2 | [5 empty] | Removed from Ground | Empty | 3000 | Bare Steel | 1986-01-01 | Galvanized Steel
JIFFY LUBE #365 | 2564 W MAIN ST | SNELLVILLE | Gwinnett | 670058 | 3 |  |  | TRUE |  | TRUE | Removed from Ground | Used Oil | 2000 | Bare Steel | 1986-01-01 | Galvanized Steel
JIFFY LUBE 321 | 4861 JIMMY CARTER BLVD | NORCROSS | Gwinnett | 670059 | 1 | [5 empty] | Removed from Ground | Other | 3000 | Bare Steel | 1986-01-01 | Galvanized Steel
JIFFY LUBE 321 | 4861 JIMMY CARTER BLVD | NORCROSS | Gwinnett | 670059 | 2 | [5 empty] | Removed from Ground | Other | 3000 | Bare Steel | 1986-01-01 | Galvanized Steel
JIFFY LUBE 321 | 4861 JIMMY CARTER BLVD | NORCROSS | Gwinnett | 670059 | 3 |  |  | TRUE |  | TRUE | Removed from Ground | Used Oil | 1000 | Bare Steel | 1986-01-01 | Galvanized Steel
GA FC/GWINNETT CO UNIT | 728 SCENIC HWY | LAWRENCEVILLE | Gwinnett | 670061 | 1 | [5 empty] | Removed from Ground | Gas (Historical Use) | 560 | Bare Steel | 1953-04-30 | Galvanized Steel
GA FC/GWINNETT CO UNIT | 728 SCENIC HWY | LAWRENCEVILLE | Gwinnett | 670061 | 2 |  | 1990-01-01 |  | 1990-01-01 |  | Removed from Ground | Diesel | 1000 | Cathodically Protected Steel | 1990-01-01 | Cathodically Protected | Safe Suction (Euro)
GA FC/GWINNETT CO UNIT | 728 SCENIC HWY | LAWRENCEVILLE | Gwinnett | 670061 | 3 |  | 1990-01-01 |  | 1990-01-01 |  | Removed from Ground | Gas (Historical Use) | 1000 | Cathodically Protected Steel | 1990-01-01 | Cathodically Protected | Safe Suction (Euro)
B&B QUIK FOOD | 2077 GA HWY 120 | DULUTH | Gwinnett | 670064 | 1 | [5 empty] | Removed from Ground | Gas (Historical Use) | 4000 | Bare Steel | 1975-04-12 | Unknown
B&B QUIK FOOD | 2077 GA HWY 120 | DULUTH | Gwinnett | 670064 | 2 | [5 empty] | Removed from Ground | Gas (Historical Use) | 4000 | Bare Steel | 1975-04-12 | Unknown
B&B QUIK FOOD | 2077 GA HWY 120 | DULUTH | Gwinnett | 670064 | 3 | [5 empty] | Removed from Ground | Empty | 4000 | Bare Steel | 1975-04-12 | Unknown
B&B QUIK FOOD | 2077 GA HWY 120 | DULUTH | Gwinnett | 670064 | 4 | [5 empty] | Removed from Ground | Gas (Historical Use) | 4000 | Bare Steel | 1975-04-12 | Unknown
AUTRY'S FINA | 596 CROGAN ST | LAWRENCEVILLE | Gwinnett | 670068 | 1 | [5 empty] | Removed from Ground | Gas (Historical Use) | 2000 | Bare Steel | 1975-04-12 | Unknown
AUTRY'S FINA | 596 CROGAN ST | LAWRENCEVILLE | Gwinnett | 670068 | 2 | [5 empty] | Removed from Ground | Gas (Historical Use) | 2000 | Bare Steel | 1975-04-12 | Unknown
AUTRY'S FINA | 596 CROGAN ST | LAWRENCEVILLE | Gwinnett | 670068 | 3 | [5 empty] | Removed from Ground | Gas (Historical Use) | 2000 | Bare Steel | 1975-04-12 | Unknown
AUTRY'S FINA | 596 CROGAN ST | LAWRENCEVILLE | Gwinnett | 670068 | 4 | [5 empty] | Removed from Ground | Diesel | 2000 | Bare Steel | 1986-04-09 | Unknown
KILGORE BROS GROCERY | 120 Auburn Road | AUBURN | Gwinnett | 670069 | 1 | Flapper Valve | 1998-12-03 |  | 1998-12-03 |  | Removed from Ground | Gas (Historical Use) | 2000 | Steel-Impressed Current | 1975-04-12 | Fiberglass Reinforced Plastic | Safe Suction (Euro)
KILGORE BROS GROCERY | 120 Auburn Road | AUBURN | Gwinnett | 670069 | 2 | Flapper Valve | 1998-12-03 |  | 1998-12-03 |  | Closed in Ground | Gas (Historical Use) | 2000 | Steel-Impressed Current | 1975-04-12 | Cathodically Protected | Suction (American)
KILGORE BROS GROCERY | 120 Auburn Road | AUBURN | Gwinnett | 670069 | 3 | Flapper Valve | 1998-12-03 |  | 1998-12-03 |  | Removed from Ground | Diesel | 2000 | Steel-Impressed Current | 1975-04-12 | Fiberglass Reinforced Plastic | Safe Suction (Euro)
CENTRAL GWINNETT MOTORS | 589 WEST PIKE ST | LAWRENCEVILLE | Gwinnett | 670073 | 1 | [5 empty] | Removed from Ground | Gas (Historical Use) | 2000 | Bare Steel | 1975-04-12 | Unknown
CENTRAL GWINNETT MOTORS | 589 WEST PIKE ST | LAWRENCEVILLE | Gwinnett | 670073 | 2 | [5 empty] | Removed from Ground | Gas (Historical Use) | 2000 | Bare Steel | 1975-04-12 | Unknown
CENTRAL GWINNETT MOTORS | 589 WEST PIKE ST | LAWRENCEVILLE | Gwinnett | 670073 | 3 |  |  | FALSE |  | FALSE | Permanently Out of Use - historical purposes | Gas (Historical Use) | Dummy | Bare Steel | 1975-04-12
NASH CHEVROLET CO | 675 S CLAYTON ST | LAWRENCEVILLE | Gwinnett | 670074 | 1 | [5 empty] | Removed from Ground | Gas (Historical Use) | 2000 | Bare Steel | 1960-06-01 | Unknown | Suction (American)
NASH CHEVROLET CO | 675 S CLAYTON ST | LAWRENCEVILLE | Gwinnett | 670074 | 2 |  |  | TRUE |  | TRUE | Removed from Ground | Used Oil | 550 | Bare Steel | 1980-01-01 | Not Marked | Gravity Fed
NASH VOLKSWAGEN | 447 GWINNETT DR | LAWRENCEVILLE | Gwinnett | 670075 | 1 |  |  | TRUE |  | TRUE | Removed from Ground | Used Oil | 1500 | Bare Steel | 1969-05-01 | Bare Steel | Gravity Fed
NASH VOLKSWAGEN | 447 GWINNETT DR | LAWRENCEVILLE | Gwinnett | 670075 | 2 |  |  | TRUE |  | TRUE | Removed from Ground | Used Oil | 1500 | Bare Steel | 1969-05-01 | Bare Steel | Gravity Fed
NASH VOLKSWAGEN | 447 GWINNETT DR | LAWRENCEVILLE | Gwinnett | 670075 | 3 | [5 empty] | Removed from Ground | Gas (Historical Use) | 1000 | Bare Steel | 1969-05-01 | Bare Steel | Gravity Fed
PRESTON CASTEEL ELECTRIC | 4753 BURNS RD | LILBURN | Gwinnett | 670077 | 1 |  | 1997-10-01 |  | 1997-10-01 |  | Removed from Ground | Gas (Historical Use) | 3000 | Steel-Impressed Current | 1984-04-10 | Cathodically Protected | Suction (American)
WAFFLE HOUSE INC | 5894 B FINANCIAL DR | NORCROSS | Gwinnett | 670078 | 1 | [5 empty] | Removed from Ground | Empty | 10000 | Marked Unknown | 1986-05-01 | Unknown
WAFFLE HOUSE INC | 5894 B FINANCIAL DR | NORCROSS | Gwinnett | 670078 | 2 | [5 empty] | Removed from Ground | Empty | 10000 | Marked Unknown | 1986-05-01 | Unknown
WAFFLE HOUSE INC | 5894 B FINANCIAL DR | NORCROSS | Gwinnett | 670078 | 3 | [5 empty] | Closed in Ground | Gas (Historical Use) | 10000 | Marked Unknown | 1986-05-01 | Unknown
TEXACO/FERGUSON #21-480-1318 | 2893 WEST MAIN ST | SNELLVILLE | Gwinnett | 670082 | 1 | [5 empty] | Removed from Ground | Gas (Historical Use) | 12000 | Fiberglass | 1985-04-29 | Fiberglass Reinforced Plastic | Pressurized
TEXACO/FERGUSON #21-480-1318 | 2893 WEST MAIN ST | SNELLVILLE | Gwinnett | 670082 | 2 | [5 empty] | Removed from Ground | Gas (Historical Use) | 10000 | Fiberglass | 1985-04-29 | Fiberglass Reinforced Plastic | Pressurized
TEXACO/FERGUSON #21-480-1318 | 2893 WEST MAIN ST | SNELLVILLE | Gwinnett | 670082 | 3 | [5 empty] | Removed from Ground | Gas (Historical Use) | 10000 | Fiberglass | 1985-04-29 | Fiberglass Reinforced Plastic | Pressurized
TEXACO/FERGUSON #21-480-1318 | 2893 WEST MAIN ST | SNELLVILLE | Gwinnett | 670082 | 4 | [5 empty] | Removed from Ground | Diesel | 10000 | Fiberglass | 1985-04-29 | Fiberglass Reinforced Plastic | Pressurized
SHELL FOOD MART | 6367 JIMMY CARTER BLVD | NORCROSS | Gwinnett | 670083 | 1 | Ball Float | 1994-01-01 | FALSE | 1984-01-01 | FALSE | Currently in Use | Regular | 12000 | Fiberglass | 1984-04-29 | Double-Walled Fiberglass | Pressurized
SHELL FOOD MART | 6367 JIMMY CARTER BLVD | NORCROSS | Gwinnett | 670083 | 2 | Ball Float | 1994-01-01 | FALSE | 1984-01-01 | FALSE | Currently in Use | Premium | 10000 | Fiberglass | 1984-04-29 | Double-Walled Fiberglass | Pressurized
SHELL FOOD MART | 6367 JIMMY CARTER BLVD | NORCROSS | Gwinnett | 670083 | 3 | Ball Float | 1994-01-01 | FALSE | 1984-01-01 | FALSE | Currently in Use | Gas (Historical Use) | 10000 | Fiberglass | 1984-04-29 | Double-Walled Fiberglass | Pressurized
SHELL FOOD MART | 6367 JIMMY CARTER BLVD | NORCROSS | Gwinnett | 670083 | 4 |  | 1994-01-01 | FALSE | 1984-01-01 | FALSE | Temporarily out of use | Diesel | 10000 | Fiberglass | 1984-04-29 | Double-Walled Fiberglass | Pressurized
SHELL FOOD MART | 5414 FIVE FORKS TRICKUM RD | LILBURN | Gwinnett | 670084 | 1 | Ball Float | 1996-02-01 | FALSE | 1985-01-01 | FALSE | Currently in Use | Regular | 12000 | Fiberglass | 1984-01-01 | Fiberglass Reinforced Plastic | Pressurized
SHELL FOOD MART | 5414 FIVE FORKS TRICKUM RD | LILBURN | Gwinnett | 670084 | 2 | Ball Float | 1996-02-01 | FALSE | 1985-01-01 | FALSE | Currently in Use | Regular | 10000 | Fiberglass | 1984-01-01 | Fiberglass Reinforced Plastic | Pressurized
SHELL FOOD MART | 5414 FIVE FORKS TRICKUM RD | LILBURN | Gwinnett | 670084 | 3 | Ball Float | 1996-02-01 | FALSE | 1985-01-01 | FALSE | Currently in Use | Premium | 10000 | Fiberglass | 1984-01-01 | Fiberglass Reinforced Plastic | Pressurized
SHELL FOOD MART | 5414 FIVE FORKS TRICKUM RD | LILBURN | Gwinnett | 670084 | 4 | Ball Float | 1996-02-01 | FALSE | 1985-01-01 | FALSE | Currently in Use | Diesel | 10000 | Fiberglass | 1984-01-01 | Fiberglass Reinforced Plastic | Pressurized
SAM'S MART # 515 | 1745 INDIAN TRAIL | NORCROSS | Gwinnett | 670086 | 1 |  | 1996-02-01 |  | 1989-01-01 |  | Removed from Ground | Gas (Historical Use) | 12000 | Fiberglass | 1984-04-29 | Fiberglass Reinforced Plastic | Pressurized
SAM'S MART # 515 | 1745 INDIAN TRAIL | NORCROSS | Gwinnett | 670086 | 2 |  | 1996-02-01 |  | 1989-01-01 |  | Removed from Ground | Gas (Historical Use) | 10000 | Fiberglass | 1984-04-29 | Fiberglass Reinforced Plastic | Pressurized
SAM'S MART # 515 | 1745 INDIAN TRAIL | NORCROSS | Gwinnett | 670086 | 3 |  | 1996-02-01 |  | 1989-01-01 |  | Removed from Ground | Gas (Historical Use) | 10000 | Fiberglass | 1984-04-29 | Fiberglass Reinforced Plastic | Pressurized
SAM'S MART # 515 | 1745 INDIAN TRAIL | NORCROSS | Gwinnett | 670086 | 4 |  | 1996-02-01 |  | 1989-01-01 |  | Removed from Ground | Diesel | 10000 | Fiberglass | 1984-04-29 | Fiberglass Reinforced Plastic | Pressurized
SAM'S MART # 515 | 1745 INDIAN TRAIL | NORCROSS | Gwinnett | 670086 | 5 |  | 2002-04-23 | FALSE | 2002-04-23 | FALSE | Currently in Use | Plus | 20000 | Fiberglass Double Walled | 2002-04-23 | Double-Walled Fiberglass | Pressurized
SAM'S MART # 515 | 1745 INDIAN TRAIL | NORCROSS | Gwinnett | 670086 | 6 | Flapper Valve | 2002-04-23 | FALSE | 2002-04-23 | FALSE | Currently in Use | Regular | 12000 | Fiberglass Double Walled | 2002-04-23 | Double-Walled Fiberglass | Pressurized
SAM'S MART # 515 | 1745 INDIAN TRAIL | NORCROSS | Gwinnett | 670086 | 7 | Flapper Valve | 2002-04-23 | FALSE | 2002-04-23 | FALSE | Currently in Use | Diesel | 10000 | Fiberglass Double Walled | 2002-04-23 | Double-Walled Fiberglass | Pressurized
SAM'S MART # 515 | 1745 INDIAN TRAIL | NORCROSS | Gwinnett | 670086 | 8 | Flapper Valve | 2002-04-23 | FALSE | 2002-04-23 | FALSE | Currently in Use | Premium | 20000 | Fiberglass Double Walled | 2002-01-10 | Double-Walled Fiberglass | Pressurized
TEXACO STATION #100441 | 2060 PLEASANT HILL RD | DULUTH | Gwinnett | 670087 | 1 |  | 1996-02-01 |  | 1985-01-01 |  | Removed from Ground | Gas (Historical Use) | 12000 | Fiberglass | 1984-04-29 | Fiberglass Reinforced Plastic | Pressurized
TEXACO STATION #100441 | 2060 PLEASANT HILL RD | DULUTH | Gwinnett | 670087 | 2 |  | 1996-02-01 |  | 1985-01-01 |  | Removed from Ground | Gas (Historical Use) | 10000 | Fiberglass | 1984-04-29 | Fiberglass Reinforced Plastic | Pressurized
TEXACO STATION #100441 | 2060 PLEASANT HILL RD | DULUTH | Gwinnett | 670087 | 3 |  | 1996-02-01 |  | 1985-01-01 |  | Removed from Ground | Gas (Historical Use) | 10000 | Fiberglass | 1984-04-29 | Fiberglass Reinforced Plastic | Pressurized
TEXACO STATION #100441 | 2060 PLEASANT HILL RD | DULUTH | Gwinnett | 670087 | 4 |  | 1996-02-01 |  | 1985-01-01 |  | Removed from Ground | Diesel | 10000 | Fiberglass | 1984-04-29 | Fiberglass Reinforced Plastic | Pressurized
SAM'S MART # 517 | 5260 US 78 HWY | STONE MOUNTAIN | Gwinnett | 670088 | 1 | Overfill Alarm | 1995-12-01 | FALSE | 1991-01-01 | FALSE | Currently in Use | Regular | 12000 | Fiberglass | 1981-04-30 | Fiberglass Reinforced Plastic | Pressurized
SAM'S MART # 517 | 5260 US 78 HWY | STONE MOUNTAIN | Gwinnett | 670088 | 2 | Overfill Alarm | 1995-12-01 | FALSE | 1991-01-01 | FALSE | Currently in Use | Regular | 10000 | Fiberglass | 1981-04-30 | Fiberglass Reinforced Plastic | Pressurized
SAM'S MART # 517 | 5260 US 78 HWY | STONE MOUNTAIN | Gwinnett | 670088 | 3 | Overfill Alarm | 1995-12-01 | FALSE | 1991-01-01 | FALSE | Currently in Use | Premium | 10000 | Fiberglass | 1981-04-30 | Fiberglass Reinforced Plastic | Pressurized
SAM'S MART # 517 | 5260 US 78 HWY | STONE MOUNTAIN | Gwinnett | 670088 | 4 | Overfill Alarm | 1995-12-01 | FALSE | 1991-01-01 | FALSE | Currently in Use | Diesel | 10000 | Fiberglass | 1981-04-30 | Fiberglass Reinforced Plastic | Pressurized
JIMMY CARTER SHELL | 5476 JIMMY CARTER BLVD | NORCROSS | Gwinnett | 670089 | 1 | Ball Float | 1996-02-01 | FALSE | 1991-01-01 | FALSE | Currently in Use | Regular | 10000 | Fiberglass | 1981-04-30 | Fiberglass Reinforced Plastic | Pressurized
JIMMY CARTER SHELL | 5476 JIMMY CARTER BLVD | NORCROSS | Gwinnett | 670089 | 2 | Ball Float | 1996-02-01 | FALSE | 1991-01-01 | FALSE | Currently in Use | Regular | 10000 | Fiberglass | 1981-04-30 | Fiberglass Reinforced Plastic | Pressurized
JIMMY CARTER SHELL | 5476 JIMMY CARTER BLVD | NORCROSS | Gwinnett | 670089 | 3 | Ball Float | 1996-02-01 | FALSE | 1991-01-01 | FALSE | Currently in Use | Premium | 10000 | Fiberglass | 1981-04-30 | Fiberglass Reinforced Plastic | Pressurized
JIMMY CARTER SHELL | 5476 JIMMY CARTER BLVD | NORCROSS | Gwinnett | 670089 | 4 | Ball Float | 1996-02-01 | FALSE | 1991-01-01 | FALSE | Currently in Use | Diesel | 10000 | Fiberglass | 1981-04-30 | Fiberglass Reinforced Plastic | Pressurized
CITGO FOOD MART | 4125 JIMMY CARTER BLVD | NORCROSS | Gwinnett | 670090 | 1 | Ball Float | 1995-11-01 |  | 1991-01-01 |  | Currently in Use | Gas (Historical Use) | 10000 | Fiberglass | 1981-04-30 | Fiberglass Reinforced Plastic | Pressurized
CITGO FOOD MART | 4125 JIMMY CARTER BLVD | NORCROSS | Gwinnett | 670090 | 2 | Ball Float | 1995-11-01 |  | 1991-01-01 |  | Currently in Use | Gas (Historical Use) | 10000 | Fiberglass | 1981-04-30 | Fiberglass Reinforced Plastic | Pressurized
CITGO FOOD MART | 4125 JIMMY CARTER BLVD | NORCROSS | Gwinnett | 670090 | 3 | Ball Float | 1995-11-01 |  | 1991-01-01 |  | Temporarily out of use | Gas (Historical Use) | 10000 | Fiberglass | 1981-04-30 | Fiberglass Reinforced Plastic | Pressurized
CITGO FOOD MART | 4125 JIMMY CARTER BLVD | NORCROSS | Gwinnett | 670090 | 4 | Ball Float | 1995-11-01 |  | 1995-01-01 |  | Temporarily out of use | Diesel | 10000 | Fiberglass | 1981-04-30 | Fiberglass Reinforced Plastic | Pressurized
TEXACO STATION #21-480-056 | 1807 BEAVER RUIN RD | NORCROSS | Gwinnett | 670091 | 1 |  | 1991-01-01 |  | 1991-01-01 |  | Removed from Ground | Gas (Historical Use) | 10000 | Fiberglass | 1982-04-30 | Fiberglass Reinforced Plastic | Pressurized
TEXACO STATION #21-480-056 | 1807 BEAVER RUIN RD | NORCROSS | Gwinnett | 670091 | 2 |  | 1991-01-01 |  | 1991-01-01 |  | Removed from Ground | Gas (Historical Use) | 10000 | Fiberglass | 1982-04-30 | Fiberglass Reinforced Plastic | Pressurized
TEXACO STATION #21-480-056 | 1807 BEAVER RUIN RD | NORCROSS | Gwinnett | 670091 | 3 |  | 1991-01-01 |  | 1991-01-01 |  | Removed from Ground | Gas (Historical Use) | 10000 | Fiberglass | 1982-04-30 | Fiberglass Reinforced Plastic | Pressurized
TEXACO STATION #21-480-056 | 1807 BEAVER RUIN RD | NORCROSS | Gwinnett | 670091 | 4 |  | 1991-01-01 |  | 1991-01-01 |  | Removed from Ground | Diesel | 10000 | Fiberglass | 1982-04-30 | Fiberglass Reinforced Plastic | Pressurized
SHELL STATION #100406 | 4180 LAWRENCEVILLE RD | LILBURN | Gwinnett | 670092 | 1 |  | 1996-02-01 |  | 1991-01-01 |  | Removed from Ground | Gas (Historical Use) | 10000 | Cathodically Protected Steel | 1981-04-30 | Fiberglass Reinforced Plastic | Pressurized
SHELL STATION #100406 | 4180 LAWRENCEVILLE RD | LILBURN | Gwinnett | 670092 | 2 |  | 1996-02-01 |  | 1991-01-01 |  | Removed from Ground | Gas (Historical Use) | 10000 | Cathodically Protected Steel | 1981-04-30 | Fiberglass Reinforced Plastic | Pressurized
SHELL STATION #100406 | 4180 LAWRENCEVILLE RD | LILBURN | Gwinnett | 670092 | 3 |  | 1996-02-01 |  | 1991-01-01 |  | Removed from Ground | Gas (Historical Use) | 10000 | Cathodically Protected Steel | 1981-04-30 | Fiberglass Reinforced Plastic | Pressurized
SHELL STATION #100406 | 4180 LAWRENCEVILLE RD | LILBURN | Gwinnett | 670092 | 4 |  | 1996-02-01 |  | 1991-01-01 |  | Removed from Ground | Diesel | 10000 | Cathodically Protected Steel | 1981-04-30 | Fiberglass Reinforced Plastic | Pressurized
SAM'S MART # 516 | 7800 HOLCOMB BRIDGE RD | NORCROSS | Gwinnett | 670093 | 1 |  | 1996-02-01 |  | 1989-01-01 |  | Currently in Use | Gas (Historical Use) | 10000 | Fiberglass | 1981-04-30 | Double-Walled Fiberglass | Pressurized
SAM'S MART # 516 | 7800 HOLCOMB BRIDGE RD | NORCROSS | Gwinnett | 670093 | 2 |  | 1996-02-01 |  | 1989-01-01 |  | Currently in Use | Gas (Historical Use) | 10000 | Fiberglass | 1981-04-30 | Double-Walled Fiberglass | Pressurized
SAM'S MART # 516 | 7800 HOLCOMB BRIDGE RD | NORCROSS | Gwinnett | 670093 | 3 |  | 1996-02-01 |  | 1989-01-01 |  | Currently in Use | Gas (Historical Use) | 10000 | Fiberglass | 1981-04-30 | Double-Walled Fiberglass | Pressurized
SAM'S MART # 516 | 7800 HOLCOMB BRIDGE RD | NORCROSS | Gwinnett | 670093 | 4 |  | 1996-02-01 |  | 1989-01-01 |  | Currently in Use | Diesel | 10000 | Fiberglass | 1981-04-30 | Double-Walled Fiberglass | Pressurized
PLEASANT FOOD MART | 505 PLEASANT HILL RD | LILBURN | Gwinnett | 670094 | 1 | Ball Float | 1998-06-01 | FALSE | 1998-06-01 | FALSE | Currently in Use | Premium | 4000 | Steel-Impressed Current | 1977-07-26 | Fiberglass Reinforced Plastic | Pressurized
PLEASANT FOOD MART | 505 PLEASANT HILL RD | LILBURN | Gwinnett | 670094 | 2 | Ball Float | 1998-06-01 | FALSE | 1998-06-01 | FALSE | Temporarily out of use | Premium | 4000 | Steel-Impressed Current | 1977-07-26 | Fiberglass Reinforced Plastic | Pressurized
PLEASANT FOOD MART | 505 PLEASANT HILL RD | LILBURN | Gwinnett | 670094 | 3 | Ball Float | 1998-06-01 | FALSE | 1998-06-01 | FALSE | Currently in Use | Regular | 10000 | Steel-Impressed Current | 1977-07-26 | Fiberglass Reinforced Plastic | Pressurized
BOOMERSHINE NISSAN INC | 3280 COMMERCE AVE | DULUTH | Gwinnett | 670096 | 1 |  |  | TRUE |  | TRUE | Removed from Ground | Used Oil | 1000 | Bare Steel | 1985-04-22 | Bare Steel | Safe Suction (Euro)
BOOMERSHINE NISSAN INC | 3280 COMMERCE AVE | DULUTH | Gwinnett | 670096 | 2 | [5 empty] | Removed from Ground | Other | 500 | Bare Steel | 1985-04-22 | Bare Steel | Gravity Fed
BOOMERSHINE NISSAN INC | 3280 COMMERCE AVE | DULUTH | Gwinnett | 670096 | 3 | [5 empty] | Removed from Ground | Gas (Historical Use) | 10000 | Bare Steel | 1985-04-22 | Bare Steel | Safe Suction (Euro)
MCCART PIPELINE INC | ROSEBUD RD | SNELLVILLE | Gwinnett | 670097 | 1 | [5 empty] | Permanently Out of Use - historical purposes | Diesel | 1000 | Cathodically Protected Steel | 1983-04-22 | Galvanized Steel
US CORPS OF ENG | BUFORD DAM RD | BUFORD | Gwinnett | 670102 | 1 | [5 empty] | Removed from Ground | Gas (Historical Use) | 2000 | Marked Unknown | 1991-09-04 | Unknown
US CORPS OF ENG | BUFORD DAM RD | BUFORD | Gwinnett | 670102 | 2 | [5 empty] | Removed from Ground | Diesel | 1000 | Marked Unknown | 1991-09-04 | Unknown
SPRINGBROOK PUBLIC GOLF COURSE | 585 CAMP PERRIN RD | LAWRENCEVILLE | Gwinnett | 670103 | 1 | [5 empty] | Removed from Ground | Gas (Historical Use) | 1000 | Bare Steel | 1974-05-03 | Galvanized Steel
CENTRAL SHOP | 1785 BEAVER RUIN RD | NORCROSS | Gwinnett | 670104 | 1 | [5 empty] | Removed from Ground | Gas (Historical Use) | 1000 | Bare Steel | 1974-05-04 | Galvanized Steel
CENTRAL SHOP | 1785 BEAVER RUIN RD | NORCROSS | Gwinnett | 670104 | 2 | [5 empty] | Removed from Ground | Gas (Historical Use) | 1000 | Bare Steel | 1964-05-06 | Galvanized Steel
CENTRAL SHOP | 1785 BEAVER RUIN RD | NORCROSS | Gwinnett | 670104 | 3 | [5 empty] | Removed from Ground | Diesel | 1000 | Bare Steel | 1964-05-06 | Galvanized Steel
CENTRAL SHOP | 1785 BEAVER RUIN RD | NORCROSS | Gwinnett | 670104 | 4 | [5 empty] | Removed from Ground | Diesel | 3000 | Bare Steel | 1979-05-03 | Galvanized Steel
CENTRAL SHOP | 1785 BEAVER RUIN RD | NORCROSS | Gwinnett | 670104 | 5 | [5 empty] | Removed from Ground | Gas (Historical Use) | 3000 | Bare Steel | 1979-05-03 | Galvanized Steel
GRAYSON QUARRY | 1055 OZORA RD | GRAYSON | Gwinnett | 670105 | 1 | [5 empty] | Removed from Ground | Diesel | 18000 | Bare Steel | 1974-05-04 | Galvanized Steel
GRAYSON QUARRY | 1055 OZORA RD | GRAYSON | Gwinnett | 670105 | 2 | [5 empty] | Removed from Ground | Gas (Historical Use) | 1000 | Bare Steel | 1974-05-04 | Galvanized Steel
GRAYSON QUARRY | 1055 OZORA RD | GRAYSON | Gwinnett | 670105 | 3 | [5 empty] | Removed from Ground | Diesel | 8000 | Bare Steel | 1974-05-04 | Galvanized Steel
GRAYSON QUARRY | 1055 OZORA RD | GRAYSON | Gwinnett | 670105 | 4 | [5 empty] | Removed from Ground | Other | 1000 | Bare Steel | 1978-05-03 | Galvanized Steel
GRAYSON QUARRY | 1055 OZORA RD | GRAYSON | Gwinnett | 670105 | 5 | [5 empty] | Removed from Ground | Other | 1000 | Bare Steel | 1978-05-03 | Galvanized Steel
GRAYSON QUARRY | 1055 OZORA RD | GRAYSON | Gwinnett | 670105 | 6 | [5 empty] | Removed from Ground | Other | 500 | Bare Steel | 1978-05-03 | Galvanized Steel
GRAYSON QUARRY | 1055 OZORA RD | GRAYSON | Gwinnett | 670105 | 7 | [5 empty] | Removed from Ground | Other | 1000 | Bare Steel | 1978-05-03 | Galvanized Steel
GRAYSON QUARRY | 1055 OZORA RD | GRAYSON | Gwinnett | 670105 | 8 |  |  | TRUE |  | TRUE | Removed from Ground | Used Oil | 200 | Bare Steel | 1978-05-03 | Galvanized Steel
NORCROSS QUARRY | 1707 BEAVERR RUIN RD | NORCROSS | Gwinnett | 670106 | 1 | [5 empty] | Removed from Ground | Gas (Historical Use) | 1000 | Bare Steel | 1976-05-03 | Galvanized Steel
NORCROSS QUARRY | 1707 BEAVERR RUIN RD | NORCROSS | Gwinnett | 670106 | 2 | [5 empty] | Removed from Ground | Gas (Historical Use) | 2000 | Bare Steel | 1976-05-03 | Galvanized Steel
NORCROSS QUARRY | 1707 BEAVERR RUIN RD | NORCROSS | Gwinnett | 670106 | 3 |  |  | TRUE |  | TRUE | Removed from Ground | Used Oil | 500 | Bare Steel | 1974-05-04 | Galvanized Steel
PROGRESS CONTAINER CORP | 154 IND PARK CIR | LAWRENCEVILLE | Gwinnett | 670108 | 1 | [5 empty] | Removed from Ground | Diesel | 10500 | Bare Steel | 1978-05-03 | Unknown
RYDER #0021 | 4091 BLUE RIDGE IND PKWY | NORCROSS | Gwinnett | 670109 | 1 |  |  | FALSE |  | FALSE | Removed from Ground | Gas (Historical Use) | 12000 | Bare Steel | 1983-04-08 | Bare Steel | Pressurized
RYDER #0021 | 4091 BLUE RIDGE IND PKWY | NORCROSS | Gwinnett | 670109 | 2 |  |  | TRUE |  | TRUE | Removed from Ground | Used Oil | 2000 | Bare Steel | 1983-04-08 | Galvanized Steel
RYDER #0021 | 4091 BLUE RIDGE IND PKWY | NORCROSS | Gwinnett | 670109 | 3 |  |  | FALSE |  | FALSE | Removed from Ground | Diesel | 12000 | Bare Steel | 1983-04-08
RYDER #0021 | 4091 BLUE RIDGE IND PKWY | NORCROSS | Gwinnett | 670109 | 4 |  |  | FALSE |  | FALSE | Removed from Ground | Diesel | 12000 | Bare Steel | 1983-04-08 | Bare Steel | Pressurized
RYDER #0021 | 4091 BLUE RIDGE IND PKWY | NORCROSS | Gwinnett | 670109 | 5 |  |  | FALSE |  | FALSE | Removed from Ground |  | 8000 | Bare Steel | 1983-04-08 | Galvanized Steel | Suction (American)
RYDER #0021 | 4091 BLUE RIDGE IND PKWY | NORCROSS | Gwinnett | 670109 | 6 | Ball Float | 1997-06-01 | FALSE | 1997-06-01 | FALSE | Currently in Use | Diesel | 20000 | Fiberglass Double Walled | 1997-01-01 | Double-Walled Fiberglass | Pressurized
ATLANTA GATEWAY TRUCKSTOP | I-85 & PLEASANT HILL RD | DULUTH | Gwinnett | 670114 | 1 | [5 empty] | Removed from Ground | Gas (Historical Use) | 1000 | Bare Steel | 1967-05-06 | Galvanized Steel
ATLANTA GATEWAY TRUCKSTOP | I-85 & PLEASANT HILL RD | DULUTH | Gwinnett | 670114 | 2 | [5 empty] | Removed from Ground | Gas (Historical Use) | 4000 | Bare Steel | 1967-05-06 | Galvanized Steel
ATLANTA GATEWAY TRUCKSTOP | I-85 & PLEASANT HILL RD | DULUTH | Gwinnett | 670114 | 3 | [5 empty] | Removed from Ground | Gas (Historical Use) | 10000 | Bare Steel | 1967-05-06 | Galvanized Steel
ATLANTA GATEWAY TRUCKSTOP | I-85 & PLEASANT HILL RD | DULUTH | Gwinnett | 670114 | 4 | [5 empty] | Removed from Ground | Gas (Historical Use) | 10000 | Bare Steel | 1967-05-06 | Galvanized Steel
ATLANTA GATEWAY TRUCKSTOP | I-85 & PLEASANT HILL RD | DULUTH | Gwinnett | 670114 | 5 | [5 empty] | Removed from Ground | Gas (Historical Use) | 10000 | Bare Steel | 1967-05-06 | Galvanized Steel
ATLANTA GATEWAY TRUCKSTOP | I-85 & PLEASANT HILL RD | DULUTH | Gwinnett | 670114 | 6 | [5 empty] | Removed from Ground | Diesel | 10000 | Bare Steel | 1967-05-06 | Galvanized Steel
ATLANTA GATEWAY TRUCKSTOP | I-85 & PLEASANT HILL RD | DULUTH | Gwinnett | 670114 | 7 | [5 empty] | Removed from Ground | Diesel | 10000 | Bare Steel | 1967-05-06 | Galvanized Steel
ATLANTA GATEWAY TRUCKSTOP | I-85 & PLEASANT HILL RD | DULUTH | Gwinnett | 670114 | 8 | [5 empty] | Removed from Ground | Diesel | 10000 | Bare Steel | 1967-05-06 | Galvanized Steel
ATLANTA GATEWAY TRUCKSTOP | I-85 & PLEASANT HILL RD | DULUTH | Gwinnett | 670114 | 9 | [5 empty] | Removed from Ground | Diesel | 10000 | Bare Steel | 1967-05-06 | Galvanized Steel
TRI-STATE CULVERT CORP | 535 SEABOARD IND DR | LAWRENCEVILLE | Gwinnett | 670115 | 1 | [5 empty] | Removed from Ground | Gas (Historical Use) | 2000 | Bare Steel | 1968-03-30 | Galvanized Steel | Suction (American)
TRI-STATE CULVERT CORP | 535 SEABOARD IND DR | LAWRENCEVILLE | Gwinnett | 670115 | 2 | [5 empty] | Removed from Ground | Diesel | 2000 | Bare Steel | 1971-03-30 | Galvanized Steel | Suction (American)
TRI-STATE CULVERT CORP | 535 SEABOARD IND DR | LAWRENCEVILLE | Gwinnett | 670115 | 3 | [5 empty] | Removed from Ground | Diesel | 7000 | Bare Steel | 1968-03-30 | Galvanized Steel | Suction (American)
EXPERT TIRE | 2780 WEST MAIN ST | SNELLVILLE | Gwinnett | 670116 | 1 |  |  | TRUE |  | TRUE | Removed from Ground | Used Oil | 325 | Marked Unknown | 1983-03-27 | Unknown
EXXON #4-4792 | 1922 PLEASANT HILL RD | DULUTH | Gwinnett | 670119 | 1 | [5 empty] | Removed from Ground | Gas (Historical Use) | 12000 | Fiberglass | 1985-05-06 | Fiberglass Reinforced Plastic
EXXON #4-4792 | 1922 PLEASANT HILL RD | DULUTH | Gwinnett | 670119 | 2 | [5 empty] | Removed from Ground | Gas (Historical Use) | 10000 | Fiberglass | 1985-05-06 | Fiberglass Reinforced Plastic
EXXON #4-4792 | 1922 PLEASANT HILL RD | DULUTH | Gwinnett | 670119 | 3 | [5 empty] | Removed from Ground | Gas (Historical Use) | 10000 | Fiberglass | 1985-05-06 | Fiberglass Reinforced Plastic
EXXON #4-4792 | 1922 PLEASANT HILL RD | DULUTH | Gwinnett | 670119 | 4 | [5 empty] | Removed from Ground | Diesel | 8000 | Fiberglass | 1985-05-06 | Fiberglass Reinforced Plastic
EXXON R/S #40282 | 4110 PLEASANT HILL RD | DULUTH | Gwinnett | 670121 | 1 |  | 1985-06-01 |  | 1985-06-01 |  | Removed from Ground | Diesel | 10000 | Fiberglass | 1985-05-06 | Fiberglass Reinforced Plastic | Pressurized
EXXON R/S #40282 | 4110 PLEASANT HILL RD | DULUTH | Gwinnett | 670121 | 2 |  | 1985-06-01 |  | 1985-06-01 |  | Removed from Ground | Gas (Historical Use) | 10000 | Fiberglass | 1985-05-06 | Fiberglass Reinforced Plastic | Pressurized
EXXON R/S #40282 | 4110 PLEASANT HILL RD | DULUTH | Gwinnett | 670121 | 3 |  | 1985-06-01 |  | 1985-06-01 |  | Removed from Ground | Gas (Historical Use) | 10000 | Fiberglass | 1985-05-06 | Fiberglass Reinforced Plastic | Pressurized
EXXON R/S #40282 | 4110 PLEASANT HILL RD | DULUTH | Gwinnett | 670121 | 4 |  | 1985-06-01 |  | 1985-06-01 |  | Removed from Ground | Gas (Historical Use) | 10000 | Fiberglass | 1985-05-06 | Fiberglass Reinforced Plastic | Pressurized
EXXON R/S #40282 | 4110 PLEASANT HILL RD | DULUTH | Gwinnett | 670121 | 5 |  |  | TRUE | 1985-06-01 | TRUE | Removed from Ground | Used Oil | 1000 | Fiberglass | 1985-05-06 | Fiberglass Reinforced Plastic | Pressurized
EXXON #4-0154 | 4124 JIMMY CARTER BLVD | NORCROSS | Gwinnett | 670122 | 1 | [5 empty] | Removed from Ground | Diesel | 10000 | Bare Steel | 1981-05-07 | Fiberglass Reinforced Plastic | Pressurized
EXXON #4-0154 | 4124 JIMMY CARTER BLVD | NORCROSS | Gwinnett | 670122 | 2 | [5 empty] | Removed from Ground | Gas (Historical Use) | 10000 | Fiberglass | 1981-05-07 | Fiberglass Reinforced Plastic | Pressurized
EXXON #4-0154 | 4124 JIMMY CARTER BLVD | NORCROSS | Gwinnett | 670122 | 3 | [5 empty] | Removed from Ground | Gas (Historical Use) | 8000 | Fiberglass | 1981-05-07 | Fiberglass Reinforced Plastic | Pressurized
EXXON #4-0154 | 4124 JIMMY CARTER BLVD | NORCROSS | Gwinnett | 670122 | 4 | [5 empty] | Removed from Ground | Gas (Historical Use) | 6000 | Fiberglass | 1981-05-07 | Fiberglass Reinforced Plastic | Pressurized
EXXON #4-0154 | 4124 JIMMY CARTER BLVD | NORCROSS | Gwinnett | 670122 | 5 |  |  | TRUE |  | TRUE | Removed from Ground | Used Oil | 1000 | Fiberglass | 1981-05-07 | Fiberglass Reinforced Plastic | Pressurized
EXXON RETAIL STORE #4-6759 | 5560 JIMMY CARTER BLVD/@I-85 | NORCROSS | Gwinnett | 670123 | 1 | [5 empty] | Removed from Ground | Diesel | 10000 | Fiberglass | 1982-05-07 | Fiberglass Reinforced Plastic | Pressurized
EXXON RETAIL STORE #4-6759 | 5560 JIMMY CARTER BLVD/@I-85 | NORCROSS | Gwinnett | 670123 | 2 | [5 empty] | Removed from Ground | Gas (Historical Use) | 6000 | Fiberglass | 1982-05-07 | Fiberglass Reinforced Plastic | Pressurized
EXXON RETAIL STORE #4-6759 | 5560 JIMMY CARTER BLVD/@I-85 | NORCROSS | Gwinnett | 670123 | 3 | [5 empty] | Removed from Ground | Gas (Historical Use) | 6000 | Bare Steel | 1969-05-10 | Galvanized Steel | Pressurized
EXXON RETAIL STORE #4-6759 | 5560 JIMMY CARTER BLVD/@I-85 | NORCROSS | Gwinnett | 670123 | 4 | [5 empty] | Removed from Ground | Gas (Historical Use) | 6000 | Bare Steel | 1969-05-10 | Galvanized Steel | Pressurized
EXXON RETAIL STORE #4-6759 | 5560 JIMMY CARTER BLVD/@I-85 | NORCROSS | Gwinnett | 670123 | 5 |  |  | TRUE |  | TRUE | Removed from Ground | Used Oil | 1000 | Bare Steel | 1969-05-10 | Galvanized Steel | Pressurized
EXXON RETAIL STORE #4-6759 | 5560 JIMMY CARTER BLVD/@I-85 | NORCROSS | Gwinnett | 670123 | 6 | [5 empty] | Removed from Ground | Gas (Historical Use) | 6000 | Bare Steel | 1969-05-10 | Galvanized Steel | Pressurized
COFER ADAMS BUILDING CENTER INC | 175 BUFORD DR | LAWRENCEVILLE | Gwinnett | 670124 | 1 | [5 empty] | Removed from Ground | Gas (Historical Use) | 10000 | Bare Steel | 1979-04-25 | Bare Steel
BARTONS GROCERY | 1952 HARBINS RD | DACULA | Gwinnett | 670125 | 1 | [5 empty] | Removed from Ground | Gas (Historical Use) | 1000 | Bare Steel | 1971-05-03 | Galvanized Steel
BARTONS GROCERY | 1952 HARBINS RD | DACULA | Gwinnett | 670125 | 2 | [5 empty] | Removed from Ground | Gas (Historical Use) | 1000 | Bare Steel | 1971-05-03 | Galvanized Steel
BARTONS GROCERY | 1952 HARBINS RD | DACULA | Gwinnett | 670125 | 3 | [5 empty] | Removed from Ground | Gas (Historical Use) | 1000 | Bare Steel | 1971-05-03 | Galvanized Steel
BARTONS GROCERY | 1952 HARBINS RD | DACULA | Gwinnett | 670125 | 4 |  | 1988-12-01 |  | 1988-12-01 |  | Removed from Ground | Diesel | 285 | Bare Steel | 1971-05-03 | Galvanized Steel
BARTONS GROCERY | 1952 HARBINS RD | DACULA | Gwinnett | 670125 | 5 |  | 1988-12-01 |  | 1988-12-01 |  | Removed from Ground | Gas (Historical Use) | 2000 | Cathodically Protected Steel | 1988-12-15 | Cathodically Protected
BARTONS GROCERY | 1952 HARBINS RD | DACULA | Gwinnett | 670125 | 6 |  | 1988-12-01 |  | 1988-12-01 |  | Removed from Ground | Gas (Historical Use) | 2000 | Cathodically Protected Steel | 1988-12-15 | Galvanized Steel | Safe Suction (Euro)
BARTONS GROCERY | 1952 HARBINS RD | DACULA | Gwinnett | 670125 | 7 |  | 1988-12-01 |  | 1988-12-01 |  | Removed from Ground | Gas (Historical Use) | 2000 | Cathodically Protected Steel | 1988-12-15 | Galvanized Steel | Safe Suction (Euro)
DOLCO MFG CO | 252 HOSEA RD | LAWRENCEVILLE | Gwinnett | 670126 | 1 | [5 empty] | Removed from Ground | Other | 3000 | Bare Steel | 1974-05-02 | Galvanized Steel
SHAYEM INC | 4555 THOMPSON MILL RD | BUFORD | Gwinnett | 670127 | 1 | Flapper Valve | 1998-07-24 | FALSE | 1998-07-24 | FALSE | Currently in Use | Diesel | 6000 | Steel-Impressed Current | 1976-04-25 | Steel (Impressed Current) | Pressurized
SHAYEM INC | 4555 THOMPSON MILL RD | BUFORD | Gwinnett | 670127 | 2 | Flapper Valve | 1998-07-24 | FALSE | 1998-07-24 | FALSE | Currently in Use | E-10 | 6000 | Steel-Impressed Current | 1976-04-25 | Steel (Impressed Current) | Pressurized
SHAYEM INC | 4555 THOMPSON MILL RD | BUFORD | Gwinnett | 670127 | 3 | Flapper Valve | 1998-07-24 | FALSE | 1998-07-24 | FALSE | Currently in Use | E-10 | 6000 | Steel-Impressed Current | 1976-04-25 | Steel (Impressed Current) | Pressurized
ROCK-TENN CO | 4444 OLD PEACHTREE RD | NORCROSS | Gwinnett | 670270 | 1 | [5 empty] | Removed from Ground | Diesel | 1 | Bare Steel | 1977-04-16 | Bare Steel
ROCK-TENN CO | 4444 OLD PEACHTREE RD | NORCROSS | Gwinnett | 670270 | 2 | [5 empty] | Removed from Ground | Diesel | 20000 | Bare Steel | 1976-01-01 | Bare Steel | Suction (American)
ROCK-TENN CO | 4444 OLD PEACHTREE RD | NORCROSS | Gwinnett | 670270 | 8 | [5 empty] | Removed from Ground | Diesel | 1 | Bare Steel | 1977-04-16 | Bare Steel
E R SNELL SHOP | 1845 OAK RD | SNELLVILLE | Gwinnett | 670272 | 1 | [5 empty] | Removed from Ground | Diesel | 10000 | Bare Steel | 1976-04-16 | Cathodically Protected | Suction (American)
E R SNELL SHOP | 1845 OAK RD | SNELLVILLE | Gwinnett | 670272 | 2 | [5 empty] | Removed from Ground | Gas (Historical Use) | 10000 | Bare Steel | 1976-04-16 | Cathodically Protected | Suction (American)
E R SNELL SHOP | 1845 OAK RD | SNELLVILLE | Gwinnett | 670272 | 3 | [5 empty] | Removed from Ground | Gas (Historical Use) | 5000 | Bare Steel | 1978-04-16 | Cathodically Protected | Suction (American)
E R SNELL SHOP | 1845 OAK RD | SNELLVILLE | Gwinnett | 670272 | 4 | Flapper Valve | 1997-10-16 | FALSE | 2000-10-16 | FALSE | Currently in Use | Diesel | 15000 | Composite | 1997-10-01 | Fiberglass Reinforced Plastic | Safe Suction (Euro)
E R SNELL SHOP | 1845 OAK RD | SNELLVILLE | Gwinnett | 670272 | 5 | Flapper Valve | 1997-10-16 | FALSE | 2000-10-16 | FALSE | Currently in Use | Diesel | 10000 | Composite | 1997-10-01 | Fiberglass Reinforced Plastic | Safe Suction (Euro)
E R SNELL SHOP | 1845 OAK RD | SNELLVILLE | Gwinnett | 670272 | 6 |  |  | TRUE |  | TRUE | Removed from Ground | Used Oil | 500 | Bare Steel | 1997-10-01 | Galvanized Steel | Gravity Fed
ECCO INC | 6200 ROSS RD | DORAVILLE | Gwinnett | 670273 | 1 | [5 empty] | Removed from Ground | Used Oil | 1 | Marked Unknown |  | Unknown
ECCO INC | 6200 ROSS RD | DORAVILLE | Gwinnett | 670273 | 16 | [5 empty] | Removed from Ground | Gas (Historical Use) | 1000 | Bare Steel | 1983-01-15 | Galvanized Steel
ECCO INC | 6200 ROSS RD | DORAVILLE | Gwinnett | 670273 | 17 | [5 empty] | Removed from Ground | Diesel | 2000 | Bare Steel | 1983-01-15 | Galvanized Steel
GA DRYWALL SUPPLY | 2394 WEAVER WAY | DORAVILLE | Gwinnett | 670274 | 1 | [5 empty] | Removed from Ground | Gas (Historical Use) | 2000 | Marked Unknown | 1982-04-15 | Unknown | Safe Suction (Euro)
GA DRYWALL SUPPLY | 2394 WEAVER WAY | DORAVILLE | Gwinnett | 670274 | 2 | [5 empty] | Removed from Ground | Diesel | 10000 | Marked Unknown | 1982-04-15 | Unknown | Safe Suction (Euro)
PEP BOYS #103 | 5820 JIMMY CARTER BLVD | NORCROSS | Gwinnett | 670277 | 1 | [5 empty] | Removed from Ground | Gas (Historical Use) | 1000 | Bare Steel | 1972-04-18 | Galvanized Steel
PEP BOYS #103 | 5820 JIMMY CARTER BLVD | NORCROSS | Gwinnett | 670277 | 2 |  |  | TRUE |  | TRUE | Removed from Ground | Used Oil | 550 | Fiberglass | 1988-09-01 | Bare Steel
PEP BOYS #103 | 5820 JIMMY CARTER BLVD | NORCROSS | Gwinnett | 670277 | 3 |  |  | TRUE |  | TRUE | Removed from Ground | Used Oil | 550 | Fiberglass | 1988-09-01 | Bare Steel
DULUTH BAIT & TACKLE | 3085 BUFORD HWY (US HWY 23) | DULUTH | Gwinnett | 670278 | 1 | [5 empty] | Removed from Ground | Gas (Historical Use) | 8000 | Bare Steel | 1971-04-19 | Galvanized Steel
DULUTH BAIT & TACKLE | 3085 BUFORD HWY (US HWY 23) | DULUTH | Gwinnett | 670278 | 2 | [5 empty] | Removed from Ground | Gas (Historical Use) | 8000 | Bare Steel | 1971-04-19 | Galvanized Steel
DULUTH BAIT & TACKLE | 3085 BUFORD HWY (US HWY 23) | DULUTH | Gwinnett | 670278 | 3 | [5 empty] | Removed from Ground | Gas (Historical Use) | 550 | Bare Steel | 1971-04-19 | Galvanized Steel
DULUTH BAIT & TACKLE | 3085 BUFORD HWY (US HWY 23) | DULUTH | Gwinnett | 670278 | 4 | [5 empty] | Removed from Ground | Gas (Historical Use) | 550 | Bare Steel | 1971-04-19 | Galvanized Steel
BOLTON UNION #76 | 5386 N BUFORD HWY | NORCROSS | Gwinnett | 670280 | 1 | [5 empty] | Removed from Ground | Gas (Historical Use) | 1000 | Bare Steel | 1968-04-19 | Galvanized Steel | Suction (American)
BOLTON UNION #76 | 5386 N BUFORD HWY | NORCROSS | Gwinnett | 670280 | 2 | [5 empty] | Removed from Ground | Gas (Historical Use) | 2000 | Bare Steel | 1968-04-19 | Galvanized Steel | Suction (American)
BOLTON UNION #76 | 5386 N BUFORD HWY | NORCROSS | Gwinnett | 670280 | 3 | [5 empty] | Removed from Ground | Gas (Historical Use) | 1000 | Bare Steel | 1968-04-19 | Galvanized Steel | Suction (American)
SPEEDY MART | 5882 HWY 20 | BUFORD | Gwinnett | 670281 | 1 |  | 1998-11-13 |  | 1998-11-13 |  | Removed from Ground | E-10 | 8000 | Steel-Impressed Current | 1977-04-19 | Steel (Impressed Current) | Pressurized
SPEEDY MART | 5882 HWY 20 | BUFORD | Gwinnett | 670281 | 2 |  | 1998-11-13 |  | 1998-11-13 |  | Removed from Ground | E-10 | 6000 | Steel-Impressed Current | 1977-04-19 | Steel (Impressed Current) | Pressurized
SPEEDY MART | 5882 HWY 20 | BUFORD | Gwinnett | 670281 | 3 |  | 1998-11-13 |  | 1998-11-13 |  | Removed from Ground | E-10 | 6000 | Steel-Impressed Current | 1977-04-19 | Steel (Impressed Current) | Pressurized
DISCOUNT FOOD MART | 3687 EAST HWY 20 | BUFORD | Gwinnett | 670282 | 1 |  | 1998-11-09 |  | 1998-11-09 |  | Removed from Ground | E-10 | 8000 | Steel-Impressed Current | 1977-04-19 | Fiberglass Reinforced Plastic | Pressurized
DISCOUNT FOOD MART | 3687 EAST HWY 20 | BUFORD | Gwinnett | 670282 | 2 |  | 1998-11-09 |  | 1998-11-09 |  | Removed from Ground | E-10 | 6000 | Steel-Impressed Current | 1977-04-19 | Fiberglass Reinforced Plastic | Pressurized
DISCOUNT FOOD MART | 3687 EAST HWY 20 | BUFORD | Gwinnett | 670282 | 3 |  | 1998-11-09 |  | 1998-11-09 |  | Removed from Ground | E-10 | 6000 | Steel-Impressed Current | 1977-04-19 | Fiberglass Reinforced Plastic | Pressurized
METRO MATERIALS INC | 1305 AMWILER RD | DORAVILLE | Gwinnett | 670283 | 1 | [5 empty] | Closed in Ground | Other | 15000 | Bare Steel | 1970-04-21 | Bare Steel
METRO MATERIALS INC | 1305 AMWILER RD | DORAVILLE | Gwinnett | 670283 | 2 | [5 empty] | Closed in Ground | Other | 15000 | Bare Steel | 1970-04-21 | Bare Steel
THOMAS HOPSON INC | 1896 GRAVES RD | NORCROSS | Gwinnett | 670285 | 1 | [5 empty] | Removed from Ground | Gas (Historical Use) | 5000 | Bare Steel | 1984-04-21 | Galvanized Steel
SOUTHEAST CULVERT CO | 750 HURRICANE SHOALS RD | LAWRENCEVILLE | Gwinnett | 670286 | 1 | [5 empty] | Currently in Use | Diesel | 8000 | Bare Steel | 1976-04-23 | Galvanized Steel | Suction (American)
SOUTHEAST CULVERT CO | 750 HURRICANE SHOALS RD | LAWRENCEVILLE | Gwinnett | 670286 | 2 | [5 empty] | Currently in Use | Diesel | 5000 | Bare Steel | 1981-01-06 | Galvanized Steel | Suction (American)
REX GREENE TRUCKING | 2336 LENORA CHURCH RD | SNELLVILLE | Gwinnett | 670287 | 1 | [5 empty] | Removed from Ground | Diesel | 1 | Bare Steel | 1986-04-16 | Galvanized Steel
ATLANTA COCA-COLA BOTTLING CO | 924 BUFORD DR | LAWRENCEVILLE | Gwinnett | 670289 | 1 | [5 empty] | Removed from Ground | Gas (Historical Use) | 10000 | Bare Steel | 1978-04-23 | Bare Steel | Suction (American)
ATLANTA COCA-COLA BOTTLING CO | 924 BUFORD DR | LAWRENCEVILLE | Gwinnett | 670289 | 2 | [5 empty] | Removed from Ground | Diesel | 10000 | Bare Steel | 1978-04-23 | Bare Steel | Suction (American)
ATLANTA COCA-COLA BOTTLING CO | 924 BUFORD DR | LAWRENCEVILLE | Gwinnett | 670289 | 3 | [5 empty] | Removed from Ground | Gas (Historical Use) | 1000 | Bare Steel | 1991-08-01 | Bare Steel | Suction (American)
ACE EXTERMINATING CO INC | 796 PLEASANT HILL RD | LILBURN | Gwinnett | 670291 | 1 | [5 empty] | Removed from Ground | Gas (Historical Use) | 1000 | Bare Steel | 1986-04-11 | Galvanized Steel | Pressurized
LAWRENCEVILLE | 18 S CLAYTON ST | LAWRENCEVILLE | Gwinnett | 670292 | 1 | [5 empty] | Removed from Ground | Gas (Historical Use) | 6000 | Bare Steel | 1971-04-15 | Cathodically Protected
LAWRENCEVILLE | 18 S CLAYTON ST | LAWRENCEVILLE | Gwinnett | 670292 | 2 | [5 empty] | Removed from Ground | Gas (Historical Use) | 1000 | Bare Steel | 1971-04-15 | Cathodically Protected
LAWRENCEVILLE | 18 S CLAYTON ST | LAWRENCEVILLE | Gwinnett | 670292 | 3 |  | 1992-04-08 |  | 1992-04-08 |  | Removed from Ground | Diesel | 8000 | Double Walled | 1992-04-08 | Double Walled | Suction (American)
LAWRENCEVILLE | 18 S CLAYTON ST | LAWRENCEVILLE | Gwinnett | 670292 | 4 |  | 1992-04-08 |  | 1992-04-08 |  | Removed from Ground | Diesel | 8000 | Double Walled | 1992-04-08 | Double Walled | Suction (American)
LANCE OIL COMPANY | 6360 JIMMY CARTER BLVD | NORCROSS | Gwinnett | 670293 | 1 | [5 empty] | Removed from Ground | Gas (Historical Use) | 10000 | Bare Steel | 1978-04-19 | Galvanized Steel
LANCE OIL COMPANY | 6360 JIMMY CARTER BLVD | NORCROSS | Gwinnett | 670293 | 2 | [5 empty] | Removed from Ground | Gas (Historical Use) | 10000 | Bare Steel | 1978-04-19 | Galvanized Steel
LANCE OIL COMPANY | 6360 JIMMY CARTER BLVD | NORCROSS | Gwinnett | 670293 | 3 | [5 empty] | Removed from Ground | Gas (Historical Use) | 10000 | Bare Steel | 1978-04-19 | Galvanized Steel
LANCE OIL COMPANY | 6360 JIMMY CARTER BLVD | NORCROSS | Gwinnett | 670293 | 4 | Ball Float | 1993-01-01 | FALSE | 1993-01-01 | FALSE | Currently in Use | Regular | 12000 | Fiberglass Double Walled | 1988-12-15 | Fiberglass Reinforced Plastic | Pressurized
LANCE OIL COMPANY | 6360 JIMMY CARTER BLVD | NORCROSS | Gwinnett | 670293 | 5 | Ball Float | 1993-01-01 | FALSE | 1993-01-01 | FALSE | Currently in Use | Premium | 12000 | Fiberglass Double Walled | 1988-12-15 | Fiberglass Reinforced Plastic | Pressurized
LANCE OIL COMPANY | 6360 JIMMY CARTER BLVD | NORCROSS | Gwinnett | 670293 | 6 | Ball Float | 1993-01-01 | FALSE | 1993-01-01 | FALSE | Currently in Use | Plus | 12000 | Fiberglass Double Walled | 1988-12-15 | Fiberglass Reinforced Plastic | Pressurized
LANCE OIL COMPANY | 6360 JIMMY CARTER BLVD | NORCROSS | Gwinnett | 670293 | 7 | Ball Float | 1993-01-01 | FALSE | 1993-01-01 | FALSE | Currently in Use | Diesel | 6000 | Fiberglass Double Walled | 1988-12-15 | Fiberglass Reinforced Plastic | Pressurized
FATIMA INVESTMENTS | 5535 JIMMY CARTER BLVD | NORCROSS | Gwinnett | 670294 | 1 | [5 empty] | Removed from Ground | Gas (Historical Use) | 1000 | Bare Steel | 1976-04-20 | Galvanized Steel
FATIMA INVESTMENTS | 5535 JIMMY CARTER BLVD | NORCROSS | Gwinnett | 670294 | 2 | Ball Float | 1989-04-26 | FALSE | 1989-04-26 | FALSE | Currently in Use | Regular | 10000 | Galvanic (STIP-3) | 1989-04-26 | Fiberglass Reinforced Plastic | Pressurized
FATIMA INVESTMENTS | 5535 JIMMY CARTER BLVD | NORCROSS | Gwinnett | 670294 | 3 | Ball Float | 1989-04-26 | FALSE | 1989-04-26 | FALSE | Currently in Use | Diesel | 10000 | Galvanic (STIP-3) | 1989-04-26 | Fiberglass Reinforced Plastic | Pressurized
FATIMA INVESTMENTS | 5535 JIMMY CARTER BLVD | NORCROSS | Gwinnett | 670294 | 4 | Ball Float | 1989-04-26 | FALSE | 1989-04-26 | FALSE | Currently in Use | Premium | 10000 | Galvanic (STIP-3) | 1989-04-26 | Fiberglass Reinforced Plastic | Pressurized
MD STEPHENS PROPERTIES LD | 272 HURRICANE SHOALS RD | LAWRENCEVILLE | Gwinnett | 670298 | 1 | [5 empty] | Removed from Ground | Diesel | 10000 | Cathodically Protected Steel | 1979-04-23 | Galvanized Steel
MD STEPHENS PROPERTIES LD | 272 HURRICANE SHOALS RD | LAWRENCEVILLE | Gwinnett | 670298 | 2 | [5 empty] | Removed from Ground | Gas (Historical Use) | 10000 | Cathodically Protected Steel | 1979-04-23 | Galvanized Steel
MD STEPHENS PROPERTIES LD | 272 HURRICANE SHOALS RD | LAWRENCEVILLE | Gwinnett | 670298 | 3 |  |  | TRUE |  | TRUE | Removed from Ground | Used Oil | 500 | Galvanic (STIP-3) | 1979-04-23 | Galvanized Steel | Gravity Fed
MD STEPHENS PROPERTIES LD | 272 HURRICANE SHOALS RD | LAWRENCEVILLE | Gwinnett | 670298 | 4 |  |  | TRUE |  | TRUE | Removed from Ground | Used Oil | 500 | Galvanic (STIP-3) | 1979-04-23 | Galvanized Steel | Gravity Fed
HERTZ EQUIPMENT RENTAL CORP | 6664 I-85 N | NORCROSS | Gwinnett | 670299 | 1 | [5 empty] | Removed from Ground | Diesel | 10000 | Fiberglass | 1968-04-25 | Fiberglass Reinforced Plastic
HERTZ EQUIPMENT RENTAL CORP | 6664 I-85 N | NORCROSS | Gwinnett | 670299 | 2 | [5 empty] | Removed from Ground | Gas (Historical Use) | 10000 | Fiberglass | 1968-04-25 | Galvanized Steel
HERTZ EQUIPMENT RENTAL CORP | 6664 I-85 N | NORCROSS | Gwinnett | 670299 | 3 |  |  | TRUE |  | TRUE | Removed from Ground | Used Oil | 500 | Bare Steel | 1994-05-01 | Unknown
HERTZ EQUIPMENT RENTAL CORP | 6664 I-85 N | NORCROSS | Gwinnett | 670299 | 4 | [5 empty] | Removed from Ground | Diesel | 10000 | Bare Steel | 1980-01-01 | Galvanized Steel | Suction (American)
HERTZ EQUIPMENT RENTAL CORP | 6664 I-85 N | NORCROSS | Gwinnett | 670299 | 5 | [5 empty] | Removed from Ground | Diesel | 550 | Fiberglass | 1986-01-01 | Galvanized Steel | Suction (American)
HERTZ EQUIPMENT RENTAL CORP | 6664 I-85 N | NORCROSS | Gwinnett | 670299 | 6 |  |  | TRUE |  | TRUE | Removed from Ground | Used Oil | 500 | Bare Steel | 1976-01-01 | Galvanized Steel | Gravity Fed
Penske Truck Leasing Co., LP | 2825 Simpson Circle | Norcross | Gwinnett | 670300 | 1 | [5 empty] | Removed from Ground | Diesel | 2000 | Bare Steel | 1982-04-12 | Galvanized Steel
Penske Truck Leasing Co., LP | 2825 Simpson Circle | Norcross | Gwinnett | 670300 | 2 | Flapper Valve | 2019-01-15 | FALSE | 2019-01-15 | FALSE | Currently in Use | Diesel On Road | 20000 | Fiberglass Double Walled | 2019-01-11 | Double-Walled Flex | Pressurized
Penske Truck Leasing Co., LP | 2825 Simpson Circle | Norcross | Gwinnett | 670300 | 3 | Flapper Valve | 2019-01-15 | FALSE | 2019-01-15 | FALSE | Currently in Use | Regular | 4000 | Fiberglass Double Walled | 2019-01-11 | Double-Walled Flex | Pressurized
LEASED VEHICLES COMPANY INC | 4560 BERKELEY LAKE RD | NORCROSS | Gwinnett | 670301 | 1 | [5 empty] | Removed from Ground | Empty | 15000 | Bare Steel | 1982-04-12 | Galvanized Steel | Pressurized
LEASED VEHICLES COMPANY INC | 4560 BERKELEY LAKE RD | NORCROSS | Gwinnett | 670301 | 2 | [5 empty] | Removed from Ground | Empty | 2000 | Bare Steel | 1982-04-12 | Galvanized Steel | Gravity Fed
CITGO FOOD AND GAS | 1804 BEAVER RUIN RD & I-85 | NORCROSS | Gwinnett | 670302 | 2 | [5 empty] | Removed from Ground | Gas (Historical Use) | 6000 | Bare Steel | 1968-04-27 | Galvanized Steel
CITGO FOOD AND GAS | 1804 BEAVER RUIN RD & I-85 | NORCROSS | Gwinnett | 670302 | 3 | [5 empty] | Removed from Ground | Gas (Historical Use) | 6000 | Bare Steel | 1968-04-27 | Galvanized Steel
CITGO FOOD AND GAS | 1804 BEAVER RUIN RD & I-85 | NORCROSS | Gwinnett | 670302 | 5 | [5 empty] | Removed from Ground | Gas (Historical Use) | 6000 | Bare Steel | 1968-04-27 | Galvanized Steel
CITGO FOOD AND GAS | 1804 BEAVER RUIN RD & I-85 | NORCROSS | Gwinnett | 670302 | 6 | Ball Float | 1988-07-01 | FALSE | 1988-07-01 | FALSE | Temporarily out of use | Regular | 10000 | Steel-Impressed Current | 1988-07-01 | Steel (Impressed Current) | Pressurized
CITGO FOOD AND GAS | 1804 BEAVER RUIN RD & I-85 | NORCROSS | Gwinnett | 670302 | 7 | Ball Float | 1988-07-01 | FALSE | 1988-07-01 | FALSE | Temporarily out of use | Regular | 10000 | Steel-Impressed Current | 1988-07-01 | Steel (Impressed Current) | Pressurized
CITGO FOOD AND GAS | 1804 BEAVER RUIN RD & I-85 | NORCROSS | Gwinnett | 670302 | 8 | Ball Float | 1988-07-01 | FALSE | 1988-07-01 | FALSE | Currently in Use | Plus | 10000 | Steel-Impressed Current | 1988-07-01 | Steel (Impressed Current) | Pressurized
CITGO FOOD AND GAS | 1804 BEAVER RUIN RD & I-85 | NORCROSS | Gwinnett | 670302 | 9 | Ball Float | 1988-07-01 | FALSE | 1988-07-01 | FALSE | Currently in Use | Premium | 10000 | Steel-Impressed Current | 1988-07-01 | Steel (Impressed Current) | Pressurized
LILBURN FOOD MART | 4090 FIVE FORKS TRICKUM RD | LILBURN | Gwinnett | 670303 | 1 | Overfill Alarm | 1981-04-24 | FALSE | 1981-04-24 | FALSE | Currently in Use | Regular | 10000 | Steel-Impressed Current | 1981-04-24 | Steel (Impressed Current) | Pressurized
LILBURN FOOD MART | 4090 FIVE FORKS TRICKUM RD | LILBURN | Gwinnett | 670303 | 2 | Overfill Alarm | 1981-04-24 | FALSE | 1981-04-24 | FALSE | Currently in Use | Premium | 10000 | Steel-Impressed Current | 1981-04-24 | Steel (Impressed Current) | Pressurized
LILBURN FOOD MART | 4090 FIVE FORKS TRICKUM RD | LILBURN | Gwinnett | 670303 | 3 | Overfill Alarm | 1981-04-24 | FALSE | 1981-04-24 | FALSE | Currently in Use | Diesel | 10000 | Steel-Impressed Current | 1981-04-24 | Steel (Impressed Current) | Pressurized
SHELL FOOD MART | 2960 MOUNTAIN INDUSTRIAL BLVD | TUCKER | Gwinnett | 670304 | 1 | Ball Float | 1981-04-24 |  | 1981-04-24 |  | Closed in Ground | Gas (Historical Use) | 10000 | Steel-Impressed Current | 1981-04-24 | Steel (Impressed Current) | Pressurized
SHELL FOOD MART | 2960 MOUNTAIN INDUSTRIAL BLVD | TUCKER | Gwinnett | 670304 | 2 | Ball Float | 1981-04-24 |  | 1981-04-24 |  | Closed in Ground | Gas (Historical Use) | 10000 | Steel-Impressed Current | 1981-04-24 | Steel (Impressed Current) | Pressurized
SHELL FOOD MART | 2960 MOUNTAIN INDUSTRIAL BLVD | TUCKER | Gwinnett | 670304 | 3 | Ball Float | 1981-04-24 |  | 1981-04-24 |  | Closed in Ground | Diesel | 10000 | Steel-Impressed Current | 1981-04-24 | Steel (Impressed Current) | Pressurized
SHELL FOOD MART | 2960 MOUNTAIN INDUSTRIAL BLVD | TUCKER | Gwinnett | 670304 | 4 | Ball Float | 2007-06-19 | FALSE | 2007-06-19 | FALSE | Currently in Use | Regular | 10000 | Tank Jacket | 2007-06-13 | Double-Walled Fiberglass | Pressurized
SHELL FOOD MART | 2960 MOUNTAIN INDUSTRIAL BLVD | TUCKER | Gwinnett | 670304 | 5A | Ball Float | 2007-06-19 | FALSE | 2007-06-19 | FALSE | Currently in Use | Premium | 4000 | Tank Jacket | 2007-06-13 | Double-Walled Fiberglass | Pressurized
SHELL FOOD MART | 2960 MOUNTAIN INDUSTRIAL BLVD | TUCKER | Gwinnett | 670304 | 5B | Ball Float | 2007-06-19 | FALSE | 2007-06-19 | FALSE | Currently in Use | Diesel | 6000 | Tank Jacket | 2007-06-13 | Double-Walled Fiberglass | Pressurized
SARINA SERVICES INC | 2220 PLEASANT HILL RD | DULUTH | Gwinnett | 670305 | 1 | Ball Float | 1985-04-23 | FALSE | 1985-04-23 | FALSE | Currently in Use | Regular | 10000 | Steel-Impressed Current | 1985-04-23 | Galvanized Steel | Pressurized
SARINA SERVICES INC | 2220 PLEASANT HILL RD | DULUTH | Gwinnett | 670305 | 2 | Ball Float | 1984-04-23 | FALSE | 1984-04-23 | FALSE | Currently in Use | Regular | 10000 | Steel-Impressed Current | 1984-04-23 | Galvanized Steel | Pressurized
SARINA SERVICES INC | 2220 PLEASANT HILL RD | DULUTH | Gwinnett | 670305 | 3 | Ball Float | 1984-04-23 | FALSE | 1984-04-23 | FALSE | Currently in Use | Premium | 10000 | Steel-Impressed Current | 1984-04-23 | Galvanized Steel | Pressurized
GULF FOOD MART | 3200 HWY 78 | SNELLVILLE | Gwinnett | 670306 | 1 | Ball Float | 1985-10-01 | FALSE | 1985-10-01 | FALSE | Temporarily out of use | Regular | 10000 | Steel-Impressed Current | 1985-10-01 | Steel (Impressed Current) | Pressurized
GULF FOOD MART | 3200 HWY 78 | SNELLVILLE | Gwinnett | 670306 | 2 | Ball Float | 1985-10-01 | FALSE | 1985-10-01 | FALSE | Temporarily out of use | Premium | 10000 | Steel-Impressed Current | 1985-10-01 | Steel (Impressed Current) | Pressurized
GULF FOOD MART | 3200 HWY 78 | SNELLVILLE | Gwinnett | 670306 | 3 | Ball Float | 1985-10-01 | FALSE | 1985-10-01 | FALSE | Temporarily out of use | Diesel | 10000 | Steel-Impressed Current | 1985-10-01 | Steel (Impressed Current) | Pressurized
AMOCO STATION #7008 | 4744 US HWY 29 | LILBURN | Gwinnett | 670307 | 1 | [5 empty] | Removed from Ground | Gas (Historical Use) | 10000 | Bare Steel | 1978-04-25 | Galvanized Steel
AMOCO STATION #7008 | 4744 US HWY 29 | LILBURN | Gwinnett | 670307 | 2 | [5 empty] | Removed from Ground | Gas (Historical Use) | 10000 | Bare Steel | 1978-04-25 | Galvanized Steel
AMOCO STATION #7008 | 4744 US HWY 29 | LILBURN | Gwinnett | 670307 | 3 | [5 empty] | Removed from Ground | Gas (Historical Use) | 10000 | Bare Steel | 1978-04-25 | Galvanized Steel
AMOCO STATION #7008 | 4744 US HWY 29 | LILBURN | Gwinnett | 670307 | 4 | [5 empty] | Removed from Ground | Gas (Historical Use) | 10000 | Cathodically Protected Steel | 1988-01-01 | Cathodically Protected | Pressurized
AMOCO STATION #7008 | 4744 US HWY 29 | LILBURN | Gwinnett | 670307 | 5 | [5 empty] | Removed from Ground | Gas (Historical Use) | 10000 | Cathodically Protected Steel | 1988-01-01 | Cathodically Protected | Pressurized
AMOCO STATION #7008 | 4744 US HWY 29 | LILBURN | Gwinnett | 670307 | 6 | [5 empty] | Removed from Ground | Gas (Historical Use) | 10000 | Cathodically Protected Steel | 1988-01-01 | Cathodically Protected | Pressurized
AMOCO STATION #7008 | 4744 US HWY 29 | LILBURN | Gwinnett | 670307 | 7 | [5 empty] | Removed from Ground | Gas (Historical Use) | 10000 | Cathodically Protected Steel | 1988-01-01 | Cathodically Protected | Pressurized
BP/AMOCO #7012 | 5296 JIMMY CARTER BLVD | NORCROSS | Gwinnett | 670308 | 1 |  | 1979-04-25 |  | 1979-04-25 |  | Removed from Ground | Gas (Historical Use) | 10000 | Galvanic (STIP-3) | 1979-04-25 | Galvanized Steel | Pressurized
BP/AMOCO #7012 | 5296 JIMMY CARTER BLVD | NORCROSS | Gwinnett | 670308 | 2 |  | 1979-04-25 |  | 1979-04-25 |  | Removed from Ground | Gas (Historical Use) | 10000 | Galvanic (STIP-3) | 1979-04-25 | Galvanized Steel | Pressurized
BP/AMOCO #7012 | 5296 JIMMY CARTER BLVD | NORCROSS | Gwinnett | 670308 | 3 |  | 1979-04-25 |  | 1979-04-25 |  | Removed from Ground | Gas (Historical Use) | 10000 | Galvanic (STIP-3) | 1979-04-25 | Galvanized Steel | Pressurized
BRISTOW & ASSOC | 4784 LAWRENCEVILLE HWY | LILBURN | Gwinnett | 670309 | 1 | [5 empty] | Removed from Ground | Gas (Historical Use) | 5000 | Bare Steel | 1972-04-26 | Galvanized Steel
BRISTOW & ASSOC | 4784 LAWRENCEVILLE HWY | LILBURN | Gwinnett | 670309 | 2 | [5 empty] | Removed from Ground | Gas (Historical Use) | 10000 | Bare Steel | 1972-04-26 | Galvanized Steel
BRISTOW & ASSOC | 4784 LAWRENCEVILLE HWY | LILBURN | Gwinnett | 670309 | 3 | [5 empty] | Removed from Ground | Gas (Historical Use) | 10000 | Bare Steel | 1972-04-26 | Galvanized Steel
BRISTOW & ASSOC | 4784 LAWRENCEVILLE HWY | LILBURN | Gwinnett | 670309 | 4 |  |  | TRUE |  | TRUE | Removed from Ground | Used Oil | 550 | Bare Steel | 1972-04-26 | Galvanized Steel
BRISTOW & ASSOC | 4784 LAWRENCEVILLE HWY | LILBURN | Gwinnett | 670309 | 5 |  | 1994-08-11 | FALSE | 1994-08-11 | FALSE | Currently in Use | Regular | 10000 | Fiberglass | 1989-06-15 | Fiberglass Reinforced Plastic | Pressurized
BRISTOW & ASSOC | 4784 LAWRENCEVILLE HWY | LILBURN | Gwinnett | 670309 | 6 |  | 1994-08-11 | FALSE | 1994-08-11 | FALSE | Currently in Use | Plus | 10000 | Fiberglass | 1989-06-15 | Fiberglass Reinforced Plastic | Pressurized
BRISTOW & ASSOC | 4784 LAWRENCEVILLE HWY | LILBURN | Gwinnett | 670309 | 7 |  | 1994-08-11 | FALSE | 1994-08-11 | FALSE | Currently in Use | Premium | 10000 | Fiberglass | 1989-06-15 | Fiberglass Reinforced Plastic | Pressurized
BRISTOW & ASSOC | 4784 LAWRENCEVILLE HWY | LILBURN | Gwinnett | 670309 | 8 |  | 1994-08-11 | TRUE | 1994-08-11 | TRUE | Currently in Use | Used Oil | 1000 |  | 1989-06-15
SUWANEE CHEVRON | 3033 HWY 317 | SUWANEE | Gwinnett | 670310 | 1 | Ball Float | 1993-04-21 | FALSE | 1993-04-21 | FALSE | Currently in Use | Regular | 10000 | Fiberglass | 1984-04-23 | Double-Walled Fiberglass | Pressurized
SUWANEE CHEVRON | 3033 HWY 317 | SUWANEE | Gwinnett | 670310 | 2 | Ball Float | 1993-04-21 | FALSE | 1993-04-21 | FALSE | Currently in Use | Regular | 10000 | Fiberglass | 1984-04-23 | Double-Walled Fiberglass | Pressurized
SUWANEE CHEVRON | 3033 HWY 317 | SUWANEE | Gwinnett | 670310 | 3 | Ball Float | 1993-04-21 | FALSE | 1993-04-21 | FALSE | Currently in Use | Premium | 10000 | Fiberglass | 1984-04-23 | Double-Walled Fiberglass | Pressurized
SUWANEE CHEVRON | 3033 HWY 317 | SUWANEE | Gwinnett | 670310 | 4 |  |  | TRUE |  | TRUE | Removed from Ground | Used Oil | 1000 | Fiberglass | 1984-04-23 | Fiberglass Reinforced Plastic
SUWANEE CHEVRON | 3033 HWY 317 | SUWANEE | Gwinnett | 670310 | 5 | Ball Float | 2001-01-26 | FALSE | 2001-01-26 | FALSE | Currently in Use | Diesel | 10000 | Fiberglass | 2001-01-26 | Double-Walled Fiberglass | Pressurized
CHEVRON STATION #40735 | 5645 JIMMY CARTER BLVD | NORCROSS | Gwinnett | 670312 | 1 | [5 empty] | Removed from Ground | Gas (Historical Use) | 5000 | Cathodically Protected Steel | 1964-04-28 | Galvanized Steel
CHEVRON STATION #40735 | 5645 JIMMY CARTER BLVD | NORCROSS | Gwinnett | 670312 | 2 | [5 empty] | Removed from Ground | Gas (Historical Use) | 10000 | Cathodically Protected Steel | 1964-04-28 | Galvanized Steel
CHEVRON STATION #40735 | 5645 JIMMY CARTER BLVD | NORCROSS | Gwinnett | 670312 | 3 | [5 empty] | Removed from Ground | Gas (Historical Use) | 10000 | Cathodically Protected Steel | 1964-04-28 | Galvanized Steel
CHEVRON STATION #40735 | 5645 JIMMY CARTER BLVD | NORCROSS | Gwinnett | 670312 | 4 |  |  | TRUE |  | TRUE | Removed from Ground | Used Oil | 550 | Cathodically Protected Steel | 1964-04-28 | Galvanized Steel
CHEVRON STATION #43039 | 5055 JIMMY CARTER BLVD | NORCROSS | Gwinnett | 670314 | 1 | [5 empty] | Removed from Ground | Gas (Historical Use) | 5000 | Bare Steel | 1971-04-27 | Galvanized Steel
CHEVRON STATION #43039 | 5055 JIMMY CARTER BLVD | NORCROSS | Gwinnett | 670314 | 2 | [5 empty] | Removed from Ground | Gas (Historical Use) | 10000 | Bare Steel | 1971-04-27 | Galvanized Steel
CHEVRON STATION #43039 | 5055 JIMMY CARTER BLVD | NORCROSS | Gwinnett | 670314 | 3 | [5 empty] | Removed from Ground | Gas (Historical Use) | 10000 | Bare Steel | 1971-04-27 | Galvanized Steel
CHEVRON STATION #43039 | 5055 JIMMY CARTER BLVD | NORCROSS | Gwinnett | 670314 | 4 |  |  | TRUE |  | TRUE | Removed from Ground | Used Oil | 550 | Bare Steel | 1971-04-27 | Galvanized Steel
CHEVRON #43252 | 1794 BEAVER RUIN RD | NORCROSS | Gwinnett | 670315 | 1 | [5 empty] | Removed from Ground | Gas (Historical Use) | 10000 | Cathodically Protected Steel | 1968-04-27 | Galvanized Steel
CHEVRON #43252 | 1794 BEAVER RUIN RD | NORCROSS | Gwinnett | 670315 | 2 | [5 empty] | Removed from Ground | Gas (Historical Use) | 10000 | Cathodically Protected Steel | 1968-04-27 | Galvanized Steel
CHEVRON #43252 | 1794 BEAVER RUIN RD | NORCROSS | Gwinnett | 670315 | 3 | [5 empty] | Removed from Ground | Gas (Historical Use) | 5000 | Cathodically Protected Steel | 1968-04-27 | Galvanized Steel
CHEVRON #43252 | 1794 BEAVER RUIN RD | NORCROSS | Gwinnett | 670315 | 4 |  |  | TRUE |  | TRUE | Removed from Ground | Used Oil | 550 | Cathodically Protected Steel | 1968-04-27 | Galvanized Steel
CHEVRON | 3833 BUFORD DRIVE | BUFORD | Gwinnett | 670316 | 1 | [5 empty] | Removed from Ground | Gas (Historical Use) | 5000 | Bare Steel | 1968-04-27 | Galvanized Steel
CHEVRON | 3833 BUFORD DRIVE | BUFORD | Gwinnett | 670316 | 2 | [5 empty] | Removed from Ground | Gas (Historical Use) | 10000 | Bare Steel | 1968-04-27 | Galvanized Steel
CHEVRON | 3833 BUFORD DRIVE | BUFORD | Gwinnett | 670316 | 3 | [5 empty] | Removed from Ground | Gas (Historical Use) | 10000 | Bare Steel | 1968-04-27 | Galvanized Steel
CHEVRON | 3833 BUFORD DRIVE | BUFORD | Gwinnett | 670316 | 4 |  |  | TRUE |  | TRUE | Removed from Ground | Used Oil | 550 | Bare Steel | 1968-04-27 | Galvanized Steel
CHEVRON | 3833 BUFORD DRIVE | BUFORD | Gwinnett | 670316 | 5 | Ball Float | 1993-11-24 | FALSE | 1993-11-24 | FALSE | Currently in Use | Regular | 8775 | Fiberglass | 1987-12-14 | Double-Walled Flex | Pressurized
CHEVRON | 3833 BUFORD DRIVE | BUFORD | Gwinnett | 670316 | 6 | Ball Float | 1993-11-24 | FALSE | 1993-11-24 | FALSE | Currently in Use | Premium | 8775 | Fiberglass | 1987-12-14 | Double-Walled Flex | Pressurized
CHEVRON | 3833 BUFORD DRIVE | BUFORD | Gwinnett | 670316 | 7 | Ball Float | 1993-11-24 | FALSE | 1993-11-24 | FALSE | Currently in Use | Diesel | 8775 | Fiberglass | 1987-12-14 | Double-Walled Flex | Pressurized
CHEVRON #43254 | 5374 US HWY 78 | STONE MOUNTAIN | Gwinnett | 670317 | 1 | [5 empty] | Removed from Ground | Gas (Historical Use) | 10000 | Fiberglass | 1984-04-23 | Fiberglass Reinforced Plastic
CHEVRON #43254 | 5374 US HWY 78 | STONE MOUNTAIN | Gwinnett | 670317 | 2 | [5 empty] | Removed from Ground | Gas (Historical Use) | 10000 | Fiberglass | 1984-04-23 | Fiberglass Reinforced Plastic
CHEVRON #43254 | 5374 US HWY 78 | STONE MOUNTAIN | Gwinnett | 670317 | 3 | [5 empty] | Removed from Ground | Gas (Historical Use) | 10000 | Fiberglass | 1984-04-23 | Fiberglass Reinforced Plastic
CHEVRON #43254 | 5374 US HWY 78 | STONE MOUNTAIN | Gwinnett | 670317 | 4 |  |  | TRUE |  | TRUE | Removed from Ground | Used Oil | 1000 | Fiberglass | 1984-04-23 | Fiberglass Reinforced Plastic
CHEVRON #43255 | 2547 WEST MAIN ST | SNELLVILLE | Gwinnett | 670318 | 1 |  | 1993-07-20 |  | 1993-07-20 |  | Removed from Ground | Gas (Historical Use) | 8775 | Fiberglass | 1986-01-01 | Fiberglass Reinforced Plastic | Pressurized
CHEVRON #43255 | 2547 WEST MAIN ST | SNELLVILLE | Gwinnett | 670318 | 2 |  | 1993-07-20 |  | 1993-07-20 |  | Removed from Ground | Gas (Historical Use) | 8775 | Fiberglass | 1986-01-01 | Fiberglass Reinforced Plastic | Pressurized
CHEVRON #43255 | 2547 WEST MAIN ST | SNELLVILLE | Gwinnett | 670318 | 3 |  | 1993-07-20 |  | 1993-07-20 |  | Removed from Ground | Gas (Historical Use) | 8775 | Fiberglass | 1986-01-01 | Fiberglass Reinforced Plastic | Pressurized
CHEVRON #50153 | 4050 HOLCOMB BRIDGE RD | NORCROSS | Gwinnett | 670319 | 1 | [5 empty] | Removed from Ground | Gas (Historical Use) | 10000 | Fiberglass | 1981-04-24 | Fiberglass Reinforced Plastic | Pressurized
CHEVRON #50153 | 4050 HOLCOMB BRIDGE RD | NORCROSS | Gwinnett | 670319 | 2 | [5 empty] | Removed from Ground | Gas (Historical Use) | 10000 | Fiberglass | 1981-04-24 | Fiberglass Reinforced Plastic | Pressurized
CHEVRON #50153 | 4050 HOLCOMB BRIDGE RD | NORCROSS | Gwinnett | 670319 | 3 | [5 empty] | Removed from Ground | Gas (Historical Use) | 10000 | Fiberglass | 1981-04-24 | Fiberglass Reinforced Plastic | Pressurized
CHEVRON #50153 | 4050 HOLCOMB BRIDGE RD | NORCROSS | Gwinnett | 670319 | 4 | [5 empty] | Removed from Ground | Diesel | 10000 | Fiberglass | 1981-04-24 | Fiberglass Reinforced Plastic | Pressurized
CHEVRON #50153 | 4050 HOLCOMB BRIDGE RD | NORCROSS | Gwinnett | 670319 | 5 |  |  | TRUE |  | TRUE | Removed from Ground | Used Oil | 1000 | Fiberglass | 1981-04-24 | Fiberglass Reinforced Plastic
CHEVRON #52815 | 3900 US HWY 29 & LESTER RD | LILBURN | Gwinnett | 670320 | 1 |  | 1993-08-04 |  | 1993-08-04 |  | Removed from Ground | Gas (Historical Use) | 10000 | Fiberglass | 1985-01-01 | Fiberglass Reinforced Plastic | Pressurized
CHEVRON #52815 | 3900 US HWY 29 & LESTER RD | LILBURN | Gwinnett | 670320 | 2 |  | 1993-08-04 |  | 1993-08-04 |  | Removed from Ground | Gas (Historical Use) | 10000 | Fiberglass | 1985-01-01 | Fiberglass Reinforced Plastic | Pressurized
CHEVRON #52815 | 3900 US HWY 29 & LESTER RD | LILBURN | Gwinnett | 670320 | 3 |  | 1993-08-04 |  | 1993-08-04 |  | Removed from Ground | Gas (Historical Use) | 10000 | Fiberglass | 1985-01-01 | Fiberglass Reinforced Plastic | Pressurized
5345 MEDLOCK BRIDGE LLC | 5345 PEACHTREE IND BLVD | NORCROSS | Gwinnett | 670321 | 1 | Flapper Valve | 1993-08-20 | FALSE | 1993-08-20 | FALSE | Currently in Use | Regular | 10000 | Fiberglass | 1985-01-01 | Double-Walled Fiberglass | Pressurized
5345 MEDLOCK BRIDGE LLC | 5345 PEACHTREE IND BLVD | NORCROSS | Gwinnett | 670321 | 2 |  | 1993-08-20 | FALSE | 1993-08-20 | FALSE | Currently in Use | Diesel | 10000 | Fiberglass | 1985-01-01 | Double-Walled Fiberglass | Pressurized
5345 MEDLOCK BRIDGE LLC | 5345 PEACHTREE IND BLVD | NORCROSS | Gwinnett | 670321 | 3 |  | 1993-08-20 | FALSE | 1993-08-20 | FALSE | Currently in Use | Premium | 10000 | Fiberglass | 1985-01-01 | Double-Walled Fiberglass | Pressurized
CHEVRON #52380 | 2120 PLEASANT HILL RD | DULUTH | Gwinnett | 670322 | 1 | [5 empty] | Removed from Ground | Gas (Historical Use) | 10000 | Fiberglass | 1983-01-01 | Fiberglass Reinforced Plastic | Pressurized
CHEVRON #52380 | 2120 PLEASANT HILL RD | DULUTH | Gwinnett | 670322 | 2 | [5 empty] | Removed from Ground | Gas (Historical Use) | 10000 | Fiberglass | 1983-01-01 | Fiberglass Reinforced Plastic | Pressurized
CHEVRON #52380 | 2120 PLEASANT HILL RD | DULUTH | Gwinnett | 670322 | 3 | [5 empty] | Removed from Ground | Gas (Historical Use) | 10000 | Fiberglass | 1983-01-01 | Fiberglass Reinforced Plastic | Pressurized
CHEVRON #52380 | 2120 PLEASANT HILL RD | DULUTH | Gwinnett | 670322 | 4 |  |  | TRUE |  | TRUE | Removed from Ground | Used Oil | 1000 | Fiberglass | 1983-01-01 | Fiberglass Reinforced Plastic
GOODYEAR ASC 2127 | 6170 BUFORD HWY | NORCROSS | Gwinnett | 670323 | 1 |  |  | TRUE |  | TRUE | Removed from Ground | Used Oil | 550 | Marked Unknown | 1995-07-17 | Bare Steel | Gravity Fed
RAMIN INC | 2304 SCENIC HWY | SNELLVILLE | Gwinnett | 670324 | 1 | Ball Float | 1999-02-15 | FALSE | 1999-02-15 | FALSE | Currently in Use | Premium | 8000 | Steel-Impressed Current | 1983-05-08 | Fiberglass Reinforced Plastic | Pressurized
RAMIN INC | 2304 SCENIC HWY | SNELLVILLE | Gwinnett | 670324 | 2 |  | 1999-02-15 | FALSE | 1999-02-15 | FALSE | Currently in Use | Regular | 8000 | Steel-Impressed Current | 1983-05-08 | Fiberglass Reinforced Plastic | Pressurized
RAMIN INC | 2304 SCENIC HWY | SNELLVILLE | Gwinnett | 670324 | 3 | Ball Float | 1999-02-15 | FALSE | 1999-02-15 | FALSE | Currently in Use | Diesel | 8000 | Steel-Impressed Current | 1983-05-08 | Fiberglass Reinforced Plastic | Pressurized
CIRCLE K #1295/MR B'S #152 | 3525 GA HWY 20 | BUFORD | Gwinnett | 670325 | 1 | [5 empty] | Removed from Ground | Gas (Historical Use) | 8000 | Bare Steel | 1982-01-01 | Galvanized Steel
CIRCLE K #1295/MR B'S #152 | 3525 GA HWY 20 | BUFORD | Gwinnett | 670325 | 2 | [5 empty] | Removed from Ground | Gas (Historical Use) | 4000 | Bare Steel | 1978-01-01 | Galvanized Steel
CIRCLE K #1295/MR B'S #152 | 3525 GA HWY 20 | BUFORD | Gwinnett | 670325 | 3 | [5 empty] | Removed from Ground | Gas (Historical Use) | 4000 | Bare Steel | 1978-01-01 | Galvanized Steel
CUSTOM WOOD & GARDEN | 2476 HAMILTON MILL RD | BUFORD | Gwinnett | 670326 | 1 | [5 empty] | Removed from Ground | Gas (Historical Use) | 4000 | Bare Steel | 1971-05-11 | Cathodically Protected
CUSTOM WOOD & GARDEN | 2476 HAMILTON MILL RD | BUFORD | Gwinnett | 670326 | 2 | [5 empty] | Removed from Ground | Gas (Historical Use) | 4000 | Bare Steel | 1971-05-11 | Galvanized Steel
CUSTOM WOOD & GARDEN | 2476 HAMILTON MILL RD | BUFORD | Gwinnett | 670326 | 3 | [5 empty] | Removed from Ground | Gas (Historical Use) | 4000 | Bare Steel | 1971-05-11 | Galvanized Steel
CUSTOM WOOD & GARDEN | 2476 HAMILTON MILL RD | BUFORD | Gwinnett | 670326 | 4 | [5 empty] | Removed from Ground | Gas (Historical Use) | 1500 | Bare Steel | 1982-05-08 | Galvanized Steel
CUSTOM WOOD & GARDEN | 2476 HAMILTON MILL RD | BUFORD | Gwinnett | 670326 | 5 | [5 empty] | Removed from Ground | Gas (Historical Use) | 4000 | Bare Steel | 1971-05-11 | Galvanized Steel
CUSTOM WOOD & GARDEN | 2476 HAMILTON MILL RD | BUFORD | Gwinnett | 670326 | 6 |  | 1993-10-12 |  | 1993-10-12 |  | Temporarily out of use | Gas (Historical Use) | 8000 | Fiberglass | 1988-04-01 | Fiberglass Reinforced Plastic | Pressurized
CUSTOM WOOD & GARDEN | 2476 HAMILTON MILL RD | BUFORD | Gwinnett | 670326 | 7 |  | 1993-10-12 |  | 1993-10-12 |  | Temporarily out of use | Gas (Historical Use) | 8000 | Fiberglass | 1988-04-01 | Fiberglass Reinforced Plastic | Pressurized
CUSTOM WOOD & GARDEN | 2476 HAMILTON MILL RD | BUFORD | Gwinnett | 670326 | 8 |  | 1993-10-12 |  | 1993-10-12 |  | Temporarily out of use | Gas (Historical Use) | 8000 | Fiberglass | 1988-04-01 | Fiberglass Reinforced Plastic | Pressurized
CUSTOM WOOD & GARDEN | 2476 HAMILTON MILL RD | BUFORD | Gwinnett | 670326 | 9 |  | 1993-10-12 |  | 1993-10-12 |  | Temporarily out of use | Diesel | 20000 | Fiberglass | 1988-04-01 | Fiberglass Reinforced Plastic | Pressurized
MARATHON FOOD MART | 2070 BEAVER RUIN RD | NORCROSS | Gwinnett | 670328 | 1 | Ball Float | 1998-08-06 | FALSE | 1998-08-06 | TRUE | Currently in Use | Regular | 10000 | Steel-Impressed Current | 1983-05-08 | Steel (Impressed Current) | Pressurized
MARATHON FOOD MART | 2070 BEAVER RUIN RD | NORCROSS | Gwinnett | 670328 | 2 | Ball Float | 1998-08-06 |  | 1998-08-06 | TRUE | Currently in Use | Diesel | 10000 | Steel-Impressed Current | 1983-05-08 | Steel (Impressed Current) | Pressurized
MARATHON FOOD MART | 2070 BEAVER RUIN RD | NORCROSS | Gwinnett | 670328 | 3 | Ball Float | 1998-08-06 |  | 1998-08-06 | TRUE | Currently in Use | Gas (Historical Use) | 12000 | Steel-Impressed Current | 1983-05-08 | Steel (Impressed Current) | Pressurized
MARATHON FOOD MART | 2070 BEAVER RUIN RD | NORCROSS | Gwinnett | 670328 | 4 | Ball Float | 1998-08-06 |  | 1998-08-06 | TRUE | Currently in Use | Gas (Historical Use) | 12000 | Steel-Impressed Current | 1983-05-08 | Steel (Impressed Current) | Pressurized
FOOD STORE | 2115 WINDER HWY | DACULA | Gwinnett | 67033 | 1 |  | 1994-03-21 | FALSE | 1994-03-21 | FALSE | Currently in Use | Gas (Historical Use) | 8000 | Steel-Impressed Current | 1978-05-01 | Fiberglass Reinforced Plastic | Pressurized
FOOD STORE | 2115 WINDER HWY | DACULA | Gwinnett | 67033 | 2 |  | 1994-03-21 | FALSE | 1994-03-21 | FALSE | Currently in Use | Gas (Historical Use) | 7500 | Steel-Impressed Current | 1978-05-01 | Fiberglass Reinforced Plastic | Pressurized
FOOD STORE | 2115 WINDER HWY | DACULA | Gwinnett | 67033 | 3 |  | 1994-03-21 | FALSE | 1994-03-21 | FALSE | Currently in Use | Diesel | 6110 | Steel-Impressed Current | 1978-05-01 | Fiberglass Reinforced Plastic | Pressurized
CIRCLE K #1152 | 105 E CROGAN ST | LAWRENCEVILLE | Gwinnett | 670330 | 1 | [5 empty] | Removed from Ground | Gas (Historical Use) | 10000 | Cathodically Protected Steel | 1980-05-02 | Bare Steel | Suction (American)
CIRCLE K #1152 | 105 E CROGAN ST | LAWRENCEVILLE | Gwinnett | 670330 | 2 | [5 empty] | Removed from Ground | Gas (Historical Use) | 10000 | Cathodically Protected Steel | 1980-05-02 | Bare Steel | Suction (American)
CIRCLE K #1152 | 105 E CROGAN ST | LAWRENCEVILLE | Gwinnett | 670330 | 3 | [5 empty] | Removed from Ground | Gas (Historical Use) | 4000 | Cathodically Protected Steel | 1980-05-02 | Bare Steel | Suction (American)
CIRCLE K #1152 | 105 E CROGAN ST | LAWRENCEVILLE | Gwinnett | 670330 | 4 |  | 1994-10-01 |  | 1994-10-01 |  | Removed from Ground | Gas (Historical Use) | 9816 | Fiberglass | 1994-10-01 | Fiberglass Reinforced Plastic | Pressurized
CIRCLE K #1152 | 105 E CROGAN ST | LAWRENCEVILLE | Gwinnett | 670330 | 5 |  | 1994-10-01 |  | 1994-10-01 |  | Removed from Ground | Gas (Historical Use) | 9816 | Fiberglass | 1994-10-01 | Fiberglass Reinforced Plastic | Pressurized
CIRCLE K #1152 | 105 E CROGAN ST | LAWRENCEVILLE | Gwinnett | 670330 | 6 |  | 1994-10-01 |  | 1994-10-01 |  | Removed from Ground | Gas (Historical Use) | 9816 | Fiberglass | 1994-10-01 | Fiberglass Reinforced Plastic | Pressurized
5751 LITTLE MILL PROPERTY LLC | 2155 BUFORD DAM RD | BUFORD | Gwinnett | 670331 | 1 | Flapper Valve | 1998-10-03 | FALSE | 1998-10-03 | FALSE | Currently in Use | Regular | 8000 | Steel-Impressed Current | 1974-05-10 | Fiberglass Reinforced Plastic | Pressurized
5751 LITTLE MILL PROPERTY LLC | 2155 BUFORD DAM RD | BUFORD | Gwinnett | 670331 | 2 | Flapper Valve | 1998-10-03 | FALSE | 1998-10-03 | FALSE | Currently in Use | Premium | 8000 | Steel-Impressed Current | 1974-05-10 | Fiberglass Reinforced Plastic | Pressurized
5751 LITTLE MILL PROPERTY LLC | 2155 BUFORD DAM RD | BUFORD | Gwinnett | 670331 | 3 | Flapper Valve | 1998-10-03 | FALSE | 1998-10-03 | FALSE | Temporarily out of use | Diesel | 3000 | Steel-Impressed Current | 1974-05-10 | Fiberglass Reinforced Plastic | Pressurized
Mountain Express #614 | 854 GA HWY 20 BUFORD DR | LAWRENCEVILLE | Gwinnett | 670332 | 1 | Ball Float | 1994-11-09 | FALSE | 1994-11-09 | FALSE | Currently in Use | Regular | 10000 | Steel-Impressed Current | 1979-05-09 | Fiberglass Reinforced Plastic | Pressurized
Mountain Express #614 | 854 GA HWY 20 BUFORD DR | LAWRENCEVILLE | Gwinnett | 670332 | 2 | Ball Float | 1994-11-09 | FALSE | 1994-11-09 | FALSE | Currently in Use | Plus | 10000 | Steel-Impressed Current | 1979-05-09 | Fiberglass Reinforced Plastic | Pressurized
Mountain Express #614 | 854 GA HWY 20 BUFORD DR | LAWRENCEVILLE | Gwinnett | 670332 | 3 | Ball Float | 1994-11-09 | FALSE | 1994-11-09 | FALSE | Currently in Use | Premium | 10000 | Steel-Impressed Current | 1979-05-09 | Fiberglass Reinforced Plastic | Pressurized
SUGAR HILL CITGO | 5243 NELSON BROGDON BLVD | SUGAR HILL | Gwinnett | 670334 | 1 | [5 empty] | Removed from Ground | Gas (Historical Use) | 8000 | Bare Steel | 1974-05-10 | Galvanized Steel | Safe Suction (Euro)
SUGAR HILL CITGO | 5243 NELSON BROGDON BLVD | SUGAR HILL | Gwinnett | 670334 | 2 | [5 empty] | Removed from Ground | Gas (Historical Use) | 8000 | Bare Steel | 1974-05-10 | Galvanized Steel | Safe Suction (Euro)
SUGAR HILL CITGO | 5243 NELSON BROGDON BLVD | SUGAR HILL | Gwinnett | 670334 | 3 | Ball Float | 1994-12-05 | FALSE | 1994-12-05 | FALSE | Currently in Use | Regular | 9816 | Fiberglass | 1994-12-05 | Fiberglass Reinforced Plastic | Pressurized
SUGAR HILL CITGO | 5243 NELSON BROGDON BLVD | SUGAR HILL | Gwinnett | 670334 | 4 | Ball Float | 1994-12-05 | FALSE | 1994-12-05 | FALSE | Currently in Use | Premium | 9816 | Fiberglass | 1994-12-05 | Fiberglass Reinforced Plastic | Pressurized
SUGAR HILL CITGO | 5243 NELSON BROGDON BLVD | SUGAR HILL | Gwinnett | 670334 | 5 | Ball Float | 1994-12-05 | FALSE | 1994-12-05 | FALSE | Currently in Use | Diesel | 9816 | Fiberglass | 1994-12-05 | Fiberglass Reinforced Plastic | Pressurized
CIRCLE K #1076/MR B'S #40 | 1884 SUWANEE RD | LAWRENCEVILLE | Gwinnett | 670336 | 1 | [5 empty] | Removed from Ground | Gas (Historical Use) | 8000 | Bare Steel | 1977-05-09 | Bare Steel | Suction (American)
CIRCLE K #1076/MR B'S #40 | 1884 SUWANEE RD | LAWRENCEVILLE | Gwinnett | 670336 | 2 | [5 empty] | Removed from Ground | Gas (Historical Use) | 4000 | Bare Steel | 1972-05-10 | Bare Steel | Suction (American)
CIRCLE K #1076/MR B'S #40 | 1884 SUWANEE RD | LAWRENCEVILLE | Gwinnett | 670336 | 3 | [5 empty] | Removed from Ground | Gas (Historical Use) | 4000 | Bare Steel | 1972-05-10 | Bare Steel | Suction (American)
GRACO INC | 6679 #5 PEACHTREE IND BLVD | NORCROSS | Gwinnett | 670338 | 1 | [5 empty] | Closed in Ground | Empty | 750 | Concrete | 1981-05-09 | Bare Steel
GOLDEN INSPIRATION LLC | 4614 JIMMY CARTER BLVD | NORCROSS | Gwinnett | 670339 | 1 | Ball Float | 1994-07-29 | FALSE | 1994-07-29 | FALSE | Currently in Use | Regular | 10000 | Fiberglass | 1985-09-01 | Double-Walled Fiberglass | Pressurized
GOLDEN INSPIRATION LLC | 4614 JIMMY CARTER BLVD | NORCROSS | Gwinnett | 670339 | 2 | Ball Float | 1994-07-29 | FALSE | 1994-07-29 | FALSE | Currently in Use | Premium | 10000 | Fiberglass | 1985-09-01 | Double-Walled Fiberglass | Pressurized
GOLDEN INSPIRATION LLC | 4614 JIMMY CARTER BLVD | NORCROSS | Gwinnett | 670339 | 3 | Ball Float | 1994-07-29 | FALSE | 1994-07-29 | FALSE | Currently in Use | Diesel | 10000 | Fiberglass | 1985-09-01 | Double-Walled Fiberglass | Pressurized
AM PM EXPRESS CHEVRON FOOD MART | 1251 INDIAN TRAIL LILBURN RD | NORCROSS | Gwinnett | 670340 | 1 | Ball Float | 1994-08-02 | FALSE | 1994-08-02 | FALSE | Currently in Use | Regular | 10000 | Fiberglass | 1983-05-09 | Fiberglass Reinforced Plastic | Pressurized
AM PM EXPRESS CHEVRON FOOD MART | 1251 INDIAN TRAIL LILBURN RD | NORCROSS | Gwinnett | 670340 | 2 | Ball Float | 1994-08-02 | FALSE | 1994-08-02 | FALSE | Currently in Use | Premium | 10000 | Fiberglass | 1983-05-09 | Fiberglass Reinforced Plastic | Pressurized
AM PM EXPRESS CHEVRON FOOD MART | 1251 INDIAN TRAIL LILBURN RD | NORCROSS | Gwinnett | 670340 | 3 | Ball Float | 1994-08-02 | FALSE | 1994-08-02 | FALSE | Currently in Use | Diesel | 10000 | Fiberglass | 1983-05-09 | Fiberglass Reinforced Plastic | Pressurized
FUEL STOP INC | 3180 HWY 78 | SNELLVILLE | Gwinnett | 670341 | 1 | Ball Float | 1994-08-23 | FALSE | 1994-08-23 | FALSE | Currently in Use | Regular | 10000 | Fiberglass | 1986-03-01 | Fiberglass Reinforced Plastic | Pressurized
FUEL STOP INC | 3180 HWY 78 | SNELLVILLE | Gwinnett | 670341 | 2 | Ball Float | 1994-08-23 | FALSE | 1994-08-23 | FALSE | Currently in Use | Premium | 10000 | Fiberglass | 1986-03-01 | Fiberglass Reinforced Plastic | Pressurized
FUEL STOP INC | 3180 HWY 78 | SNELLVILLE | Gwinnett | 670341 | 3 | Ball Float | 1994-08-23 | FALSE | 1994-08-23 | FALSE | Currently in Use | E-85 | 10000 | Fiberglass | 1986-03-01 | Fiberglass Reinforced Plastic | Pressurized
HILL TOP STATION | 1645 HWY 23 NW | DULUTH | Gwinnett | 670342 | 1 | [5 empty] | Removed from Ground | Gas (Historical Use) | 6000 | Bare Steel | 1956-05-15 | Galvanized Steel
HILL TOP STATION | 1645 HWY 23 NW | DULUTH | Gwinnett | 670342 | 2 | [5 empty] | Removed from Ground | Gas (Historical Use) | 6000 | Bare Steel | 1956-05-15 | Galvanized Steel
TECHALLOY CO INC | 4224 SHACKLEFORD RD | NORCROSS | Gwinnett | 670345 | 1 | [5 empty] | Removed from Ground | Gas (Historical Use) | 2000 | Bare Steel | 1972-05-11 | Unknown
CABINETS BY DESIGN | 2883 PLEASANT HILL RD | DULUTH | Gwinnett | 670347 | 1 |  | 1998-07-10 |  | 1996-01-01 |  | Removed from Ground | Diesel | 8000 | Steel-Impressed Current | 1985-05-06 | Cathodically Protected | Pressurized
CABINETS BY DESIGN | 2883 PLEASANT HILL RD | DULUTH | Gwinnett | 670347 | 2 |  | 1998-07-10 |  | 1996-01-01 |  | Removed from Ground | Diesel | 3000 | Steel-Impressed Current | 1985-05-06 | Cathodically Protected | Safe Suction (Euro)
FEDERAL EXPRESS CORP | 6650 CORNERS IND CT | NORCROSS | Gwinnett | 670349 | 1 |  | 1994-12-04 | FALSE | 1994-12-04 | FALSE | Removed from Ground | Diesel | 10000 | Fiberglass | 1986-04-06 | Fiberglass Reinforced Plastic | Pressurized
FEDERAL EXPRESS CORP | 6650 CORNERS IND CT | NORCROSS | Gwinnett | 670349 | 2 | [5 empty] | Removed from Ground | Gas (Historical Use) | 500 | Bare Steel | 1986-05-07 | Galvanized Steel
ROCKY FOODMART INC | 5044 LAWRENCEVILLE HWY (HWY 29) | LILBURN | Gwinnett | 670350 | 1 | Flapper Valve | 1997-09-01 | FALSE | 1997-09-01 | FALSE | Currently in Use | Regular | 6000 | Steel-Impressed Current | 1972-05-10 | Fiberglass Reinforced Plastic | Pressurized
ROCKY FOODMART INC | 5044 LAWRENCEVILLE HWY (HWY 29) | LILBURN | Gwinnett | 670350 | 2 | Flapper Valve | 1997-09-01 | FALSE | 1997-09-01 | FALSE | Currently in Use | Regular | 6000 | Steel-Impressed Current | 1972-05-10 | Fiberglass Reinforced Plastic | Pressurized
ROCKY FOODMART INC | 5044 LAWRENCEVILLE HWY (HWY 29) | LILBURN | Gwinnett | 670350 | 3 |  | 1997-09-01 | FALSE | 1997-09-01 | FALSE | Currently in Use | Premium | 6000 | Steel-Impressed Current | 1972-05-10 | Fiberglass Reinforced Plastic | Pressurized
TRIMBLE HOUSE CORP | 4658 OLD PEACHTREE RD | NORCROSS | Gwinnett | 670351 | 1 | [5 empty] | Removed from Ground | Gas (Historical Use) | 4000 | Bare Steel | 1976-05-09 | Galvanized Steel
ATHAS FINA | 2548 MAIN ST W | SNELLVILLE | Gwinnett | 670352 | 1 |  | 1989-01-01 | FALSE | 1989-01-01 | FALSE | Removed from Ground | Gas (Historical Use) | 6000 | Fiberglass | 1989-01-01 | Fiberglass Reinforced Plastic | Pressurized
ATHAS FINA | 2548 MAIN ST W | SNELLVILLE | Gwinnett | 670352 | 1A | [5 empty] | Removed from Ground | Gas (Historical Use) | 6000 | Bare Steel | 1987-06-14 | Fiberglass Reinforced Plastic
ATHAS FINA | 2548 MAIN ST W | SNELLVILLE | Gwinnett | 670352 | 2 |  | 1989-01-01 | FALSE | 1989-01-01 | FALSE | Removed from Ground | Gas (Historical Use) | 6000 | Fiberglass | 1989-01-01 | Fiberglass Reinforced Plastic | Pressurized
ATHAS FINA | 2548 MAIN ST W | SNELLVILLE | Gwinnett | 670352 | 2B | [5 empty] | Removed from Ground | Gas (Historical Use) | 6000 | Bare Steel | 1987-06-14 | Fiberglass Reinforced Plastic
ATHAS FINA | 2548 MAIN ST W | SNELLVILLE | Gwinnett | 670352 | 3 |  | 1989-01-01 | FALSE | 1989-01-01 | FALSE | Removed from Ground | Diesel | 6000 | Fiberglass | 1987-06-14 | Fiberglass Reinforced Plastic | Pressurized
ATHAS FINA | 2548 MAIN ST W | SNELLVILLE | Gwinnett | 670352 | 3C | [5 empty] | Removed from Ground | Diesel | 6000 | Bare Steel | 1987-06-14 | Not Marked
ATHAS FINA | 2548 MAIN ST W | SNELLVILLE | Gwinnett | 670352 | 4 | [5 empty] | Removed from Ground | Diesel | 6000 | Bare Steel | 1981-05-08 | Bare Steel
FORMER PRIME EQUIPMENT #416 | 5493 GOSHEN SPRINGS RD | NORCROSS | Gwinnett | 670353 | 1 | [5 empty] | Removed from Ground | Gas (Historical Use) | 4000 | Bare Steel | 1985-05-07 | Bare Steel | Suction (American)
FORMER PRIME EQUIPMENT #416 | 5493 GOSHEN SPRINGS RD | NORCROSS | Gwinnett | 670353 | 2 | [5 empty] | Removed from Ground | Gas (Historical Use) | 3000 | Bare Steel | 1986-05-07 | Bare Steel | Suction (American)
FORMER PRIME EQUIPMENT #416 | 5493 GOSHEN SPRINGS RD | NORCROSS | Gwinnett | 670353 | 3 | [5 empty] | Removed from Ground | Diesel | 3000 | Bare Steel | 1985-05-07 | Bare Steel | Suction (American)
FORMER PRIME EQUIPMENT #416 | 5493 GOSHEN SPRINGS RD | NORCROSS | Gwinnett | 670353 | 4 |  |  | TRUE |  | TRUE | Removed from Ground | Used Oil | 300 | Bare Steel | 1992-08-07 | Not Marked
PEACHTREE WINDOWS & DOORS INC | 4350 PEACHTREE IND BLVD | NORCROSS | Gwinnett | 670354 | 1 | [5 empty] | Removed from Ground | Hazardous Substance | 10000 | Bare Steel | 1970-05-11 | Galvanized Steel
NASH CHEVROLET CO | 630 SCENIC HWY | LAWRENCEVILLE | Gwinnett | 670355 | 1 | [5 empty] | Removed from Ground | Gas (Historical Use) | 2000 | Bare Steel | 1969-05-12 | Galvanized Steel
NASH CHEVROLET CO | 630 SCENIC HWY | LAWRENCEVILLE | Gwinnett | 670355 | 2 |  |  | TRUE |  | TRUE | Removed from Ground | Used Oil | 550 | Bare Steel | 1969-05-12 | Galvanized Steel
ROBERDS OF ATLANTA INC | 6288 DAWSON BLVD | NORCROSS | Gwinnett | 670357 | 1 | [5 empty] | Removed from Ground | Gas (Historical Use) | 1000 | Marked Unknown | 1967-05-13 | Unknown
RICH'S GWINNETT | 2100 PLEASANT HILL RD | DULUTH | Gwinnett | 670358 | 1 | [5 empty] | Closed in Ground | Gas (Historical Use) | 100 | Bare Steel | 1984-05-07 | Bare Steel
FORMER PERRYS SVC STATION | 186 HILL ST | BUFORD | Gwinnett | 670359 | 1 | [5 empty] | Removed from Ground | Gas (Historical Use) | 3000 | Bare Steel | 1966-05-13 | Galvanized Steel
FORMER PERRYS SVC STATION | 186 HILL ST | BUFORD | Gwinnett | 670359 | 2 | [5 empty] | Removed from Ground | Gas (Historical Use) | 3000 | Bare Steel | 1994-12-10 | Galvanized Steel
FORMER PERRYS SVC STATION | 186 HILL ST | BUFORD | Gwinnett | 670359 | 3 | [5 empty] | Removed from Ground | Gas (Historical Use) | 1000 | Bare Steel | 1994-12-10 | Galvanized Steel
FORMER PERRYS SVC STATION | 186 HILL ST | BUFORD | Gwinnett | 670359 | 4 | [5 empty] | Removed from Ground | Gas (Historical Use) | 560 | Bare Steel | 1994-12-10 | Galvanized Steel
LITTLE SACK SHELL | 4430 NELSON BROGDEN BLVD | BUFORD | Gwinnett | 670360 | 1 | [5 empty] | Removed from Ground | Gas (Historical Use) | 8000 | Bare Steel | 1972-05-11 | Galvanized Steel | Pressurized
LITTLE SACK SHELL | 4430 NELSON BROGDEN BLVD | BUFORD | Gwinnett | 670360 | 2 | [5 empty] | Removed from Ground | Gas (Historical Use) | 8000 | Bare Steel | 1972-05-11 | Galvanized Steel | Pressurized
LITTLE SACK SHELL | 4430 NELSON BROGDEN BLVD | BUFORD | Gwinnett | 670360 | 3 | [5 empty] | Removed from Ground | Gas (Historical Use) | 8000 | Bare Steel | 1972-05-11 | Galvanized Steel | Pressurized
LITTLE SACK SHELL | 4430 NELSON BROGDEN BLVD | BUFORD | Gwinnett | 670360 | 4 | Ball Float | 1994-10-01 | FALSE | 1994-10-01 | FALSE | Currently in Use | Regular | 15000 | Composite | 1994-11-10 | Fiberglass Reinforced Plastic | Pressurized
LITTLE SACK SHELL | 4430 NELSON BROGDEN BLVD | BUFORD | Gwinnett | 670360 | 5 |  | 1994-10-01 | FALSE | 1994-10-01 | FALSE | Currently in Use | Premium | 15000 | Composite | 1994-11-10 | Fiberglass Reinforced Plastic | Pressurized
FRITO-LAY REGIONAL WAREHOUSE | 6485 CRESCENT DR | NORCROSS | Gwinnett | 670361 | 1 | [5 empty] | Removed from Ground | Diesel | 20000 | Bare Steel | 1981-05-09 | Bare Steel | Suction (American)
QUICK STOP 78 INC | 5109 Stone Mountain Hwy | STONE MOUNTAIN | Gwinnett | 670362 | 1 |  |  | FALSE |  | FALSE | Removed from Ground | Gas (Historical Use) | 10086 | Steel-Impressed Current | 1975-05-11
QUICK STOP 78 INC | 5109 Stone Mountain Hwy | STONE MOUNTAIN | Gwinnett | 670362 | 2 |  |  | FALSE |  | FALSE | Removed from Ground | Gas (Historical Use) | 10086 | Steel-Impressed Current | 1975-05-11 | Double-Walled Fiberglass
QUICK STOP 78 INC | 5109 Stone Mountain Hwy | STONE MOUNTAIN | Gwinnett | 670362 | 3 |  |  | FALSE |  | FALSE | Removed from Ground | Gas (Historical Use) | 10086 | Steel-Impressed Current | 1975-05-11 | Double-Walled Fiberglass
QUICK STOP 78 INC | 5109 Stone Mountain Hwy | STONE MOUNTAIN | Gwinnett | 670362 | 4 |  |  | FALSE |  | FALSE | Removed from Ground | Diesel | 6110 | Bare Steel | 1975-05-11 | Galvanized Steel
QUICK STOP 78 INC | 5109 Stone Mountain Hwy | STONE MOUNTAIN | Gwinnett | 670362 | 5 | Ball Float | 2012-12-01 | FALSE | 2012-12-01 | FALSE | Currently in Use | Regular | 15000 | Tank Jacket | 2012-12-01 | Double-Walled Fiberglass | Pressurized
QUICK STOP 78 INC | 5109 Stone Mountain Hwy | STONE MOUNTAIN | Gwinnett | 670362 | 6 | Ball Float | 2012-12-01 | FALSE | 2012-12-01 | FALSE | Currently in Use | Premium | 6000 | Tank Jacket | 2012-12-01 | Double-Walled Fiberglass | Pressurized
QUICK STOP 78 INC | 5109 Stone Mountain Hwy | STONE MOUNTAIN | Gwinnett | 670362 | 7 | Ball Float | 2012-12-01 | FALSE | 2012-12-01 | FALSE | Currently in Use | Diesel | 6000 | Tank Jacket | 2012-12-01 | Double-Walled Fiberglass | Pressurized
LAWRENCEVILLE LAND & BLDG/CRAIG' | 6170 LAWRENCEVILLE HWY | TUCKER | Gwinnett | 670363 | 1 | [5 empty] | Removed from Ground | Gas (Historical Use) | 2000 | Bare Steel | 1961-05-14 | Bare Steel
LAWRENCEVILLE LAND & BLDG/CRAIG' | 6170 LAWRENCEVILLE HWY | TUCKER | Gwinnett | 670363 | 2 | [5 empty] | Removed from Ground | Gas (Historical Use) | 2000 | Bare Steel | 1961-05-14 | Bare Steel
LAWRENCEVILLE LAND & BLDG/CRAIG' | 6170 LAWRENCEVILLE HWY | TUCKER | Gwinnett | 670363 | 3 | [5 empty] | Removed from Ground | Gas (Historical Use) | 2000 | Bare Steel | 1961-01-01 | Bare Steel
LAWRENCEVILLE LAND & BLDG/CRAIG' | 6170 LAWRENCEVILLE HWY | TUCKER | Gwinnett | 670363 | 4 | [5 empty] | Removed from Ground | Diesel | 2000 | Bare Steel | 1984-05-08 | Bare Steel
LAWRENCEVILLE LAND & BLDG/CRAIG' | 6170 LAWRENCEVILLE HWY | TUCKER | Gwinnett | 670363 | 5 | [5 empty] | Removed from Ground | Kerosene | 500 | Bare Steel | 1958-05-14 | Bare Steel
LAWRENCEVILLE LAND & BLDG/CRAIG' | 6170 LAWRENCEVILLE HWY | TUCKER | Gwinnett | 670363 | 6 | [5 empty] | Removed from Ground | Gas (Historical Use) | 500 | Bare Steel | 1958-05-14 | Bare Steel
LAWRENCEVILLE LAND & BLDG/CRAIG' | 6170 LAWRENCEVILLE HWY | TUCKER | Gwinnett | 670363 | 7 | [5 empty] | Removed from Ground | Other | 250 | Bare Steel | 1958-05-14 | Bare Steel
SEABOARD SYSTEM RAILROAD | 120 DEPOT ST | LAWRENCEVILLE | Gwinnett | 670364 | 1 | [5 empty] | Permanently Out of Use - historical purposes | Gas (Historical Use) | 280 | Bare Steel | 1948-05-15 | Galvanized Steel
GWINNETT CAR CARE CTR INC | 2715 MAIN ST | SNELLVILLE | Gwinnett | 670365 | 1 |  |  | TRUE |  | TRUE | Removed from Ground | Used Oil | 550 | Bare Steel | 1981-05-06 | Bare Steel
G-K TIRE & AUTOMOTIVE INC | 4865 JIMMY CARTER BLVD | ATLANTA | Gwinnett | 670366 | 1 |  |  | TRUE |  | TRUE | Removed from Ground | Used Oil | 550 | Bare Steel | 1984-05-05 | Bare Steel
WOOD & FULLERTON INC | 3622 SATELLITE BLVD | DULUTH | Gwinnett | 670367 | 1 |  |  | TRUE |  | TRUE | Removed from Ground | Used Oil | 275 | Bare Steel | 1985-05-05 | Bare Steel | Gravity Fed
GOODYEAR ASC | 5395 GA HWY 29 | LILBURN | Gwinnett | 670368 | 1 |  |  | TRUE |  | TRUE | Removed from Ground | Used Oil | 550 | Bare Steel | 1974-05-08 | Bare Steel
PEACHTREE DOORS INC | 6248 DAWSON BLVD | NORCROSS | Gwinnett | 670369 | 1 | [5 empty] | Removed from Ground | Empty | 2500 | Bare Steel | 1964-05-06 | Galvanized Steel
GRAYSON GROCERY | 415 HWY 84 | GRAYSON | Gwinnett | 670370 | 1 | [5 empty] | Removed from Ground | Gas (Historical Use) | 560 | Bare Steel | 1966-05-13 | Galvanized Steel
GRAYSON GROCERY | 415 HWY 84 | GRAYSON | Gwinnett | 670370 | 2 | [5 empty] | Removed from Ground | Gas (Historical Use) | 560 | Bare Steel | 1966-05-13 | Galvanized Steel
AMWAY CORP | 6450 JIMMY CARTER BLVD | NORCROSS | Gwinnett | 670371 | 1 | [5 empty] | Removed from Ground | Diesel | 10000 | Bare Steel | 1980-05-09 | Unknown
EXXON FOOD MART | 4116 LENORA CHURCH RD | SNELLVILLE | Gwinnett | 670373 | 1 |  | 1998-12-01 |  | 1998-12-01 |  | Removed from Ground | Diesel | 550 | Steel-Impressed Current | 1971-05-12 | Cathodically Protected | Suction (American)
EXXON FOOD MART | 4116 LENORA CHURCH RD | SNELLVILLE | Gwinnett | 670373 | 6 | Ball Float | 2002-01-25 | FALSE | 2002-01-25 | FALSE | Currently in Use | Premium | 10000 | Composite | 2002-01-22 | Double-Walled Flex | Pressurized
EXXON FOOD MART | 4116 LENORA CHURCH RD | SNELLVILLE | Gwinnett | 670373 | 7 | Ball Float | 2002-01-25 | FALSE | 2002-01-25 | FALSE | Currently in Use | Diesel | 8000 | Composite | 2002-01-22 | Double-Walled Flex | Pressurized
EXXON FOOD MART | 4116 LENORA CHURCH RD | SNELLVILLE | Gwinnett | 670373 | PL |  | 1998-12-01 |  | 1998-12-01 |  | Removed from Ground | Gas (Historical Use) | 4000 | Cathodically Protected Steel | 1987-01-01 | Cathodically Protected | Pressurized
EXXON FOOD MART | 4116 LENORA CHURCH RD | SNELLVILLE | Gwinnett | 670373 | RU |  | 1998-12-01 |  | 1998-12-01 |  | Removed from Ground | Gas (Historical Use) | 6000 | Cathodically Protected Steel | 1987-01-01 | Cathodically Protected | Pressurized
EXXON FOOD MART | 4116 LENORA CHURCH RD | SNELLVILLE | Gwinnett | 670373 | SP |  | 1998-12-01 |  | 1998-12-01 |  | Removed from Ground | Gas (Historical Use) | 4000 | Cathodically Protected Steel | 1987-01-01 | Cathodically Protected | Pressurized
NALLEYS II | 5671 SHADBURN FERRY RD | BUFORD | Gwinnett | 670374 | 1 | [5 empty] | Removed from Ground | Gas (Historical Use) | 1100 | Bare Steel | 1974-05-11 | Unknown | Suction (American)
NALLEYS II | 5671 SHADBURN FERRY RD | BUFORD | Gwinnett | 670374 | 1A | Ball Float | 1998-12-14 | FALSE | 1998-12-14 | FALSE | Currently in Use | Regular | 10000 | Epoxy | 1998-12-14 | Fiberglass Reinforced Plastic | Pressurized
NALLEYS II | 5671 SHADBURN FERRY RD | BUFORD | Gwinnett | 670374 | 1B |  | 1998-12-14 |  | 1998-12-14 |  | Currently in Use | Gas (Historical Use) | 5000 | Epoxy | 1998-12-14 | Fiberglass Reinforced Plastic | Pressurized
NALLEYS II | 5671 SHADBURN FERRY RD | BUFORD | Gwinnett | 670374 | 2 | [5 empty] | Removed from Ground | Gas (Historical Use) | 1100 | Bare Steel | 1974-05-11 | Unknown
NALLEYS II | 5671 SHADBURN FERRY RD | BUFORD | Gwinnett | 670374 | 3 | [5 empty] | Removed from Ground | Gas (Historical Use) | 1100 | Bare Steel | 1974-05-11 | Unknown | Suction (American)
BUFORD CHEVRON | 96 W MAIN ST | BUFORD | Gwinnett | 670375 | 1 | [5 empty] | Removed from Ground | Gas (Historical Use) | 6000 | Bare Steel | 1971-05-12 | Unknown | Suction (American)
BUFORD CHEVRON | 96 W MAIN ST | BUFORD | Gwinnett | 670375 | 2 | [5 empty] | Removed from Ground | Gas (Historical Use) | 3000 | Bare Steel | 1971-05-12 | Unknown | Suction (American)
BUFORD CHEVRON | 96 W MAIN ST | BUFORD | Gwinnett | 670375 | 3 | [5 empty] | Removed from Ground | Gas (Historical Use) | 1000 | Bare Steel | 1971-05-12 | Unknown | Suction (American)
AT&T COMMUNICATIONS INC | 5856 BUFORD HWY | NORCROSS | Gwinnett | 670376 | 1 | [5 empty] | Removed from Ground | Diesel | 1000 | Cathodically Protected Steel | 1972-01-01 | Copper | Suction (American)
AT&T COMMUNICATIONS INC | 5856 BUFORD HWY | NORCROSS | Gwinnett | 670376 | 2 |  | 1992-09-22 |  | 1992-09-22 |  | Removed from Ground | Diesel | 1000 | Cathodically Protected Steel | 1992-09-22 | Copper | Suction (American)
AT&T COMMUNICATIONS INC | 5856 BUFORD HWY | NORCROSS | Gwinnett | 670376 | 3 | Flapper Valve | 1999-11-15 | FALSE | 1999-11-15 | FALSE | Currently in Use | Diesel | 4000 | Fiberglass Double Walled | 1999-08-10 | Copper | Suction (American)
BARANCO LINCOLN-MERCURY/KEY LINC | 3265 COMMERCE AVE | DULUTH | Gwinnett | 670377 | 1 |  |  | TRUE |  | TRUE | Closed in Ground | Used Oil | 2000 | Marked Unknown | 1985-05-08 | Unknown
BARANCO LINCOLN-MERCURY/KEY LINC | 3265 COMMERCE AVE | DULUTH | Gwinnett | 670377 | 2 | [5 empty] | Removed from Ground | Gas (Historical Use) | 10000 | Bare Steel | 1985-05-08 | Unknown
FIRESTONE STORE #07GK/023027 | 2140 PLEASANT HILL RD | DULUTH | Gwinnett | 670378 | 1 |  |  | TRUE |  | TRUE | Removed from Ground | Used Oil | 550 | Bare Steel | 1985-05-08 | Bare Steel | Gravity Fed
HAPPY HOWARDS STORE | 1604 HWY 120 | LAWRENCEVILLE | Gwinnett | 670379 | 1 | [5 empty] | Removed from Ground | Gas (Historical Use) | 10000 | Fiberglass | 1979-01-03 | Galvanized Steel
HAPPY HOWARDS STORE | 1604 HWY 120 | LAWRENCEVILLE | Gwinnett | 670379 | 2 | [5 empty] | Removed from Ground | Gas (Historical Use) | 6000 | Fiberglass | 1979-01-03 | Galvanized Steel
HAPPY HOWARDS STORE | 1604 HWY 120 | LAWRENCEVILLE | Gwinnett | 670379 | 3 | [5 empty] | Removed from Ground | Gas (Historical Use) | 6000 | Fiberglass | 1979-01-03 | Galvanized Steel
BILL SMITH GRADING CO INC | 2854 JONES MILL RD | NORCROSS | Gwinnett | 670380 | 1 | [5 empty] | Removed from Ground | Diesel | 10000 | Bare Steel | 1977-01-03 | Galvanized Steel
BILL SMITH GRADING CO INC | 2854 JONES MILL RD | NORCROSS | Gwinnett | 670380 | 2 | [5 empty] | Removed from Ground | Gas (Historical Use) | 6000 | Bare Steel | 1977-01-03 | Galvanized Steel
BILL SMITH GRADING CO INC | 2854 JONES MILL RD | NORCROSS | Gwinnett | 670380 | 3 | [5 empty] | Removed from Ground | Other | 1000 | Bare Steel | 1977-01-03 | Fiberglass Reinforced Plastic
BILL SMITH GRADING CO INC | 2854 JONES MILL RD | NORCROSS | Gwinnett | 670380 | 4 | [5 empty] | Removed from Ground | Other | 1000 | Bare Steel | 1977-01-03 | Fiberglass Reinforced Plastic
BILL SMITH GRADING CO INC | 2854 JONES MILL RD | NORCROSS | Gwinnett | 670380 | 5 | [5 empty] | Removed from Ground | Empty | 1000 | Bare Steel | 1977-01-03 | Fiberglass Reinforced Plastic
APEX SUPPLY CO INC | 1025 OLD NORCROSS RD | LAWRENCEVILLE | Gwinnett | 670382 | 1 |  | 1997-10-10 |  | 1997-10-10 |  | Removed from Ground | Diesel | 6000 | Galvanic (STIP-3) | 1986-01-01 | Fiberglass Reinforced Plastic | Suction (American)
APEX SUPPLY CO INC | 25 OO BUTTON GWINNETT DR | ATLANTA | Gwinnett | 670383 | 1 |  | 1997-10-09 |  | 1997-10-09 |  | Removed from Ground | Diesel | 8000 | Steel-Impressed Current | 1976-01-04 | Cathodically Protected | Suction (American)
DAVE BHANDARI | 1515 PLEASANT HILL RD | DULUTH | Gwinnett | 670384 | 1 | Ball Float | 1994-09-28 | FALSE | 1994-09-28 | FALSE | Currently in Use | Regular | 10000 | Fiberglass | 1986-08-01 | Fiberglass Reinforced Plastic | Pressurized
DAVE BHANDARI | 1515 PLEASANT HILL RD | DULUTH | Gwinnett | 670384 | 2 | Ball Float | 1994-09-28 | FALSE | 1994-09-28 | FALSE | Currently in Use | Premium | 10000 | Fiberglass | 1986-08-01 | Fiberglass Reinforced Plastic | Pressurized
DAVE BHANDARI | 1515 PLEASANT HILL RD | DULUTH | Gwinnett | 670384 | 3 | Ball Float | 1994-09-28 | FALSE | 1994-09-28 | FALSE | Currently in Use | Diesel | 10000 | Fiberglass | 1986-08-01 | Fiberglass Reinforced Plastic | Pressurized
CHEVRON | 5694 BUFORD HWY | NORCROSS | Gwinnett | 670388 | 1 | Ball Float | 1986-01-01 | FALSE | 1986-01-01 | FALSE | Currently in Use | Diesel | 10000 | Galvanic (STIP-3) | 1986-01-01 | Fiberglass Reinforced Plastic | Pressurized
CHEVRON | 5694 BUFORD HWY | NORCROSS | Gwinnett | 670388 | 2 | Ball Float | 1986-01-01 | FALSE | 1986-01-01 | FALSE | Currently in Use | Premium | 10000 | Galvanic (STIP-3) | 1986-01-01 | Fiberglass Reinforced Plastic | Pressurized
CHEVRON | 5694 BUFORD HWY | NORCROSS | Gwinnett | 670388 | 3 | Ball Float | 1986-01-01 | FALSE | 1986-01-01 | FALSE | Currently in Use | Regular | 10000 | Galvanic (STIP-3) | 1986-01-01 | Fiberglass Reinforced Plastic | Pressurized
CHEVRON | 5694 BUFORD HWY | NORCROSS | Gwinnett | 670388 | 4 |  | 1986-01-01 | FALSE | 1986-01-01 | FALSE | Currently in Use | Regular | 10000 | Galvanic (STIP-3) | 1986-01-01 | Fiberglass Reinforced Plastic | Pressurized
THOMAS CONCRETE OF GA INC-LAWRENCEVILLE | 455 MALTBIE ST | LAWRENCEVILLE | Gwinnett | 670389 | 1 | Ball Float | 1998-08-01 | FALSE | 1998-08-01 | FALSE | Currently in Use | Diesel | 10000 | Fiberglass | 1986-01-01 | Bare Steel | Suction (American)
THOMAS CONCRETE OF GA INC-LAWRENCEVILLE | 455 MALTBIE ST | LAWRENCEVILLE | Gwinnett | 670389 | 2 |  |  | TRUE |  | TRUE | Removed from Ground |  | 1500 | Bare Steel | 1986-01-01 | Steel/Sacrificial Anodes | Safe Suction (Euro)
THOMAS CONCRETE OF GA INC-SUWANEE | 450 WOODWARD WAY | SUGAR HILL | Gwinnett | 670390 | 1 | Flapper Valve | 1998-12-03 | FALSE | 1998-12-03 | FALSE | Currently in Use | Diesel | 10000 | Steel-Impressed Current | 1986-01-01 | Steel (Impressed Current) | Suction (American)
THOMAS CONCRETE OF GA INC-SUWANEE | 450 WOODWARD WAY | SUGAR HILL | Gwinnett | 670390 | 2 |  |  | TRUE |  | TRUE | Removed from Ground | Empty | 275 | Bare Steel | 1986-01-01 | Not Marked
GARNERS BUILDING SUPPLY INC | 5335 US HWY 78 | STONE MOUNTAIN | Gwinnett | 670392 | 1 | [5 empty] | Removed from Ground | Gas (Historical Use) | 1000 | Bare Steel | 1978-03-18 | Bare Steel | Suction (American)
JACKSON ELECTRIC MEMBERSHIP CORP | 461 SWANSON DR | LAWRENCEVILLE | Gwinnett | 670393 | D | Flapper Valve | 1991-04-30 | FALSE | 1991-04-30 | FALSE | Currently in Use | Diesel | 5000 | Galvanic (STIP-3) | 1991-04-30 | Fiberglass Reinforced Plastic | Pressurized
JACKSON ELECTRIC MEMBERSHIP CORP | 461 SWANSON DR | LAWRENCEVILLE | Gwinnett | 670393 | U | Flapper Valve | 1991-04-30 | FALSE | 1991-04-30 | FALSE | Currently in Use | Regular | 10000 | Galvanic (STIP-3) | 1991-04-30 | Fiberglass Reinforced Plastic | Pressurized
JACKSON ELECTRIC MEMBERSHIP CORP | 461 SWANSON DR | LAWRENCEVILLE | Gwinnett | 670393 | WO | Exempted | 1991-05-27 | TRUE | 1987-10-30 | TRUE | Currently in Use | Used Oil | 550 | Composite | 1987-10-30 |  | Gravity
AKZO COATINGS AMERICA INC | 6369 OLD PEACHTREE RD | NORCROSS | Gwinnett | 670395 | 1 | [5 empty] | Removed from Ground | Gas (Historical Use) | 3000 | Bare Steel | 1976-05-09 | Unknown
AKZO COATINGS AMERICA INC | 6369 OLD PEACHTREE RD | NORCROSS | Gwinnett | 670395 | 2 | [5 empty] | Removed from Ground | Empty | 3000 | Bare Steel | 1976-05-09 | Unknown
AKZO COATINGS AMERICA INC | 6369 OLD PEACHTREE RD | NORCROSS | Gwinnett | 670395 | 3 | [5 empty] | Removed from Ground | Other | 3000 | Bare Steel | 1976-05-09 | Unknown
AKZO COATINGS AMERICA INC | 6369 OLD PEACHTREE RD | NORCROSS | Gwinnett | 670395 | 4 | [5 empty] | Removed from Ground | Other | 3000 | Bare Steel | 1976-05-09 | Unknown
AKZO COATINGS AMERICA INC | 6369 OLD PEACHTREE RD | NORCROSS | Gwinnett | 670395 | 5 | [5 empty] | Removed from Ground | Gas (Historical Use) | 8000 | Bare Steel | 1964-05-12 | Unknown
AKZO COATINGS AMERICA INC | 6369 OLD PEACHTREE RD | NORCROSS | Gwinnett | 670395 | 6 | [5 empty] | Removed from Ground | Other | 6000 | Bare Steel | 1976-05-09 | Unknown
AKZO COATINGS AMERICA INC | 6369 OLD PEACHTREE RD | NORCROSS | Gwinnett | 670395 | 7 | [5 empty] | Removed from Ground | Other | 6000 | Bare Steel | 1976-05-09 | Unknown
SUPERSTOP | 2429 US HWY 29 S SUITE D | LAWRENCEVILLE | Gwinnett | 670398 | 1 | [5 empty] | Removed from Ground | Empty | 10000 | Bare Steel | 1972-05-11 | Galvanized Steel
SUPERSTOP | 2429 US HWY 29 S SUITE D | LAWRENCEVILLE | Gwinnett | 670398 | 2 | [5 empty] | Removed from Ground | Empty | 10000 | Bare Steel | 1972-05-11 | Galvanized Steel
SUPERSTOP | 2429 US HWY 29 S SUITE D | LAWRENCEVILLE | Gwinnett | 670398 | 3 | [5 empty] | Removed from Ground | Gas (Historical Use) | 10000 | Marked Unknown | 1976-04-22 | Bare Steel
SUPERSTOP | 2429 US HWY 29 S SUITE D | LAWRENCEVILLE | Gwinnett | 670398 | 4 | [5 empty] | Removed from Ground | Gas (Historical Use) | 10000 | Marked Unknown | 1976-04-22 | Bare Steel
SUPERSTOP | 2429 US HWY 29 S SUITE D | LAWRENCEVILLE | Gwinnett | 670398 | 5 | [5 empty] | Removed from Ground | Gas (Historical Use) | 10000 | Marked Unknown | 1980-04-22 | Bare Steel
SUPERSTOP | 2429 US HWY 29 S SUITE D | LAWRENCEVILLE | Gwinnett | 670398 | 6 | Ball Float | 1988-09-22 | FALSE | 1988-09-22 | FALSE | Currently in Use | Premium | 8000 | Galvanic (STIP-3) | 1988-09-01 | Fiberglass Reinforced Plastic | Pressurized
SUPERSTOP | 2429 US HWY 29 S SUITE D | LAWRENCEVILLE | Gwinnett | 670398 | 7 | Ball Float | 1988-09-22 | FALSE | 1988-09-22 | FALSE | Currently in Use | Regular | 8000 | Galvanic (STIP-3) | 1988-09-01 | Fiberglass Reinforced Plastic | Pressurized
SUPERSTOP | 2429 US HWY 29 S SUITE D | LAWRENCEVILLE | Gwinnett | 670398 | 8 | Ball Float | 1988-09-22 | FALSE | 1988-09-22 | FALSE | Currently in Use | Diesel | 8000 | Galvanic (STIP-3) | 1988-09-01 | Fiberglass Reinforced Plastic | Pressurized
MARMON/KEYSTONE CORP | 4250 BLUE RIDGE IND PARKWAY | NORCROSS | Gwinnett | 670399 | 1 | [5 empty] | Removed from Ground | Diesel | 10000 | Bare Steel | 1979-05-10 | Bare Steel
CHEVRON #40139 | 748 DULUTH HWY | LAWRENCEVILLE | Gwinnett | 670401 | 1 |  | 1993-05-03 |  | 1993-05-03 |  | Temporarily out of use | Gas (Historical Use) | 8775 | Fiberglass | 1986-04-01 | Fiberglass Reinforced Plastic | Pressurized
CHEVRON #40139 | 748 DULUTH HWY | LAWRENCEVILLE | Gwinnett | 670401 | 2 |  | 1993-05-03 |  | 1993-05-03 |  | Temporarily out of use | Gas (Historical Use) | 8775 | Fiberglass | 1986-04-01 | Fiberglass Reinforced Plastic | Pressurized
CHEVRON #40139 | 748 DULUTH HWY | LAWRENCEVILLE | Gwinnett | 670401 | 3 |  | 1993-05-03 |  | 1993-05-03 |  | Temporarily out of use | Gas (Historical Use) | 8775 | Fiberglass | 1986-04-01 | Fiberglass Reinforced Plastic | Pressurized
NORTHEAST SALES DISTRIBUTING | 1400 BEAVER RUIN RD | NORCROSS | Gwinnett | 670402 | 1 | [5 empty] | Removed from Ground | Diesel | 10000 | Cathodically Protected Steel | 1988-01-15 | Galvanized Steel | Pressurized
NORTHEAST SALES DISTRIBUTING | 1400 BEAVER RUIN RD | NORCROSS | Gwinnett | 670402 | 2 | [5 empty] | Removed from Ground | Diesel | 10000 | Cathodically Protected Steel | 1988-01-15 | Galvanized Steel | Pressurized
KENERLY SERVICE STATION | HAMILTON MILL RD/@ I-85 | LILBURN | Gwinnett | 670403 | 17 | [5 empty] | Removed from Ground | Gas (Historical Use) | 6000 | Bare Steel | 1982-06-06 | Galvanized Steel
KENERLY SERVICE STATION | HAMILTON MILL RD/@ I-85 | LILBURN | Gwinnett | 670403 | 18 | [5 empty] | Removed from Ground | Gas (Historical Use) | 6000 | Bare Steel | 1982-06-06 | Galvanized Steel
KENERLY SERVICE STATION | HAMILTON MILL RD/@ I-85 | LILBURN | Gwinnett | 670403 | 19 | [5 empty] | Removed from Ground | Gas (Historical Use) | 6000 | Bare Steel | 1982-06-06 | Galvanized Steel
KENERLY SERVICE STATION | HAMILTON MILL RD/@ I-85 | LILBURN | Gwinnett | 670403 | 20 | [5 empty] | Removed from Ground | Gas (Historical Use) | 6000 | Bare Steel | 1982-06-06 | Galvanized Steel
KENERLY SERVICE STATION | HAMILTON MILL RD/@ I-85 | LILBURN | Gwinnett | 670403 | 21 |  |  | FALSE |  | FALSE | Removed from Ground |  | 0 | Unknown | 2008-11-01
KENERLY SERVICE STATION | HAMILTON MILL RD/@ I-85 | LILBURN | Gwinnett | 670403 | 22 |  |  | FALSE |  | FALSE | Removed from Ground |  | 0 | Unknown | 2008-11-01
MERCURY STAINLESS CORP | 6445 MCDONOUGH DR | NORCROSS | Gwinnett | 670405 | 1 |  |  | TRUE |  | TRUE | Removed from Ground | Used Oil | 500 | Bare Steel | 1980-05-29 | Fiberglass Reinforced Plastic
CLARK BROTHERS CONST CO INC | 1181 WEBB GIN HOUSE RD | LAWRENCEVILLE | Gwinnett | 670406 | 1 | [5 empty] | Removed from Ground | Diesel | 5000 | Bare Steel | 1971-06-01 | Galvanized Steel
CLARK BROTHERS CONST CO INC | 1181 WEBB GIN HOUSE RD | LAWRENCEVILLE | Gwinnett | 670406 | 2 | [5 empty] | Removed from Ground | Diesel | 5000 | Bare Steel | 1971-06-01 | Galvanized Steel
FAST FOOD | 3126 BUFORD HWY | DULUTH | Gwinnett | 670408 | 1 | [5 empty] | Removed from Ground | Gas (Historical Use) | 3000 | Bare Steel | 1976-05-25 | Galvanized Steel
FAST FOOD | 3126 BUFORD HWY | DULUTH | Gwinnett | 670408 | 10 |  |  | FALSE |  | FALSE | Removed from Ground | Used Oil | 500 | Unknown | 2016-09-14 | Unknown
FAST FOOD | 3126 BUFORD HWY | DULUTH | Gwinnett | 670408 | 2 | [5 empty] | Removed from Ground | Gas (Historical Use) | 2000 | Bare Steel | 1976-05-25 | Galvanized Steel
FAST FOOD | 3126 BUFORD HWY | DULUTH | Gwinnett | 670408 | 3 | [5 empty] | Removed from Ground | Gas (Historical Use) | 2000 | Bare Steel | 1976-05-25 | Galvanized Steel
FAST FOOD | 3126 BUFORD HWY | DULUTH | Gwinnett | 670408 | 4 | [5 empty] | Removed from Ground | Gas (Historical Use) | 2000 | Bare Steel | 1976-05-25 | Galvanized Steel
FAST FOOD | 3126 BUFORD HWY | DULUTH | Gwinnett | 670408 | 5 | [5 empty] | Removed from Ground | Gas (Historical Use) | 15000 | Bare Steel | 1981-05-24 | Galvanized Steel
FAST FOOD | 3126 BUFORD HWY | DULUTH | Gwinnett | 670408 | 6 | [5 empty] | Removed from Ground | Gas (Historical Use) | 10000 | Bare Steel | 1981-05-24 | Galvanized Steel
FAST FOOD | 3126 BUFORD HWY | DULUTH | Gwinnett | 670408 | 7 |  |  | FALSE |  | FALSE | Removed from Ground | Gas (Historical Use) | 2200 | Unknown | 2016-09-14 | Unknown
FAST FOOD | 3126 BUFORD HWY | DULUTH | Gwinnett | 670408 | 8 |  |  | FALSE |  | FALSE | Removed from Ground | Gas (Historical Use) | 2200 | Unknown | 2016-09-14 | Unknown
FAST FOOD | 3126 BUFORD HWY | DULUTH | Gwinnett | 670408 | 9 |  |  | FALSE |  | FALSE | Removed from Ground | Gas (Historical Use) | 2200 | Unknown | 2016-09-14 | Unknown
SHELL | 259 SCENIC HWY | LAWRENCEVILLE | Gwinnett | 670412 | 1 | [5 empty] | Removed from Ground | Gas (Historical Use) | 6000 | Cathodically Protected Steel | 1978-05-10 | Cathodically Protected
SHELL | 259 SCENIC HWY | LAWRENCEVILLE | Gwinnett | 670412 | 2 | [5 empty] | Removed from Ground | Gas (Historical Use) | 8000 | Cathodically Protected Steel | 1978-05-10 | Cathodically Protected
SHELL | 259 SCENIC HWY | LAWRENCEVILLE | Gwinnett | 670412 | 3 | [5 empty] | Removed from Ground | Gas (Historical Use) | 5000 | Cathodically Protected Steel | 1978-05-10 | Cathodically Protected
SHELL | 259 SCENIC HWY | LAWRENCEVILLE | Gwinnett | 670412 | 4 | Flapper Valve | 1987-08-01 | FALSE | 1987-08-01 | FALSE | Currently in Use | Regular | 10000 | Galvanic (STIP-3) | 1987-08-01 | Fiberglass Reinforced Plastic | Pressurized
SHELL | 259 SCENIC HWY | LAWRENCEVILLE | Gwinnett | 670412 | 5 | Flapper Valve | 1987-08-01 | FALSE | 1987-08-01 | FALSE | Currently in Use | Plus | 10000 | Galvanic (STIP-3) | 1987-08-01 | Fiberglass Reinforced Plastic | Pressurized
SHELL | 259 SCENIC HWY | LAWRENCEVILLE | Gwinnett | 670412 | 6 | Flapper Valve | 1987-08-01 | FALSE | 1987-08-01 | FALSE | Currently in Use | Premium | 10000 | Galvanic (STIP-3) | 1987-08-01 | Fiberglass Reinforced Plastic | Pressurized
SHELL | 259 SCENIC HWY | LAWRENCEVILLE | Gwinnett | 670412 | 7 | Flapper Valve | 1987-08-01 | FALSE | 1987-08-01 | FALSE | Currently in Use | Diesel | 6000 | Galvanic (STIP-3) | 1987-08-01 | Fiberglass Reinforced Plastic | Pressurized
COKER AUTO SVC\EVA G ANDERSON | 506 LYLE CIR | LAWRENCEVILLE | Gwinnett | 670413 | 1 | [5 empty] | Removed from Ground | Diesel | 2000 | Bare Steel | 1970-05-12 | Bare Steel | Safe Suction (Euro)
COKER AUTO SVC\EVA G ANDERSON | 506 LYLE CIR | LAWRENCEVILLE | Gwinnett | 670413 | 2 | [5 empty] | Removed from Ground | Diesel | 2000 | Bare Steel | 1970-05-12 | Bare Steel | Safe Suction (Euro)
COKER AUTO SVC\EVA G ANDERSON | 506 LYLE CIR | LAWRENCEVILLE | Gwinnett | 670413 | 3 | [5 empty] | Removed from Ground | Diesel | 1000 | Bare Steel | 1966-05-13 | Bare Steel | Safe Suction (Euro)
MOUNTAIN PARK ELEMENTARY | 1500 POUNDS RD S.W. | LILBURN | Gwinnett | 670417 | 1 | [5 empty] | Removed from Ground | Empty | 2000 | Bare Steel | 1974-05-11 | Galvanized Steel
GAYLORD CONTAINER LIMITED | 4351 PLEASANTDALE RD | DORAVILLE | Gwinnett | 670420 | 1 | [5 empty] | Removed from Ground | Other | 10000 | Bare Steel | 1966-05-13 | Not Marked | Suction (American)
LECO CORPORATION-FUSION DIVISION | 832 WINER IND WAY | LAWRENCEVILLE | Gwinnett | 670421 | 1 | [5 empty] | Removed from Ground | Diesel | 6000 | Bare Steel | 1973-01-01 | Galvanized Steel
BOOMERSHINE FORD/POTAMKIN FORD | 3230 SATELLITE BLVD | DULUTH | Gwinnett | 670422 | 1 |  |  | TRUE |  | TRUE | Removed from Ground | Used Oil | 1000 | Bare Steel | 1985-05-08 | Bare Steel | Gravity Fed
BOOMERSHINE FORD/POTAMKIN FORD | 3230 SATELLITE BLVD | DULUTH | Gwinnett | 670422 | 2 | [5 empty] | Removed from Ground | Other | 500 | Bare Steel | 1985-05-08 | Bare Steel | Safe Suction (Euro)
BOOMERSHINE FORD/POTAMKIN FORD | 3230 SATELLITE BLVD | DULUTH | Gwinnett | 670422 | 3 | [5 empty] | Removed from Ground | Gas (Historical Use) | 10000 | Bare Steel | 1985-05-08 | Bare Steel | Safe Suction (Euro)
MEGA MART INC | 2106 PLEASANT HILL RD | DULUTH | Gwinnett | 670431 | 1 | Flapper Valve | 1998-12-01 | FALSE | 1998-12-01 | FALSE | Temporarily out of use | Diesel | 550 | Fiberglass | 1984-05-08 | Galvanized Steel | Gravity
HILL & SON | GA HWY 23/BUFORD HWY | SUWANEE | Gwinnett | 670433 | 1 | [5 empty] | Removed from Ground | Gas (Historical Use) | 1000 | Bare Steel | 1974-05-11 | Galvanized Steel
HILL & SON | GA HWY 23/BUFORD HWY | SUWANEE | Gwinnett | 670433 | 2 | [5 empty] | Removed from Ground | Gas (Historical Use) | 1000 | Bare Steel | 1971-05-12 | Galvanized Steel
Mountain Express #498 | 2355 SCENIC HWY | SNELLVILLE | Gwinnett | 670434 | 1 | Ball Float | 1997-10-22 | FALSE | 1994-01-01 | FALSE | Currently in Use | Regular | 8000 | Galvanic (STIP-3) | 1983-05-09 | Fiberglass Reinforced Plastic | Pressurized
Mountain Express #498 | 2355 SCENIC HWY | SNELLVILLE | Gwinnett | 670434 | 2 | Ball Float | 1997-10-22 | FALSE | 1994-01-01 | FALSE | Currently in Use | Premium | 6000 | Galvanic (STIP-3) | 1983-05-09 | Fiberglass Reinforced Plastic | Pressurized
Mountain Express #498 | 2355 SCENIC HWY | SNELLVILLE | Gwinnett | 670434 | 3 | Ball Float | 1997-10-22 | FALSE | 1994-01-01 | FALSE | Temporarily out of use | Diesel | 8000 | Galvanic (STIP-3) | 1983-05-09 | Fiberglass Reinforced Plastic | Pressurized
SIMS 206/ DISCOUNT FOOD MART | 445 WEST PIKE ST | LAWRENCEVILLE | Gwinnett | 670435 | 1 |  | 1996-01-01 | FALSE | 1996-01-01 | FALSE | Temporarily out of use |  | 10000 | Steel-Impressed Current | 2015-11-24 | Steel (Impressed Current) | Pressurized
SIMS 206/ DISCOUNT FOOD MART | 445 WEST PIKE ST | LAWRENCEVILLE | Gwinnett | 670435 | 2 |  | 1996-01-01 | FALSE | 1996-01-01 | FALSE | Temporarily out of use |  | 10000 | Steel-Impressed Current | 2015-11-24 | Steel (Impressed Current) | Pressurized
SIMS 206/ DISCOUNT FOOD MART | 445 WEST PIKE ST | LAWRENCEVILLE | Gwinnett | 670435 | 3 |  | 1996-01-01 | FALSE | 1996-01-01 | FALSE | Temporarily out of use |  | 10000 | Steel-Impressed Current | 2015-11-24 | Steel (Impressed Current) | Pressurized
SIMS 206/ DISCOUNT FOOD MART | 445 WEST PIKE ST | LAWRENCEVILLE | Gwinnett | 670435 | 4 |  | 1996-01-01 | FALSE | 1996-01-01 | FALSE | Temporarily out of use | Diesel | 8000 | Steel-Impressed Current | 2015-11-24 | Steel (Impressed Current) | Pressurized
SIMS 206/ DISCOUNT FOOD MART | 445 WEST PIKE ST | LAWRENCEVILLE | Gwinnett | 670435 | 5 |  | 1996-01-01 |  | 1996-01-01 |  | Temporarily out of use | Kerosene | 6110 | Steel-Impressed Current | 1994-05-01 | Steel (Impressed Current) | Pressurized
ATLANTA EAST | 1243 BEAVER RUIN RD | NORCROSS | Gwinnett | 670131 | 1 |  |  | TRUE |  | TRUE | Removed from Ground | Used Oil | 250 | Bare Steel | 1982-05-01 | Bare Steel
ATLANTA EAST | 1243 BEAVER RUIN RD | NORCROSS | Gwinnett | 670131 | 2 | [5 empty] | Removed from Ground | Gas (Historical Use) | 10000 | Bare Steel | 1986-01-01 | Bare Steel
ATLANTA EAST | 1243 BEAVER RUIN RD | NORCROSS | Gwinnett | 670131 | 3 | [5 empty] | Removed from Ground | Diesel | 10000 | Bare Steel | 1986-01-01 | Bare Steel
ATLANTA EAST | 1243 BEAVER RUIN RD | NORCROSS | Gwinnett | 670131 | 4 | Flapper Valve | 1998-12-01 | FALSE | 1998-12-01 | FALSE | Currently in Use | Diesel | 12000 | Fiberglass | 1998-12-07 | Double-Walled Flex | Pressurized
B J LANDFILL/WASTE MGMT | 2901 JONES MILL RD | DORAVILLE | Gwinnett | 670132 | 1 | [5 empty] | Removed from Ground | Diesel | 10000 | Bare Steel | 1979-05-02 | Galvanized Steel
B J LANDFILL/WASTE MGMT | 2901 JONES MILL RD | DORAVILLE | Gwinnett | 670132 | 2 | [5 empty] | Removed from Ground | Gas (Historical Use) | 10000 | Bare Steel | 1979-05-02 | Galvanized Steel
B J LANDFILL/WASTE MGMT | 2901 JONES MILL RD | DORAVILLE | Gwinnett | 670132 | 3 | [5 empty] | Removed from Ground | Empty | 10000 | Bare Steel | 1979-05-02 | Galvanized Steel
B J LANDFILL/WASTE MGMT | 2901 JONES MILL RD | DORAVILLE | Gwinnett | 670132 | 4 |  |  | TRUE |  | TRUE | Removed from Ground | Used Oil | 500 | Bare Steel | 1990-05-29 | Galvanized Steel
LANDSPAN/FREIGHT TERMINALS INC | 6555 MCDONOUGH DR | NORCROSS | Gwinnett | 670134 | 1 | [5 empty] | Removed from Ground | Diesel | 20000 | Fiberglass | 1976-05-02 | Fiberglass Reinforced Plastic
LANDSPAN/FREIGHT TERMINALS INC | 6555 MCDONOUGH DR | NORCROSS | Gwinnett | 670134 | 2 | [5 empty] | Removed from Ground | Gas (Historical Use) | 10000 | Fiberglass | 1976-05-02 | Fiberglass Reinforced Plastic
LANDSPAN/FREIGHT TERMINALS INC | 6555 MCDONOUGH DR | NORCROSS | Gwinnett | 670134 | 3 | [5 empty] | Removed from Ground | Other | 6000 | Fiberglass | 1976-05-02 | Fiberglass Reinforced Plastic
LANDSPAN/FREIGHT TERMINALS INC | 6555 MCDONOUGH DR | NORCROSS | Gwinnett | 670134 | 4 |  |  | TRUE |  | TRUE | Removed from Ground | Used Oil | 6000 | Fiberglass | 1976-05-02 | Fiberglass Reinforced Plastic
DISCOUNT TOBACCO OUTLET | VACANT-2182 HARBINS RD | DACULA | Gwinnett | 670135 | 1 |  |  | FALSE |  | FALSE | Removed from Ground |  | 6000 | Bare Steel | 1986-04-01 | Galvanized Steel | Suction (American)
DISCOUNT TOBACCO OUTLET | VACANT-2182 HARBINS RD | DACULA | Gwinnett | 670135 | 2 | Flapper Valve | 1998-10-23 | FALSE | 1998-10-23 | FALSE | Currently in Use | Diesel On Road | 2000 | Steel-Impressed Current | 1980-03-01 |  | Safe Suction (Euro)
DISCOUNT TOBACCO OUTLET | VACANT-2182 HARBINS RD | DACULA | Gwinnett | 670135 | 3 |  |  | FALSE |  | FALSE | Removed from Ground | Gas (Historical Use) | 550 | Bare Steel | 1980-03-01 | Galvanized Steel | Suction (American)
DISCOUNT TOBACCO OUTLET | VACANT-2182 HARBINS RD | DACULA | Gwinnett | 670135 | 4 |  |  | FALSE |  | FALSE | Removed from Ground |  | 6000 | Bare Steel | 1986-04-01 | Galvanized Steel | Suction (American)
DISCOUNT TOBACCO OUTLET | VACANT-2182 HARBINS RD | DACULA | Gwinnett | 670135 | 5 | Flapper Valve | 1998-10-23 | FALSE | 1998-10-23 | FALSE | Currently in Use | Diesel Off Road | 1066 | Steel-Impressed Current | 1980-03-01 |  | Safe Suction (Euro)
DISCOUNT TOBACCO OUTLET | VACANT-2182 HARBINS RD | DACULA | Gwinnett | 670135 | 6 | Flapper Valve | 2000-10-23 | FALSE | 2000-10-23 | FALSE | Currently in Use | Premium | 6000 |  | 1986-06-01 |  | Safe Suction (Euro)
DISCOUNT TOBACCO OUTLET | VACANT-2182 HARBINS RD | DACULA | Gwinnett | 670135 | 7 | Flapper Valve | 1998-10-23 | FALSE | 1998-10-23 | FALSE | Currently in Use | Premium | 6000 |  | 1986-06-01 |  | Suction (American)
GUNTER CONSTRUCTION CO INC | 241 MCARTHUR ST | LAWRENCEVILLE | Gwinnett | 670138 | 1 | [5 empty] | Removed from Ground | Diesel | 1000 | Bare Steel | 1984-04-29 | Galvanized Steel
GUNTER CONSTRUCTION CO INC | 241 MCARTHUR ST | LAWRENCEVILLE | Gwinnett | 670138 | 2 | [5 empty] | Removed from Ground | Gas (Historical Use) | 3000 | Bare Steel | 1984-04-29 | Galvanized Steel
GUNTER CONSTRUCTION CO INC | 241 MCARTHUR ST | LAWRENCEVILLE | Gwinnett | 670138 | 3 | [5 empty] | Removed from Ground | Gas (Historical Use) | 3000 | Bare Steel | 1984-04-29 | Galvanized Steel
NAZDAR ATLANTA INC | 4260 PEACHTREE IND BLVD | NORCROSS | Gwinnett | 670139 | 1 |  | 1991-07-01 |  | 1991-07-01 |  | Removed from Ground | Other | 8000 | Cathodically Protected Steel | 1985-04-23 | Galvanized Steel | Pressurized
NAZDAR ATLANTA INC | 4260 PEACHTREE IND BLVD | NORCROSS | Gwinnett | 670139 | 2 |  | 1991-07-01 |  | 1991-07-01 |  | Removed from Ground | Diesel | 6000 | Cathodically Protected Steel | 1985-04-23 | Galvanized Steel | Pressurized
NAZDAR ATLANTA INC | 4260 PEACHTREE IND BLVD | NORCROSS | Gwinnett | 670139 | 3A | Flapper Valve | 1998-10-21 | FALSE | 1998-10-21 | FALSE | Temporarily out of use | Empty | 4000 | Fiberglass | 1998-10-21 | Fiberglass Reinforced Plastic | Pressurized
NAZDAR ATLANTA INC | 4260 PEACHTREE IND BLVD | NORCROSS | Gwinnett | 670139 | 3B | Flapper Valve | 1998-10-21 | FALSE | 1998-10-21 | FALSE | Temporarily out of use | Empty | 4000 | Fiberglass | 1998-10-21 | Fiberglass Reinforced Plastic | Pressurized
FERGUSON FUEL & FOOD CENTRE #6 | 2509 OLD PEACHTREE RD | LAWRENCEVILLE | Gwinnett | 670142 | 1 | [5 empty] | Removed from Ground | Gas (Historical Use) | 4000 | Bare Steel | 1966-05-05 | Galvanized Steel | Suction (American)
FERGUSON FUEL & FOOD CENTRE #6 | 2509 OLD PEACHTREE RD | LAWRENCEVILLE | Gwinnett | 670142 | 2 | [5 empty] | Removed from Ground | Gas (Historical Use) | 4000 | Bare Steel | 1966-05-05 | Galvanized Steel | Suction (American)
FERGUSON FUEL & FOOD CENTRE #6 | 2509 OLD PEACHTREE RD | LAWRENCEVILLE | Gwinnett | 670142 | 3 | [5 empty] | Removed from Ground | Gas (Historical Use) | 4000 | Bare Steel | 1966-05-05 | Galvanized Steel | Suction (American)
FERGUSON FUEL & FOOD CENTRE #6 | 2509 OLD PEACHTREE RD | LAWRENCEVILLE | Gwinnett | 670142 | 4 | [5 empty] | Removed from Ground | Gas (Historical Use) | 4000 | Bare Steel | 1966-05-05 | Galvanized Steel | Suction (American)
PLATINUM REAL ESTATE PARTNERS LLC | 6405 PEACHTREE IND BLVD | NORCROSS | Gwinnett | 670143 | 1 |  | 1991-06-01 |  | 1994-03-01 |  | Currently in Use | Gas (Historical Use) | 15000 | Steel-Impressed Current | 1981-05-01 | Fiberglass Reinforced Plastic | Pressurized
PLATINUM REAL ESTATE PARTNERS LLC | 6405 PEACHTREE IND BLVD | NORCROSS | Gwinnett | 670143 | 2 |  | 1991-06-01 |  | 1994-03-01 |  | Currently in Use | Gas (Historical Use) | 15000 | Steel-Impressed Current | 1981-05-01 | Fiberglass Reinforced Plastic | Pressurized
PLATINUM REAL ESTATE PARTNERS LLC | 6405 PEACHTREE IND BLVD | NORCROSS | Gwinnett | 670143 | 3 |  | 1991-06-01 |  | 1994-03-01 |  | Currently in Use | Gas (Historical Use) | 15000 | Steel-Impressed Current | 1981-05-01 | Fiberglass Reinforced Plastic | Pressurized
PLATINUM REAL ESTATE PARTNERS LLC | 6405 PEACHTREE IND BLVD | NORCROSS | Gwinnett | 670143 | 4 |  | 1991-06-01 |  | 1994-03-01 |  | Currently in Use | Gas (Historical Use) | 6000 | Steel-Impressed Current | 1981-05-01 | Fiberglass Reinforced Plastic | Pressurized
PLATINUM REAL ESTATE PARTNERS LLC | 6405 PEACHTREE IND BLVD | NORCROSS | Gwinnett | 670143 | 5 |  | 1991-06-01 |  | 1994-03-01 |  | Currently in Use | Gas (Historical Use) | 15000 | Steel-Impressed Current | 1981-05-01 | Fiberglass Reinforced Plastic | Pressurized
FUAD ENTERPRISES INC | 3415 MEDLOCK BRIDGE RD | NORCROSS | Gwinnett | 670144 | 1 | [5 empty] | Removed from Ground | Gas (Historical Use) | 2000 | Bare Steel | 1966-05-05 | Galvanized Steel
FUAD ENTERPRISES INC | 3415 MEDLOCK BRIDGE RD | NORCROSS | Gwinnett | 670144 | 2 | [5 empty] | Removed from Ground | Gas (Historical Use) | 2000 | Bare Steel | 1966-05-05 | Galvanized Steel
FUAD ENTERPRISES INC | 3415 MEDLOCK BRIDGE RD | NORCROSS | Gwinnett | 670144 | 3 | [5 empty] | Removed from Ground | Gas (Historical Use) | 4000 | Bare Steel | 1989-08-10 | Galvanized Steel
FUAD ENTERPRISES INC | 3415 MEDLOCK BRIDGE RD | NORCROSS | Gwinnett | 670144 | 4 | Ball Float | 1997-06-01 | FALSE | 1997-06-01 | FALSE | Currently in Use | Regular | 10000 | Composite | 1997-06-01 | Fiberglass Reinforced Plastic | Pressurized
FUAD ENTERPRISES INC | 3415 MEDLOCK BRIDGE RD | NORCROSS | Gwinnett | 670144 | 5 | Ball Float | 1997-06-01 | FALSE | 1997-06-01 | FALSE | Currently in Use | Premium | 10000 | Composite | 1997-06-01 | Fiberglass Reinforced Plastic | Pressurized
FUAD ENTERPRISES INC | 3415 MEDLOCK BRIDGE RD | NORCROSS | Gwinnett | 670144 | 6 | Ball Float | 1997-06-01 | FALSE | 1997-06-01 | FALSE | Currently in Use | Diesel | 3000 | Composite | 1997-06-01 | Fiberglass Reinforced Plastic | Pressurized
FUAD ENTERPRISES INC | 3415 MEDLOCK BRIDGE RD | NORCROSS | Gwinnett | 670144 | 7 | Flapper Valve | 1997-06-01 | FALSE | 1997-06-01 | FALSE | Currently in Use | Kerosene | 1000 | Composite | 1997-06-01 | Fiberglass Reinforced Plastic | Safe Suction (Euro)
FUAD ENTERPRISES INC | 3415 MEDLOCK BRIDGE RD | NORCROSS | Gwinnett | 670144 | 8 | [5 empty] | Removed from Ground | Kerosene | 550 | Bare Steel | 1997-04-09 | Galvanized Steel
CHRISTOPHER'S TEXACO | 5495 BUFORD HWY | NORCROSS | Gwinnett | 670145 | 1 | [5 empty] | Removed from Ground | Gas (Historical Use) | 6000 | Bare Steel | 1970-05-04 | Galvanized Steel
CHRISTOPHER'S TEXACO | 5495 BUFORD HWY | NORCROSS | Gwinnett | 670145 | 2 | [5 empty] | Removed from Ground | Gas (Historical Use) | 6000 | Bare Steel | 1970-05-04 | Galvanized Steel
CHRISTOPHER'S TEXACO | 5495 BUFORD HWY | NORCROSS | Gwinnett | 670145 | 3 | [5 empty] | Removed from Ground | Gas (Historical Use) | 6000 | Bare Steel | 1970-05-04 | Galvanized Steel
FERGUSON WAREHOUSE | 5505 BUFORD HWY | NORCROSS | Gwinnett | 670147 | 1 | [5 empty] | Removed from Ground | Empty | 4000 | Bare Steel | 1968-05-04 | Galvanized Steel | Suction (American)
FERGUSON WAREHOUSE | 5505 BUFORD HWY | NORCROSS | Gwinnett | 670147 | 2 | [5 empty] | Removed from Ground | Empty | 4000 | Bare Steel | 1968-05-04 | Galvanized Steel | Suction (American)
FERGUSON WAREHOUSE | 5505 BUFORD HWY | NORCROSS | Gwinnett | 670147 | 3 | [5 empty] | Removed from Ground | Empty | 4000 | Bare Steel | 1968-05-04 | Galvanized Steel | Suction (American)
FERGUSON WAREHOUSE | 5505 BUFORD HWY | NORCROSS | Gwinnett | 670147 | 4 | [5 empty] | Removed from Ground | Empty | 4000 | Bare Steel | 1968-05-04 | Galvanized Steel | Suction (American)
FERGUSON WAREHOUSE | 5505 BUFORD HWY | NORCROSS | Gwinnett | 670147 | 5 | [5 empty] | Removed from Ground | Empty | 8000 | Bare Steel | 1968-05-04 | Galvanized Steel | Suction (American)
FERGUSON WAREHOUSE | 5505 BUFORD HWY | NORCROSS | Gwinnett | 670147 | 6 | [5 empty] | Removed from Ground | Empty | 8000 | Bare Steel | 1968-05-04 | Galvanized Steel | Suction (American)
FERGUSON WAREHOUSE | 5505 BUFORD HWY | NORCROSS | Gwinnett | 670147 | 7 | [5 empty] | Removed from Ground | Empty | 8000 | Bare Steel | 1968-05-04 | Galvanized Steel | Suction (American)
FERGUSON WAREHOUSE | 5505 BUFORD HWY | NORCROSS | Gwinnett | 670147 | 8 | [5 empty] | Removed from Ground | Empty | 8000 | Bare Steel | 1968-05-04 | Galvanized Steel | Suction (American)
MAKRO INC | 1700 JUERGENS CT (FORMERLY 5300 | NORCROSS | Gwinnett | 670148 | 1 | [5 empty] | Closed in Ground | Empty | 10000 | Bare Steel | 1981-05-01 | Cathodically Protected
MAKRO INC | 1700 JUERGENS CT (FORMERLY 5300 | NORCROSS | Gwinnett | 670148 | 2 | [5 empty] | Closed in Ground | Empty | 10000 | Composite | 1981-05-01 | Unknown
MAKRO INC | 1700 JUERGENS CT (FORMERLY 5300 | NORCROSS | Gwinnett | 670148 | 3 | [5 empty] | Closed in Ground | Empty | 10000 | Composite | 1981-05-01 | Unknown
MAKRO INC | 1700 JUERGENS CT (FORMERLY 5300 | NORCROSS | Gwinnett | 670148 | 4 | [5 empty] | Closed in Ground | Empty | 10000 | Composite | 1981-05-01 | Unknown
METAL PRODUCTS CO | 725 MAIN ST | SUWANEE | Gwinnett | 670149 | 1 | [5 empty] | Removed from Ground | Diesel | 8000 | Bare Steel | 1981-05-01 | Galvanized Steel
JGA CORP JOHN G ALSTON | 2200 COOK DR | DORAVILLE | Gwinnett | 670151 | 1 | [5 empty] | Removed from Ground | Empty | 10000 | Bare Steel | 1984-05-01 | Galvanized Steel
JGA CORP JOHN G ALSTON | 2200 COOK DR | DORAVILLE | Gwinnett | 670151 | 2 |  |  | TRUE |  | TRUE | Removed from Ground | Used Oil | 500 | Bare Steel | 1984-05-01 | Galvanized Steel
GWINNCO MUFFLER | 1010 PEACHTREE IND BLVD | BUFORD | Gwinnett | 670152 | 1 |  |  | TRUE |  | TRUE | Removed from Ground | Used Oil | 250 | Bare Steel | 1986-04-30 | Galvanized Steel
OWEN OF GA INC | 251 HOSEA RD | LAWRENCEVILLE | Gwinnett | 670153 | 1 | [5 empty] | Removed from Ground | Diesel | 1 | Bare Steel | 1986-04-30 | Bare Steel
OWEN OF GA INC | 251 HOSEA RD | LAWRENCEVILLE | Gwinnett | 670153 | 2 | [5 empty] | Removed from Ground | Diesel | 1 | Bare Steel | 1986-04-30 | Bare Steel
OWEN OF GA INC | 251 HOSEA RD | LAWRENCEVILLE | Gwinnett | 670153 | 3 | [5 empty] | Removed from Ground | Gas (Historical Use) | 1 | Bare Steel | 1986-04-30 | Bare Steel
OWEN OF GA INC | 251 HOSEA RD | LAWRENCEVILLE | Gwinnett | 670153 | 4 | [5 empty] | Removed from Ground | Gas (Historical Use) | 1 | Bare Steel | 1986-04-30 | Bare Steel
OWEN OF GA INC | 251 HOSEA RD | LAWRENCEVILLE | Gwinnett | 670153 | 5 |  |  | TRUE |  | TRUE | Removed from Ground | Used Oil | 1 | Bare Steel | 1986-04-30 | Bare Steel
HAPPY FOOD MART | 5496 BUFORD HWY | NORCROSS | Gwinnett | 670154 | 1 | Flapper Valve | 1994-11-01 | FALSE | 1994-11-01 | FALSE | Currently in Use | Kerosene | 4000 | Composite | 1985-03-17 | Fiberglass Reinforced Plastic | Suction (American)
HAPPY FOOD MART | 5496 BUFORD HWY | NORCROSS | Gwinnett | 670154 | 2 | Ball Float | 1994-11-01 | FALSE | 1994-11-01 | FALSE | Currently in Use | Diesel | 8000 | Composite | 1985-03-17 | Fiberglass Reinforced Plastic | Pressurized
HAPPY FOOD MART | 5496 BUFORD HWY | NORCROSS | Gwinnett | 670154 | 3 | Ball Float | 1994-11-01 | FALSE | 1994-11-01 | FALSE | Currently in Use | Premium | 8000 | Composite | 1985-03-17 | Fiberglass Reinforced Plastic | Pressurized
HAPPY FOOD MART | 5496 BUFORD HWY | NORCROSS | Gwinnett | 670154 | 4 | Ball Float | 1994-11-01 | FALSE | 1994-11-01 | FALSE | Currently in Use | Regular | 10000 | Composite | 1985-03-17 | Fiberglass Reinforced Plastic | Pressurized
HAPPY FOOD MART | 5496 BUFORD HWY | NORCROSS | Gwinnett | 670154 | 5 | Ball Float | 1994-11-01 | FALSE | 1994-11-01 | FALSE | Currently in Use | Regular | 10000 | Composite | 1985-03-17 | Fiberglass Reinforced Plastic | Pressurized
TEXACO FOOD MART | 5374 FIVE FORKS TRICKUM RD | LILBURN | Gwinnett | 670155 | 1 | Flapper Valve | 1998-11-13 | FALSE | 1998-11-13 | FALSE | Currently in Use | Regular | 10000 | Steel-Impressed Current | 1985-03-17 | Steel (Impressed Current) | Pressurized
TEXACO FOOD MART | 5374 FIVE FORKS TRICKUM RD | LILBURN | Gwinnett | 670155 | 2 | Flapper Valve | 1998-11-13 | FALSE | 1998-11-13 | FALSE | Currently in Use | Premium | 10000 | Steel-Impressed Current | 1985-03-17 | Steel (Impressed Current) | Pressurized
TEXACO FOOD MART | 5374 FIVE FORKS TRICKUM RD | LILBURN | Gwinnett | 670155 | 3 | Flapper Valve | 1998-11-13 | FALSE | 1998-11-13 | FALSE | Currently in Use | Diesel | 10000 | Steel-Impressed Current | 1985-03-17 | Steel (Impressed Current) | Pressurized
TEXACO FOOD MART | 5374 FIVE FORKS TRICKUM RD | LILBURN | Gwinnett | 670155 | 4 | Flapper Valve | 1998-11-13 | FALSE | 1998-11-13 | FALSE | Currently in Use | Diesel | 10000 | Steel-Impressed Current | 1985-03-17 | Steel (Impressed Current) | Pressurized
TEXACO FOOD MART | 5374 FIVE FORKS TRICKUM RD | LILBURN | Gwinnett | 670155 | 5 | Flapper Valve | 1998-11-13 | FALSE | 1998-11-13 | FALSE | Temporarily out of use | Kerosene | 4000 | Steel-Impressed Current | 1985-03-17 | Steel (Impressed Current) | Pressurized
TEXACO FOOD MART #23 | 7066 BUFORD HWY | DORAVILLE | Gwinnett | 670156 | 7 |  |  | TRUE |  | TRUE | Removed from Ground | Used Oil | 550 | Bare Steel | 1992-05-12 | Galvanized Steel
TEXACO FOOD MART #23 | 7066 BUFORD HWY | DORAVILLE | Gwinnett | 670156 | A | [5 empty] | Removed from Ground | Gas (Historical Use) | 12000 | Bare Steel | 1982-01-01 | Galvanized Steel
TEXACO FOOD MART #23 | 7066 BUFORD HWY | DORAVILLE | Gwinnett | 670156 | B | [5 empty] | Removed from Ground | Gas (Historical Use) | 6000 | Bare Steel | 1966-01-01 | Galvanized Steel
TEXACO FOOD MART #23 | 7066 BUFORD HWY | DORAVILLE | Gwinnett | 670156 | C | [5 empty] | Removed from Ground | Gas (Historical Use) | 6000 | Bare Steel | 1966-01-01 | Galvanized Steel
TEXACO FOOD MART #23 | 7066 BUFORD HWY | DORAVILLE | Gwinnett | 670156 | D | [5 empty] | Removed from Ground | Gas (Historical Use) | 6000 | Bare Steel | 1966-01-01 | Galvanized Steel
TEXACO FOOD MART #23 | 7066 BUFORD HWY | DORAVILLE | Gwinnett | 670156 | E | [5 empty] | Removed from Ground | Diesel | 6000 | Bare Steel | 1966-01-01 | Galvanized Steel
TEXACO FOOD MART #23 | 7066 BUFORD HWY | DORAVILLE | Gwinnett | 670156 | F | [5 empty] | Removed from Ground | Kerosene | 3000 | Bare Steel | 1966-01-01 | Galvanized Steel
TEXACO FOOD MART #23 | 7066 BUFORD HWY | DORAVILLE | Gwinnett | 670156 | G | Ball Float | 1992-05-01 | FALSE | 1992-05-01 | FALSE | Currently in Use | Regular | 15000 | Steel-Impressed Current | 1992-05-15 | Fiberglass Reinforced Plastic | Pressurized
TEXACO FOOD MART #23 | 7066 BUFORD HWY | DORAVILLE | Gwinnett | 670156 | H | Ball Float | 1992-05-01 | FALSE | 1992-05-01 | FALSE | Currently in Use | Plus | 8000 | Galvanic (STIP-3) | 1992-05-15 | Fiberglass Reinforced Plastic | Pressurized
TEXACO FOOD MART #23 | 7066 BUFORD HWY | DORAVILLE | Gwinnett | 670156 | I | Flapper Valve | 1992-05-01 | FALSE | 1992-05-01 | FALSE | Currently in Use | Premium | 8000 | Galvanic (STIP-3) | 1992-05-15 | Fiberglass Reinforced Plastic | Pressurized
TEXACO FOOD MART #23 | 7066 BUFORD HWY | DORAVILLE | Gwinnett | 670156 | J | Flapper Valve | 1992-05-01 | FALSE | 1992-05-01 | FALSE | Currently in Use | Diesel | 4000 | Galvanic (STIP-3) | 1992-05-16 | Fiberglass Reinforced Plastic | Pressurized
TEXACO FOOD MART #23 | 7066 BUFORD HWY | DORAVILLE | Gwinnett | 670156 | K | Ball Float | 1992-05-01 | FALSE | 1992-05-01 | FALSE | Currently in Use | Kerosene | 4000 | Galvanic (STIP-3) | 1992-05-16 | Fiberglass Reinforced Plastic | Safe Suction (Euro)
CITGO AT SNELLVILLE | 3752 US HWY 78 | SNELLVILLE | Gwinnett | 670158 | A | Ball Float | 1993-01-01 | FALSE | 1992-12-01 | FALSE | Currently in Use | E-85 | 12000 | Steel-Impressed Current | 1984-03-17 | Fiberglass Reinforced Plastic | Pressurized
CITGO AT SNELLVILLE | 3752 US HWY 78 | SNELLVILLE | Gwinnett | 670158 | B | Ball Float | 1993-01-01 | FALSE | 1992-12-01 | FALSE | Currently in Use | Regular | 12000 | Steel-Impressed Current | 1984-03-17 | Fiberglass Reinforced Plastic | Pressurized
CITGO AT SNELLVILLE | 3752 US HWY 78 | SNELLVILLE | Gwinnett | 670158 | C | Ball Float | 1993-01-01 | FALSE | 1992-12-01 | FALSE | Currently in Use | Premium | 8000 | Steel-Impressed Current | 1984-03-17 | Fiberglass Reinforced Plastic | Pressurized
CITGO AT SNELLVILLE | 3752 US HWY 78 | SNELLVILLE | Gwinnett | 670158 | D | Flapper Valve | 1993-01-01 | FALSE | 1992-12-01 | FALSE | Currently in Use | Diesel | 8000 | Steel-Impressed Current | 1984-03-17 | Fiberglass Reinforced Plastic | Pressurized
CITGO AT SNELLVILLE | 3752 US HWY 78 | SNELLVILLE | Gwinnett | 670158 | E | Flapper Valve | 1993-01-01 | FALSE | 1992-12-01 | FALSE | Currently in Use | Kerosene | 4000 | Steel-Impressed Current | 1984-03-17 | Fiberglass Reinforced Plastic | Pressurized
U HAUL FACILITY #884033 | 3820 BUFORD DR | BUFORD | Gwinnett | 670162 | 92A |  | 1992-03-01 | FALSE | 1995-03-01 | FALSE | Removed from Ground | E-10 | 12000 | Fiberglass | 1992-03-01 | Fiberglass Reinforced Plastic | Pressurized
U HAUL FACILITY #884033 | 3820 BUFORD DR | BUFORD | Gwinnett | 670162 | 92B |  | 1992-03-01 | FALSE | 1995-03-01 | FALSE | Removed from Ground | E-10 | 12000 | Fiberglass | 1992-03-01 | Fiberglass Reinforced Plastic | Pressurized
U HAUL FACILITY #884033 | 3820 BUFORD DR | BUFORD | Gwinnett | 670162 | 92C |  | 1992-03-01 | FALSE | 1995-03-01 | FALSE | Removed from Ground | E-10 | 12000 | Fiberglass | 1992-04-01 | Fiberglass Reinforced Plastic | Pressurized
U HAUL FACILITY #884033 | 3820 BUFORD DR | BUFORD | Gwinnett | 670162 | 92D |  | 1992-03-01 | FALSE | 1995-03-01 | FALSE | Removed from Ground | Diesel | 4000 | Fiberglass | 1992-03-01 | Fiberglass Reinforced Plastic | Pressurized
U HAUL FACILITY #884033 | 3820 BUFORD DR | BUFORD | Gwinnett | 670162 | 92E |  | 1992-03-01 | FALSE | 1995-03-01 | FALSE | Removed from Ground | E-85 | 4000 | Fiberglass | 1992-03-01 | Fiberglass Reinforced Plastic | Safe Suction (Euro)
U HAUL FACILITY #884033 | 3820 BUFORD DR | BUFORD | Gwinnett | 670162 | A | [5 empty] | Removed from Ground | Gas (Historical Use) | 4000 | Bare Steel | 1976-03-19 | Galvanized Steel | Pressurized
U HAUL FACILITY #884033 | 3820 BUFORD DR | BUFORD | Gwinnett | 670162 | B | [5 empty] | Removed from Ground | Kerosene | 3000 | Bare Steel | 1976-03-19 | Galvanized Steel | Safe Suction (Euro)
U HAUL FACILITY #884033 | 3820 BUFORD DR | BUFORD | Gwinnett | 670162 | C | [5 empty] | Removed from Ground | Gas (Historical Use) | 6000 | Bare Steel | 1976-03-19 | Galvanized Steel | Pressurized
U HAUL FACILITY #884033 | 3820 BUFORD DR | BUFORD | Gwinnett | 670162 | D | [5 empty] | Removed from Ground | Gas (Historical Use) | 6000 | Bare Steel | 1976-03-19 | Galvanized Steel | Safe Suction (Euro)
U HAUL FACILITY #884033 | 3820 BUFORD DR | BUFORD | Gwinnett | 670162 | E | [5 empty] | Removed from Ground | Gas (Historical Use) | 6000 | Bare Steel | 1976-03-19 | Galvanized Steel | Safe Suction (Euro)
U HAUL FACILITY #884033 | 3820 BUFORD DR | BUFORD | Gwinnett | 670162 | F | [5 empty] | Removed from Ground | Diesel | 6000 | Bare Steel | 1976-03-19 | Galvanized Steel | Safe Suction (Euro)
W R GRACE & CO | 6300 BUTTON GWINNETT DR | ATLANTA | Gwinnett | 670163 | 1 | [5 empty] | Removed from Ground | Diesel | 10000 | Bare Steel | 1978-05-02 | Bare Steel
PENSKE TRUCK LEASING | 2300 WEAVER WAY | NORCROSS | Gwinnett | 670165 | 1 | [5 empty] | Removed from Ground | Diesel | 20000 | Bare Steel | 1982-01-01 | Bare Steel | Pressurized
PENSKE TRUCK LEASING | 2300 WEAVER WAY | NORCROSS | Gwinnett | 670165 | 2 | [5 empty] | Removed from Ground | Diesel | 20000 | Bare Steel | 1982-01-01 | Bare Steel | Pressurized
PENSKE TRUCK LEASING | 2300 WEAVER WAY | NORCROSS | Gwinnett | 670165 | 3 | [5 empty] | Removed from Ground | Other | 10000 | Bare Steel | 1982-01-01 | Bare Steel | Suction (American)
PENSKE TRUCK LEASING | 2300 WEAVER WAY | NORCROSS | Gwinnett | 670165 | 4 |  |  | TRUE |  | TRUE | Removed from Ground | Used Oil | 6000 | Bare Steel | 1982-01-01 | Bare Steel | Suction (American)
PENSKE TRUCK LEASING | 2300 WEAVER WAY | NORCROSS | Gwinnett | 670165 | 5 | Flapper Valve | 1996-08-23 | FALSE | 1996-08-23 | FALSE | Currently in Use | Diesel | 20000 | Fiberglass Double Walled | 1996-08-23 | Double-Walled Fiberglass | Pressurized
AAA COOPER TRANSPORTATION | 6421 CORLEY RD | NORCROSS | Gwinnett | 670166 | 1 | [5 empty] | Removed from Ground | Gas (Historical Use) | 10000 | Bare Steel | 1981-02-01 | Galvanized Steel | Suction (American)
AAA COOPER TRANSPORTATION | 6421 CORLEY RD | NORCROSS | Gwinnett | 670166 | 2 | [5 empty] | Removed from Ground | Diesel | 15000 | Bare Steel | 1981-02-01 | Galvanized Steel | Suction (American)
AAA COOPER TRANSPORTATION | 6421 CORLEY RD | NORCROSS | Gwinnett | 670166 | 3 | Flapper Valve | 2005-01-08 | FALSE | 2005-01-08 | FALSE | Currently in Use | Diesel | 20000 | Epoxy Double-Walled | 2005-01-06 | Double-Walled Fiberglass | Pressurized
CHARLIE M COOPER | 1735 DULUTH HWY | LAWRENCEVILLE | Gwinnett | 670168 | 1 | [5 empty] | Removed from Ground | Used Oil | 7000 | Not Marked/Unknown | 1979-05-03 | Not Marked
CHARLIE M COOPER | 1735 DULUTH HWY | LAWRENCEVILLE | Gwinnett | 670168 | 162700 |  | 1997-04-18 |  | 1997-04-18 |  | Removed from Ground | Diesel | 4000 | Galvanic (STIP-3) | 1990-10-12 | Double Walled | Suction (American)
CHARLIE M COOPER | 1735 DULUTH HWY | LAWRENCEVILLE | Gwinnett | 670168 | 2 | [5 empty] | Removed from Ground | Used Oil | 500 | Not Marked/Unknown | 1976-05-03 | Not Marked
NORCROSS SUPPLY CO | 5000 S PEACHTREE ST | NORCROSS | Gwinnett | 670169 | 1 | [5 empty] | Closed in Ground | Diesel | 2000 | Bare Steel | 1971-05-05 | Galvanized Steel | Suction (American)
Q LUBE INC 1160 | 6309 JIMMY CARTER BLVD | NORCROSS | Gwinnett | 670171 | 1 |  |  | TRUE |  | TRUE | Removed from Ground | Used Oil | 2000 | Cathodically Protected Steel | 1985-05-05 | Galvanized Steel
Q LUBE INC 1160 | 6309 JIMMY CARTER BLVD | NORCROSS | Gwinnett | 670171 | 2 | [5 empty] | Removed from Ground | Other | 3000 | Cathodically Protected Steel | 1985-05-05 | Galvanized Steel
Q LUBE INC 1160 | 6309 JIMMY CARTER BLVD | NORCROSS | Gwinnett | 670171 | 3 | [5 empty] | Removed from Ground | Other | 5000 | Cathodically Protected Steel | 1985-05-05 | Galvanized Steel
MINIT LUBE #1152 | 4275 LAWRENCEVILLE HWY | LILBURN | Gwinnett | 670172 | 1 | [5 empty] | Removed from Ground | Other | 2000 | Cathodically Protected Steel | 1980-05-06 | Galvanized Steel
MINIT LUBE #1152 | 4275 LAWRENCEVILLE HWY | LILBURN | Gwinnett | 670172 | 2 | [5 empty] | Removed from Ground | Other | 2000 | Cathodically Protected Steel | 1980-05-06 | Galvanized Steel
MINIT LUBE #1152 | 4275 LAWRENCEVILLE HWY | LILBURN | Gwinnett | 670172 | 3 |  |  | TRUE |  | TRUE | Removed from Ground | Used Oil | 2000 | Cathodically Protected Steel | 1980-05-06 | Galvanized Steel
SHELL QUICK MART | 4785 SUGAR LOAF PARKWAY | LAWRENCEVILLE | Gwinnett | 670173 | 1 |  |  | FALSE |  | FALSE | Removed from Ground |  | 10027 | Bare Steel | 1976-05-07 | Galvanized Steel
SHELL QUICK MART | 4785 SUGAR LOAF PARKWAY | LAWRENCEVILLE | Gwinnett | 670173 | 2 |  |  | FALSE |  | FALSE | Removed from Ground |  | 10027 | Bare Steel | 1976-05-07 | Galvanized Steel
SHELL QUICK MART | 4785 SUGAR LOAF PARKWAY | LAWRENCEVILLE | Gwinnett | 670173 | 3 | Ball Float | 2003-05-01 | FALSE | 2003-05-01 | TRUE | Currently in Use | Regular | 15000 | Epoxy | 2003-05-01 | Double-Walled Fiberglass | Pressurized
SHELL QUICK MART | 4785 SUGAR LOAF PARKWAY | LAWRENCEVILLE | Gwinnett | 670173 | 4A | Ball Float | 2003-05-01 | FALSE | 2003-05-01 | TRUE | Currently in Use | Premium | 10000 | Epoxy | 2003-05-01 | Double-Walled Fiberglass | Pressurized
SHELL QUICK MART | 4785 SUGAR LOAF PARKWAY | LAWRENCEVILLE | Gwinnett | 670173 | 4B | Ball Float | 2003-05-01 | FALSE | 2003-05-01 | TRUE | Currently in Use | Diesel | 5000 | Epoxy | 2003-05-01 | Double-Walled Fiberglass | Pressurized
SHELL | 915 INDIAN TRAIL | LILBURN | Gwinnett | 670174 | 1 | Ball Float | 1995-03-01 | FALSE | 1995-03-01 | FALSE | Currently in Use | Regular | 10000 | Galvanic (STIP-3) | 1985-01-01 | Fiberglass Reinforced Plastic | Pressurized
SHELL | 915 INDIAN TRAIL | LILBURN | Gwinnett | 670174 | 2 | Ball Float | 1995-03-01 | FALSE | 1995-03-01 | FALSE | Currently in Use | Premium | 10000 | Galvanic (STIP-3) | 1985-01-01 | Fiberglass Reinforced Plastic | Pressurized
SHELL | 915 INDIAN TRAIL | LILBURN | Gwinnett | 670174 | 3 | Ball Float | 1995-03-01 | FALSE | 1995-03-01 | FALSE | Currently in Use | Diesel | 6000 | Galvanic (STIP-3) | 1985-01-01 | Fiberglass Reinforced Plastic | Pressurized
INL | 4285 OLD PEACHTREE RD | NORCROSS | Gwinnett | 670176 | 1 | [5 empty] | Removed from Ground | Diesel | 20000 | Bare Steel | 1978-05-04 | Bare Steel
INL | 4285 OLD PEACHTREE RD | NORCROSS | Gwinnett | 670176 | 10 | [5 empty] | Removed from Ground | Other | 1000 | Bare Steel | 1974-05-05 | Bare Steel
INL | 4285 OLD PEACHTREE RD | NORCROSS | Gwinnett | 670176 | 2 | [5 empty] | Removed from Ground | Diesel | 20000 | Bare Steel | 1978-05-04 | Bare Steel
INL | 4285 OLD PEACHTREE RD | NORCROSS | Gwinnett | 670176 | 3 | [5 empty] | Removed from Ground | Diesel | 7000 | Bare Steel | 1974-05-05 | Bare Steel
INL | 4285 OLD PEACHTREE RD | NORCROSS | Gwinnett | 670176 | 4 | [5 empty] | Removed from Ground | Diesel | 7000 | Bare Steel | 1974-05-05 | Bare Steel
INL | 4285 OLD PEACHTREE RD | NORCROSS | Gwinnett | 670176 | 5 | [5 empty] | Removed from Ground | Diesel | 2000 | Bare Steel | 1974-05-05 | Bare Steel
INL | 4285 OLD PEACHTREE RD | NORCROSS | Gwinnett | 670176 | 6 | [5 empty] | Removed from Ground | Diesel | 10000 | Bare Steel | 1978-05-04 | Bare Steel
INL | 4285 OLD PEACHTREE RD | NORCROSS | Gwinnett | 670176 | 7 | [5 empty] | Removed from Ground | Gas (Historical Use) | 4000 | Bare Steel | 1974-05-05 | Bare Steel
INL | 4285 OLD PEACHTREE RD | NORCROSS | Gwinnett | 670176 | 8 | [5 empty] | Removed from Ground | Gas (Historical Use) | 4000 | Bare Steel | 1974-05-05 | Bare Steel
INL | 4285 OLD PEACHTREE RD | NORCROSS | Gwinnett | 670176 | 9 |  |  | TRUE |  | TRUE | Removed from Ground | Used Oil | 2000 | Bare Steel | 1974-05-05 | Bare Steel
COASTAL MART #7052 | 3082 PLEASANT HILL RD | DULUTH | Gwinnett | 670177 | 1 | [5 empty] | Removed from Ground | Gas (Historical Use) | 12000 | Bare Steel | 1981-05-06 | Bare Steel | Pressurized
COASTAL MART #7052 | 3082 PLEASANT HILL RD | DULUTH | Gwinnett | 670177 | 2 | [5 empty] | Removed from Ground | Gas (Historical Use) | 12000 | Bare Steel | 1981-05-06 | Bare Steel | Pressurized
COASTAL MART #7052 | 3082 PLEASANT HILL RD | DULUTH | Gwinnett | 670177 | 3 | [5 empty] | Removed from Ground | Gas (Historical Use) | 10000 | Bare Steel | 1981-05-06 | Bare Steel | Pressurized
COASTAL MART #7052 | 3082 PLEASANT HILL RD | DULUTH | Gwinnett | 670177 | 4 | [5 empty] | Removed from Ground | Diesel | 10000 | Bare Steel | 1981-05-06 | Bare Steel | Pressurized
COASTAL MART #7052 | 3082 PLEASANT HILL RD | DULUTH | Gwinnett | 670177 | 5 |  |  | FALSE |  | FALSE | Removed from Ground | Gas (Historical Use) | 12000 | Unknown | 2004-04-30 | Unknown
COASTAL MART #7052 | 3082 PLEASANT HILL RD | DULUTH | Gwinnett | 670177 | 6 |  |  | FALSE |  | FALSE | Removed from Ground | Gas (Historical Use) | 12000 | Unknown | 2004-04-30 | Unknown
CITGO FOODMART | 4600 PEACHTREE IND BLVD | NORCROSS | Gwinnett | 670178 | 1 | Flapper Valve | 1996-02-01 | FALSE | 1996-02-01 | FALSE | Currently in Use | Regular | 10000 | Fiberglass | 1986-05-05 | Fiberglass Reinforced Plastic | Pressurized
CITGO FOODMART | 4600 PEACHTREE IND BLVD | NORCROSS | Gwinnett | 670178 | 2 | Flapper Valve | 1996-02-01 | FALSE | 1996-02-01 | FALSE | Currently in Use | Premium | 10000 | Fiberglass | 1986-05-05 | Fiberglass Reinforced Plastic | Pressurized
CITGO FOODMART | 4600 PEACHTREE IND BLVD | NORCROSS | Gwinnett | 670178 | 3 | Flapper Valve | 1996-02-01 | FALSE | 1996-02-01 | FALSE | Currently in Use | Diesel | 6000 | Fiberglass | 1986-05-05 | Fiberglass Reinforced Plastic | Pressurized
INTERSTATE NATIONALEASE INC - NO | 4541 BUFORD HWY | NORCROSS | Gwinnett | 670179 | 1 | Overfill Alarm | 1998-11-01 | FALSE | 1998-11-01 | FALSE | Currently in Use | Diesel | 12000 | Steel-Impressed Current | 1985-05-02 | Double-Walled Flex | Pressurized
INTERSTATE NATIONALEASE INC - NO | 4541 BUFORD HWY | NORCROSS | Gwinnett | 670179 | 2 |  |  | FALSE |  | FALSE | Removed from Ground |  | 3000 | Bare Steel | 1985-05-02 | Galvanized Steel | Suction (American)
INTERSTATE NATIONALEASE INC - NO | 4541 BUFORD HWY | NORCROSS | Gwinnett | 670179 | 3 |  |  | TRUE |  | TRUE | Removed from Ground | Used Oil | 1000 | Bare Steel | 1985-05-02 | Galvanized Steel | Gravity Fed
AT&T | 379 KILLIAN HILL RD | LILBURN | Gwinnett | 670180 | 1 | [5 empty] | Removed from Ground | Diesel | 2000 | Cathodically Protected Steel | 1982-01-01 | Bare Steel | Suction (American)
AT&T MICROWAVE TOWER | HWY 20 | GRAYSON | Gwinnett | 670181 | 1 | [5 empty] | Removed from Ground | Diesel | 3000 | Bare Steel | 1966-05-10 | Not Marked
AT&T MICROWAVE TOWER | HWY 20 | GRAYSON | Gwinnett | 670181 | 2 | [5 empty] | Removed from Ground | Diesel | 0 | Bare Steel | 1966-05-10 | Not Marked
PLEASANT HILL ROAD OIL LLC | 2001 PLEASANT HILL RD | DULUTH | Gwinnett | 670182 | 1 |  | 1997-08-01 |  | 1997-08-01 |  | Removed from Ground | Gas (Historical Use) | 10000 | Fiberglass | 1984-05-02 | Fiberglass Reinforced Plastic | Pressurized
PLEASANT HILL ROAD OIL LLC | 2001 PLEASANT HILL RD | DULUTH | Gwinnett | 670182 | 2 |  | 1997-08-01 |  | 1997-08-01 |  | Removed from Ground | Gas (Historical Use) | 10000 | Fiberglass | 1984-05-02 | Fiberglass Reinforced Plastic | Pressurized
PLEASANT HILL ROAD OIL LLC | 2001 PLEASANT HILL RD | DULUTH | Gwinnett | 670182 | 3 |  | 1997-08-01 |  | 1997-08-01 |  | Removed from Ground | Gas (Historical Use) | 10000 | Fiberglass | 1984-05-02 | Fiberglass Reinforced Plastic | Pressurized
PLEASANT HILL ROAD OIL LLC | 2001 PLEASANT HILL RD | DULUTH | Gwinnett | 670182 | 4 |  | 1997-08-01 |  | 1997-08-01 |  | Removed from Ground | Diesel | 10000 | Fiberglass | 1984-05-02 | Fiberglass Reinforced Plastic | Pressurized
PLEASANT HILL ROAD OIL LLC | 2001 PLEASANT HILL RD | DULUTH | Gwinnett | 670182 | 5 | Ball Float | 2003-11-01 | FALSE | 2003-11-01 | FALSE | Currently in Use | Regular | 10000 | Fiberglass Double Walled | 2003-10-08 | Double-Walled Flex | Pressurized
PLEASANT HILL ROAD OIL LLC | 2001 PLEASANT HILL RD | DULUTH | Gwinnett | 670182 | 6 | Ball Float | 2003-11-01 | FALSE | 2003-11-01 | FALSE | Currently in Use | Regular | 10000 | Fiberglass Double Walled | 2003-10-08 | Double-Walled Flex | Pressurized
PLEASANT HILL ROAD OIL LLC | 2001 PLEASANT HILL RD | DULUTH | Gwinnett | 670182 | 7 | Ball Float | 2003-11-01 | FALSE | 2003-11-01 | FALSE | Currently in Use | Premium | 10000 | Fiberglass Double Walled | 2003-10-08 | Double-Walled Flex | Pressurized
PLEASANT HILL ROAD OIL LLC | 2001 PLEASANT HILL RD | DULUTH | Gwinnett | 670182 | 8 | Ball Float | 2003-11-01 | FALSE | 2003-11-01 | FALSE | Currently in Use | Diesel | 10000 | Fiberglass Double Walled | 2003-10-08 | Double-Walled Flex | Pressurized
BP #24076 | 1948 INDIAN TRAIL RD | NORCROSS | Gwinnett | 670183 | 1 |  | 1983-01-01 |  | 1983-01-01 |  | Removed from Ground | Gas (Historical Use) | 10000 | Fiberglass | 1983-05-03 | Fiberglass Reinforced Plastic | Pressurized
BP #24076 | 1948 INDIAN TRAIL RD | NORCROSS | Gwinnett | 670183 | 2 |  | 1983-01-01 |  | 1983-01-01 |  | Removed from Ground | Gas (Historical Use) | 10000 | Fiberglass | 1983-05-03 | Fiberglass Reinforced Plastic | Pressurized
BP #24076 | 1948 INDIAN TRAIL RD | NORCROSS | Gwinnett | 670183 | 3 |  | 1983-01-01 |  | 1983-01-01 |  | Removed from Ground | Gas (Historical Use) | 10000 | Fiberglass | 1983-05-03 | Fiberglass Reinforced Plastic | Pressurized
BP #24076 | 1948 INDIAN TRAIL RD | NORCROSS | Gwinnett | 670183 | 4 |  | 1983-01-01 |  | 1983-01-01 |  | Removed from Ground | Diesel | 10000 | Fiberglass | 1982-05-03 | Fiberglass Reinforced Plastic | Pressurized
HOLCOMB BRIDGE FOOD MART LLC | 6399 SPALDING DR | NORCROSS | Gwinnett | 670184 | 1 | [5 empty] | Removed from Ground | Gas (Historical Use) | 10000 | Bare Steel | 1979-05-04 | Galvanized Steel
HOLCOMB BRIDGE FOOD MART LLC | 6399 SPALDING DR | NORCROSS | Gwinnett | 670184 | 2 | [5 empty] | Removed from Ground | Gas (Historical Use) | 10000 | Bare Steel | 1979-05-04 | Galvanized Steel
HOLCOMB BRIDGE FOOD MART LLC | 6399 SPALDING DR | NORCROSS | Gwinnett | 670184 | 3 | [5 empty] | Removed from Ground | Diesel | 10000 | Bare Steel | 1981-05-03 | Galvanized Steel
HOLCOMB BRIDGE FOOD MART LLC | 6399 SPALDING DR | NORCROSS | Gwinnett | 670184 | 4 | [5 empty] | Removed from Ground | Gas (Historical Use) | 12000 | Bare Steel | 1979-05-04 | Galvanized Steel
HOLCOMB BRIDGE FOOD MART LLC | 6399 SPALDING DR | NORCROSS | Gwinnett | 670184 | 5 | Ball Float | 1989-04-01 | FALSE | 1989-04-01 | FALSE | Currently in Use | Regular | 10000 | Fiberglass | 1989-01-01 | Fiberglass Reinforced Plastic | Pressurized
HOLCOMB BRIDGE FOOD MART LLC | 6399 SPALDING DR | NORCROSS | Gwinnett | 670184 | 6 | Ball Float | 1989-04-01 | FALSE | 1989-04-01 | FALSE | Currently in Use | Regular | 10000 | Fiberglass | 1989-01-01 | Fiberglass Reinforced Plastic | Pressurized
HOLCOMB BRIDGE FOOD MART LLC | 6399 SPALDING DR | NORCROSS | Gwinnett | 670184 | 7 | Ball Float | 1989-04-01 | FALSE | 1989-04-01 | FALSE | Currently in Use | Premium | 10000 | Fiberglass | 1989-01-01 | Fiberglass Reinforced Plastic | Pressurized
HOLCOMB BRIDGE FOOD MART LLC | 6399 SPALDING DR | NORCROSS | Gwinnett | 670184 | 8 | Ball Float | 1989-04-01 | FALSE | 1989-04-01 | FALSE | Currently in Use | Diesel | 10000 | Fiberglass | 1989-01-01 | Fiberglass Reinforced Plastic | Pressurized
BP #24110 | 2080 GA HWY 120 | DULUTH | Gwinnett | 670185 | 1 | [5 empty] | Removed from Ground | Gas (Historical Use) | 3000 | Bare Steel | 1950-05-11 | Galvanized Steel
BP #24110 | 2080 GA HWY 120 | DULUTH | Gwinnett | 670185 | 2 | [5 empty] | Removed from Ground | Gas (Historical Use) | 3000 | Bare Steel | 1950-05-11 | Galvanized Steel
BP #24110 | 2080 GA HWY 120 | DULUTH | Gwinnett | 670185 | 3 | [5 empty] | Removed from Ground | Gas (Historical Use) | 5000 | Bare Steel | 1950-05-11 | Galvanized Steel
BP #24110 | 2080 GA HWY 120 | DULUTH | Gwinnett | 670185 | 4 |  |  | TRUE |  | TRUE | Removed from Ground | Used Oil | 1000 | Bare Steel | 1950-05-11 | Galvanized Steel
BP #24110 | 2080 GA HWY 120 | DULUTH | Gwinnett | 670185 | 5 |  | 1988-01-01 |  | 1988-01-01 |  | Removed from Ground | Gas (Historical Use) | 10000 | Fiberglass | 1988-01-01 | Fiberglass Reinforced Plastic | Pressurized
BP #24110 | 2080 GA HWY 120 | DULUTH | Gwinnett | 670185 | 6 |  | 1988-01-01 |  | 1988-01-01 |  | Removed from Ground | Gas (Historical Use) | 10000 | Fiberglass | 1988-01-01 | Fiberglass Reinforced Plastic | Pressurized
BP #24110 | 2080 GA HWY 120 | DULUTH | Gwinnett | 670185 | 7 |  | 1988-01-01 |  | 1988-01-01 |  | Removed from Ground | Gas (Historical Use) | 10000 | Fiberglass | 1988-01-01 | Fiberglass Reinforced Plastic | Pressurized
BP #24110 | 2080 GA HWY 120 | DULUTH | Gwinnett | 670185 | 9 |  |  | TRUE |  | TRUE | Removed from Ground | Used Oil | 1000 | Fiberglass | 1988-01-01 | Fiberglass Reinforced Plastic | Pressurized
BP #24077/GULF STATION #583088 | 6610 PEACHTREE IND BLVD | NORCROSS | Gwinnett | 670186 | 1 | [5 empty] | Removed from Ground | Gas (Historical Use) | 10000 | Bare Steel | 1979-05-04 | Galvanized Steel
BP #24077/GULF STATION #583088 | 6610 PEACHTREE IND BLVD | NORCROSS | Gwinnett | 670186 | 2 | [5 empty] | Removed from Ground | Gas (Historical Use) | 10000 | Bare Steel | 1979-05-04 | Galvanized Steel
BP #24077/GULF STATION #583088 | 6610 PEACHTREE IND BLVD | NORCROSS | Gwinnett | 670186 | 3 | [5 empty] | Removed from Ground | Diesel | 10000 | Bare Steel | 1980-05-03 | Galvanized Steel
BP #24077/GULF STATION #583088 | 6610 PEACHTREE IND BLVD | NORCROSS | Gwinnett | 670186 | 4 | [5 empty] | Removed from Ground | Gas (Historical Use) | 12000 | Bare Steel | 1979-05-04 | Galvanized Steel
TEXACO FOOD MART DBA JS REAL ESTATE HOLDINGS | 4785 LAWRENCEVILLE HWY NW | LILBURN | Gwinnett | 670187 | 1 | [5 empty] | Removed from Ground | Gas (Historical Use) | 10000 | Bare Steel | 1978-05-04 | Galvanized Steel
TEXACO FOOD MART DBA JS REAL ESTATE HOLDINGS | 4785 LAWRENCEVILLE HWY NW | LILBURN | Gwinnett | 670187 | 2 | [5 empty] | Removed from Ground | Gas (Historical Use) | 10000 | Bare Steel | 1978-05-04 | Galvanized Steel
TEXACO FOOD MART DBA JS REAL ESTATE HOLDINGS | 4785 LAWRENCEVILLE HWY NW | LILBURN | Gwinnett | 670187 | 3 | [5 empty] | Removed from Ground | Diesel | 10000 | Bare Steel | 1981-05-03 | Galvanized Steel
TEXACO FOOD MART DBA JS REAL ESTATE HOLDINGS | 4785 LAWRENCEVILLE HWY NW | LILBURN | Gwinnett | 670187 | 4 | [5 empty] | Removed from Ground | Gas (Historical Use) | 12000 | Bare Steel | 1979-05-04 | Galvanized Steel
TEXACO FOOD MART DBA JS REAL ESTATE HOLDINGS | 4785 LAWRENCEVILLE HWY NW | LILBURN | Gwinnett | 670187 | 5 |  | 1989-11-01 | FALSE | 1989-11-01 | FALSE | Currently in Use | Diesel | 10000 | Fiberglass | 1989-01-01 | Double-Walled Fiberglass | Pressurized
TEXACO FOOD MART DBA JS REAL ESTATE HOLDINGS | 4785 LAWRENCEVILLE HWY NW | LILBURN | Gwinnett | 670187 | 6 |  | 1989-11-01 | FALSE | 1989-11-01 | FALSE | Currently in Use | Gas (Historical Use) | 10000 | Fiberglass | 1989-01-01 | Double-Walled Fiberglass | Pressurized
TEXACO FOOD MART DBA JS REAL ESTATE HOLDINGS | 4785 LAWRENCEVILLE HWY NW | LILBURN | Gwinnett | 670187 | 7 |  | 1989-11-01 | FALSE | 1989-11-01 | FALSE | Currently in Use | Gas (Historical Use) | 10000 | Fiberglass | 1989-01-01 | Fiberglass Reinforced Plastic | Pressurized
BP #24090\GULF #496869 | 2724 MAIN ST | SNELLVILLE | Gwinnett | 670188 | 1 | [5 empty] | Removed from Ground | Gas (Historical Use) | 10000 | Bare Steel | 1977-05-04 | Galvanized Steel
BP #24090\GULF #496869 | 2724 MAIN ST | SNELLVILLE | Gwinnett | 670188 | 2 | [5 empty] | Removed from Ground | Gas (Historical Use) | 10000 | Bare Steel | 1977-05-04 | Galvanized Steel
BP #24090\GULF #496869 | 2724 MAIN ST | SNELLVILLE | Gwinnett | 670188 | 3 | [5 empty] | Removed from Ground | Diesel | 10000 | Bare Steel | 1982-05-03 | Galvanized Steel
BP #24090\GULF #496869 | 2724 MAIN ST | SNELLVILLE | Gwinnett | 670188 | 4 | [5 empty] | Removed from Ground | Gas (Historical Use) | 12000 | Bare Steel | 1977-05-04 | Galvanized Steel
BP #24090\GULF #496869 | 2724 MAIN ST | SNELLVILLE | Gwinnett | 670188 | 5 | [5 empty] | Removed from Ground | Diesel | 10000 | Fiberglass | 1987-01-01 | Fiberglass Reinforced Plastic
BP #24109/GULF #267484 | 126 LEE ST | BUFORD | Gwinnett | 670190 | 1 |  |  | TRUE |  | TRUE | Removed from Ground | Used Oil | 550 | Bare Steel | 1956-05-09 | Galvanized Steel
BP #24109/GULF #267484 | 126 LEE ST | BUFORD | Gwinnett | 670190 | 2 | [5 empty] | Removed from Ground | Gas (Historical Use) | 3000 | Bare Steel | 1956-05-09 | Galvanized Steel
BP #24109/GULF #267484 | 126 LEE ST | BUFORD | Gwinnett | 670190 | 3 | [5 empty] | Removed from Ground | Gas (Historical Use) | 3000 | Bare Steel | 1956-05-09 | Galvanized Steel
BP #24109/GULF #267484 | 126 LEE ST | BUFORD | Gwinnett | 670190 | 4 | [5 empty] | Removed from Ground | Gas (Historical Use) | 3000 | Bare Steel | 1956-05-09 | Galvanized Steel
BP #24109/GULF #267484 | 126 LEE ST | BUFORD | Gwinnett | 670190 | 5 | [5 empty] | Removed from Ground | Diesel | 3000 | Bare Steel | 1956-05-09 | Galvanized Steel
BP #24109/GULF #267484 | 126 LEE ST | BUFORD | Gwinnett | 670190 | 6 |  |  | TRUE |  | TRUE | Removed from Ground | Diesel | 550 | Not Marked/Unknown | 1956-05-09 | Not Marked
GULF #267492 | 188 PIKE ST | LAWRENCEVILLE | Gwinnett | 670191 | 1 | [5 empty] | Removed from Ground | Gas (Historical Use) | 6000 | Bare Steel | 1965-05-07 | Galvanized Steel
GULF #267492 | 188 PIKE ST | LAWRENCEVILLE | Gwinnett | 670191 | 2 | [5 empty] | Removed from Ground | Gas (Historical Use) | 10000 | Bare Steel | 1974-05-05 | Galvanized Steel
GULF #267492 | 188 PIKE ST | LAWRENCEVILLE | Gwinnett | 670191 | 3 | [5 empty] | Removed from Ground | Gas (Historical Use) | 6000 | Bare Steel | 1965-05-07 | Galvanized Steel
GULF #267492 | 188 PIKE ST | LAWRENCEVILLE | Gwinnett | 670191 | 4 | [5 empty] | Removed from Ground | Gas (Historical Use) | 6000 | Bare Steel | 1965-05-07 | Galvanized Steel
GULF #267492 | 188 PIKE ST | LAWRENCEVILLE | Gwinnett | 670191 | 5 |  |  | TRUE |  | TRUE | Removed from Ground | Used Oil | 550 | Bare Steel | 1965-05-07 | Galvanized Steel
BP #24116 | 3905 LAWRENCEVILLE HWY | LILBURN | Gwinnett | 670192 | 1 | [5 empty] | Removed from Ground | Gas (Historical Use) | 10000 | Bare Steel | 1979-05-04 | Galvanized Steel
BP #24116 | 3905 LAWRENCEVILLE HWY | LILBURN | Gwinnett | 670192 | 2 | [5 empty] | Removed from Ground | Gas (Historical Use) | 10000 | Bare Steel | 1979-05-04 | Galvanized Steel
BP #24116 | 3905 LAWRENCEVILLE HWY | LILBURN | Gwinnett | 670192 | 3 | [5 empty] | Removed from Ground | Diesel | 12000 | Bare Steel | 1981-05-03 | Galvanized Steel
BP #24116 | 3905 LAWRENCEVILLE HWY | LILBURN | Gwinnett | 670192 | 4 | [5 empty] | Removed from Ground | Gas (Historical Use) | 10000 | Bare Steel | 1979-05-04 | Galvanized Steel
BP #24116 | 3905 LAWRENCEVILLE HWY | LILBURN | Gwinnett | 670192 | 5 | [5 empty] | Removed from Ground | Other | 10000 | Not Marked/Unknown | 1988-01-01 | Not Marked
BP #24116 | 3905 LAWRENCEVILLE HWY | LILBURN | Gwinnett | 670192 | 6 | [5 empty] | Removed from Ground | Other | 10000 | Not Marked/Unknown | 1988-01-01 | Not Marked
BP #24116 | 3905 LAWRENCEVILLE HWY | LILBURN | Gwinnett | 670192 | 7 | [5 empty] | Removed from Ground | Other | 10000 | Not Marked/Unknown | 1988-01-01 | Not Marked
BP #24116 | 3905 LAWRENCEVILLE HWY | LILBURN | Gwinnett | 670192 | 8 | [5 empty] | Removed from Ground | Other | 10000 | Not Marked/Unknown | 1988-01-01 | Not Marked
BP #24116 | 3905 LAWRENCEVILLE HWY | LILBURN | Gwinnett | 670192 | 9 |  |  | FALSE |  | FALSE | Removed from Ground | Not Marked/Tank Removed | 550 | Unknown | 2009-11-19 | Unknown
BP #24114/GULF #267666 | 606 CROGAN ST | LAWRENCEVILLE | Gwinnett | 670193 | 1 |  |  | TRUE |  | TRUE | Removed from Ground | Used Oil | 550 | Bare Steel | 1965-05-07 | Galvanized Steel
BP #24114/GULF #267666 | 606 CROGAN ST | LAWRENCEVILLE | Gwinnett | 670193 | 2 | [5 empty] | Removed from Ground | Gas (Historical Use) | 6000 | Bare Steel | 1965-05-07 | Galvanized Steel
BP #24114/GULF #267666 | 606 CROGAN ST | LAWRENCEVILLE | Gwinnett | 670193 | 3 | [5 empty] | Removed from Ground | Gas (Historical Use) | 6000 | Bare Steel | 1965-05-07 | Galvanized Steel
BP #24114/GULF #267666 | 606 CROGAN ST | LAWRENCEVILLE | Gwinnett | 670193 | 4 | [5 empty] | Removed from Ground | Gas (Historical Use) | 6000 | Bare Steel | 1965-05-07 | Galvanized Steel
BP #24114/GULF #267666 | 606 CROGAN ST | LAWRENCEVILLE | Gwinnett | 670193 | 5 | [5 empty] | Removed from Ground | Kerosene | 10000 | Fiberglass | 1985-02-19 | Galvanized Steel
BP #24114/GULF #267666 | 606 CROGAN ST | LAWRENCEVILLE | Gwinnett | 670193 | 6 | [5 empty] | Removed from Ground | Gas (Historical Use) | 10000 | Fiberglass | 1985-02-19 | Fiberglass Reinforced Plastic
BP #24114/GULF #267666 | 606 CROGAN ST | LAWRENCEVILLE | Gwinnett | 670193 | 7 |  |  | TRUE |  | TRUE | Removed from Ground | Used Oil | 500 | Fiberglass | 1985-02-19 | Fiberglass Reinforced Plastic
BP #24114/GULF #267666 | 606 CROGAN ST | LAWRENCEVILLE | Gwinnett | 670193 | 8 | [5 empty] | Removed from Ground | Gas (Historical Use) | 10000 | Fiberglass | 1985-02-19 | Fiberglass Reinforced Plastic
BP #24123 | 2966 GA HWY 317 | SUWANEE | Gwinnett | 670194 | 1 |  |  | TRUE |  | TRUE | Removed from Ground | Used Oil | 550 | Bare Steel | 1966-05-07 | Galvanized Steel
BP #24123 | 2966 GA HWY 317 | SUWANEE | Gwinnett | 670194 | 2 | [5 empty] | Removed from Ground | Gas (Historical Use) | 6000 | Bare Steel | 1965-05-07 | Galvanized Steel
BP #24123 | 2966 GA HWY 317 | SUWANEE | Gwinnett | 670194 | 3 | [5 empty] | Removed from Ground | Gas (Historical Use) | 6000 | Bare Steel | 1965-05-07 | Galvanized Steel
BP #24123 | 2966 GA HWY 317 | SUWANEE | Gwinnett | 670194 | 4 | [5 empty] | Removed from Ground | Gas (Historical Use) | 6000 | Bare Steel | 1965-05-07 | Galvanized Steel
BP #24123 | 2966 GA HWY 317 | SUWANEE | Gwinnett | 670194 | 5 | [5 empty] | Removed from Ground | Gas (Historical Use) | 10000 | Bare Steel | 1971-05-06 | Galvanized Steel
BP #24123 | 2966 GA HWY 317 | SUWANEE | Gwinnett | 670194 | 6 | [5 empty] | Removed from Ground | Diesel | 10000 | Bare Steel | 1971-05-06 | Galvanized Steel
BP #24123 | 2966 GA HWY 317 | SUWANEE | Gwinnett | 670194 | 7 |  | 1989-01-01 |  | 1989-01-01 |  | Removed from Ground | Gas (Historical Use) | 10000 | Fiberglass | 1989-01-01 | Fiberglass Reinforced Plastic | Pressurized
BP #24123 | 2966 GA HWY 317 | SUWANEE | Gwinnett | 670194 | 8 |  | 1989-01-01 |  | 1989-01-01 |  | Removed from Ground | Gas (Historical Use) | 10000 | Fiberglass | 1989-01-01 | Fiberglass Reinforced Plastic | Pressurized
BP #24123 | 2966 GA HWY 317 | SUWANEE | Gwinnett | 670194 | 9 |  | 1989-01-01 |  | 1989-01-01 |  | Removed from Ground | Gas (Historical Use) | 10000 | Fiberglass | 1989-01-01 | Fiberglass Reinforced Plastic | Pressurized
BP #24069/GULF #267435/2409 | 5570 JIMMY CARTER BLVD | NORCROSS | Gwinnett | 670195 | 1 | [5 empty] | Removed from Ground | Gas (Historical Use) | 10000 | Fiberglass | 1974-05-05 | Fiberglass Reinforced Plastic
BP #24069/GULF #267435/2409 | 5570 JIMMY CARTER BLVD | NORCROSS | Gwinnett | 670195 | 2 | [5 empty] | Removed from Ground | Gas (Historical Use) | 10000 | Fiberglass | 1974-05-05 | Fiberglass Reinforced Plastic
BP #24069/GULF #267435/2409 | 5570 JIMMY CARTER BLVD | NORCROSS | Gwinnett | 670195 | 3 | [5 empty] | Removed from Ground | Gas (Historical Use) | 10000 | Fiberglass | 1974-05-05 | Fiberglass Reinforced Plastic
BP #24069/GULF #267435/2409 | 5570 JIMMY CARTER BLVD | NORCROSS | Gwinnett | 670195 | 4 | [5 empty] | Removed from Ground | Gas (Historical Use) | 10000 | Fiberglass | 1974-05-05 | Fiberglass Reinforced Plastic
BP #24069/GULF #267435/2409 | 5570 JIMMY CARTER BLVD | NORCROSS | Gwinnett | 670195 | 5 | [5 empty] | Removed from Ground | Diesel | 10000 | Bare Steel | 1980-05-03 | Galvanized Steel
JCB FUEL SITE GWINNETT COUNTY FIRE STATION #11 | 6160 CRESCENT DR | NORCROSS | Gwinnett | 670197 | 1 | [5 empty] | Removed from Ground | Gas (Historical Use) | 10000 | Bare Steel | 1978-05-04 | Galvanized Steel
JCB FUEL SITE GWINNETT COUNTY FIRE STATION #11 | 6160 CRESCENT DR | NORCROSS | Gwinnett | 670197 | 2 | [5 empty] | Removed from Ground | Diesel | 10000 | Bare Steel | 1978-05-04 | Galvanized Steel
JCB FUEL SITE GWINNETT COUNTY FIRE STATION #11 | 6160 CRESCENT DR | NORCROSS | Gwinnett | 670197 | 3 | [5 empty] | Removed from Ground | Gas (Historical Use) | 10000 | Bare Steel | 1978-05-04 | Galvanized Steel
JCB FUEL SITE GWINNETT COUNTY FIRE STATION #11 | 6160 CRESCENT DR | NORCROSS | Gwinnett | 670197 | 4 | [5 empty] | Removed from Ground | Diesel | 500 | Bare Steel | 1979-05-04 | Galvanized Steel
JCB FUEL SITE GWINNETT COUNTY FIRE STATION #11 | 6160 CRESCENT DR | NORCROSS | Gwinnett | 670197 | 5 | Ball Float | 1989-04-05 | FALSE | 1989-04-05 | FALSE | Currently in Use | Gas (Historical Use) | 12000 | Galvanic (STIP-3) | 1989-04-05 | Fiberglass Reinforced Plastic | Pressurized
JCB FUEL SITE GWINNETT COUNTY FIRE STATION #11 | 6160 CRESCENT DR | NORCROSS | Gwinnett | 670197 | 6 | Ball Float | 1989-04-05 | FALSE | 1989-04-05 | FALSE | Currently in Use | Diesel | 12000 | Galvanic (STIP-3) | 1989-04-05 | Fiberglass Reinforced Plastic | Pressurized
JCB FUEL SITE GWINNETT COUNTY FIRE STATION #11 | 6160 CRESCENT DR | NORCROSS | Gwinnett | 670197 | 7 | Ball Float | 1989-04-05 | FALSE | 1989-04-05 | FALSE | Currently in Use | Regular | 12000 | Galvanic (STIP-3) | 1989-04-05 | Fiberglass Reinforced Plastic | Pressurized
BUFORD FUEL SITE GWINNETT COUNTY FIRE STATION #14 | 1600 BUFORD HWY | BUFORD | Gwinnett | 670198 | 1 |  | 1992-03-06 |  | 1992-03-06 |  | Removed from Ground | Gas (Historical Use) | 10000 | Bare Steel | 1979-05-04 | Fiberglass Reinforced Plastic | Suction (American)
BUFORD FUEL SITE GWINNETT COUNTY FIRE STATION #14 | 1600 BUFORD HWY | BUFORD | Gwinnett | 670198 | 2 |  | 1992-03-06 |  | 1992-03-06 |  | Removed from Ground | Diesel | 10000 | Bare Steel | 1979-05-04 | Fiberglass Reinforced Plastic | Suction (American)
BUFORD FUEL SITE GWINNETT COUNTY FIRE STATION #14 | 1600 BUFORD HWY | BUFORD | Gwinnett | 670198 | 3 |  | 1992-03-06 |  | 1992-03-06 |  | Removed from Ground | Gas (Historical Use) | 10000 | Bare Steel | 1979-05-04 | Fiberglass Reinforced Plastic | Suction (American)
BUFORD FUEL SITE GWINNETT COUNTY FIRE STATION #14 | 1600 BUFORD HWY | BUFORD | Gwinnett | 670198 | 4 | [5 empty] | Removed from Ground | Diesel | 2000 | Bare Steel | 1981-05-03 | Galvanized Steel
BUFORD FUEL SITE GWINNETT COUNTY FIRE STATION #14 | 1600 BUFORD HWY | BUFORD | Gwinnett | 670198 | 5 | Ball Float | 1999-02-01 | FALSE | 1999-02-01 | FALSE | Currently in Use | Regular | 15000 | Fiberglass Double Walled | 1999-02-01 | Fiberglass Reinforced Plastic | Pressurized
BUFORD FUEL SITE GWINNETT COUNTY FIRE STATION #14 | 1600 BUFORD HWY | BUFORD | Gwinnett | 670198 | 6 | Flapper Valve | 1999-02-01 | FALSE | 1999-02-01 | FALSE | Currently in Use | Diesel | 15000 | Fiberglass Double Walled | 1999-02-01 | Fiberglass Reinforced Plastic | Pressurized
SNELLVILLE MIDDLE SCHOOL FUEL SITE | 3155 PATE RD | SNELLVILLE | Gwinnett | 670199 | 1 | [5 empty] | Removed from Ground | Gas (Historical Use) | 12000 | Bare Steel | 1978-05-04 | Galvanized Steel
SNELLVILLE MIDDLE SCHOOL FUEL SITE | 3155 PATE RD | SNELLVILLE | Gwinnett | 670199 | 2 | [5 empty] | Removed from Ground | Diesel | 10000 | Bare Steel | 1978-05-04 | Galvanized Steel
SNELLVILLE MIDDLE SCHOOL FUEL SITE | 3155 PATE RD | SNELLVILLE | Gwinnett | 670199 | 3 | [5 empty] | Removed from Ground | Gas (Historical Use) | 12000 | Bare Steel | 1978-05-04 | Galvanized Steel
SNELLVILLE MIDDLE SCHOOL FUEL SITE | 3155 PATE RD | SNELLVILLE | Gwinnett | 670199 | 4 | [5 empty] | Removed from Ground | Other | 550 | Bare Steel | 1978-05-04 | Galvanized Steel
SNELLVILLE MIDDLE SCHOOL FUEL SITE | 3155 PATE RD | SNELLVILLE | Gwinnett | 670199 | 5 | Overfill Alarm | 1991-10-08 |  | 1991-10-08 |  | Removed from Ground | Gas (Historical Use) | 12000 | Fiberglass | 1992-01-01 | Fiberglass Reinforced Plastic | Pressurized
SNELLVILLE MIDDLE SCHOOL FUEL SITE | 3155 PATE RD | SNELLVILLE | Gwinnett | 670199 | 6 | Overfill Alarm | 1991-10-08 |  | 1991-10-08 |  | Removed from Ground | Diesel | 12000 | Fiberglass | 1992-01-01 | Fiberglass Reinforced Plastic | Pressurized
SNELLVILLE MIDDLE SCHOOL FUEL SITE | 3155 PATE RD | SNELLVILLE | Gwinnett | 670199 | 7 | [5 empty] | Removed from Ground | Other | 550 | Double Walled | 1992-01-01 | Fiberglass Reinforced Plastic
SWEETWATER MIDDLE SCHOOL STATION | 3500 CRUSE RD | LILBURN | Gwinnett | 670200 | 1 |  | 1991-08-29 |  | 1991-08-29 |  | Removed from Ground | Gas (Historical Use) | 12000 | Bare Steel | 1982-01-01 | Fiberglass Reinforced Plastic | Suction (American)
SWEETWATER MIDDLE SCHOOL STATION | 3500 CRUSE RD | LILBURN | Gwinnett | 670200 | 2 |  | 1991-08-29 |  | 1991-08-29 |  | Removed from Ground | Diesel | 12000 | Bare Steel | 1982-01-01 | Fiberglass Reinforced Plastic | Suction (American)
SWEETWATER MIDDLE SCHOOL STATION | 3500 CRUSE RD | LILBURN | Gwinnett | 670200 | 3 |  | 1991-08-29 |  | 1991-08-29 |  | Removed from Ground | Diesel | 12000 | Bare Steel | 1982-01-01 | Fiberglass Reinforced Plastic | Suction (American)
SWEETWATER MIDDLE SCHOOL STATION | 3500 CRUSE RD | LILBURN | Gwinnett | 670200 | 4 | [5 empty] | Removed from Ground | Other | 550 | Bare Steel | 1982-01-01 | Fiberglass Reinforced Plastic
SUMMEROUR MIDDLE SCHOOL/FUEL STA | 585 MITCHELL RD | NORCROSS | Gwinnett | 670201 | 1 | [5 empty] | Removed from Ground | Gas (Historical Use) | 12000 | Bare Steel | 1982-01-01 | Fiberglass Reinforced Plastic | Suction (American)
SUMMEROUR MIDDLE SCHOOL/FUEL STA | 585 MITCHELL RD | NORCROSS | Gwinnett | 670201 | 2 | [5 empty] | Removed from Ground | Diesel | 10000 | Bare Steel | 1982-01-01 | Galvanized Steel | Suction (American)
SUMMEROUR MIDDLE SCHOOL/FUEL STA | 585 MITCHELL RD | NORCROSS | Gwinnett | 670201 | 3 | [5 empty] | Removed from Ground | Diesel | 12000 | Bare Steel | 1982-01-01 | Fiberglass Reinforced Plastic | Suction (American)
SUMMEROUR MIDDLE SCHOOL/FUEL STA | 585 MITCHELL RD | NORCROSS | Gwinnett | 670201 | 4 | [5 empty] | Removed from Ground | Other | 550 | Bare Steel | 1982-01-01 | Fiberglass Reinforced Plastic
SHILOH MIDDLE SCHOOL STATION #7 | 4285 SHILOH RD @ ROSS RD | LITHONIA | Gwinnett | 670202 | 1 |  | 1991-10-31 |  | 1991-10-31 |  | Removed from Ground | Gas (Historical Use) | 12000 | Bare Steel | 1982-01-01 | Fiberglass Reinforced Plastic | Suction (American)
SHILOH MIDDLE SCHOOL STATION #7 | 4285 SHILOH RD @ ROSS RD | LITHONIA | Gwinnett | 670202 | 2 |  | 1991-10-31 |  | 1991-10-31 |  | Removed from Ground | Diesel | 12000 | Bare Steel | 1982-01-01 | Fiberglass Reinforced Plastic | Suction (American)
SHILOH MIDDLE SCHOOL STATION #7 | 4285 SHILOH RD @ ROSS RD | LITHONIA | Gwinnett | 670202 | 3 |  | 1991-10-31 |  | 1991-10-31 |  | Removed from Ground | Diesel | 12000 | Bare Steel | 1982-01-01 | Fiberglass Reinforced Plastic | Suction (American)
SHILOH MIDDLE SCHOOL STATION #7 | 4285 SHILOH RD @ ROSS RD | LITHONIA | Gwinnett | 670202 | 4 | [5 empty] | Removed from Ground | Other | 550 | Bare Steel | 1982-01-01 | Fiberglass Reinforced Plastic
DACULA HIGH SCHOOL/STATION #8 | 163 BROAD ST | DACULA | Gwinnett | 670203 | 1 |  | 1991-12-31 |  | 1991-12-31 |  | Removed from Ground | Gas (Historical Use) | 12000 | Bare Steel | 1982-01-01 | Fiberglass Reinforced Plastic | Suction (American)
DACULA HIGH SCHOOL/STATION #8 | 163 BROAD ST | DACULA | Gwinnett | 670203 | 2 |  | 1991-12-31 |  | 1991-12-31 |  | Removed from Ground | Diesel | 12000 | Bare Steel | 1982-01-01 | Fiberglass Reinforced Plastic | Suction (American)
DACULA HIGH SCHOOL/STATION #8 | 163 BROAD ST | DACULA | Gwinnett | 670203 | 3 |  | 1991-12-31 |  | 1991-12-31 |  | Removed from Ground | Diesel | 12000 | Bare Steel | 1982-01-01 | Fiberglass Reinforced Plastic | Suction (American)
DACULA HIGH SCHOOL/STATION #8 | 163 BROAD ST | DACULA | Gwinnett | 670203 | 4 | [5 empty] | Removed from Ground | Other | 550 | Bare Steel | 1982-01-01 | Fiberglass Reinforced Plastic | Suction (American)
GWINNETT COUNTY BOARD OF COMMISS | 53 GWINNETT DR | LAWRENCEVILLE | Gwinnett | 670204 | 1 | Flapper Valve | 1992-03-26 |  | 1992-03-26 |  | Removed from Ground | Gas (Historical Use) | 12000 | Steel-Impressed Current | 1980-05-03 | Fiberglass Reinforced Plastic | Suction (American)
GWINNETT COUNTY BOARD OF COMMISS | 53 GWINNETT DR | LAWRENCEVILLE | Gwinnett | 670204 | 2 | Flapper Valve |  |  |  |  | Removed from Ground | Diesel | 12000 | Steel-Impressed Current | 1980-05-03 | Fiberglass Reinforced Plastic
GWINNETT COUNTY BOARD OF COMMISS | 53 GWINNETT DR | LAWRENCEVILLE | Gwinnett | 670204 | 3 | Flapper Valve |  |  |  |  | Removed from Ground | Gas (Historical Use) | 12000 | Steel-Impressed Current | 1980-05-03 | Fiberglass Reinforced Plastic
GWINNETT COUNTY BOARD OF COMMISS | 53 GWINNETT DR | LAWRENCEVILLE | Gwinnett | 670204 | 4 | [5 empty] | Removed from Ground | Other | 550 | Bare Steel | 1980-05-03 | Galvanized Steel
GWINNETT COUNTY BOARD OF COMMISS | 53 GWINNETT DR | LAWRENCEVILLE | Gwinnett | 670204 | 5 | [5 empty] | Removed from Ground | Other | 550 | Bare Steel | 1974-05-05 | Galvanized Steel
GWINNETT CTY FIRE STATION #1 | 57 COLLEGE ST | NORCROSS | Gwinnett | 670205 | 1 | [5 empty] | Removed from Ground | Empty | 1000 | Bare Steel | 1974-05-05 | Galvanized Steel
GWINNETT CTY FIRE STATION #2 | 12 HARMONY GROVE CHURCH RD | LILBURN | Gwinnett | 670206 | 1 | [5 empty] | Removed from Ground | Empty | 1000 | Bare Steel | 1976-05-04 | Galvanized Steel
FIRE STATION 3 | 4394 FIVE FORKS TRICKUM RD | LILBURN | Gwinnett | 670207 | 1 | [5 empty] | Closed in Ground | Empty | 1000 | Bare Steel | 1974-05-05 | Galvanized Steel
GWINNETT COUNTY FIRE STATION #4 | 5550 SPALDING DR | NORCROSS | Gwinnett | 670208 | 1 | [5 empty] | Closed in Ground | Empty | 1000 | Bare Steel | 1974-05-05 | Galvanized Steel
GWINNETT COUNTY FIRE STATION #5 | 3356 CLUB DR | LAWRENCEVILLE | Gwinnett | 670209 | 1 | [5 empty] | Closed in Ground | Empty | 1000 | Bare Steel | 1978-05-04 | Galvanized Steel
GWINNETT CO FIRE STATION #6 | 3620 HWY 124 | LITHONIA | Gwinnett | 670210 | 1 | [5 empty] | Closed in Ground | Empty | 1000 | Bare Steel | 1978-05-04 | Galvanized Steel
GWINNETT CO FIRE STATION #7 FUEL | 3288 GA HWY 120 | DULUTH | Gwinnett | 670211 | 1 | [5 empty] | Removed from Ground | Gas (Historical Use) | 1000 | Bare Steel | 1974-05-05 | Galvanized Steel
GWINNETT COUNTY FIRE STATION #8 | 2244 HWY 20 | GRAYSON | Gwinnett | 670212 | 1 | [5 empty] | Removed from Ground | Empty | 1000 | Bare Steel | 1978-05-04 | Galvanized Steel
GWINNETT CO FIRE STATION #9 | 1900 FIVE FORKS TRICKUM RD | LAWRENCEVILLE | Gwinnett | 670213 | 1 | [5 empty] | Removed from Ground | Empty | 1000 | Bare Steel | 1978-05-04 | Galvanized Steel
GWINNETT CO FIRE STATION #9 | 1900 FIVE FORKS TRICKUM RD | LAWRENCEVILLE | Gwinnett | 670213 | 2 | [5 empty] | Removed from Ground | Diesel | 1000 | Bare Steel | 1978-05-04 | Galvanized Steel
GWINNETT CO FIRE STATION #9 | 1900 FIVE FORKS TRICKUM RD | LAWRENCEVILLE | Gwinnett | 670213 | 3 | [5 empty] | Removed from Ground | Diesel | 550 | Bare Steel | 1998-05-01 | Bare Steel | Safe Suction (Euro)
GWINNETT COUNTY FIRE STATION #15 | 275 PERRY ST | LAWRENCEVILLE | Gwinnett | 670214 | 1 | [5 empty] | Removed from Ground | Diesel | 500 | Bare Steel | 1981-05-03 | Galvanized Steel
GWINNETT COUNTY FIRE STATION # 1 | 195 DACULA RD | DACULA | Gwinnett | 670215 | 1 | [5 empty] | Removed from Ground | Diesel | 1000 | Bare Steel | 1981-05-03 | Galvanized Steel
GWINNETT COUNTY FIRE STATION #17 | 2739 BROOKS RD | DACULA | Gwinnett | 670216 | 1 | [5 empty] | Removed from Ground | Diesel | 500 | Bare Steel | 1982-05-03 | Galvanized Steel
GWINNETT COUNTY FIRE STATION #18 | 3600 HWY 124 | DACULA | Gwinnett | 670217 | 1 | [5 empty] | Removed from Ground | Diesel | 1000 | Bare Steel | 1982-05-03 | Galvanized Steel | Suction (American)
GWINNETT COUNTY FIRE TRAINING CO | 3608 HWY 124 | DACULA | Gwinnett | 670218 | 1 | [5 empty] | Removed from Ground | Diesel | 500 | Bare Steel | 1985-05-02 | Galvanized Steel
GWINNETT COUNTY POLICE DEPARTMEN | HI HOPE RD | LAWRENCEVILLE | Gwinnett | 670220 | 1 | [5 empty] | Removed from Ground | Diesel | 4000 | Bare Steel | 1978-05-04 | Galvanized Steel
GWINNETT COUNTY POLICE DEPARTMEN | HI HOPE RD | LAWRENCEVILLE | Gwinnett | 670220 | 2 | [5 empty] | Removed from Ground | Empty | 2000 | Bare Steel | 1978-05-04 | Galvanized Steel
GWINNETT COUNTY POLICE DEPARTMEN | HI HOPE RD | LAWRENCEVILLE | Gwinnett | 670220 | 3 | [5 empty] | Removed from Ground | Diesel | 4000 | Bare Steel | 1978-05-04 | Galvanized Steel
GWINNETT COUNTY POLICE DEPARTMEN | HI HOPE RD | LAWRENCEVILLE | Gwinnett | 670220 | 4 |  |  | TRUE |  | TRUE | Closed in Ground | Used Oil | 550 | Bare Steel | 1978-05-04 | Galvanized Steel
WOLF CREEK CHATT PUMPING STATION | 4511 JONES BRIDGE CIR | NORCROSS | Gwinnett | 670221 | 1 | [5 empty] | Removed from Ground | Diesel | 2000 | Bare Steel | 1978-05-04 | Copper
LANIER FILTER PLANT | 2601 S WATERWORKS RD | BUFORD | Gwinnett | 670222 | 1 | [5 empty] | Removed from Ground | Empty | 2000 | Bare Steel | 1976-05-04 | Galvanized Steel
LANIER FILTER PLANT | 2601 S WATERWORKS RD | BUFORD | Gwinnett | 670222 | 2 | [5 empty] | Removed from Ground | Empty | 2000 | Bare Steel | 1976-05-04 | Galvanized Steel
LANIER FILTER PLANT | 2601 S WATERWORKS RD | BUFORD | Gwinnett | 670222 | 3 |  | 1998-10-01 |  | 1998-10-01 |  | Removed from Ground | Diesel | 3000 | Fiberglass Double Walled | 1981-01-01 | Double-Walled Fiberglass | Safe Suction (Euro)
GWINNETT COUNTY WATER DEPARTMENT | 412 HURRICANE SHOALS RD | LAWRENCEVILLE | Gwinnett | 670223 | 1 | [5 empty] | Removed from Ground | Empty | 500 | Bare Steel | 1971-05-06 | Unknown
GWINNETT COUNTY WATER DEPARTMENT | 412 HURRICANE SHOALS RD | LAWRENCEVILLE | Gwinnett | 670223 | 2 | [5 empty] | Removed from Ground | Empty | 300 | Bare Steel | 1971-05-06 | Unknown
YELLOW SWEET TREATMENT PLANT | 858 TOM SMITH RD | LILBURN | Gwinnett | 670224 | 1 |  |  | FALSE |  | FALSE | Removed from Ground | Diesel | 15000 | Unknown | 2007-07-12 | Unknown
YELLOW SWEET TREATMENT PLANT | 858 TOM SMITH RD | LILBURN | Gwinnett | 670224 | 2 | [5 empty] | Closed in Ground | Diesel | 10000 | Bare Steel | 1982-05-03 | Galvanized Steel
BEAVER RUIN/SWEETWATER CRK WASTE | 3530 CRUSE RD | LAWRENCEVILLE | Gwinnett | 670225 | 1 | [5 empty] | Removed from Ground | Diesel | 550 | Bare Steel | 1978-05-04 | Galvanized Steel
JACKSON CREEK WASTEWATER TREATME | 550 INDIAN TRAIL RD | LILBURN | Gwinnett | 670226 | 1 |  |  | FALSE |  | FALSE | Removed from Ground | Diesel | 550 | Bare Steel | 1974-05-05 | Galvanized Steel
CAMP CREEK WASTEWATER TREATMENT | 958 COLE RD | LILBURN | Gwinnett | 670227 | DUMMY | [5 empty] | Removed from Ground | Empty | 0 | Not Marked/Unknown |  | Not Marked
CROOKED CREEK WASTEWATER TREATME | 6557 PLANT DR | NORCROSS | Gwinnett | 670228 | 1 | [5 empty] | Removed from Ground | Diesel | 300 | Bare Steel | 1971-05-06 | Galvanized Steel
RYDER #0154 | 6600 BUTTON GWINNETT DR | DORAVILLE | Gwinnett | 670229 | 1 | Flapper Valve | 1996-08-01 | FALSE | 1996-08-01 | FALSE | Currently in Use | Diesel | 20000 | Fiberglass Double Walled | 1996-03-01 | Double-Walled Fiberglass | Pressurized
RYDER #0154 | 6600 BUTTON GWINNETT DR | DORAVILLE | Gwinnett | 670229 | 2 | Flapper Valve | 1996-03-01 | FALSE | 1996-03-01 | FALSE | Currently in Use | Diesel | 12000 | Fiberglass Double Walled | 1996-03-01 | Double-Walled Fiberglass | Pressurized
RYDER #0154 | 6600 BUTTON GWINNETT DR | DORAVILLE | Gwinnett | 670229 | 3 | Flapper Valve | 1996-08-01 | FALSE | 1996-08-01 | FALSE | Currently in Use | New Oil | 4000 | Fiberglass Double Walled | 1996-03-01 | Double-Walled Fiberglass | Suction (American)
RYDER #0154 | 6600 BUTTON GWINNETT DR | DORAVILLE | Gwinnett | 670229 | 1 |  |  | FALSE |  | FALSE | Removed from Ground | Diesel | 10000 | Bare Steel | 1972-05-05 | Bare Steel | Pressurized
RYDER #0154 | 6600 BUTTON GWINNETT DR | DORAVILLE | Gwinnett | 670229 | 2 |  |  | FALSE |  | FALSE | Removed from Ground | Diesel | 10000 | Bare Steel | 1978-05-05
RYDER #0154 | 6600 BUTTON GWINNETT DR | DORAVILLE | Gwinnett | 670229 | 3 |  |  | FALSE |  | FALSE | Removed from Ground | Diesel | 20000 | Bare Steel | 1972-05-04 | Bare Steel | Pressurized
RYDER #0154 | 6600 BUTTON GWINNETT DR | DORAVILLE | Gwinnett | 670229 | 4 |  |  | FALSE |  | FALSE | Removed from Ground | Gas (Historical Use) | 10000 | Bare Steel | 1972-05-05 | Bare Steel | Suction (American)
RYDER #0154 | 6600 BUTTON GWINNETT DR | DORAVILLE | Gwinnett | 670229 | 5 |  |  | FALSE |  | FALSE | Removed from Ground |  | 6000 | Bare Steel | 1972-05-05 | Bare Steel | Suction (American)
RYDER #0154 | 6600 BUTTON GWINNETT DR | DORAVILLE | Gwinnett | 670229 | 6 |  |  | FALSE |  | FALSE | Removed from Ground |  | 4000 | Bare Steel | 1971-03-15 | Galvanized Steel
RYDER #0154 | 6600 BUTTON GWINNETT DR | DORAVILLE | Gwinnett | 670229 | 7 |  |  | TRUE |  | TRUE | Removed from Ground | Used Oil | 2000 | Bare Steel | 1972-03-15 | Galvanized Steel
ARROW ADHESIVES CO | 5457 SPALDING DR | NORCROSS | Gwinnett | 670232 | 1 | [5 empty] | Removed from Ground | Hazardous Substance | 8000 | Bare Steel | 1977-03-15 | Galvanized Steel | Pressurized
Food Mart #30 | 1164 ROCKBRIDGE RD | NORCROSS | Gwinnett | 670235 | 1 | Ball Float | 1998-09-01 |  | 1998-09-01 |  | Currently in Use | Gas (Historical Use) | 10000 | Steel-Impressed Current | 1977-05-07 | Steel (Impressed Current) | Pressurized
Food Mart #30 | 1164 ROCKBRIDGE RD | NORCROSS | Gwinnett | 670235 | 2 | Ball Float | 1998-09-01 |  | 1998-09-01 |  | Currently in Use | Gas (Historical Use) | 10000 | Steel-Impressed Current | 1977-05-07 | Steel (Impressed Current) | Pressurized
MHC TRUCK LEASING INC | 1923 GRAVES RD | NORCROSS | Gwinnett | 670236 | 1 | [5 empty] | Removed from Ground | Diesel | 8000 | Bare Steel | 1980-05-06 | Unknown
MHC TRUCK LEASING INC | 1923 GRAVES RD | NORCROSS | Gwinnett | 670236 | 10 | [5 empty] | Removed from Ground | Diesel | 1000 | Fiberglass | 1974-05-03 | Unknown
MHC TRUCK LEASING INC | 1923 GRAVES RD | NORCROSS | Gwinnett | 670236 | 11 | [5 empty] | Removed from Ground | Diesel | 12000 | Marked Unknown | 1974-05-03 | Unknown
MHC TRUCK LEASING INC | 1923 GRAVES RD | NORCROSS | Gwinnett | 670236 | 12 | [5 empty] | Removed from Ground | Diesel | 12000 | Marked Unknown | 1974-05-03 | Unknown
MHC TRUCK LEASING INC | 1923 GRAVES RD | NORCROSS | Gwinnett | 670236 | 13 | [5 empty] | Removed from Ground | Gas (Historical Use) | 12000 | Marked Unknown | 1974-05-03 | Unknown
MHC TRUCK LEASING INC | 1923 GRAVES RD | NORCROSS | Gwinnett | 670236 | 14 | [5 empty] | Removed from Ground | Other | 1000 | Marked Unknown | 1974-05-03 | Unknown
MHC TRUCK LEASING INC | 1923 GRAVES RD | NORCROSS | Gwinnett | 670236 | 15 | Ball Float | 2000-03-01 | FALSE | 2000-03-01 | FALSE | Currently in Use | Diesel | 12000 | Fiberglass | 2000-03-01 | Double-Walled Flex | Pressurized
MHC TRUCK LEASING INC | 1923 GRAVES RD | NORCROSS | Gwinnett | 670236 | 2 | [5 empty] | Removed from Ground | Diesel | 8000 | Bare Steel | 1980-05-06 | Unknown
MHC TRUCK LEASING INC | 1923 GRAVES RD | NORCROSS | Gwinnett | 670236 | 3 | [5 empty] | Removed from Ground | Diesel | 8000 | Bare Steel | 1980-05-06 | Unknown
MHC TRUCK LEASING INC | 1923 GRAVES RD | NORCROSS | Gwinnett | 670236 | 4 | [5 empty] | Removed from Ground | Diesel | 8000 | Bare Steel | 1980-05-06 | Unknown
MHC TRUCK LEASING INC | 1923 GRAVES RD | NORCROSS | Gwinnett | 670236 | 5 | [5 empty] | Removed from Ground | Diesel | 1000 | Bare Steel | 1980-05-06 | Unknown
MHC TRUCK LEASING INC | 1923 GRAVES RD | NORCROSS | Gwinnett | 670236 | 6 | [5 empty] | Removed from Ground | Diesel | 1200 | Bare Steel | 1980-05-06 | Unknown
MHC TRUCK LEASING INC | 1923 GRAVES RD | NORCROSS | Gwinnett | 670236 | 7 | [5 empty] | Removed from Ground | Gas (Historical Use) | 10000 | Bare Steel | 1980-05-06 | Unknown
MHC TRUCK LEASING INC | 1923 GRAVES RD | NORCROSS | Gwinnett | 670236 | 8 | [5 empty] | Removed from Ground | Hazardous Substance | 500 | Bare Steel | 1980-05-06 | Unknown
MHC TRUCK LEASING INC | 1923 GRAVES RD | NORCROSS | Gwinnett | 670236 | 9 |  |  | TRUE |  | TRUE | Removed from Ground | Used Oil | 1000 | Bare Steel | 1980-05-06 | Galvanized Steel
LYNNS SPECIALTIES | 513 BUFORD DR | LAWRENCEVILLE | Gwinnett | 670237 | 1 | [5 empty] | Removed from Ground | Gas (Historical Use) | 8000 | Bare Steel | 1971-05-09 | Galvanized Steel | Suction (American)
LYNNS SPECIALTIES | 513 BUFORD DR | LAWRENCEVILLE | Gwinnett | 670237 | 2 | [5 empty] | Removed from Ground | Gas (Historical Use) | 8000 | Bare Steel | 1971-05-09 | Galvanized Steel | Suction (American)
LYNNS SPECIALTIES | 513 BUFORD DR | LAWRENCEVILLE | Gwinnett | 670237 | 3 | [5 empty] | Removed from Ground | Gas (Historical Use) | 8000 | Bare Steel | 1971-05-09 | Galvanized Steel | Suction (American)
U-HAUL #77667 | 5365 JIMMY CARTER BLVD | NORCROSS | Gwinnett | 670239 | 1 | [5 empty] | Removed from Ground | Gas (Historical Use) | 10000 | Bare Steel | 1982-05-09 | Unknown
U-HAUL #77667 | 5365 JIMMY CARTER BLVD | NORCROSS | Gwinnett | 670239 | 2 | [5 empty] | Removed from Ground | Diesel | 5000 | Bare Steel | 1982-05-09 | Unknown
U-HAUL #77667 | 5365 JIMMY CARTER BLVD | NORCROSS | Gwinnett | 670239 | 3 |  |  | TRUE |  | TRUE | Removed from Ground | Used Oil | 550 | Bare Steel | 1999-02-09 | Unknown
SNELLVILLE M/C | 2161 HEWATT RD | SNELLVILLE | Gwinnett | 670240 | 1 | [5 empty] | Removed from Ground | Gas (Historical Use) | 6000 | Bare Steel | 1984-05-08 | Cathodically Protected | Suction (American)
SNELLVILLE M/C | 2161 HEWATT RD | SNELLVILLE | Gwinnett | 670240 | 2 | [5 empty] | Removed from Ground | Gas (Historical Use) | 6000 | Bare Steel | 1984-05-08 | Galvanized Steel | Suction (American)
SNELLVILLE M/C | 2161 HEWATT RD | SNELLVILLE | Gwinnett | 670240 | 3 | [5 empty] | Removed from Ground | Diesel | 6000 | Bare Steel | 1984-05-08 | Galvanized Steel | Suction (American)
SNELLVILLE M/C | 2161 HEWATT RD | SNELLVILLE | Gwinnett | 670240 | 4 | [5 empty] | Removed from Ground | Gas (Historical Use) | 1000 | Bare Steel | 1984-05-08 | Galvanized Steel | Suction (American)
ADS NORCROSS COLLECTIONS | 5374 GOSHEN SPRINGS RD | NORCROSS | Gwinnett | 670241 | 1 | [5 empty] | Removed from Ground | Diesel | 10000 | Fiberglass | 1988-04-15 | Not Marked
ADS NORCROSS COLLECTIONS | 5374 GOSHEN SPRINGS RD | NORCROSS | Gwinnett | 670241 | 2 | [5 empty] | Removed from Ground | Diesel | 10000 | Double Walled | 1988-04-15 | Fiberglass Reinforced Plastic | Pressurized
ADS NORCROSS COLLECTIONS | 5374 GOSHEN SPRINGS RD | NORCROSS | Gwinnett | 670241 | 3 | [5 empty] | Removed from Ground | Other | 1000 | Fiberglass | 1988-04-15 | Bare Steel | Suction (American)
ADS NORCROSS COLLECTIONS | 5374 GOSHEN SPRINGS RD | NORCROSS | Gwinnett | 670241 | 4 |  |  | TRUE |  | TRUE | Removed from Ground | Used Oil | 1000 | Fiberglass | 1988-04-15 | Bare Steel | Suction (American)
ADS NORCROSS COLLECTIONS | 5374 GOSHEN SPRINGS RD | NORCROSS | Gwinnett | 670241 | 5 | [5 empty] | Removed from Ground | Diesel | 10000 | Fiberglass | 1988-04-15 | Not Marked
ADS NORCROSS COLLECTIONS | 5374 GOSHEN SPRINGS RD | NORCROSS | Gwinnett | 670241 | 6 | Flapper Valve | 1998-03-01 | FALSE | 1998-03-01 | FALSE | Currently in Use | Diesel | 20000 | Galvanic (STIP-3) | 1998-03-01 | Double-Walled Flex | Pressurized
BURKETT OIL CO INC | 6788 BEST FRIEND RD | NORCROSS | Gwinnett | 670242 | 1 |  | 1998-05-15 | TRUE | 1998-05-15 |  | Currently in Use | Diesel | 4000 | Steel-Impressed Current | 1985-05-08 | Steel (Impressed Current) | Safe Suction (Euro)
BURKETT OIL CO INC | 6788 BEST FRIEND RD | NORCROSS | Gwinnett | 670242 | 10 |  | 1988-10-01 | TRUE | 1988-10-01 |  | Currently in Use | New Oil | 6000 | Galvanic (STIP-3) | 1988-10-01 | Fiberglass Reinforced Plastic | Safe Suction (Euro)
BURKETT OIL CO INC | 6788 BEST FRIEND RD | NORCROSS | Gwinnett | 670242 | 11 |  | 1988-10-01 | TRUE | 1988-10-01 |  | Currently in Use | New Oil | 6000 | Galvanic (STIP-3) | 1988-10-01 | Fiberglass Reinforced Plastic | Safe Suction (Euro)
BURKETT OIL CO INC | 6788 BEST FRIEND RD | NORCROSS | Gwinnett | 670242 | 12 |  | 1988-10-01 | TRUE | 1988-10-01 |  | Currently in Use | Used Oil | 550 | Cathodically Protected Steel | 1988-10-01 | Cathodically Protected | Safe Suction (Euro)
BURKETT OIL CO INC | 6788 BEST FRIEND RD | NORCROSS | Gwinnett | 670242 | 2 |  | 1998-05-15 | TRUE | 1998-05-15 |  | Currently in Use | New Oil | 4000 | Steel-Impressed Current | 1985-05-08 | Steel (Impressed Current) | Safe Suction (Euro)
BURKETT OIL CO INC | 6788 BEST FRIEND RD | NORCROSS | Gwinnett | 670242 | 3 |  | 1998-05-15 | TRUE | 1998-05-15 |  | Currently in Use | New Oil | 4000 | Steel-Impressed Current | 1985-05-08 | Fiberglass Reinforced Plastic | Safe Suction (Euro)
BURKETT OIL CO INC | 6788 BEST FRIEND RD | NORCROSS | Gwinnett | 670242 | 4 |  | 1998-05-15 | TRUE | 1998-05-15 |  | Currently in Use | New Oil | 4000 | Steel-Impressed Current | 1985-05-08 | Steel (Impressed Current) | Safe Suction (Euro)
BURKETT OIL CO INC | 6788 BEST FRIEND RD | NORCROSS | Gwinnett | 670242 | 5 |  | 1998-05-15 | TRUE | 1998-05-15 |  | Currently in Use | New Oil | 4000 | Steel-Impressed Current | 1985-05-08 | Steel (Impressed Current) | Safe Suction (Euro)
BURKETT OIL CO INC | 6788 BEST FRIEND RD | NORCROSS | Gwinnett | 670242 | 6 |  | 1998-05-15 | TRUE | 1998-05-15 |  | Currently in Use | New Oil | 4000 | Steel-Impressed Current | 1985-05-08 | Steel (Impressed Current) | Safe Suction (Euro)
BURKETT OIL CO INC | 6788 BEST FRIEND RD | NORCROSS | Gwinnett | 670242 | 7 |  | 1988-10-01 | TRUE | 1988-10-01 |  | Currently in Use | New Oil | 6000 | Galvanic (STIP-3) | 1988-10-01 | Fiberglass Reinforced Plastic | Safe Suction (Euro)
BURKETT OIL CO INC | 6788 BEST FRIEND RD | NORCROSS | Gwinnett | 670242 | 8 |  | 1988-10-01 | TRUE | 1988-10-01 |  | Currently in Use | New Oil | 6000 | Galvanic (STIP-3) | 1988-10-01 | Fiberglass Reinforced Plastic | Safe Suction (Euro)
BURKETT OIL CO INC | 6788 BEST FRIEND RD | NORCROSS | Gwinnett | 670242 | 9 |  | 1988-10-01 | TRUE | 1988-01-01 |  | Currently in Use | New Oil | 6000 | Galvanic (STIP-3) | 1988-10-01 | Fiberglass Reinforced Plastic | Safe Suction (Euro)
BUFORD | IND BLVD | BUFORD | Gwinnett | 670245 | 1 | [5 empty] | Removed from Ground | Kerosene | 2000 | Bare Steel | 1972-01-01 | Unknown
B J SANATARY LANDFILL/WASTE MGMT | 6461 CORLEY RD | NORCROSS | Gwinnett | 670249 | 1 | [5 empty] | Removed from Ground | Diesel | 8000 | Bare Steel | 1983-03-13 | Galvanized Steel
B J SANATARY LANDFILL/WASTE MGMT | 6461 CORLEY RD | NORCROSS | Gwinnett | 670249 | 2 | [5 empty] | Removed from Ground | Diesel | 8000 | Bare Steel | 1983-03-13 | Galvanized Steel
B J SANATARY LANDFILL/WASTE MGMT | 6461 CORLEY RD | NORCROSS | Gwinnett | 670249 | 3 | [5 empty] | Removed from Ground | Kerosene | 5000 | Bare Steel | 1980-03-13 | Galvanized Steel
B J SANATARY LANDFILL/WASTE MGMT | 6461 CORLEY RD | NORCROSS | Gwinnett | 670249 | 4 | [5 empty] | Removed from Ground | Kerosene | 6000 | Bare Steel | 1980-03-13 | Galvanized Steel
WBI-DORAVILLE 27 CONCRETE PLANT | 2395 WEAVER WAY | DORAVILLE | Gwinnett | 670250 | 1 | [5 empty] | Removed from Ground | Diesel | 10000 | Cathodically Protected Steel | 1984-03-07 | Galvanized Steel
WBI-DORAVILLE 27 CONCRETE PLANT | 2395 WEAVER WAY | DORAVILLE | Gwinnett | 670250 | 2 | [5 empty] | Removed from Ground | Diesel | 10000 | Bare Steel | 1984-03-07 | Galvanized Steel
WBI #16 CONCRETE PLANT GRAYSON | OZARA RD | GRAYSON | Gwinnett | 670251 | 1 | [5 empty] | Removed from Ground | Diesel | 3000 | Bare Steel | 1980-03-08 | Galvanized Steel
LAFARGE BUILDING MATERIALS INC | 3185 PLEASANT HILL RD | DULUTH | Gwinnett | 670252 | 1 |  | 1998-12-01 |  | 1998-12-01 |  | Removed from Ground | Diesel | 10000 | Steel-Impressed Current | 1979-01-01 | Fiberglass Reinforced Plastic | Suction (American)
LAFARGE BUILDING MATERIALS INC | 3185 PLEASANT HILL RD | DULUTH | Gwinnett | 670252 | 2 | [5 empty] | Closed in Ground | Diesel | 10000 | Bare Steel | 1979-01-01 | Galvanized Steel | Suction (American)
A&K AMOCO D/B/A PIT STOP #2 | 105 SCENIC HWY | LAWRENCEVILLE | Gwinnett | 670253 | 1 | [5 empty] | Removed from Ground | Gas (Historical Use) | 4000 | Cathodically Protected Steel | 1976-03-09 | Galvanized Steel
A&K AMOCO D/B/A PIT STOP #2 | 105 SCENIC HWY | LAWRENCEVILLE | Gwinnett | 670253 | 1N |  | 1989-12-06 |  | 1989-12-06 |  | Removed from Ground | Gas (Historical Use) | 8000 | Galvanic (STIP-3) | 1989-12-06 | Fiberglass Reinforced Plastic | Pressurized
A&K AMOCO D/B/A PIT STOP #2 | 105 SCENIC HWY | LAWRENCEVILLE | Gwinnett | 670253 | 2 | [5 empty] | Removed from Ground | Gas (Historical Use) | 4000 | Cathodically Protected Steel | 1976-03-09 | Galvanized Steel
A&K AMOCO D/B/A PIT STOP #2 | 105 SCENIC HWY | LAWRENCEVILLE | Gwinnett | 670253 | 2N |  | 1989-12-06 |  | 1989-12-06 |  | Removed from Ground | Gas (Historical Use) | 8000 | Galvanic (STIP-3) | 1989-12-06 | Fiberglass Reinforced Plastic | Suction (American)
A&K AMOCO D/B/A PIT STOP #2 | 105 SCENIC HWY | LAWRENCEVILLE | Gwinnett | 670253 | 3 | [5 empty] | Removed from Ground | Gas (Historical Use) | 4000 | Cathodically Protected Steel | 1976-03-09 | Galvanized Steel
A&K AMOCO D/B/A PIT STOP #2 | 105 SCENIC HWY | LAWRENCEVILLE | Gwinnett | 670253 | 3N |  | 1989-12-06 |  | 1989-12-06 |  | Removed from Ground | Gas (Historical Use) | 8000 | Galvanic (STIP-3) | 1989-12-06 | Fiberglass Reinforced Plastic | Pressurized
A&K AMOCO D/B/A PIT STOP #2 | 105 SCENIC HWY | LAWRENCEVILLE | Gwinnett | 670253 | 4 | [5 empty] | Removed from Ground | Gas (Historical Use) | 4000 | Cathodically Protected Steel | 1976-03-09 | Galvanized Steel
VULCAN MATERIALS COMPANY | 3955 BUFORD HWY | DULUTH | Gwinnett | 670255 | 1 | [5 empty] | Removed from Ground | Diesel | 5000 | Bare Steel | 1978-03-16 | Galvanized Steel | Pressurized
VULCAN MATERIALS COMPANY | 3955 BUFORD HWY | DULUTH | Gwinnett | 670255 | 2 | [5 empty] | Removed from Ground | Diesel | 5000 | Bare Steel | 1978-03-16 | Galvanized Steel | Pressurized
VULCAN MATERIALS COMPANY | 3955 BUFORD HWY | DULUTH | Gwinnett | 670255 | 3 | [5 empty] | Removed from Ground | Diesel | 5000 | Bare Steel | 1978-03-16 | Galvanized Steel | Pressurized
VULCAN MATERIALS COMPANY | 3955 BUFORD HWY | DULUTH | Gwinnett | 670255 | 4 |  | 1996-09-10 | FALSE | 1996-09-10 | FALSE | Currently in Use | Diesel | 15000 | Fiberglass | 1996-09-10 | Double-Walled Fiberglass | Pressurized
GWINNETT RENTALS INC/CATER ROCKB | 5104 JIMMY CARTER BLVD | NORCROSS | Gwinnett | 670258 | 1 | [5 empty] | Removed from Ground | Gas (Historical Use) | 250 | Bare Steel | 1976-03-21 | Galvanized Steel
NORTHEAST FOREIGN CAR INC | 5980 GOSHER SPRINGS RD | NORCROSS | Gwinnett | 670260 | 1 |  |  | TRUE |  | TRUE | Removed from Ground | Used Oil | 550 | Bare Steel | 1974-03-23 | Galvanized Steel
GWINNETT ACE HARDWARE | 4624 JIMMY CARTER BLVD | NORCROSS | Gwinnett | 670263 | 1 | [5 empty] | Removed from Ground | Kerosene | 2000 | Bare Steel | 1985-03-20 | Bare Steel
GWINNETT ACE HARDWARE | 4624 JIMMY CARTER BLVD | NORCROSS | Gwinnett | 670263 | 2 | [5 empty] | Removed from Ground | Other | 500 | Bare Steel | 1985-03-20 | Bare Steel
ATLANTA WAREHOUSE LTD | 3312 BERKELEY LAKE RD | DULUTH | Gwinnett | 670264 | 1 | [5 empty] | Removed from Ground | Gas (Historical Use) | 2000 | Marked Unknown | 1969-03-25 | Galvanized Steel
FIRESTONE STORE # 07HK/029289 | 4309 US HWY 29 | LILBURN | Gwinnett | 670265 | 1 |  |  | TRUE |  | TRUE | Removed from Ground | Used Oil | 270 | Bare Steel |  | Bare Steel | Gravity Fed
CHEVRON #201812 | 1843 PLEASANT HILL RD & I-85 | DULUTH | Gwinnett | 480036 | 1 | Flapper Valve | 1993-06-29 | FALSE | 1993-06-29 | FALSE | Currently in Use | Gas (Historical Use) | 10000 | Fiberglass | 1985-01-03 | Double-Walled Fiberglass | Pressurized
CHEVRON #201812 | 1843 PLEASANT HILL RD & I-85 | DULUTH | Gwinnett | 480036 | 2 | Flapper Valve | 1993-06-29 | FALSE | 1993-06-29 | FALSE | Currently in Use | E-85 | 10000 | Fiberglass | 1985-01-03 | Double-Walled Fiberglass | Pressurized
CHEVRON #201812 | 1843 PLEASANT HILL RD & I-85 | DULUTH | Gwinnett | 480036 | 3 | Flapper Valve | 1993-06-29 | FALSE | 1993-06-29 | FALSE | Currently in Use | Premium | 10000 | Fiberglass | 1985-01-03 | Double-Walled Fiberglass | Pressurized
CHEVRON #201812 | 1843 PLEASANT HILL RD & I-85 | DULUTH | Gwinnett | 480036 | 4 | [5 empty] | Removed from Ground | Diesel | 10000 | Fiberglass | 1985-01-03 | Fiberglass Reinforced Plastic
SION INC | 3501 PEACHTREE IND BLVD | DULUTH | Gwinnett | 4440332 | 1 |  | 1994-09-20 |  | 1994-09-20 |  | Removed from Ground | Gas (Historical Use) | 10000 | Fiberglass | 1986-06-01 | Fiberglass Reinforced Plastic | Pressurized
SION INC | 3501 PEACHTREE IND BLVD | DULUTH | Gwinnett | 4440332 | 2 |  | 1994-09-20 |  | 1994-09-20 |  | Removed from Ground | Gas (Historical Use) | 10000 | Fiberglass | 1986-06-01 | Fiberglass Reinforced Plastic | Pressurized
SION INC | 3501 PEACHTREE IND BLVD | DULUTH | Gwinnett | 4440332 | 3 |  | 1994-09-20 |  | 1994-09-20 |  | Removed from Ground | Gas (Historical Use) | 10000 | Fiberglass | 1986-06-01 | Fiberglass Reinforced Plastic | Pressurized
E-Z MART | 5124 US HWY 78 | STONE MOUNTAIN | Gwinnett | 4440487 | 1 |  | 1993-04-29 |  | 1993-04-29 |  | Removed from Ground | Gas (Historical Use) | 10000 | Double Walled | 1977-04-21 | Fiberglass Reinforced Plastic | Pressurized
E-Z MART | 5124 US HWY 78 | STONE MOUNTAIN | Gwinnett | 4440487 | 2 | [5 empty] | Removed from Ground | Gas (Historical Use) | 10000 | Double Walled | 1977-04-21 | Fiberglass Reinforced Plastic | Pressurized
E-Z MART | 5124 US HWY 78 | STONE MOUNTAIN | Gwinnett | 4440487 | 3 | [5 empty] | Removed from Ground | Gas (Historical Use) | 10000 | Double Walled | 1977-04-21 | Fiberglass Reinforced Plastic | Pressurized
E-Z MART | 5124 US HWY 78 | STONE MOUNTAIN | Gwinnett | 4440487 | 4 |  | 1993-04-29 |  | 1993-04-29 |  | Removed from Ground | Diesel | 10000 | Double Walled | 1977-04-21 | Fiberglass Reinforced Plastic | Pressurized
E-Z MART | 5124 US HWY 78 | STONE MOUNTAIN | Gwinnett | 4440487 | 5 |  | 1993-04-29 |  | 1993-04-29 |  | Removed from Ground | Gas (Historical Use) | 11527 | Double Walled | 1993-04-29 | Fiberglass Reinforced Plastic | Pressurized
E-Z MART | 5124 US HWY 78 | STONE MOUNTAIN | Gwinnett | 4440487 | 6 |  | 1993-04-29 |  | 1993-04-29 |  | Removed from Ground | Gas (Historical Use) | 11527 | Double Walled | 1993-04-29 | Fiberglass Reinforced Plastic | Pressurized
E-Z MART | 5124 US HWY 78 | STONE MOUNTAIN | Gwinnett | 4440487 | 7 | [5 empty] | Removed from Ground | Gas (Historical Use) | 11527 | Double Walled | 1993-04-29 | Fiberglass Reinforced Plastic | Pressurized
WICKES LUMBER CO | 6770 BUFORD HWY | NORCROSS | Gwinnett | 4440545 | 1 | [5 empty] | Removed from Ground | Gas (Historical Use) | 1000 | Bare Steel | 1976-03-03 | Bare Steel
SIMS 205 MOUNTAIN PARK | 1300 ROCKBRIDGE RD | STONE MOUNTAIN | Gwinnett | 670437 | 1 |  | 1996-10-14 |  | 1994-01-01 |  | Removed from Ground | Gas (Historical Use) | 10000 | Steel-Impressed Current | 1978-05-10 | Steel (Impressed Current) | Pressurized
SIMS 205 MOUNTAIN PARK | 1300 ROCKBRIDGE RD | STONE MOUNTAIN | Gwinnett | 670437 | 2 |  | 1996-10-14 |  | 1994-01-01 |  | Removed from Ground | Gas (Historical Use) | 10000 | Steel-Impressed Current | 1978-05-10 | Steel (Impressed Current) | Pressurized
SIMS 205 MOUNTAIN PARK | 1300 ROCKBRIDGE RD | STONE MOUNTAIN | Gwinnett | 670437 | 3 |  | 1996-10-14 |  | 1994-01-01 |  | Removed from Ground | Gas (Historical Use) | 10000 | Steel-Impressed Current | 1978-05-10 | Steel (Impressed Current) | Pressurized
SIMS 205 MOUNTAIN PARK | 1300 ROCKBRIDGE RD | STONE MOUNTAIN | Gwinnett | 670437 | 4 |  | 1996-10-14 |  | 1994-01-01 |  | Removed from Ground | Diesel | 8000 | Steel-Impressed Current | 1986-05-08 | Steel (Impressed Current) | Pressurized
BANKER'S 66 | GA HWY 23/BUFORD HWY | DULUTH | Gwinnett | 670438 | 1 | [5 empty] | Removed from Ground | Gas (Historical Use) | 6000 | Bare Steel | 1961-05-14 | Galvanized Steel | Suction (American)
BANKER'S 66 | GA HWY 23/BUFORD HWY | DULUTH | Gwinnett | 670438 | 2 | [5 empty] | Removed from Ground | Gas (Historical Use) | 5000 | Bare Steel | 1961-05-14 | Galvanized Steel | Suction (American)
BANKER'S 66 | GA HWY 23/BUFORD HWY | DULUTH | Gwinnett | 670438 | 3 | [5 empty] | Removed from Ground | Gas (Historical Use) | 5000 | Bare Steel | 1961-05-14 | Galvanized Steel | Suction (American)
ARRINGTON & BLOUNT FORD | 2300 GA HWY 316 NW | LAWRENCEVILLE | Gwinnett | 670439 | 1 | [5 empty] | Closed in Ground | Gas (Historical Use) | 1000 | Bare Steel | 1966-05-13 | Galvanized Steel
WAGES FUNERAL HOME | 120 SCENIC HWY | LAWRENCEVILLE | Gwinnett | 670441 | 1 | [5 empty] | Removed from Ground | Gas (Historical Use) | 1000 | Bare Steel | 1971-05-12 | Galvanized Steel
SIMS#202 | 86 SOUTH CLAYTON ST | LAWRENCEVILLE | Gwinnett | 670443 | 1M | Flapper Valve | 1995-03-31 | FALSE | 1995-03-31 | FALSE | Currently in Use | Premium | 6110 | Steel-Impressed Current | 1981-05-09 | Steel (Impressed Current) | Pressurized
SIMS#202 | 86 SOUTH CLAYTON ST | LAWRENCEVILLE | Gwinnett | 670443 | 2M |  | 1995-03-31 | FALSE | 1995-03-31 | FALSE | Currently in Use | Regular | 6110 | Steel-Impressed Current | 1976-05-10 | Steel (Impressed Current) | Pressurized
SIMS#202 | 86 SOUTH CLAYTON ST | LAWRENCEVILLE | Gwinnett | 670443 | 3 | Flapper Valve | 1995-03-31 | FALSE | 1995-03-31 | FALSE | Currently in Use | Regular | 10000 | Steel-Impressed Current | 1976-05-10 | Steel (Impressed Current) | Pressurized
SIMS#202 | 86 SOUTH CLAYTON ST | LAWRENCEVILLE | Gwinnett | 670443 | 4 | Flapper Valve | 1995-03-31 | FALSE | 1995-03-31 | FALSE | Currently in Use | Diesel | 8000 | Steel-Impressed Current | 1976-05-10 | Steel (Impressed Current) | Pressurized
SIMS#202 | 86 SOUTH CLAYTON ST | LAWRENCEVILLE | Gwinnett | 670443 | 5 | Flapper Valve | 1995-03-31 | FALSE | 1995-03-31 | FALSE | Currently in Use | Diesel Off Road | 6110 | Steel-Impressed Current | 1976-05-10 | Steel (Impressed Current) | Pressurized
JONES 66 | JONES RD | DACULA | Gwinnett | 670445 | 1 | [5 empty] | Removed from Ground | Gas (Historical Use) | 1000 | Bare Steel | 1971-05-12 | Galvanized Steel
JONES 66 | JONES RD | DACULA | Gwinnett | 670445 | 2 | [5 empty] | Removed from Ground | Gas (Historical Use) | 1000 | Bare Steel | 1971-05-12 | Galvanized Steel
CLACKS/#201 | 106 MAIN ST | BUFORD | Gwinnett | 670446 | 1 |  | 1995-05-01 |  | 1995-05-01 |  | Removed from Ground | Gas (Historical Use) | 5000 | Steel-Impressed Current | 1972-05-11 | Cathodically Protected
CLACKS/#201 | 106 MAIN ST | BUFORD | Gwinnett | 670446 | 2 |  | 1995-05-01 |  | 1995-05-01 |  | Removed from Ground | Gas (Historical Use) | 5000 | Steel-Impressed Current | 1972-05-11 | Cathodically Protected
CLACKS/#201 | 106 MAIN ST | BUFORD | Gwinnett | 670446 | 3 |  | 1995-05-01 |  | 1995-05-01 |  | Removed from Ground | Gas (Historical Use) | 5000 | Steel-Impressed Current | 1972-05-11 | Cathodically Protected
CLACKS/#201 | 106 MAIN ST | BUFORD | Gwinnett | 670446 | 4 |  | 1995-05-01 |  | 1995-05-01 |  | Removed from Ground | Gas (Historical Use) | 5000 | Steel-Impressed Current | 1980-05-09 | Cathodically Protected
FA SIMS OIL CO #203 | 1932 PLEASANT HILL RD @ I-85 | DULUTH | Gwinnett | 670447 | 1 | Ball Float | 1986-01-01 | FALSE | 1986-01-01 | FALSE | Currently in Use | Regular | 10000 | Steel-Impressed Current | 1979-05-10 | Steel (Impressed Current) | Pressurized
FA SIMS OIL CO #203 | 1932 PLEASANT HILL RD @ I-85 | DULUTH | Gwinnett | 670447 | 2 |  |  | FALSE |  | FALSE | Removed from Ground | Gas (Historical Use) | 4000 | Bare Steel | 1971-05-12 | Galvanized Steel
FA SIMS OIL CO #203 | 1932 PLEASANT HILL RD @ I-85 | DULUTH | Gwinnett | 670447 | 3 |  |  | FALSE |  | FALSE | Removed from Ground | Gas (Historical Use) | 4000 |  | 1971-05-12 | Galvanized Steel
FA SIMS OIL CO #203 | 1932 PLEASANT HILL RD @ I-85 | DULUTH | Gwinnett | 670447 | 4 |  |  | FALSE |  | FALSE | Removed from Ground | Diesel | 10000 | Bare Steel | 1979-05-10 | Galvanized Steel
FA SIMS OIL CO #203 | 1932 PLEASANT HILL RD @ I-85 | DULUTH | Gwinnett | 670447 | 5 |  |  | FALSE |  | FALSE | Removed from Ground | Gas (Historical Use) | 4000 | Bare Steel | 1971-05-12 | Galvanized Steel
FA SIMS OIL CO #203 | 1932 PLEASANT HILL RD @ I-85 | DULUTH | Gwinnett | 670447 | 6 | Ball Float | 1998-01-01 | FALSE | 1986-01-01 | FALSE | Currently in Use | Plus | 10000 | Steel-Impressed Current | 1986-01-01 | Steel (Impressed Current) | Pressurized
FA SIMS OIL CO #203 | 1932 PLEASANT HILL RD @ I-85 | DULUTH | Gwinnett | 670447 | 7 | Ball Float | 1998-01-01 | FALSE | 1986-01-01 | FALSE | Currently in Use | Premium | 10000 | Steel-Impressed Current | 1986-01-01 | Steel (Impressed Current) | Pressurized
FA SIMS OIL CO #203 | 1932 PLEASANT HILL RD @ I-85 | DULUTH | Gwinnett | 670447 | 8 | Flapper Valve | 1998-01-01 | FALSE | 1986-01-01 | FALSE | Currently in Use | Diesel | 10000 | Steel-Impressed Current | 1986-01-01 | Fiberglass Reinforced Plastic | Pressurized
JIMMY CARTER AMOCO FOOD MART | 5402 JIMMY CARTER BLVD NW | NORCROSS | Gwinnett | 670448 | 1 |  | 1998-06-01 |  | 1998-06-01 |  | Temporarily out of use | Gas (Historical Use) | 10000 | Steel-Impressed Current | 1978-05-10 | Steel (Impressed Current) | Suction (American)
JIMMY CARTER AMOCO FOOD MART | 5402 JIMMY CARTER BLVD NW | NORCROSS | Gwinnett | 670448 | 2 |  | 1998-06-01 |  | 1998-06-01 |  | Temporarily out of use | Gas (Historical Use) | 10000 | Steel-Impressed Current | 1978-05-10 | Steel (Impressed Current) | Safe Suction (Euro)
JIMMY CARTER AMOCO FOOD MART | 5402 JIMMY CARTER BLVD NW | NORCROSS | Gwinnett | 670448 | 3 |  | 1998-06-01 |  | 1998-06-01 |  | Temporarily out of use | Gas (Historical Use) | 10000 | Steel-Impressed Current | 1978-05-10 | Steel (Impressed Current) | Safe Suction (Euro)
JIMMY CARTER AMOCO FOOD MART | 5402 JIMMY CARTER BLVD NW | NORCROSS | Gwinnett | 670448 | 4 |  | 1998-06-01 |  | 1998-06-01 |  | Temporarily out of use | Diesel | 6000 | Steel-Impressed Current | 1971-05-12 | Steel (Impressed Current) | Safe Suction (Euro)
TUNE-UP CLINIC #6 | 5109 JIMMY CARTER BLVD | NORCROSS | Gwinnett | 670449 | 1 |  |  |  | 1993-08-23 |  | Removed from Ground | Other | 560 | Cathodically Protected Steel | 1983-09-12 | Galvanized Steel | Suction (American)
TUNE-UP CLINIC #6 | 5109 JIMMY CARTER BLVD | NORCROSS | Gwinnett | 670449 | 2 |  |  | TRUE | 1993-08-23 | TRUE | Removed from Ground | Used Oil | 550 | Cathodically Protected Steel | 1983-09-12 | Galvanized Steel | Gravity Fed
ONE STOP CONVENIENCE STORE | 2015 ROCKBRIDGE RD AT HWY 78 | STONE MOUNTAIN | Gwinnett | 670450 | 1 | [5 empty] | Removed from Ground | Gas (Historical Use) | 6 | Cathodically Protected Steel | 1978-05-10 | Unknown
ONE STOP CONVENIENCE STORE | 2015 ROCKBRIDGE RD AT HWY 78 | STONE MOUNTAIN | Gwinnett | 670450 | 2 | [5 empty] | Removed from Ground | Gas (Historical Use) | 6 | Cathodically Protected Steel | 1978-05-10 | Unknown
ONE STOP CONVENIENCE STORE | 2015 ROCKBRIDGE RD AT HWY 78 | STONE MOUNTAIN | Gwinnett | 670450 | 3 | [5 empty] | Removed from Ground | Gas (Historical Use) | 6 | Cathodically Protected Steel | 1978-05-10 | Unknown
ONE STOP CONVENIENCE STORE | 2015 ROCKBRIDGE RD AT HWY 78 | STONE MOUNTAIN | Gwinnett | 670450 | 4 | [5 empty] | Removed from Ground | Diesel | 3 | Cathodically Protected Steel | 1978-05-10 | Unknown
TOMCO EQUIPMENT CO | 3340 ROSEBUD RD | LOGANVILLE | Gwinnett | 670452 | 1 | [5 empty] | Removed from Ground | Gas (Historical Use) | 1000 | Marked Unknown | 1961-04-08 | Unknown
SWANSON'S AUTO BUYING SERVICE | 919 BUFORD DR | LAWRENCEVILLE | Gwinnett | 670453 | 1 | [5 empty] | Removed from Ground | Empty | 2000 | Bare Steel | 1972-05-02 | Galvanized Steel
SWANSON'S AUTO BUYING SERVICE | 919 BUFORD DR | LAWRENCEVILLE | Gwinnett | 670453 | 2 | [5 empty] | Removed from Ground | Empty | 2000 | Bare Steel | 1972-05-02 | Galvanized Steel
SWANSON'S AUTO BUYING SERVICE | 919 BUFORD DR | LAWRENCEVILLE | Gwinnett | 670453 | 3 | [5 empty] | Removed from Ground | Empty | 3000 | Bare Steel | 1974-05-02 | Galvanized Steel
FIRESTONE STORE & 07GH | 7780 SPALDING DR | NORCROSS | Gwinnett | 670455 | 1 |  |  | TRUE |  | TRUE | Removed from Ground | Used Oil | 500 | Marked Unknown | 1984-03-24 | Unknown
ALFORD'S GAS INC | 35 ATHA ST | LAWRENCEVILLE | Gwinnett | 670456 | 1 | [5 empty] | Removed from Ground | Gas (Historical Use) | 8000 | Bare Steel | 1974-01-01 | Galvanized Steel | Safe Suction (Euro)
ALFORD'S GAS INC | 35 ATHA ST | LAWRENCEVILLE | Gwinnett | 670456 | 2 | [5 empty] | Removed from Ground | Gas (Historical Use) | 8000 | Bare Steel | 1974-01-01 | Galvanized Steel | Safe Suction (Euro)
ALFORD'S GAS INC | 35 ATHA ST | LAWRENCEVILLE | Gwinnett | 670456 | 3 | [5 empty] | Removed from Ground | Gas (Historical Use) | 8000 | Bare Steel | 1974-01-01 | Galvanized Steel
ALFORD'S GAS INC | 35 ATHA ST | LAWRENCEVILLE | Gwinnett | 670456 | 4 | [5 empty] | Removed from Ground | Diesel | 4000 | Bare Steel | 1976-03-05 | Galvanized Steel | Safe Suction (Euro)
CITY OF LAWRENCEVILLE | 475 CLAYTON ST | LAWRENCEVILLE | Gwinnett | 670457 | 1 |  |  | FALSE |  | FALSE | Permanently Out of Use - historical purposes | Gas (Historical Use) | 1000 | Bare Steel | 1962-03-12 | Galvanized Steel
CITY OF LAWRENCEVILLE | 475 CLAYTON ST | LAWRENCEVILLE | Gwinnett | 670457 | 2 |  |  | TRUE |  | TRUE | Permanently Out of Use - historical purposes | Used Oil | 500 | Bare Steel | 1962-03-12
CAROLINA FREIGHT CARRIERS CORP | 2385 PLEASANT HILL RD | DULUTH | Gwinnett | 670460 | 1 | [5 empty] | Removed from Ground | Diesel | 10000 | Bare Steel | 1980-02-15 | Galvanized Steel
CAROLINA FREIGHT CARRIERS CORP | 2385 PLEASANT HILL RD | DULUTH | Gwinnett | 670460 | 2 |  |  | TRUE |  | TRUE | Removed from Ground | Used Oil | 10000 | Bare Steel | 1980-02-15 | Galvanized Steel
CITY OF BUFORD | 30 GARNETT ST | BUFORD | Gwinnett | 670461 | 1 | [5 empty] | Closed in Ground | Gas (Historical Use) | 560 | Bare Steel | 1966-03-05 | Galvanized Steel
CITY OF BUFORD/BARN | 205 ALEXANDER ST | BUFORD | Gwinnett | 670462 | 1 | [5 empty] | Removed from Ground | Gas (Historical Use) | 1000 | Bare Steel | 1966-03-05 | Galvanized Steel
CITY OF BUFORD/BARN | 205 ALEXANDER ST | BUFORD | Gwinnett | 670462 | 2 | [5 empty] | Removed from Ground | Diesel | 500 | Bare Steel | 1966-03-05 | Galvanized Steel
GA PACIFIC CORP | 2351 BUTTON GWINNETT DR | NORCROSS | Gwinnett | 670464 | 1 | [5 empty] | Removed from Ground | Gas (Historical Use) | 10000 | Bare Steel | 1974-03-06 | Galvanized Steel
GA PACIFIC CORP | 2351 BUTTON GWINNETT DR | NORCROSS | Gwinnett | 670464 | 2 | [5 empty] | Removed from Ground | Diesel | 10000 | Bare Steel | 1974-03-06 | Bare Steel | Safe Suction (Euro)
GA PACIFIC CORP | 2351 BUTTON GWINNETT DR | NORCROSS | Gwinnett | 670464 | 3 | [5 empty] | Removed from Ground | Diesel | 20000 | Bare Steel | 1974-03-06 | Bare Steel | Safe Suction (Euro)
GA PACIFIC CORP | 2351 BUTTON GWINNETT DR | NORCROSS | Gwinnett | 670464 | 4 | [5 empty] | Removed from Ground | Diesel | 10000 | Fiberglass | 1989-09-15 | Fiberglass Reinforced Plastic | Safe Suction (Euro)
GA PACIFIC CORP | 2351 BUTTON GWINNETT DR | NORCROSS | Gwinnett | 670464 | 5 | [5 empty] | Removed from Ground | Diesel | 10000 | Double Walled | 1993-01-08 | Fiberglass Reinforced Plastic | Safe Suction (Euro)
GA STATE PATROL | 567 SWANSON DR | LAWRENCEVILLE | Gwinnett | 670465 | 1 | [5 empty] | Removed from Ground | Gas (Historical Use) | 3000 | Bare Steel | 1966-03-11 | Galvanized Steel | Safe Suction (Euro)
SHELL FOOD MART/GOLDEN GALLON #8 | 3880 HWY 29 & LESTER RD | LAWRENCEVILLE | Gwinnett | 670466 | 1 |  | 1994-03-11 |  | 1994-03-11 |  | Removed from Ground | Gas (Historical Use) | 10000 | Steel-Impressed Current | 1977-03-26 | Cathodically Protected | Pressurized
SHELL FOOD MART/GOLDEN GALLON #8 | 3880 HWY 29 & LESTER RD | LAWRENCEVILLE | Gwinnett | 670466 | 2 |  | 1994-03-11 |  | 1994-03-11 |  | Removed from Ground | Gas (Historical Use) | 10000 | Steel-Impressed Current | 1977-03-26 | Cathodically Protected | Pressurized
SHELL FOOD MART/GOLDEN GALLON #8 | 3880 HWY 29 & LESTER RD | LAWRENCEVILLE | Gwinnett | 670466 | 3 |  | 1994-03-11 |  | 1994-03-11 |  | Removed from Ground | Gas (Historical Use) | 10000 | Steel-Impressed Current | 1977-03-26 | Cathodically Protected | Pressurized
SHELL FOOD MART | 1984 US HWY 78 @ ABINGTON LANE | SNELLVILLE | Gwinnett | 670467 | 1 | Ball Float | 1994-03-09 | FALSE | 1994-03-09 | FALSE | Currently in Use | Regular | 10000 | Steel-Impressed Current | 1976-03-26 | Steel (Impressed Current) | Pressurized
SHELL FOOD MART | 1984 US HWY 78 @ ABINGTON LANE | SNELLVILLE | Gwinnett | 670467 | 2 | Ball Float | 1994-03-09 | FALSE | 1994-03-09 | FALSE | Currently in Use | Diesel | 8000 | Steel-Impressed Current | 1976-03-26 | Steel (Impressed Current) | Pressurized
SHELL FOOD MART | 1984 US HWY 78 @ ABINGTON LANE | SNELLVILLE | Gwinnett | 670467 | 3 | Ball Float | 1994-03-09 | FALSE | 1994-03-09 | FALSE | Currently in Use | Premium | 10000 | Fiberglass | 1985-03-24 | Fiberglass Reinforced Plastic | Pressurized
SHELL FOOD MART | 1984 US HWY 78 @ ABINGTON LANE | SNELLVILLE | Gwinnett | 670467 | 4 | Flapper Valve | 1994-03-09 | FALSE | 1994-03-09 | FALSE | Currently in Use | Kerosene | 2000 | Fiberglass | 1985-03-24 | Fiberglass Reinforced Plastic | Safe Suction (Euro)
SHELL FOOD MART | 2218 SCENIC HWY N | SNELLVILLE | Gwinnett | 670468 | 1 | Ball Float | 1994-03-22 | FALSE | 1994-03-22 | FALSE | Currently in Use | Regular | 10000 | Steel-Impressed Current | 2001-09-20 | Fiberglass Reinforced Plastic | Pressurized
SHELL FOOD MART | 2218 SCENIC HWY N | SNELLVILLE | Gwinnett | 670468 | 2 |  | 1994-03-22 | FALSE | 1994-03-22 | FALSE | Currently in Use | Premium | 10000 | Steel-Impressed Current | 2001-09-20 | Fiberglass Reinforced Plastic | Pressurized
SHELL FOOD MART | 2218 SCENIC HWY N | SNELLVILLE | Gwinnett | 670468 | 3 | Ball Float | 1994-03-22 | FALSE | 1994-03-22 | FALSE | Currently in Use | Diesel | 8000 | Fiberglass | 1985-03-24 | Fiberglass Reinforced Plastic | Pressurized
SHELL FOOD MART | 2218 SCENIC HWY N | SNELLVILLE | Gwinnett | 670468 | 4 |  | 1994-03-22 | FALSE | 1994-03-22 | FALSE | Currently in Use | Kerosene | 2000 | Fiberglass | 1985-03-24 | Fiberglass Reinforced Plastic
HERITAGE CENTER | 2160 FOUNTAIN DR | SNELLVILLE | Gwinnett | 670471 | 1 | [5 empty] | Closed in Ground | Diesel | 3000 | Bare Steel | 1981-03-01 | Galvanized Steel
HERITAGE CENTER | 2160 FOUNTAIN DR | SNELLVILLE | Gwinnett | 670471 | 2 | Flapper Valve | 1997-12-19 |  | 1997-12-19 |  | Removed from Ground | Diesel | 2000 | Composite Double Walled | 1997-12-19 | Double-Walled Flex | Suction (American)
HUMPHRIES CONCRETE BLOCK & READY | 6955 BUFORD HWY | DORAVILLE | Gwinnett | 670474 | 1 | [5 empty] | Removed from Ground | Diesel | 30000 | Bare Steel | 1981-01-15 | Galvanized Steel
HUMPHRIES CONCRETE BLOCK & READY | 6955 BUFORD HWY | DORAVILLE | Gwinnett | 670474 | 10AST | [5 empty] | Permanently Out of Use - historical purposes | Other | 8000 | Bare Steel | 1978-01-16 | Galvanized Steel
HUMPHRIES CONCRETE BLOCK & READY | 6955 BUFORD HWY | DORAVILLE | Gwinnett | 670474 | 11AST | [5 empty] | Currently in Use | Other | 1500 | Bare Steel | 1976-01-17 | Galvanized Steel
HUMPHRIES CONCRETE BLOCK & READY | 6955 BUFORD HWY | DORAVILLE | Gwinnett | 670474 | 12AST |  |  | TRUE |  | TRUE | Permanently Out of Use - historical purposes | Used Oil | 1500 | Bare Steel | 1976-01-17 | Galvanized Steel
HUMPHRIES CONCRETE BLOCK & READY | 6955 BUFORD HWY | DORAVILLE | Gwinnett | 670474 | 2 | [5 empty] | Removed from Ground | Diesel | 15000 | Bare Steel | 1976-01-17 | Galvanized Steel
HUMPHRIES CONCRETE BLOCK & READY | 6955 BUFORD HWY | DORAVILLE | Gwinnett | 670474 | 3 | [5 empty] | Permanently Out of Use - historical purposes | Gas (Historical Use) | 8000 | Bare Steel | 1976-01-17 | Galvanized Steel
HUMPHRIES CONCRETE BLOCK & READY | 6955 BUFORD HWY | DORAVILLE | Gwinnett | 670474 | 4AST | [5 empty] | Permanently Out of Use - historical purposes | Other | 5000 | Bare Steel | 1976-01-17 | Galvanized Steel
HUMPHRIES CONCRETE BLOCK & READY | 6955 BUFORD HWY | DORAVILLE | Gwinnett | 670474 | 5AST |  |  | TRUE |  | TRUE | Currently in Use | Used Oil | 1000 | Bare Steel | 1976-01-17 | Galvanized Steel
HUMPHRIES CONCRETE BLOCK & READY | 6955 BUFORD HWY | DORAVILLE | Gwinnett | 670474 | 6AST | [5 empty] | Permanently Out of Use - historical purposes | Other | 4000 | Bare Steel | 1976-01-17 | Galvanized Steel
HUMPHRIES CONCRETE BLOCK & READY | 6955 BUFORD HWY | DORAVILLE | Gwinnett | 670474 | 7 | [5 empty] | Permanently Out of Use - historical purposes | Diesel | 12000 | Bare Steel | 1976-01-17 | Galvanized Steel
HUMPHRIES CONCRETE BLOCK & READY | 6955 BUFORD HWY | DORAVILLE | Gwinnett | 670474 | 8 | [5 empty] | Permanently Out of Use - historical purposes | Gas (Historical Use) | 5000 | Bare Steel | 1966-01-19 | Galvanized Steel
HUMPHRIES CONCRETE BLOCK & READY | 6955 BUFORD HWY | DORAVILLE | Gwinnett | 670474 | 9 | [5 empty] | Permanently Out of Use - historical purposes | Diesel | 5000 | Bare Steel | 1966-01-19 | Galvanized Steel
MCKESSON DRUG CO | 955 NORCROSS IND CT | NORCROSS | Gwinnett | 670478 | 1 | [5 empty] | Removed from Ground | Diesel | 10000 | Marked Unknown | 1979-12-21 | Galvanized Steel
CITGO FOOD MART | 28 KILLIAN HILL RD | LILBURN | Gwinnett | 670479 | 1 | [5 empty] | Removed from Ground | Gas (Historical Use) | 10027 | Bare Steel | 1980-01-16 | Galvanized Steel | Suction (American)
CITGO FOOD MART | 28 KILLIAN HILL RD | LILBURN | Gwinnett | 670479 | 2 | [5 empty] | Removed from Ground | Gas (Historical Use) | 10027 | Bare Steel | 1980-01-16 | Galvanized Steel | Suction (American)
CITGO FOOD MART | 28 KILLIAN HILL RD | LILBURN | Gwinnett | 670479 | 3 | [5 empty] | Removed from Ground | Gas (Historical Use) | 10027 | Bare Steel | 1980-01-16 | Galvanized Steel | Suction (American)
CITGO FOOD MART | 28 KILLIAN HILL RD | LILBURN | Gwinnett | 670479 | 4 | Ball Float | 1997-12-01 | FALSE | 1997-12-01 | FALSE | Currently in Use | Regular | 12000 | Fiberglass | 1997-12-01 | Fiberglass Reinforced Plastic | Pressurized
CITGO FOOD MART | 28 KILLIAN HILL RD | LILBURN | Gwinnett | 670479 | 5 | Ball Float | 1997-12-01 | FALSE | 1997-12-01 | FALSE | Currently in Use | Premium | 10000 | Fiberglass | 1997-12-01 | Fiberglass Reinforced Plastic | Pressurized
CITGO FOOD MART | 28 KILLIAN HILL RD | LILBURN | Gwinnett | 670479 | 6 | Ball Float | 1997-12-01 |  | 1997-12-01 |  | Currently in Use | Diesel | 10000 | Fiberglass | 1997-12-01 | Fiberglass Reinforced Plastic | Pressurized
CITGO | 3125 LAWRENCEVILLE HWY | LAWRENCEVILLE | Gwinnett | 670480 | 1 | [5 empty] | Removed from Ground | Gas (Historical Use) | 10000 | Bare Steel | 1981-01-15 | Galvanized Steel
CITGO | 3125 LAWRENCEVILLE HWY | LAWRENCEVILLE | Gwinnett | 670480 | 2 | [5 empty] | Removed from Ground | Gas (Historical Use) | 10000 | Bare Steel | 1981-01-15 | Galvanized Steel
CITGO | 3125 LAWRENCEVILLE HWY | LAWRENCEVILLE | Gwinnett | 670480 | 3 | [5 empty] | Removed from Ground | Gas (Historical Use) | 10000 | Bare Steel | 1981-01-15 | Galvanized Steel
CITGO | 3125 LAWRENCEVILLE HWY | LAWRENCEVILLE | Gwinnett | 670480 | 4 | Ball Float | 1994-06-01 | FALSE | 1994-06-01 | FALSE | Currently in Use | Diesel | 10000 | Fiberglass | 1994-06-01 | Fiberglass Reinforced Plastic | Pressurized
CITGO | 3125 LAWRENCEVILLE HWY | LAWRENCEVILLE | Gwinnett | 670480 | 5 | Ball Float | 1994-06-01 | FALSE | 1994-06-01 | FALSE | Currently in Use | Regular | 10000 | Fiberglass | 1994-06-01 | Fiberglass Reinforced Plastic | Pressurized
CITGO | 3125 LAWRENCEVILLE HWY | LAWRENCEVILLE | Gwinnett | 670480 | 6 | Ball Float | 1994-06-01 | FALSE | 1994-06-01 | FALSE | Currently in Use | Premium | 10000 | Fiberglass | 1994-06-01 | Fiberglass Reinforced Plastic | Pressurized
QUICK MART | 647 GRAYSON HWY | LAWRENCEVILLE | Gwinnett | 670481 | 1 | [5 empty] | Removed from Ground | Gas (Historical Use) | 10026 | Bare Steel | 1980-01-16 | Galvanized Steel
QUICK MART | 647 GRAYSON HWY | LAWRENCEVILLE | Gwinnett | 670481 | 2 | [5 empty] | Removed from Ground | Gas (Historical Use) | 10026 | Bare Steel | 1980-01-16 | Galvanized Steel
QUICK MART | 647 GRAYSON HWY | LAWRENCEVILLE | Gwinnett | 670481 | 3 | [5 empty] | Removed from Ground | Gas (Historical Use) | 10026 | Bare Steel | 1980-01-16 | Galvanized Steel
QUICK MART | 647 GRAYSON HWY | LAWRENCEVILLE | Gwinnett | 670481 | 4 |  | 1994-05-01 | FALSE | 1994-05-01 | FALSE | Currently in Use | Regular | 10000 | Composite | 1994-05-01 | Double-Walled Flex | Pressurized
QUICK MART | 647 GRAYSON HWY | LAWRENCEVILLE | Gwinnett | 670481 | 5 |  | 1994-05-01 | FALSE | 1994-05-01 | FALSE | Currently in Use | Plus | 10000 | Composite | 1994-05-01 | Double-Walled Flex | Pressurized
QUICK MART | 647 GRAYSON HWY | LAWRENCEVILLE | Gwinnett | 670481 | 6 |  | 1994-05-01 | FALSE | 1994-05-01 | FALSE | Currently in Use | Premium | 10000 | Composite | 1994-05-01 | Double-Walled Flex | Pressurized
CHEVRON | 1103 US HWY 78 | GRAYSON | Gwinnett | 670482 | 1 | Ball Float | 1994-04-01 | FALSE | 1994-04-01 | FALSE | Currently in Use | Regular | 10000 | Fiberglass | 1984-01-15 | Double-Walled Flex | Pressurized
CHEVRON | 1103 US HWY 78 | GRAYSON | Gwinnett | 670482 | 2 | Ball Float | 1994-04-01 | FALSE | 1994-04-01 | FALSE | Currently in Use | Regular | 10000 | Fiberglass | 1984-01-15 | Double-Walled Flex | Pressurized
CHEVRON | 1103 US HWY 78 | GRAYSON | Gwinnett | 670482 | 3 | Ball Float | 1994-04-01 | FALSE | 1994-04-01 | FALSE | Currently in Use | Premium | 10000 | Fiberglass | 1984-01-15 | Double-Walled Flex | Pressurized
CHEVRON | 1103 US HWY 78 | GRAYSON | Gwinnett | 670482 | 4 | Ball Float | 1994-04-01 | FALSE | 1994-04-01 | FALSE | Currently in Use | Diesel | 10000 | Fiberglass | 1984-01-15 | Double-Walled Flex | Pressurized
O'NEAL STEAL INC | 4075 BLUE RIDGE PARKWAY | NORCROSS | Gwinnett | 670483 | 1 | [5 empty] | Removed from Ground | Diesel | 20000 | Bare Steel | 1981-01-22 | Galvanized Steel
NORCROSS NORTH INC | 5120 NORTH BUFORD HWY | NORCROSS | Gwinnett | 670484 | 1 | [5 empty] | Removed from Ground | Gas (Historical Use) | 12000 | Bare Steel | 1979-02-06 | Galvanized Steel
NORCROSS NORTH INC | 5120 NORTH BUFORD HWY | NORCROSS | Gwinnett | 670484 | 2 | [5 empty] | Removed from Ground | Gas (Historical Use) | 12000 | Bare Steel | 1979-02-06 | Galvanized Steel
MIQUELI AUTOMOTIVE | 24 KILLIAN HILL RD | LILBURN | Gwinnett | 670485 | 1 |  |  | TRUE |  | TRUE | Removed from Ground | Used Oil | 300 | Bare Steel | 1983-03-07 | Galvanized Steel
ATLANTA SERVICE CENTER | 6802 BUFORD HWY | DORAVILLE | Gwinnett | 670488 | 1 | [5 empty] | Removed from Ground | Diesel | 12000 | Bare Steel | 1980-02-21 | Bare Steel | Safe Suction (Euro)
ATLANTA SERVICE CENTER | 6802 BUFORD HWY | DORAVILLE | Gwinnett | 670488 | 2 | [5 empty] | Removed from Ground | Gas (Historical Use) | 12000 | Bare Steel | 1980-02-21 | Bare Steel | Safe Suction (Euro)
ATLANTA SERVICE CENTER | 6802 BUFORD HWY | DORAVILLE | Gwinnett | 670488 | 3 | [5 empty] | Removed from Ground | Other | 2000 | Bare Steel | 1986-01-01 | Bare Steel | Suction (American)
ATLANTA SERVICE CENTER | 6802 BUFORD HWY | DORAVILLE | Gwinnett | 670488 | 4 |  |  | TRUE |  | TRUE | Removed from Ground | Used Oil | 500 | Bare Steel | 1986-01-01 | Bare Steel | Pressurized
CIRCLE K #8468/7-ELEVEN STORE 15 | 5260 JIMMY CARTER BLVD | NORCROSS | Gwinnett | 670489 | 1 | [5 empty] | Removed from Ground | Gas (Historical Use) | 12000 | Fiberglass | 1977-11-01 | Fiberglass Reinforced Plastic | Pressurized
CIRCLE K #8468/7-ELEVEN STORE 15 | 5260 JIMMY CARTER BLVD | NORCROSS | Gwinnett | 670489 | 2 | [5 empty] | Removed from Ground | Gas (Historical Use) | 12000 | Fiberglass | 1978-02-02 | Fiberglass Reinforced Plastic | Pressurized
CIRCLE K #8468/7-ELEVEN STORE 15 | 5260 JIMMY CARTER BLVD | NORCROSS | Gwinnett | 670489 | 3 | [5 empty] | Removed from Ground | Gas (Historical Use) | 12000 | Fiberglass | 1978-02-02 | Fiberglass Reinforced Plastic | Pressurized
CIRCLE K #8470 | 7131 PEACHTREE IND BLVD | NORCROSS | Gwinnett | 670491 | 1 |  | 1993-01-18 |  | 1993-11-18 |  | Removed from Ground | Empty | 11500 | Fiberglass | 1978-06-01 | Fiberglass Reinforced Plastic | Pressurized
CIRCLE K #8470 | 7131 PEACHTREE IND BLVD | NORCROSS | Gwinnett | 670491 | 2 |  | 1993-11-18 |  | 1993-11-18 |  | Removed from Ground | Gas (Historical Use) | 12000 | Fiberglass | 1978-06-01 | Fiberglass Reinforced Plastic | Pressurized
CIRCLE K #8470 | 7131 PEACHTREE IND BLVD | NORCROSS | Gwinnett | 670491 | 3 |  | 1993-11-18 |  | 1993-11-18 |  | Removed from Ground | Gas (Historical Use) | 12000 | Fiberglass | 1978-06-01 | Fiberglass Reinforced Plastic | Pressurized
7-ELEVEN STORE 1433 #23667 | 4000 STONE MOUNTAIN HWY | STONE MOUNTAIN | Gwinnett | 670492 | 1 | [5 empty] | Permanently Out of Use - historical purposes | Gas (Historical Use) | 10000 | Bare Steel | 1983-02-01 | Galvanized Steel
7-ELEVEN STORE 1433 #23667 | 4000 STONE MOUNTAIN HWY | STONE MOUNTAIN | Gwinnett | 670492 | 2 | [5 empty] | Permanently Out of Use - historical purposes | Gas (Historical Use) | 10000 | Bare Steel | 1983-02-01 | Galvanized Steel
7-ELEVEN STORE 1433 #23667 | 4000 STONE MOUNTAIN HWY | STONE MOUNTAIN | Gwinnett | 670492 | 3 | [5 empty] | Permanently Out of Use - historical purposes | Gas (Historical Use) | 10000 | Bare Steel | 1983-02-01 | Galvanized Steel
7-ELEVEN STORE 1433 #23668 | 1195 INDIAN TRAIL RD | NORCROSS | Gwinnett | 670493 | 1 | [5 empty] | Removed from Ground | Gas (Historical Use) | 10000 | Bare Steel | 1983-02-01 | Galvanized Steel
7-ELEVEN STORE 1433 #23668 | 1195 INDIAN TRAIL RD | NORCROSS | Gwinnett | 670493 | 2 | [5 empty] | Removed from Ground | Gas (Historical Use) | 10000 | Bare Steel | 1983-02-01 | Galvanized Steel
7-ELEVEN STORE 1433 #23668 | 1195 INDIAN TRAIL RD | NORCROSS | Gwinnett | 670493 | 3 | [5 empty] | Removed from Ground | Gas (Historical Use) | 10000 | Bare Steel | 1983-02-01 | Galvanized Steel
LOGISTICS INTERNATIONAL GEORGIA INC | 4765 BUFORD HWY | NORCROSS | Gwinnett | 670496 | 1 | [5 empty] | Removed from Ground | Diesel | 12000 | Bare Steel | 1970-01-01 | Bare Steel
LOGISTICS INTERNATIONAL GEORGIA INC | 4765 BUFORD HWY | NORCROSS | Gwinnett | 670496 | 2 | [5 empty] | Removed from Ground | Gas (Historical Use) | 10000 | Bare Steel | 1970-01-01 | Bare Steel
LOGISTICS INTERNATIONAL GEORGIA INC | 4765 BUFORD HWY | NORCROSS | Gwinnett | 670496 | 3 | Flapper Valve | 1990-01-01 | FALSE | 1990-01-01 | FALSE | Temporarily out of use | Diesel | 10000 | Galvanic (STIP-3) | 1990-01-01 | Fiberglass Reinforced Plastic | Pressurized
WALTON EMC | 3645 LENORA CHURCH RD | SNELLVILLE | Gwinnett | 670497 | 1 | [5 empty] | Removed from Ground | Gas (Historical Use) | 10000 | Bare Steel | 1983-03-04 | Galvanized Steel | Suction (American)
WALTON EMC | 3645 LENORA CHURCH RD | SNELLVILLE | Gwinnett | 670497 | 2 | [5 empty] | Removed from Ground | Diesel | 4000 | Bare Steel | 1983-03-04 | Galvanized Steel | Pressurized
WALTON EMC | 3645 LENORA CHURCH RD | SNELLVILLE | Gwinnett | 670497 | 3 | [5 empty] | Removed from Ground | Other | 250 | Bare Steel | 1983-03-04 | Galvanized Steel | Gravity Fed
WALTON EMC | 3645 LENORA CHURCH RD | SNELLVILLE | Gwinnett | 670497 | 4 | Ball Float | 1994-05-01 | FALSE | 1994-05-01 | FALSE | Currently in Use | Premium | 10000 | Fiberglass Double Walled | 1994-05-10 | Double-Walled Fiberglass | Pressurized
WALTON EMC | 3645 LENORA CHURCH RD | SNELLVILLE | Gwinnett | 670497 | 5 | Ball Float | 1994-05-01 | FALSE | 1994-05-01 | FALSE | Currently in Use | Diesel | 6000 | Fiberglass Double Walled | 1994-05-10 | Double-Walled Fiberglass | Pressurized
WALTON EMC | 3645 LENORA CHURCH RD | SNELLVILLE | Gwinnett | 670497 | 6 |  |  | FALSE |  | FALSE | Removed from Ground | Gas (Historical Use) | 500 | Unknown | 2007-03-26 | Unknown
BST/NORCROSS CO/F5546 | 5866 BUFORD HWY | NORCROSS | Gwinnett | 670498 | 1 | [5 empty] | Removed from Ground | Diesel | 3000 | Bare Steel | 1969-01-05 | Copper | Suction (American)
BST/NORCROSS CO/F5546 | 5866 BUFORD HWY | NORCROSS | Gwinnett | 670498 | 2 |  | 1991-01-01 |  | 1991-01-01 |  | Removed from Ground | Diesel | 6000 | Cathodically Protected Steel | 1991-01-01 | Copper | Suction (American)
BST/NORCROSS CO/F5546 | 5866 BUFORD HWY | NORCROSS | Gwinnett | 670498 | 3 | Flapper Valve | 1993-05-10 | FALSE | 1993-05-10 | FALSE | Currently in Use | Diesel | 10000 | Composite Double Walled | 1993-02-10 | Fiberglass Reinforced Plastic | Suction (American)
BST/LILBURN CO/F5501 | 377 KILLIAN HILL RD | LILBURN | Gwinnett | 670499 | 1 | [5 empty] | Removed from Ground | Other | 10000 | Bare Steel | 1974-01-04 | Copper | Suction (American)
BST/LILBURN CO/F5501 | 377 KILLIAN HILL RD | LILBURN | Gwinnett | 670499 | 2 | Flapper Valve | 1997-07-02 | FALSE | 1997-07-02 | FALSE | Currently in Use | Diesel | 6000 | Fiberglass Double Walled | 1997-07-02 | Double-Walled Fiberglass | Suction (American)
BST/LAWRENCEVILLE CO/F5618 | 305 OAK ST | LAWRENCEVILLE | Gwinnett | 670500 | 1 | [5 empty] | Removed from Ground | Other | 10000 | Bare Steel | 1977-01-03 | Copper | Suction (American)
BST/LAWRENCEVILLE CO/F5618 | 305 OAK ST | LAWRENCEVILLE | Gwinnett | 670500 | 2 | [5 empty] | Removed from Ground | Other | 1000 | Not Marked/Unknown | 1993-05-03 | Not Marked
BST/LAWRENCEVILLE CO/F5618 | 305 OAK ST | LAWRENCEVILLE | Gwinnett | 670500 | 3 | Overfill Alarm | 1993-05-10 | FALSE | 1993-05-10 | FALSE | Currently in Use | Diesel | 6000 | Fiberglass Double Walled | 1993-05-10 | Double-Walled Fiberglass | Suction (American)
SOUTHERN BELL - LRVLGATL | 330 OAK ST | LAWRENCEVILLE | Gwinnett | 670501 | 1 | [5 empty] | Removed from Ground | Diesel | 1000 | Bare Steel | 1971-01-05 | Copper | Suction (American)
BST/LLBNGAKH F5606 | 379 KILLIAN HILL RD | LILBURN | Gwinnett | 670503 | 1 | [5 empty] | Removed from Ground | Gas (Historical Use) | 10000 | Bare Steel | 1977-01-03 | Bare Steel
BST/BUFORD CO/F5602 | 2010 US HWY 23 | BUFORD | Gwinnett | 670504 | 1 | [5 empty] | Removed from Ground | Diesel | 1000 | Bare Steel | 1983-07-29 | Copper | Suction (American)
BST/BUFORD CO/F5602 | 2010 US HWY 23 | BUFORD | Gwinnett | 670504 | 2 |  | 1993-01-28 |  | 1993-01-28 |  | Removed from Ground | Other | 2500 | Double Walled | 1993-01-28 | Not Marked
BST/BUFORD CO/F5602 | 2010 US HWY 23 | BUFORD | Gwinnett | 670504 | 3 | Flapper Valve | 2001-02-02 | FALSE | 2001-02-02 | FALSE | Currently in Use | Diesel | 4000 | Fiberglass Double Walled | 2000-02-01 | Double-Walled Fiberglass | Suction (American)
BST/DULUTH CO/F5215 | 3394 HOWELL ST | DULUTH | Gwinnett | 670505 | 1 | [5 empty] | Removed from Ground | Diesel | 2000 | Bare Steel | 1981-01-02 | Copper | Suction (American)
BST/DULUTH CO/F5215 | 3394 HOWELL ST | DULUTH | Gwinnett | 670505 | 2 | Overfill Alarm | 1997-10-09 | FALSE | 1997-10-09 | FALSE | Currently in Use | Diesel | 4000 | Fiberglass Double Walled | 1997-10-09 | Copper | Suction (American)
BST/DLTHGASC F5668 | 3103 BERKLEY LAKE CIR | DULUTH | Gwinnett | 670506 | 1 | [5 empty] | Removed from Ground | Gas (Historical Use) | 12000 | Bare Steel | 1979-01-03 | Copper | Pressurized
BST/DLTHGASC F5668 | 3103 BERKLEY LAKE CIR | DULUTH | Gwinnett | 670506 | 2 |  |  | TRUE |  | TRUE | Removed from Ground | Used Oil | 500 | Bare Steel | 1978-01-01 | Unknown | Gravity Fed
THOMPSON | 4064 US HWY 29 | LILBURN | Gwinnett | 670508 | 1 | [5 empty] | Removed from Ground | Gas (Historical Use) | 0 | Bare Steel | 1987-01-01 | Unknown
THOMPSON | 4064 US HWY 29 | LILBURN | Gwinnett | 670508 | 2 |  |  | FALSE |  | FALSE | Removed from Ground | Used Oil | 550 | Unknown | 2002-11-08
BERKELEY LAKE SERVICES | 4590 PEACHTREE IND BLVD | BERKELEY LAKE | Gwinnett | 670513 | 1 | Overfill Alarm | 1987-01-01 | FALSE | 1987-01-01 | FALSE | Currently in Use | Regular | 10000 | Galvanic (STIP-3) | 1987-01-01 | Fiberglass Reinforced Plastic | Pressurized
BERKELEY LAKE SERVICES | 4590 PEACHTREE IND BLVD | BERKELEY LAKE | Gwinnett | 670513 | 2 | Overfill Alarm | 1987-01-01 | FALSE | 1987-01-01 | FALSE | Currently in Use | Plus | 10000 | Galvanic (STIP-3) | 1987-01-01 | Fiberglass Reinforced Plastic | Pressurized
BERKELEY LAKE SERVICES | 4590 PEACHTREE IND BLVD | BERKELEY LAKE | Gwinnett | 670513 | 3 | Overfill Alarm | 1987-01-01 | FALSE | 1987-01-01 | FALSE | Currently in Use | Premium | 10000 | Galvanic (STIP-3) | 1987-01-01 | Fiberglass Reinforced Plastic | Pressurized
BERKELEY LAKE SERVICES | 4590 PEACHTREE IND BLVD | BERKELEY LAKE | Gwinnett | 670513 | 4 | Overfill Alarm | 1996-10-08 | FALSE | 1996-10-08 | FALSE | Currently in Use | Diesel | 10000 | Fiberglass | 1996-10-15 | Fiberglass Reinforced Plastic | Pressurized
THE ATLANTA JOURNAL/CONSTITUTION | 6455 BEST FRIEND RD | NORCROSS | Gwinnett | 670514 | 1 |  | 1993-03-01 |  | 1992-01-01 |  | Removed from Ground | Gas (Historical Use) | 20000 | Cathodically Protected Steel | 1985-05-19 | Cathodically Protected | Pressurized
THE ATLANTA JOURNAL/CONSTITUTION | 6455 BEST FRIEND RD | NORCROSS | Gwinnett | 670514 | 2 |  | 1993-03-01 |  | 1992-01-01 |  | Removed from Ground | Diesel | 20000 | Cathodically Protected Steel | 1985-05-19 | Cathodically Protected | Pressurized
THE ATLANTA JOURNAL/CONSTITUTION | 6455 BEST FRIEND RD | NORCROSS | Gwinnett | 670514 | 3 |  | 1993-03-01 |  | 1992-01-01 |  | Removed from Ground | Diesel | 20000 | Cathodically Protected Steel | 1985-05-19 | Cathodically Protected | Pressurized
THE ATLANTA JOURNAL/CONSTITUTION | 6455 BEST FRIEND RD | NORCROSS | Gwinnett | 670514 | 4 |  | 1993-03-01 |  | 1992-01-01 |  | Removed from Ground | Diesel | 20000 | Cathodically Protected Steel | 1985-05-19 | Cathodically Protected | Pressurized
THE ATLANTA JOURNAL/CONSTITUTION | 6455 BEST FRIEND RD | NORCROSS | Gwinnett | 670514 | 5 |  | 1993-03-01 |  | 1992-01-01 |  | Removed from Ground | Diesel | 20000 | Cathodically Protected Steel | 1985-05-19 | Cathodically Protected | Pressurized
THE ATLANTA JOURNAL/CONSTITUTION | 6455 BEST FRIEND RD | NORCROSS | Gwinnett | 670514 | 8 |  |  | TRUE |  | TRUE | Removed from Ground | Used Oil | 550 | Cathodically Protected Steel | 1985-05-21 | Cathodically Protected | Gravity Fed
FAST FREDDY'S FOOD MART | 331 ROCKBRIDGE RD | LILBURN | Gwinnett | 670516 | 1 | Ball Float | 1998-06-26 | FALSE | 1998-06-26 | FALSE | Currently in Use | Regular | 8000 | Steel-Impressed Current | 1985-05-20 | Fiberglass Reinforced Plastic | Pressurized
FAST FREDDY'S FOOD MART | 331 ROCKBRIDGE RD | LILBURN | Gwinnett | 670516 | 2 | Ball Float | 1998-06-26 | FALSE | 1998-06-26 | FALSE | Currently in Use | Premium | 8000 | Steel-Impressed Current | 1985-05-20 | Fiberglass Reinforced Plastic | Pressurized
FAST FREDDY'S FOOD MART | 331 ROCKBRIDGE RD | LILBURN | Gwinnett | 670516 | 3 | Ball Float | 1998-06-26 | FALSE | 1998-06-26 | FALSE | Currently in Use | Diesel | 6000 | Steel-Impressed Current | 1985-05-20 | Fiberglass Reinforced Plastic | Pressurized
BRADBERRY'S GARAGE (WILSON BRADB | 665 GRAYSON HWY | LAWRENCEVILLE | Gwinnett | 670517 | 1 | [5 empty] | Permanently Out of Use - historical purposes | Empty | 4000 | Bare Steel | 1978-12-20 | Not Marked
BRADBERRY'S GARAGE (WILSON BRADB | 665 GRAYSON HWY | LAWRENCEVILLE | Gwinnett | 670517 | 2 | [5 empty] | Permanently Out of Use - historical purposes | Empty | 4000 | Bare Steel | 1961-05-20 | Not Marked
KWIKSTOP | 2640 GA HWY 120 | DULUTH | Gwinnett | 670519 | 1 | [5 empty] | Removed from Ground | Gas (Historical Use) | 8000 | Bare Steel | 1972-05-04 | Galvanized Steel | Pressurized
KWIKSTOP | 2640 GA HWY 120 | DULUTH | Gwinnett | 670519 | 2 | [5 empty] | Removed from Ground | Gas (Historical Use) | 8000 | Bare Steel | 1972-05-04 | Galvanized Steel | Pressurized
KWIKSTOP | 2640 GA HWY 120 | DULUTH | Gwinnett | 670519 | 3 | Ball Float | 1995-04-07 | FALSE | 1995-04-07 | FALSE | Currently in Use | Diesel | 8000 | Galvanic (STIP-3) | 1995-04-07 | Fiberglass Reinforced Plastic | Pressurized
KWIKSTOP | 2640 GA HWY 120 | DULUTH | Gwinnett | 670519 | 4 | Ball Float | 1995-04-07 | FALSE | 1995-04-07 | FALSE | Currently in Use | Premium | 8000 | Galvanic (STIP-3) | 1995-04-07 | Fiberglass Reinforced Plastic | Pressurized
KWIKSTOP | 2640 GA HWY 120 | DULUTH | Gwinnett | 670519 | 5 | Ball Float | 2000-02-24 | FALSE | 2000-02-24 | FALSE | Currently in Use | Regular | 12000 | Composite | 2000-02-24 | Fiberglass Reinforced Plastic | Pressurized
SHOP-N-GO CONVENIENT FOOD MART | 6083 NORCROSS TUCKER RD | NORCROSS | Gwinnett | 670520 | 1 | Ball Float | 1998-10-01 | FALSE | 1998-10-01 | FALSE | Currently in Use | Regular | 10000 | Steel-Impressed Current | 1979-05-18 | Fiberglass Reinforced Plastic | Pressurized
SHOP-N-GO CONVENIENT FOOD MART | 6083 NORCROSS TUCKER RD | NORCROSS | Gwinnett | 670520 | 2 | Ball Float | 1998-10-01 | FALSE | 1998-10-01 | FALSE | Currently in Use | Plus | 10000 | Steel-Impressed Current | 1979-05-18 | Fiberglass Reinforced Plastic | Pressurized
SHOP-N-GO CONVENIENT FOOD MART | 6083 NORCROSS TUCKER RD | NORCROSS | Gwinnett | 670520 | 3 | Ball Float | 1998-10-01 | FALSE | 1998-10-01 | FALSE | Currently in Use | Premium | 10000 | Steel-Impressed Current | 1979-05-18 | Fiberglass Reinforced Plastic | Pressurized
MAJIK MARKET #89133 (FORMER) | 6344 LAWRENCEVILLE HWY(US HWY 29 | TUCKER | Gwinnett | 670521 | 1 | [5 empty] | Removed from Ground | Gas (Historical Use) | 8000 | Bare Steel | 1993-04-02 | Galvanized Steel
MAJIK MARKET #89133 (FORMER) | 6344 LAWRENCEVILLE HWY(US HWY 29 | TUCKER | Gwinnett | 670521 | 2 | [5 empty] | Removed from Ground | Gas (Historical Use) | 8000 | Bare Steel | 1993-04-02 | Galvanized Steel
MAJIK MARKET #89133 (FORMER) | 6344 LAWRENCEVILLE HWY(US HWY 29 | TUCKER | Gwinnett | 670521 | 3 | [5 empty] | Removed from Ground | Gas (Historical Use) | 10000 | Not Marked/Unknown | 1993-04-02 | Not Marked
MAJIK MARKET(FORMER)/JOSEPH E FI | 2331 BEAVER RUIN RD | NORCROSS | Gwinnett | 670522 | 1 | [5 empty] | Removed from Ground | Gas (Historical Use) | 8000 | Bare Steel | 1991-12-02 | Galvanized Steel
MAJIK MARKET(FORMER)/JOSEPH E FI | 2331 BEAVER RUIN RD | NORCROSS | Gwinnett | 670522 | 2 | [5 empty] | Removed from Ground | Gas (Historical Use) | 8000 | Bare Steel | 1986-05-13 | Galvanized Steel
CITGO FOOD MART | 4510 BUFORD HWY | NORCROSS | Gwinnett | 670523 | 1 |  | 2006-11-28 |  | 2006-11-28 |  | Currently in Use | Gas (Historical Use) | 8000 | Steel-Impressed Current | 1986-05-13 | Steel (Impressed Current) | Pressurized
CITGO FOOD MART | 4510 BUFORD HWY | NORCROSS | Gwinnett | 670523 | 2 |  | 2006-11-28 |  | 2006-11-28 |  | Currently in Use | Gas (Historical Use) | 8000 | Steel-Impressed Current | 1986-05-13 | Steel (Impressed Current) | Pressurized
CITGO FOOD MART | 4510 BUFORD HWY | NORCROSS | Gwinnett | 670523 | 3 |  | 2006-11-28 |  | 2006-11-28 |  | Currently in Use | Gas (Historical Use) | 8000 | Steel-Impressed Current | 1987-01-01 | Steel (Impressed Current) | Pressurized
MAJIK MARKET 09140 | 845 BEAVER RUIN RD | LILBURN | Gwinnett | 670525 | 1 | [5 empty] | Removed from Ground | Gas (Historical Use) | 8000 | Bare Steel | 1973-05-16 | Galvanized Steel
MAJIK MARKET 09140 | 845 BEAVER RUIN RD | LILBURN | Gwinnett | 670525 | 2 | [5 empty] | Removed from Ground | Gas (Historical Use) | 8000 | Bare Steel | 1973-05-16 | Galvanized Steel
AZALEA FOOD MART | 2087 AZALEA DR | LAWRENCEVILLE | Gwinnett | 670526 | 1 | [5 empty] | Permanently Out of Use - historical purposes | Gas (Historical Use) | 8000 | Bare Steel | 1975-05-16 | Galvanized Steel
AZALEA FOOD MART | 2087 AZALEA DR | LAWRENCEVILLE | Gwinnett | 670526 | 2 | [5 empty] | Permanently Out of Use - historical purposes | Gas (Historical Use) | 8000 | Bare Steel | 1975-05-16 | Galvanized Steel
AZALEA FOOD MART | 2087 AZALEA DR | LAWRENCEVILLE | Gwinnett | 670526 | 3 | Ball Float | 1997-06-20 | TRUE | 2007-07-12 | TRUE | Currently in Use | Gas (Historical Use) | 10000 | Fiberglass | 1988-02-01 | Fiberglass Reinforced Plastic | Pressurized
AZALEA FOOD MART | 2087 AZALEA DR | LAWRENCEVILLE | Gwinnett | 670526 | 4 | Ball Float | 1997-06-20 | TRUE | 2007-07-12 | TRUE | Currently in Use | Gas (Historical Use) | 10000 | Fiberglass | 1988-02-01 | Fiberglass Reinforced Plastic | Pressurized
AZALEA FOOD MART | 2087 AZALEA DR | LAWRENCEVILLE | Gwinnett | 670526 | 5 | Ball Float | 1997-06-20 | TRUE | 2007-07-12 | TRUE | Currently in Use | Gas (Historical Use) | 10000 | Fiberglass | 1988-02-01 | Fiberglass Reinforced Plastic | Pressurized
GA-060 | 4101 FIVE FORKS TRICKUM | LILBURN | Gwinnett | 670531 | 1 |  | 1997-08-02 |  | 1997-08-02 |  | Removed from Ground | Gas (Historical Use) | 10270 | Steel-Impressed Current | 1981-04-05 | Fiberglass Reinforced Plastic | Pressurized
GA-060 | 4101 FIVE FORKS TRICKUM | LILBURN | Gwinnett | 670531 | 2 |  | 1997-08-02 |  | 1997-08-02 |  | Removed from Ground | Gas (Historical Use) | 10270 | Steel-Impressed Current | 1981-04-05 | Fiberglass Reinforced Plastic | Pressurized
GA-060 | 4101 FIVE FORKS TRICKUM | LILBURN | Gwinnett | 670531 | 3 |  | 1997-08-02 |  | 1997-08-02 |  | Removed from Ground | Gas (Historical Use) | 10270 | Steel-Impressed Current | 1981-04-05 | Fiberglass Reinforced Plastic | Pressurized
GA-060 | 4101 FIVE FORKS TRICKUM | LILBURN | Gwinnett | 670531 | 4 |  | 1997-08-02 |  | 1997-08-02 |  | Removed from Ground | Gas (Historical Use) | 10270 | Steel-Impressed Current | 1981-04-05 | Fiberglass Reinforced Plastic | Pressurized
RUAN LEASING CO | 4768 OLD PEACHTREE RD | NORCROSS | Gwinnett | 670532 | 1 | [5 empty] | Removed from Ground | Diesel | 12000 | Cathodically Protected Steel | 1974-05-19 | Galvanized Steel | Pressurized
RUAN LEASING CO | 4768 OLD PEACHTREE RD | NORCROSS | Gwinnett | 670532 | 2 |  |  | TRUE |  | TRUE | Removed from Ground | Used Oil | 500 | Not Marked/Unknown | 1998-04-01 | Unknown
RUAN LEASING CO | 4768 OLD PEACHTREE RD | NORCROSS | Gwinnett | 670532 | 3 | [5 empty] | Removed from Ground | Empty | 2000 | Bare Steel | 1980-01-01 | Bare Steel
DULUTH SITE #011 | 3573 RIDGEWAY DR | DULUTH | Gwinnett | 670534 | 1 |  | 1997-12-30 |  | 1997-12-30 |  | Removed from Ground | Diesel | 275 | Cathodically Protected Steel | 1987-01-01 | Double Walled
SERVICE STATION 2033 | 712 HWY 20 BUFORD DR | LAWRENCEVILLE | Gwinnett | 670535 | 1 |  | 1987-01-01 |  | 1987-01-01 |  | Closed in Ground | Gas (Historical Use) | 10000 | Galvanic (STIP-3) | 1987-01-01 | Cathodically Protected | Pressurized
SERVICE STATION 2033 | 712 HWY 20 BUFORD DR | LAWRENCEVILLE | Gwinnett | 670535 | 2 |  | 1987-01-01 |  | 1987-01-01 |  | Closed in Ground | Gas (Historical Use) | 10000 | Galvanic (STIP-3) | 1987-01-01 | Cathodically Protected | Pressurized
SERVICE STATION 2033 | 712 HWY 20 BUFORD DR | LAWRENCEVILLE | Gwinnett | 670535 | 3 |  | 1987-01-01 |  | 1987-01-01 |  | Closed in Ground | Gas (Historical Use) | 10000 | Galvanic (STIP-3) | 1987-01-01 | Cathodically Protected | Pressurized
SERVICE STATION 2033 | 712 HWY 20 BUFORD DR | LAWRENCEVILLE | Gwinnett | 670535 | 4 |  | 1987-01-01 |  | 1987-01-01 |  | Closed in Ground | Gas (Historical Use) | 10000 | Galvanic (STIP-3) | 1987-01-01 | Cathodically Protected | Pressurized
Q LUBE INC | 3541 SATELLITE BLVD | DULUTH | Gwinnett | 670537 | 1 | [5 empty] | Removed from Ground | Other | 3000 | Cathodically Protected Steel | 1987-01-01 | Galvanized Steel | Suction (American)
Q LUBE INC | 3541 SATELLITE BLVD | DULUTH | Gwinnett | 670537 | 2 | [5 empty] | Removed from Ground | Other | 2000 | Cathodically Protected Steel | 1987-01-01 | Galvanized Steel | Suction (American)
Q LUBE INC | 3541 SATELLITE BLVD | DULUTH | Gwinnett | 670537 | 3 |  |  | TRUE |  | TRUE | Removed from Ground | Used Oil | 1000 | Cathodically Protected Steel | 1987-01-01 | Galvanized Steel | Suction (American)
MOBIL FOOD MART | 925 INDIAN TRAIL LILBURN RD | LILBURN | Gwinnett | 670538 | 1 |  | 1987-01-01 | FALSE | 1987-01-01 | FALSE | Currently in Use | Regular | 10000 | Steel-Impressed Current | 1987-01-01 | Steel (Impressed Current) | Pressurized
MOBIL FOOD MART | 925 INDIAN TRAIL LILBURN RD | LILBURN | Gwinnett | 670538 | 2 |  | 1987-01-01 | FALSE | 1987-01-01 | FALSE | Currently in Use | Premium | 10000 | Steel-Impressed Current | 1987-01-01 | Steel (Impressed Current) | Pressurized
MOBIL FOOD MART | 925 INDIAN TRAIL LILBURN RD | LILBURN | Gwinnett | 670538 | 3 |  | 1987-01-01 | FALSE | 1987-01-01 | FALSE | Temporarily out of use | Diesel | 10000 | Steel-Impressed Current | 1987-01-01 | Steel (Impressed Current) | Pressurized
MOBIL FOOD MART | 925 INDIAN TRAIL LILBURN RD | LILBURN | Gwinnett | 670538 | 4 |  | 1987-01-01 | FALSE | 1987-01-01 | FALSE | Temporarily out of use | Gas (Historical Use) | 10000 | Galvanic (STIP-3) | 1987-01-01 | Galvanized Steel | Pressurized
SHIVSAI INC/ D/B/A SUPERSHINE CARWASH | 1510 E PARK PLACE BLVD | STONE MOUNTAIN | Gwinnett | 670539 | 1 |  | 1987-08-31 | FALSE | 1987-08-31 | FALSE | Temporarily out of use | Empty | 10000 | Composite | 1987-08-31 | Fiberglass Reinforced Plastic | Pressurized
SHIVSAI INC/ D/B/A SUPERSHINE CARWASH | 1510 E PARK PLACE BLVD | STONE MOUNTAIN | Gwinnett | 670539 | 2 |  | 1987-08-31 | FALSE | 1987-08-31 | FALSE | Temporarily out of use | Empty | 6000 | Composite | 1987-08-31 | Fiberglass Reinforced Plastic | Pressurized
SHIVSAI INC/ D/B/A SUPERSHINE CARWASH | 1510 E PARK PLACE BLVD | STONE MOUNTAIN | Gwinnett | 670539 | 3 |  | 1987-08-31 | TRUE | 1987-08-31 | TRUE | Temporarily out of use | Empty | 6000 | Composite | 1987-08-31 | Fiberglass Reinforced Plastic | Pressurized
V & V CONVENIENCE | 2490 CRUSE RD | LAWRENCEVILLE | Gwinnett | 670540 | 1 | Flapper Valve | 1998-12-15 |  | 1998-12-15 |  | Currently in Use | Gas (Historical Use) | 6000 | Steel-Impressed Current | 1983-01-02 | Fiberglass Reinforced Plastic | Pressurized
V & V CONVENIENCE | 2490 CRUSE RD | LAWRENCEVILLE | Gwinnett | 670540 | 2 | Flapper Valve | 1998-12-15 |  | 1998-12-15 |  | Currently in Use | Gas (Historical Use) | 6000 | Steel-Impressed Current | 1983-01-02 | Fiberglass Reinforced Plastic | Pressurized
V & V CONVENIENCE | 2490 CRUSE RD | LAWRENCEVILLE | Gwinnett | 670540 | 3 | Flapper Valve | 1998-12-15 |  | 1998-12-15 |  | Currently in Use | Gas (Historical Use) | 6000 | Steel-Impressed Current | 1983-01-02 | Fiberglass Reinforced Plastic | Pressurized
ARCADO ROAD REAL ESTATE INVESTOR | 127 ARCADO RD | LILBURN | Gwinnett | 670541 | 1 | Ball Float | 1998-02-10 | FALSE | 1987-01-01 | FALSE | Currently in Use | Premium | 10000 | Steel-Impressed Current | 1987-01-01 | Fiberglass Reinforced Plastic | Pressurized
ARCADO ROAD REAL ESTATE INVESTOR | 127 ARCADO RD | LILBURN | Gwinnett | 670541 | 2 | Ball Float | 1998-02-01 | FALSE | 1987-01-01 | FALSE | Currently in Use | Regular | 10000 | Steel-Impressed Current | 1987-01-01 | Fiberglass Reinforced Plastic | Pressurized
ARCADO ROAD REAL ESTATE INVESTOR | 127 ARCADO RD | LILBURN | Gwinnett | 670541 | 3 | Ball Float | 1998-02-01 | FALSE | 1987-01-01 | FALSE | Currently in Use | Diesel | 6000 | Steel-Impressed Current | 1987-01-01 | Fiberglass Reinforced Plastic | Pressurized
Q LUBE INC #1168 | 5314 US HWY 78 | STONE MOUNTAIN | Gwinnett | 670542 | 1 | [5 empty] | Removed from Ground | Other | 5000 | Bare Steel | 1987-01-01 | Galvanized Steel
Q LUBE INC #1168 | 5314 US HWY 78 | STONE MOUNTAIN | Gwinnett | 670542 | 2 | [5 empty] | Removed from Ground | Other | 3000 | Bare Steel | 1987-01-01 | Galvanized Steel
Q LUBE INC #1168 | 5314 US HWY 78 | STONE MOUNTAIN | Gwinnett | 670542 | 3 |  |  | TRUE |  | TRUE | Removed from Ground | Used Oil | 2000 | Bare Steel | 1987-01-01 | Galvanized Steel
DIXIE PLYWOOD CO OF ATLANTA | 2803 PLEASANT HILL RD | DULUTH | Gwinnett | 670544 | 1 | [5 empty] | Removed from Ground | Diesel | 12000 | Fiberglass | 1987-01-01 | Galvanized Steel
GA TRAINING & DEVELOPMENT CENTER | 2989 WEST ROCK QUARRY RD | BUFORD | Gwinnett | 670545 | 1 | [5 empty] | Removed from Ground | Empty | 1000 | Bare Steel | 1975-01-04 | Bare Steel
COOPER PAVING INC | 2854 OLD THOMPSON MILL RD | BUFORD | Gwinnett | 670546 | 1 | [5 empty] | Removed from Ground | Diesel | 4000 | Bare Steel | 1977-01-03 | Galvanized Steel
COOPER PAVING INC | 2854 OLD THOMPSON MILL RD | BUFORD | Gwinnett | 670546 | 2 | [5 empty] | Removed from Ground | Diesel | 1000 | Bare Steel | 1977-01-03 | Galvanized Steel
COOPER PAVING INC | 2854 OLD THOMPSON MILL RD | BUFORD | Gwinnett | 670546 | 3AST | [5 empty] | Currently in Use | Diesel | 2000 | Bare Steel |  | Galvanized Steel
HARDING ERECTORS INC | 1567 BEAVER RUIN RD | NORCROSS | Gwinnett | 670547 | 1 | [5 empty] | Currently in Use | Gas (Historical Use) | 4000 | Bare Steel | 1977-01-03 | Galvanized Steel
HARDING ERECTORS INC | 1567 BEAVER RUIN RD | NORCROSS | Gwinnett | 670547 | 2 | [5 empty] | Currently in Use | Diesel | 4000 | Bare Steel | 1977-01-03 | Galvanized Steel
GWINNETT AIRPORT-BRISCOE FIELD | GA HWY 316 | LAWRENCEVILLE | Gwinnett | 670550 | 1AST | [5 empty] | Currently in Use | Other | 10000 | Marked Unknown |  | Unknown
GWINNETT AIRPORT-BRISCOE FIELD | GA HWY 316 | LAWRENCEVILLE | Gwinnett | 670550 | 2AST | [5 empty] | Currently in Use | Other | 10000 | Marked Unknown |  | Unknown
Northwood Residential Development | 3157 CLUB DR. | LAWRENCEVILLE | Gwinnett | 670551 | 1 | [5 empty] | Removed from Ground | Gas (Historical Use) | 1000 | Bare Steel | 1971-01-01 | Galvanized Steel
Northwood Residential Development | 3157 CLUB DR. | LAWRENCEVILLE | Gwinnett | 670551 | 2 | [5 empty] | Removed from Ground | Gas (Historical Use) | 550 | Bare Steel | 1978-01-01 | Galvanized Steel
METRO MOBILE HOME PARK SUPERETTE | 2 A INDIAN TR ACCESS & HILLCREST | NORCROSS | Gwinnett | 670552 | 1 | [5 empty] | Removed from Ground | Gas (Historical Use) | 1000 | Marked Unknown | 1990-03-01 | Unknown
METRO MOBILE HOME PARK SUPERETTE | 2 A INDIAN TR ACCESS & HILLCREST | NORCROSS | Gwinnett | 670552 | 2 | [5 empty] | Removed from Ground | Gas (Historical Use) | 1000 | Marked Unknown | 1990-03-01 | Unknown
KRAFT FOODS/GENERAL ELECTRIC CO | 6205 BEST FRIEND RD | NORCROSS | Gwinnett | 670553 | 1 | [5 empty] | Removed from Ground | Diesel | 20000 | Marked Unknown | 1991-03-01 | Unknown
KRAFT FOODS/GENERAL ELECTRIC CO | 6205 BEST FRIEND RD | NORCROSS | Gwinnett | 670553 | 2 | [5 empty] | Removed from Ground | Diesel | 1 | Marked Unknown | 1991-03-01 | Unknown
BST/MAINT FACILITY F5659 | 3176 LENORA CHURCH RD | SNELLVILLE | Gwinnett | 670555 | 1 | [5 empty] | Removed from Ground | Gas (Historical Use) | 3000 | Bare Steel | 1974-01-01 | Unknown | Pressurized
BST/MAINT FACILITY F5659 | 3176 LENORA CHURCH RD | SNELLVILLE | Gwinnett | 670555 | 2 | [5 empty] | Removed from Ground | Gas (Historical Use) | 12000 | Bare Steel | 1981-01-01 | Unknown | Pressurized
BST/MAINT FACILITY F5659 | 3176 LENORA CHURCH RD | SNELLVILLE | Gwinnett | 670555 | 3 |  |  | TRUE |  | TRUE | Removed from Ground | Used Oil | 500 | Bare Steel | 1990-12-01 | Unknown | Gravity Fed
GE CAPITAL IT SOLUTIONS | 2885 PACIFIC DR | NORCROSS | Gwinnett | 672001 | 1 | [5 empty] | Removed from Ground | Diesel | 1000 | Bare Steel | 1987-11-04 | Bare Steel
SLA CHEVRON FOOD MART | 1955 GRAVEL SPRING RD-GA HWY 324 | BUFORD | Gwinnett | 672002 | 1 | Ball Float | 1993-12-10 | FALSE | 1993-12-01 | FALSE | Currently in Use | Regular | 8000 | Fiberglass | 1988-09-01 | Flex | Pressurized
SLA CHEVRON FOOD MART | 1955 GRAVEL SPRING RD-GA HWY 324 | BUFORD | Gwinnett | 672002 | 2 | Ball Float | 1993-12-10 | FALSE | 1993-12-10 | FALSE | Currently in Use | Diesel | 8000 | Fiberglass | 1988-09-01 | Flex | Pressurized
SLA CHEVRON FOOD MART | 1955 GRAVEL SPRING RD-GA HWY 324 | BUFORD | Gwinnett | 672002 | 3 | Ball Float | 1993-12-10 | FALSE | 1993-12-10 | FALSE | Currently in Use | Premium | 8000 | Fiberglass | 1988-09-01 | Flex | Pressurized
TEXACO FOOD MART | 3095 LENORA CHURCH RD | SNELLVILLE | Gwinnett | 672003 | 1 | Ball Float | 1987-01-01 | FALSE | 1987-01-01 | FALSE | Currently in Use | Diesel | 10000 | Composite | 1987-10-01 | Fiberglass Reinforced Plastic | Pressurized
TEXACO FOOD MART | 3095 LENORA CHURCH RD | SNELLVILLE | Gwinnett | 672003 | 2 | Ball Float | 1987-01-01 | FALSE | 1987-01-01 | FALSE | Currently in Use | Regular | 8000 | Composite | 1987-10-01 | Fiberglass Reinforced Plastic | Pressurized
TEXACO FOOD MART | 3095 LENORA CHURCH RD | SNELLVILLE | Gwinnett | 672003 | 3 | Ball Float | 1987-01-01 | FALSE | 1987-01-01 | FALSE | Currently in Use | Premium | 8000 | Composite | 1987-10-01 | Fiberglass Reinforced Plastic | Pressurized
M & Z ENTERPRISES LLC | 5150 ANNISTON RD | STONE MOUNTAIN | Gwinnett | 672004 | 1 | Ball Float | 1994-07-22 | FALSE | 1994-07-22 | FALSE | Currently in Use | Regular | 10000 | Fiberglass | 1987-10-01 | Fiberglass Reinforced Plastic | Pressurized
M & Z ENTERPRISES LLC | 5150 ANNISTON RD | STONE MOUNTAIN | Gwinnett | 672004 | 2 | Ball Float | 1994-07-22 | FALSE | 1994-07-22 | FALSE | Currently in Use | Plus | 10000 | Fiberglass | 1987-10-01 | Fiberglass Reinforced Plastic | Pressurized
M & Z ENTERPRISES LLC | 5150 ANNISTON RD | STONE MOUNTAIN | Gwinnett | 672004 | 3 | Ball Float | 1994-07-22 | FALSE | 1994-07-22 | FALSE | Currently in Use | Premium | 10000 | Fiberglass | 1987-10-01 | Fiberglass Reinforced Plastic | Pressurized
EXXON FOOD MART | 1488 DULUTH HWY/ GA HWY 120 | LAWRENCEVILLE | Gwinnett | 672005 | 1 | Ball Float | 1994-08-04 | FALSE | 1994-08-04 | FALSE | Currently in Use | Regular | 10000 | Fiberglass | 1987-07-01 | Fiberglass Reinforced Plastic | Pressurized
EXXON FOOD MART | 1488 DULUTH HWY/ GA HWY 120 | LAWRENCEVILLE | Gwinnett | 672005 | 2 | Ball Float | 1994-08-04 | FALSE | 1994-08-04 | FALSE | Currently in Use | Premium | 10000 | Fiberglass | 1987-07-01 | Fiberglass Reinforced Plastic | Pressurized
EXXON FOOD MART | 1488 DULUTH HWY/ GA HWY 120 | LAWRENCEVILLE | Gwinnett | 672005 | 3 | Ball Float | 1994-08-04 | FALSE | 1994-08-04 | FALSE | Currently in Use | Diesel | 10000 | Fiberglass | 1987-11-04 | Fiberglass Reinforced Plastic | Pressurized
CITGO | 6910 DAWSON BLVD | NORCROSS | Gwinnett | 672006 | 1 | Ball Float | 1993-08-23 | FALSE | 1993-08-23 | FALSE | Currently in Use | Premium | 10000 | Fiberglass | 1987-12-01 | Fiberglass Reinforced Plastic | Pressurized
CITGO | 6910 DAWSON BLVD | NORCROSS | Gwinnett | 672006 | 2 | Ball Float | 1993-08-23 | FALSE | 1993-08-23 | FALSE | Currently in Use | Regular | 10000 | Fiberglass | 1987-12-01 | Fiberglass Reinforced Plastic | Pressurized
CITGO | 6910 DAWSON BLVD | NORCROSS | Gwinnett | 672006 | 3 | Ball Float | 1993-08-23 | FALSE | 1993-08-23 | FALSE | Currently in Use | Diesel | 10000 | Fiberglass | 1987-12-01 | Fiberglass Reinforced Plastic | Pressurized
SHELL LILBURN FOOD | 4971 LAWRENCEVILLE HWY | LILBURN | Gwinnett | 672007 | 1 | Ball Float | 1997-02-01 | FALSE | 1997-02-01 | FALSE | Currently in Use | Regular | 10000 | Fiberglass | 1988-11-03 | Fiberglass Reinforced Plastic | Pressurized
SHELL LILBURN FOOD | 4971 LAWRENCEVILLE HWY | LILBURN | Gwinnett | 672007 | 2 | Ball Float | 1997-02-01 | FALSE | 1997-02-01 | FALSE | Currently in Use | Premium | 10000 | Fiberglass | 1988-11-03 | Fiberglass Reinforced Plastic | Pressurized
SHELL LILBURN FOOD | 4971 LAWRENCEVILLE HWY | LILBURN | Gwinnett | 672007 | 3 | Ball Float | 1997-02-01 | FALSE | 1997-02-01 | FALSE | Currently in Use | Diesel | 10000 | Fiberglass | 1988-11-03 | Fiberglass Reinforced Plastic | Pressurized
NEIGHBORS MARKET EXXON | 4735 SUGARLOAF PKWY | LAWRENCEVILLE | Gwinnett | 10002527 | 1 | Flapper Valve | 2015-08-05 | FALSE | 2015-08-05 | FALSE | Currently in Use | Regular | 12000 | Composite Double Walled | 2015-08-05 | Double-Walled Fiberglass | Pressurized
NEIGHBORS MARKET EXXON | 4735 SUGARLOAF PKWY | LAWRENCEVILLE | Gwinnett | 10002527 | 2A | Flapper Valve | 2015-08-05 | FALSE | 2015-08-05 | FALSE | Currently in Use | Premium | 8000 | Composite Double Walled | 2015-08-05 | Double-Walled Fiberglass | Pressurized
NEIGHBORS MARKET EXXON | 4735 SUGARLOAF PKWY | LAWRENCEVILLE | Gwinnett | 10002527 | 2B | Flapper Valve | 2015-08-05 | FALSE | 2015-08-05 | FALSE | Currently in Use | Diesel | 4000 | Composite Double Walled | 2015-08-05 | Double-Walled Fiberglass | Pressurized
THE ENCLAVE AT COLONY CREEK | 1100 DULUTH HIGHWAY | LAWRENCEVILLE | Gwinnett | 10002539 | 1 |  |  | FALSE |  | FALSE | Removed from Ground | Not Marked/Tank Removed | 0 | Unknown | 2016-02-09
FORMER FISERV | 4411 EAST JONES BRIDGE RD | NORCROSS | Gwinnett | 10002541 | 1 |  |  | FALSE |  | FALSE | Removed from Ground | Diesel | 1500 | Bare Steel | 1965-01-01
FORMER CHURCH | 3550 WEST LAWRENCEVILLE STREET | DULUTH | Gwinnett | 10002543 | 1 |  |  | FALSE |  | FALSE | Removed from Ground | Gas (Historical Use) | 500 | Bare Steel | 2016-03-11
QUIKTRIP #740 | 5050 SUGARLOAF PKWY | LAWRENCEVILLE | Gwinnett | 10002516 | 1 | Flapper Valve |  | FALSE |  | FALSE | Currently in Use | Regular | 20000 | Fiberglass Double Walled | 2015-08-01 | Double-Walled Fiberglass | Pressurized
QUIKTRIP #740 | 5050 SUGARLOAF PKWY | LAWRENCEVILLE | Gwinnett | 10002516 | 2 | Flapper Valve |  | FALSE |  | FALSE | Currently in Use | Regular | 20000 | Fiberglass Double Walled | 2015-08-01 | Double-Walled Fiberglass | Pressurized
QUIKTRIP #740 | 5050 SUGARLOAF PKWY | LAWRENCEVILLE | Gwinnett | 10002516 | 3A | Flapper Valve |  | FALSE |  | FALSE | Currently in Use | Premium | 10000 | Fiberglass Double Walled | 2015-08-01 | Double-Walled Fiberglass | Pressurized
QUIKTRIP #740 | 5050 SUGARLOAF PKWY | LAWRENCEVILLE | Gwinnett | 10002516 | 3B | Flapper Valve |  | FALSE |  | FALSE | Currently in Use | E-0 | 9500 | Fiberglass Double Walled | 2015-08-01 | Double-Walled Fiberglass | Pressurized
QUIKTRIP #740 | 5050 SUGARLOAF PKWY | LAWRENCEVILLE | Gwinnett | 10002516 | 4 | Flapper Valve |  | FALSE |  | FALSE | Currently in Use | Diesel | 12000 | Fiberglass Double Walled | 2015-08-01 | Double-Walled Fiberglass | Pressurized
CHATTAHOOCHEE RIVER NATIONAL RECREATION AREA | ADJACENT TO 1892 CHATTAHOOCHEE DRIVE | SUWANEE | Gwinnett | 10002361 | 1 |  |  | FALSE |  | FALSE | Removed from Ground | Other | 50 | Unknown | 2014-07-10 | Unknown
CHATTAHOOCHEE RIVER NATIONAL RECREATION AREA | ADJACENT TO 1892 CHATTAHOOCHEE DRIVE | SUWANEE | Gwinnett | 10002361 | 2 |  |  | FALSE |  | FALSE | Removed from Ground | Kerosene | 500 | Unknown | 2014-07-10 | Unknown
QUIKTRIP #795 | 5065 STONE MOUNTAIN HWY | STONE MOUNTAIN | Gwinnett | 10002429 | 1 | Overfill Alarm | 2015-04-22 | FALSE | 2015-04-22 | FALSE | Currently in Use | Regular | 20000 | Fiberglass Double Walled | 2014-12-01 | Double-Walled Fiberglass | Pressurized
QUIKTRIP #795 | 5065 STONE MOUNTAIN HWY | STONE MOUNTAIN | Gwinnett | 10002429 | 2 | Overfill Alarm | 2015-04-22 | FALSE | 2015-04-22 | FALSE | Currently in Use | Regular | 20000 | Fiberglass Double Walled | 2014-12-01 | Double-Walled Fiberglass | Pressurized
QUIKTRIP #795 | 5065 STONE MOUNTAIN HWY | STONE MOUNTAIN | Gwinnett | 10002429 | 3A | Overfill Alarm | 2015-04-22 | FALSE | 2015-04-22 | FALSE | Currently in Use | Premium | 9500 | Fiberglass Double Walled | 2014-12-01 | Double-Walled Fiberglass | Pressurized
QUIKTRIP #795 | 5065 STONE MOUNTAIN HWY | STONE MOUNTAIN | Gwinnett | 10002429 | 3B |  | 2015-04-22 | FALSE | 2015-04-22 | FALSE | Temporarily out of use |  | 10000 | Fiberglass Double Walled | 2014-12-01 | Double-Walled Fiberglass | Pressurized
QUIKTRIP #795 | 5065 STONE MOUNTAIN HWY | STONE MOUNTAIN | Gwinnett | 10002429 | 4 | Overfill Alarm | 2015-04-22 | FALSE | 2015-04-22 | FALSE | Currently in Use | Diesel | 12000 | Fiberglass Double Walled | 2014-12-01 | Double-Walled Fiberglass | Pressurized
CITY OF DACULA | 2453 WINDER HIGHWAY | DACULA | Gwinnett | 10002475 | 1 |  |  | FALSE |  | FALSE | Removed from Ground | Gas (Historical Use) | 70 | Unknown | 2015-09-08 | Unknown
CITY OF DACULA | 2453 WINDER HIGHWAY | DACULA | Gwinnett | 10002475 | 2 |  |  | FALSE |  | FALSE | Removed from Ground | Gas (Historical Use) | 750 | Unknown | 2015-09-08 | Unknown
MURPHY STORE #7553 | 3795 BUFORD DR | BUFORD | Gwinnett | 10002483 | 1 | Flapper Valve | 2015-10-02 | FALSE |  | FALSE | Currently in Use | Regular | 20000 | Fiberglass Double Walled | 2015-08-04 | Double-Walled Fiberglass | Pressurized
MURPHY STORE #7553 | 3795 BUFORD DR | BUFORD | Gwinnett | 10002483 | 2A | Flapper Valve | 2015-10-02 | FALSE |  | FALSE | Currently in Use | Diesel | 12000 | Fiberglass Double Walled | 2015-08-04 | Double-Walled Fiberglass | Pressurized
MURPHY STORE #7553 | 3795 BUFORD DR | BUFORD | Gwinnett | 10002483 | 2B | Flapper Valve | 2015-10-02 | FALSE |  | FALSE | Currently in Use | Premium | 8000 | Fiberglass Double Walled | 2015-08-04 | Fiberglass Reinforced Plastic | Pressurized
QUIKTRIP #759 | 1094 DULUTH HWY | LAWRENCEVILLE | Gwinnett | 10002393 | 1 | Overfill Alarm | 2014-12-01 | FALSE | 2015-02-04 | FALSE | Currently in Use | Regular | 20000 | Fiberglass Double Walled | 2014-10-01 | Double-Walled Fiberglass | Pressurized
QUIKTRIP #759 | 1094 DULUTH HWY | LAWRENCEVILLE | Gwinnett | 10002393 | 2 | Overfill Alarm | 2014-12-01 | FALSE | 2015-02-04 | FALSE | Currently in Use | Regular | 20000 | Fiberglass Double Walled | 2014-10-01 | Double-Walled Fiberglass | Pressurized
QUIKTRIP #759 | 1094 DULUTH HWY | LAWRENCEVILLE | Gwinnett | 10002393 | 3A | Overfill Alarm | 2014-12-01 | FALSE | 2015-02-04 | FALSE | Temporarily out of use |  | 10000 | Fiberglass Double Walled | 2014-10-01 | Double-Walled Fiberglass | Pressurized
QUIKTRIP #759 | 1094 DULUTH HWY | LAWRENCEVILLE | Gwinnett | 10002393 | 3B | Overfill Alarm | 2014-12-01 | FALSE | 2015-02-04 | FALSE | Currently in Use | Premium | 9500 | Fiberglass Double Walled | 2014-10-01 | Double-Walled Fiberglass | Pressurized
QUIKTRIP #759 | 1094 DULUTH HWY | LAWRENCEVILLE | Gwinnett | 10002393 | 4 | Overfill Alarm | 2014-12-01 | FALSE | 2015-02-04 | FALSE | Currently in Use | Diesel | 12000 | Fiberglass Double Walled | 2014-10-01 | Double-Walled Fiberglass | Pressurized
AUTONATION VW MALL OF GEORGIA | 3711 BUFORD DR | BUFORD | Gwinnett | 10002379 | 1 | Flapper Valve | 2010-08-01 | FALSE | 2010-06-01 | FALSE | Currently in Use | Regular | 2000 | Tank Jacket | 2010-06-01 | Double-Walled Flex | Pressurized
AUTONATION VW MALL OF GEORGIA | 3711 BUFORD DR | BUFORD | Gwinnett | 10002379 | 2 | Flapper Valve | 2010-08-01 | FALSE | 2010-06-01 | FALSE | Currently in Use | Diesel | 2000 | Tank Jacket | 2010-06-01 | Double-Walled Flex | Pressurized
RaceTrac #2354 - Scenic Hwy. | 2211 SCENIC HWY | SNELLVILLE | Gwinnett | 10002288 | 1 | Ball Float | 2013-10-24 | FALSE | 2013-10-24 | FALSE | Currently in Use | Regular | 20000 | Composite Double Walled | 2013-10-24 | Double-Walled Fiberglass | Pressurized
RaceTrac #2354 - Scenic Hwy. | 2211 SCENIC HWY | SNELLVILLE | Gwinnett | 10002288 | 2A | Ball Float | 2013-10-24 | FALSE | 2013-10-24 | FALSE | Currently in Use | E-0 | 10000 | Composite Double Walled | 2013-10-24 | Double-Walled Fiberglass | Pressurized
RaceTrac #2354 - Scenic Hwy. | 2211 SCENIC HWY | SNELLVILLE | Gwinnett | 10002288 | 2B | Ball Float | 2013-10-24 | FALSE | 2013-10-24 | FALSE | Currently in Use | Diesel | 10000 | Composite Double Walled | 2013-10-24 | Double-Walled Fiberglass | Pressurized
RaceTrac #2354 - Scenic Hwy. | 2211 SCENIC HWY | SNELLVILLE | Gwinnett | 10002288 | 3 | Ball Float | 2013-10-24 | FALSE | 2013-10-24 | FALSE | Currently in Use | Premium | 15000 | Composite Double Walled | 2013-10-24 | Double-Walled Fiberglass | Pressurized
RaceTrac #2329 - Jimmy Carter | 6875 JIMMY CARTER BLVD | NORCROSS | Gwinnett | 10002289 | 1 | Overfill Alarm | 2013-12-06 | FALSE | 2013-12-06 | FALSE | Currently in Use | Gas (Historical Use) | 20000 | Composite Double Walled | 2013-12-06 | Double-Walled Fiberglass | Pressurized
RaceTrac #2329 - Jimmy Carter | 6875 JIMMY CARTER BLVD | NORCROSS | Gwinnett | 10002289 | 2A | Overfill Alarm | 2013-12-06 | FALSE | 2013-12-06 | FALSE | Currently in Use | E-85 | 10000 | Composite Double Walled | 2013-12-06 | Double-Walled Fiberglass | Pressurized
RaceTrac #2329 - Jimmy Carter | 6875 JIMMY CARTER BLVD | NORCROSS | Gwinnett | 10002289 | 2B | Overfill Alarm | 2013-12-06 | FALSE | 2013-12-06 | FALSE | Currently in Use | Diesel | 10000 | Composite Double Walled | 2013-12-06 | Double-Walled Fiberglass | Pressurized
RaceTrac #2329 - Jimmy Carter | 6875 JIMMY CARTER BLVD | NORCROSS | Gwinnett | 10002289 | 3 | Overfill Alarm | 2013-12-06 | FALSE | 2013-12-06 | FALSE | Currently in Use | Gas (Historical Use) | 15000 | Composite Double Walled | 2013-12-06 | Double-Walled Fiberglass | Pressurized
QUIKTRIP #725 | 200 S CLAYTON ST | LAWRENCEVILLE | Gwinnett | 10002320 | 1 | Flapper Valve | 2014-03-27 | FALSE | 2014-05-14 | FALSE | Currently in Use | Regular | 20000 | Fiberglass Double Walled | 2013-12-01 | Double-Walled Fiberglass | Pressurized
QUIKTRIP #725 | 200 S CLAYTON ST | LAWRENCEVILLE | Gwinnett | 10002320 | 2 | Flapper Valve | 2014-03-27 | FALSE | 2014-05-14 | FALSE | Currently in Use | Regular | 20000 | Fiberglass Double Walled | 2013-12-01 | Double-Walled Fiberglass | Pressurized
QUIKTRIP #725 | 200 S CLAYTON ST | LAWRENCEVILLE | Gwinnett | 10002320 | 3A | Exempted | 2014-03-27 | FALSE | 2014-05-14 | FALSE | Temporarily out of use | Empty | 10000 | Fiberglass Double Walled | 2013-12-01 | Double-Walled Fiberglass | Pressurized
QUIKTRIP #725 | 200 S CLAYTON ST | LAWRENCEVILLE | Gwinnett | 10002320 | 3B | Flapper Valve | 2014-03-27 | FALSE | 2014-05-14 | FALSE | Currently in Use | Premium | 9500 | Fiberglass Double Walled | 2013-12-01 | Double-Walled Fiberglass | Pressurized
QUIKTRIP #725 | 200 S CLAYTON ST | LAWRENCEVILLE | Gwinnett | 10002320 | 4 | Flapper Valve | 2014-03-27 | FALSE | 2014-05-14 | FALSE | Currently in Use | Diesel | 12000 | Fiberglass Double Walled | 2013-12-01 | Double-Walled Fiberglass | Pressurized
Speedway #4105 | 3243 Stone Mountain Highway | Snellville | Gwinnett | 10002818 | 1 | Flapper Valve |  | FALSE |  | FALSE | Currently in Use | Regular | 20000 | Fiberglass Double Walled | 2018-03-02 | Double-Walled Flex | Pressurized
Speedway #4105 | 3243 Stone Mountain Highway | Snellville | Gwinnett | 10002818 | 2 | Flapper Valve |  | FALSE |  | FALSE | Currently in Use | Regular | 20000 | Fiberglass Double Walled | 2018-03-02 | Double-Walled Flex | Pressurized
Speedway #4105 | 3243 Stone Mountain Highway | Snellville | Gwinnett | 10002818 | 3 | Flapper Valve |  | FALSE |  | FALSE | Currently in Use | Diesel | 120000 | Fiberglass Double Walled | 2018-03-02 | Double-Walled Flex | Pressurized
Speedway #4105 | 3243 Stone Mountain Highway | Snellville | Gwinnett | 10002818 | 4A | Flapper Valve |  | FALSE |  | FALSE | Currently in Use | E-85 | 6000 | Fiberglass Double Walled | 2018-03-02 | Double-Walled Flex | Pressurized
Speedway #4105 | 3243 Stone Mountain Highway | Snellville | Gwinnett | 10002818 | 4B | Flapper Valve |  | FALSE |  | FALSE | Currently in Use | Premium | 6000 | Fiberglass Double Walled | 2018-03-02 | Double-Walled Flex | Pressurized
122 E CROGAN ST | 122 E CROGAN ST | LAWRENCEVILLE | Gwinnett | 10002820 | 1 |  |  | FALSE |  | FALSE | Removed from Ground | Gas (Historical Use) | 1000 | Bare Steel |  | Bare Steel
Wahhab LLC | 6281 Jimmy Carter Blvd | Norcross | Gwinnett | 10002868 | 1A | Flapper Valve | 2018-07-13 | FALSE | 2018-07-13 | FALSE | Currently in Use | Regular | 15000 | Composite Double Walled | 2018-07-13 | Double-Walled Fiberglass | Pressurized
Wahhab LLC | 6281 Jimmy Carter Blvd | Norcross | Gwinnett | 10002868 | 1B | Flapper Valve | 2018-07-13 | FALSE | 2018-07-13 | FALSE | Currently in Use | Premium | 5000 | Composite Double Walled | 2018-07-13 | Double-Walled Fiberglass | Pressurized
Wahhab LLC | 6281 Jimmy Carter Blvd | Norcross | Gwinnett | 10002868 | 2A | Flapper Valve | 2018-07-13 | FALSE | 2018-07-13 | FALSE | Currently in Use | Diesel | 4000 | Composite Double Walled | 2018-07-13 | Double-Walled Fiberglass | Pressurized
Wahhab LLC | 6281 Jimmy Carter Blvd | Norcross | Gwinnett | 10002868 | 2B | Flapper Valve | 2018-07-13 | FALSE | 2018-07-13 | FALSE | Currently in Use | E-85 | 4000 | Composite Double Walled | 2018-07-13 | Double-Walled Fiberglass | Pressurized
QUIKTRIP #705 | 5795 JIMMY CARTER BLVD | NORCROSS | Gwinnett | 10002793 | 1 | Flapper Valve | 2018-03-01 | FALSE | 2018-03-01 | FALSE | Currently in Use | Regular | 20000 | Fiberglass Double Walled | 2017-10-12 | Double-Walled Fiberglass | Pressurized
QUIKTRIP #705 | 5795 JIMMY CARTER BLVD | NORCROSS | Gwinnett | 10002793 | 2 | Flapper Valve | 2018-03-01 | FALSE | 2018-03-01 | FALSE | Currently in Use | Regular | 20000 | Fiberglass Double Walled | 2017-10-12 | Double-Walled Fiberglass | Pressurized
QUIKTRIP #705 | 5795 JIMMY CARTER BLVD | NORCROSS | Gwinnett | 10002793 | 3A | Flapper Valve |  | FALSE |  | FALSE | Currently in Use | E-0 | 10000 | Fiberglass Double Walled | 2017-10-12 | Double-Walled Fiberglass | Pressurized
QUIKTRIP #705 | 5795 JIMMY CARTER BLVD | NORCROSS | Gwinnett | 10002793 | 3B | Flapper Valve | 2018-03-01 | FALSE | 2018-03-01 | FALSE | Currently in Use | Premium | 9500 | Fiberglass Double Walled | 2017-10-12 | Double-Walled Fiberglass | Pressurized
QUIKTRIP #705 | 5795 JIMMY CARTER BLVD | NORCROSS | Gwinnett | 10002793 | 4 | Flapper Valve | 2018-03-01 | FALSE | 2018-03-01 | FALSE | Currently in Use | Diesel | 12000 | Fiberglass Double Walled | 2017-10-12 | Double-Walled Fiberglass | Suction (American)
PIB CIRCLE-K | 6385 Peachtree Industrial Blvd | Peachtree Corners | Gwinnett | 10002810 | 1A | Flapper Valve | 2018-05-15 | FALSE | 2018-05-15 | FALSE | Currently in Use | Regular | 15000 | Composite Double Walled | 2018-05-15 | Double-Walled Fiberglass | Pressurized
PIB CIRCLE-K | 6385 Peachtree Industrial Blvd | Peachtree Corners | Gwinnett | 10002810 | 1B | Ball Float | 2018-05-15 | FALSE | 2018-05-15 | FALSE | Currently in Use | Premium | 5000 | Composite Double Walled | 2018-05-15 | Double-Walled Fiberglass | Pressurized
PIB CIRCLE-K | 6385 Peachtree Industrial Blvd | Peachtree Corners | Gwinnett | 10002810 | 2A | Flapper Valve | 2018-05-15 | FALSE | 2018-05-15 | FALSE | Currently in Use | Diesel | 5000 | Composite Double Walled | 2018-05-15 | Double-Walled Fiberglass | Pressurized
PIB CIRCLE-K | 6385 Peachtree Industrial Blvd | Peachtree Corners | Gwinnett | 10002810 | 2B | Flapper Valve | 2018-05-15 | FALSE | 2018-05-15 | FALSE | Currently in Use | E-85 | 5000 | Composite Double Walled | 2018-05-15 | Double-Walled Fiberglass | Pressurized
RaceTrac #2468 Beaver Ruin | 1800 Beaver Ruin Rd. | Norcross | Gwinnett | 10002825 | 1 | Flapper Valve | 2018-02-23 | FALSE | 2018-02-23 | FALSE | Currently in Use | Regular | 20000 | Fiberglass Double Walled | 2018-02-23 | Double-Walled Fiberglass | Pressurized
RaceTrac #2468 Beaver Ruin | 1800 Beaver Ruin Rd. | Norcross | Gwinnett | 10002825 | 2A | Flapper Valve | 2018-02-23 | FALSE | 2018-02-23 | FALSE | Currently in Use | Diesel | 10000 | Fiberglass Double Walled | 2018-02-23 | Double-Walled Fiberglass | Pressurized
RaceTrac #2468 Beaver Ruin | 1800 Beaver Ruin Rd. | Norcross | Gwinnett | 10002825 | 2B | Flapper Valve | 2018-02-23 | FALSE | 2018-02-23 | FALSE | Currently in Use | Premium | 10000 | Fiberglass Double Walled | 2018-02-23 | Double-Walled Fiberglass | Pressurized
RaceTrac #2468 Beaver Ruin | 1800 Beaver Ruin Rd. | Norcross | Gwinnett | 10002825 | 3A | Flapper Valve | 2018-02-23 | FALSE | 2018-02-23 | FALSE | Currently in Use | E-85 | 10000 | Fiberglass Double Walled | 2018-02-23 | Double-Walled Fiberglass | Pressurized
RaceTrac #2468 Beaver Ruin | 1800 Beaver Ruin Rd. | Norcross | Gwinnett | 10002825 | 3B | Flapper Valve | 2018-02-23 | FALSE | 2018-02-23 | FALSE | Currently in Use | Diesel | 10000 | Fiberglass Double Walled | 2018-02-23 | Double-Walled Fiberglass | Pressurized
Garner Farm | 4951 Lilburn Stone Mountain Road | Lilburn | Gwinnett | 10002706 | 1
SPEEDWAY #4102 | 3120 SUGARLOAF Parkway | LAWRENCEVILLE | Gwinnett | 10002709 | 1 | Flapper Valve | 2017-05-18 | FALSE | 2017-05-18 | FALSE | Currently in Use | Diesel | 12000 | Fiberglass Double Walled | 2017-05-18 | Double-Walled Flex | Pressurized
SPEEDWAY #4102 | 3120 SUGARLOAF Parkway | LAWRENCEVILLE | Gwinnett | 10002709 | 2 | Flapper Valve | 2017-05-18 | FALSE | 2017-05-18 | FALSE | Currently in Use | Regular | 20000 | Fiberglass Double Walled | 2017-05-18 | Double-Walled Flex | Pressurized
SPEEDWAY #4102 | 3120 SUGARLOAF Parkway | LAWRENCEVILLE | Gwinnett | 10002709 | 3 | Flapper Valve | 2017-05-18 | FALSE | 2017-05-18 | FALSE | Currently in Use | Regular | 20000 | Fiberglass Double Walled | 2017-05-18 | Double-Walled Flex | Pressurized
SPEEDWAY #4102 | 3120 SUGARLOAF Parkway | LAWRENCEVILLE | Gwinnett | 10002709 | 4A | Flapper Valve | 2017-05-18 | FALSE | 2017-05-18 | FALSE | Currently in Use | Premium | 6000 | Fiberglass Double Walled | 2017-05-18 | Double-Walled Flex | Pressurized
SPEEDWAY #4102 | 3120 SUGARLOAF Parkway | LAWRENCEVILLE | Gwinnett | 10002709 | 4B | Flapper Valve | 2017-05-18 | FALSE | 2017-05-18 | FALSE | Currently in Use | E-85 | 6000 | Fiberglass Double Walled | 2017-05-18 | Double-Walled Fiberglass | Pressurized
KROGER GA #449 | 1195 ROCKBRIDGE Road | STONE MOUNTAIN | Gwinnett | 10002716 | 1 | Ball Float | 2017-05-25 | FALSE | 2017-05-25 | FALSE | Currently in Use | Regular | 20000 | Fiberglass Double Walled | 2017-08-30 | Double-Walled Flex | Pressurized
KROGER GA #449 | 1195 ROCKBRIDGE Road | STONE MOUNTAIN | Gwinnett | 10002716 | 2A | Ball Float | 2017-05-25 | FALSE | 2017-05-25 | FALSE | Currently in Use | Diesel | 10000 | Fiberglass Double Walled | 2017-08-30 | Double-Walled Flex | Pressurized
KROGER GA #449 | 1195 ROCKBRIDGE Road | STONE MOUNTAIN | Gwinnett | 10002716 | 2B | Ball Float | 2017-05-25 | FALSE | 2017-05-25 | FALSE | Currently in Use | Premium | 8000 | Fiberglass Double Walled | 2017-08-31 | Double-Walled Flex | Pressurized
QUIKTRIP #703 | 2040 BEAVER RUIN RD | NORCROSS | Gwinnett | 10002726 | 1 | Flapper Valve | 2017-06-01 | FALSE | 2017-06-01 | FALSE | Currently in Use | Regular | 20000 | Fiberglass Double Walled | 2017-02-01 | Double-Walled Fiberglass | Pressurized
QUIKTRIP #703 | 2040 BEAVER RUIN RD | NORCROSS | Gwinnett | 10002726 | 2 |  | 2017-06-01 | TRUE | 2017-06-06 | FALSE | Currently in Use | Regular | 20000 | Fiberglass Double Walled | 2017-02-01 | Double-Walled Fiberglass | Pressurized
QUIKTRIP #703 | 2040 BEAVER RUIN RD | NORCROSS | Gwinnett | 10002726 | 3A | Flapper Valve | 2017-06-01 | FALSE | 2017-06-01 | FALSE | Currently in Use | Premium | 10000 | Fiberglass Double Walled | 2017-02-01 | Double-Walled Fiberglass | Pressurized
QUIKTRIP #703 | 2040 BEAVER RUIN RD | NORCROSS | Gwinnett | 10002726 | 4 | Flapper Valve | 2017-06-01 | FALSE | 2017-06-01 | FALSE | Currently in Use | Diesel | 12000 | Fiberglass Double Walled | 2017-02-01 | Double-Walled Fiberglass | Pressurized
BP | 1185 OLD PEACHTREE Road | SUWANEE | Gwinnett | 10002744 | 1 | Flapper Valve | 2016-12-01 | FALSE | 2016-12-01 | FALSE | Currently in Use | Regular | 10000 | Composite Double Walled | 2016-12-01 | Double-Walled Fiberglass | Pressurized
BP | 1185 OLD PEACHTREE Road | SUWANEE | Gwinnett | 10002744 | 2 | Flapper Valve | 2016-12-01 | FALSE | 2016-12-01 | FALSE | Currently in Use | Gas (Historical Use) | 10000 | Composite Double Walled | 2016-12-01 | Double-Walled Fiberglass | Pressurized
BP | 1185 OLD PEACHTREE Road | SUWANEE | Gwinnett | 10002744 | 3 | Flapper Valve | 2016-12-01 | FALSE | 2016-12-01 | FALSE | Currently in Use | Gas (Historical Use) | 6000 | Composite Double Walled | 2016-12-01 | Double-Walled Fiberglass | Pressurized
BP | 1185 OLD PEACHTREE Road | SUWANEE | Gwinnett | 10002744 | 3A | Flapper Valve | 2016-12-01 | FALSE | 2016-12-01 | FALSE | Currently in Use | Premium | 6000 | Composite Double Walled | 2016-12-01 | Double-Walled Fiberglass | Pressurized
BP | 1185 OLD PEACHTREE Road | SUWANEE | Gwinnett | 10002744 | 3B | Flapper Valve | 2016-12-01 | FALSE | 2016-12-01 | FALSE | Currently in Use | Diesel | 6000 | Composite Double Walled | 2016-12-01 | Double-Walled Fiberglass | Pressurized
BP | 1185 OLD PEACHTREE Road | SUWANEE | Gwinnett | 10002744 | 4 | Flapper Valve | 2016-12-01 | FALSE | 2016-12-01 | FALSE | Currently in Use | Diesel | 6000 | Composite Double Walled | 2016-12-01 | Double-Walled Fiberglass | Pressurized
RaceTrac #2424 - Sugar Hill | 4930 Nelson Brodgon Blvd. | Sugar Hill | Gwinnett | 10002789 | 1 | Overfill Alarm | 2017-05-08 | FALSE | 2017-05-08 | FALSE | Currently in Use | Gas (Historical Use) | 20000 | Fiberglass Double Walled | 2017-05-08 | Double-Walled Fiberglass | Pressurized
RaceTrac #2424 - Sugar Hill | 4930 Nelson Brodgon Blvd. | Sugar Hill | Gwinnett | 10002789 | 2A | Overfill Alarm | 2017-05-08 | FALSE | 2017-05-08 | FALSE | Currently in Use | Premium | 10000 | Fiberglass Double Walled | 2017-05-08 | Double-Walled Fiberglass | Pressurized
RaceTrac #2424 - Sugar Hill | 4930 Nelson Brodgon Blvd. | Sugar Hill | Gwinnett | 10002789 | 2B | Overfill Alarm | 2017-05-08 | FALSE | 2017-05-08 | FALSE | Currently in Use | E-85 | 10000 | Fiberglass Double Walled | 2017-05-08 | Double-Walled Fiberglass | Pressurized
RaceTrac #2424 - Sugar Hill | 4930 Nelson Brodgon Blvd. | Sugar Hill | Gwinnett | 10002789 | 3A | Overfill Alarm | 2017-05-08 | FALSE | 2017-05-08 | FALSE | Currently in Use | Diesel | 10000 | Fiberglass Double Walled | 2017-05-08 | Double-Walled Fiberglass | Pressurized
RaceTrac #2424 - Sugar Hill | 4930 Nelson Brodgon Blvd. | Sugar Hill | Gwinnett | 10002789 | 3B | Overfill Alarm | 2017-05-08 | FALSE | 2017-05-08 | FALSE | Currently in Use | Diesel | 10000 | Fiberglass Double Walled | 2017-05-08 | Double-Walled Fiberglass | Pressurized
CHEVRON | 732 HARBINS Road | LILBURN | Gwinnett | 10002791 | 1 | Flapper Valve | 2017-11-03 | FALSE | 2017-11-03 | FALSE | Currently in Use | Regular | 12000 | Composite Double Walled | 2017-11-03 | Double-Walled Fiberglass | Pressurized
CHEVRON | 732 HARBINS Road | LILBURN | Gwinnett | 10002791 | 2 | Flapper Valve | 2017-11-03 | FALSE | 2017-11-03 | FALSE | Currently in Use | Premium | 6000 | Composite Double Walled | 2017-11-03 | Double-Walled Fiberglass | Pressurized
MAJIK MARKET BOGGS FOOD INC | 1350 BOGGS Road | LAWRENCEVILLE | Gwinnett | 10002676 | 1 | Flapper Valve | 2017-04-03 | FALSE | 2017-04-03 | FALSE | Currently in Use | Regular | 15000 | Composite Double Walled | 2017-04-03 | Double-Walled Fiberglass | Pressurized
MAJIK MARKET BOGGS FOOD INC | 1350 BOGGS Road | LAWRENCEVILLE | Gwinnett | 10002676 | 2A | Flapper Valve | 2017-04-03 | FALSE | 2017-04-03 | FALSE | Currently in Use | Premium | 8000 | Composite Double Walled | 2017-04-03 | Double-Walled Fiberglass | Pressurized
MAJIK MARKET BOGGS FOOD INC | 1350 BOGGS Road | LAWRENCEVILLE | Gwinnett | 10002676 | 2B | Flapper Valve | 2017-04-03 | FALSE | 2017-04-03 | FALSE | Currently in Use | Diesel |  | Composite Double Walled | 2017-04-03 | Double-Walled Fiberglass | Pressurized
Former Lawrenceville Auto Parts | 353 South Clayton Street | Lawrenceville | Gwinnett | 10002688 | 1 |  |  | FALSE |  | FALSE | Removed from Ground |  | 3000 |  | 1899-12-31 | Bare Steel
Former Lawrenceville Auto Parts | 353 South Clayton Street | Lawrenceville | Gwinnett | 10002688 | 2 |  |  | FALSE |  | FALSE | Removed from Ground |  | 2000 |  | 1899-12-31 | Bare Steel
Former Lawrenceville Auto Parts | 353 South Clayton Street | Lawrenceville | Gwinnett | 10002688 | 3 |  |  | FALSE |  | FALSE | Removed from Ground |  | 3000 |  | 1899-12-31 | Bare Steel
Former Lawrenceville Auto Parts | 353 South Clayton Street | Lawrenceville | Gwinnett | 10002688 | 4 |  |  | FALSE |  | FALSE | Removed from Ground |  | 5000 |  | 1899-12-31 | Bare Steel
Former Lawrenceville Auto Parts | 353 South Clayton Street | Lawrenceville | Gwinnett | 10002688 | 5 |  |  | FALSE |  | FALSE | Removed from Ground |  | 500 |  |  | Bare Steel
SPEEDWAY #4103 | 5670 PEACHTREE INDUSTRIAL BLVD | NORCROSS | Gwinnett | 10002623 | 1 | Flapper Valve | 2016-12-20 | FALSE | 2016-11-17 | FALSE | Currently in Use | Regular | 20000 | Fiberglass Double Walled | 2016-10-25 | Double-Walled Flex | Pressurized
SPEEDWAY #4103 | 5670 PEACHTREE INDUSTRIAL BLVD | NORCROSS | Gwinnett | 10002623 | 2 | Flapper Valve | 2016-12-20 | FALSE | 2016-11-17 | FALSE | Currently in Use | Regular | 20000 | Fiberglass Double Walled | 2016-10-25 | Double-Walled Flex | Pressurized
SPEEDWAY #4103 | 5670 PEACHTREE INDUSTRIAL BLVD | NORCROSS | Gwinnett | 10002623 | 3 | Flapper Valve | 2016-12-20 | FALSE | 2016-11-17 | FALSE | Currently in Use | Diesel | 12000 | Fiberglass Double Walled | 2016-10-25 | Double-Walled Flex | Pressurized
SPEEDWAY #4103 | 5670 PEACHTREE INDUSTRIAL BLVD | NORCROSS | Gwinnett | 10002623 | 4A | Flapper Valve | 2016-12-20 | FALSE | 2016-11-17 | FALSE | Currently in Use | Premium | 6000 | Fiberglass Double Walled | 2016-10-25 | Double-Walled Flex | Pressurized
SPEEDWAY #4103 | 5670 PEACHTREE INDUSTRIAL BLVD | NORCROSS | Gwinnett | 10002623 | 4B | Flapper Valve | 2016-12-20 | FALSE | 2016-11-17 | FALSE | Currently in Use | E-85 | 6000 | Fiberglass Double Walled | 2016-10-25 | Double-Walled Flex | Pressurized
RaceTrac #2409 - Sugarloaf and PIB | 2180 PEACHTREE INDUSTRIAL BLVD | DULUTH | Gwinnett | 10002569 | 1 | Overfill Alarm | 2016-04-28 | FALSE | 2016-04-28 | FALSE | Currently in Use | Regular | 20000 | Fiberglass Double Walled | 2016-04-28 | Double-Walled Fiberglass | Pressurized
RaceTrac #2409 - Sugarloaf and PIB | 2180 PEACHTREE INDUSTRIAL BLVD | DULUTH | Gwinnett | 10002569 | 2A | Overfill Alarm | 2016-04-28 | FALSE | 2016-04-28 | FALSE | Currently in Use | E-0 | 10000 | Fiberglass Double Walled | 2016-04-28 | Double-Walled Fiberglass | Pressurized
RaceTrac #2409 - Sugarloaf and PIB | 2180 PEACHTREE INDUSTRIAL BLVD | DULUTH | Gwinnett | 10002569 | 2B | Overfill Alarm | 2016-04-28 | FALSE | 2016-04-28 | FALSE | Currently in Use | Premium | 10000 | Fiberglass Double Walled | 2016-04-28 | Double-Walled Fiberglass | Pressurized
RaceTrac #2409 - Sugarloaf and PIB | 2180 PEACHTREE INDUSTRIAL BLVD | DULUTH | Gwinnett | 10002569 | 3A | Overfill Alarm | 2016-04-28 | FALSE | 2016-04-28 | FALSE | Currently in Use | E-85 | 10000 | Fiberglass Double Walled | 2016-04-28 | Double-Walled Fiberglass | Pressurized
RaceTrac #2409 - Sugarloaf and PIB | 2180 PEACHTREE INDUSTRIAL BLVD | DULUTH | Gwinnett | 10002569 | 3B | Overfill Alarm | 2016-04-28 | FALSE | 2016-04-28 | FALSE | Currently in Use | Diesel | 10000 | Fiberglass Double Walled | 2016-04-28 | Double-Walled Fiberglass | Pressurized
SPEEDWAY #4104 | 5604 LAWRENCEVILLE HWY | LILBURN | Gwinnett | 10002574 | 1 |  |  | FALSE |  | FALSE | Removed from Ground |  | 0 | Bare Steel | 1936-01-01 | Bare Steel
SPEEDWAY #4104 | 5604 LAWRENCEVILLE HWY | LILBURN | Gwinnett | 10002574 | 2 |  |  | FALSE |  | FALSE | Removed from Ground |  | 0 | Bare Steel | 1936-01-01 | Bare Steel
SPEEDWAY #4104 | 5604 LAWRENCEVILLE HWY | LILBURN | Gwinnett | 10002574 | 3
SPEEDWAY #4104 | 5604 LAWRENCEVILLE HWY | LILBURN | Gwinnett | 10002574 | 4 | Flapper Valve | 2018-01-26 | FALSE | 2018-01-26 | FALSE | Currently in Use | Diesel | 12000 | Fiberglass Double Walled | 2018-01-26 | Double-Walled Flex | Pressurized
SPEEDWAY #4104 | 5604 LAWRENCEVILLE HWY | LILBURN | Gwinnett | 10002574 | 5 | Flapper Valve | 2018-01-26 | FALSE | 2018-01-26 | FALSE | Currently in Use | Gas (Historical Use) | 20000 | Fiberglass Double Walled | 2018-01-26 | Double-Walled Flex | Pressurized
SPEEDWAY #4104 | 5604 LAWRENCEVILLE HWY | LILBURN | Gwinnett | 10002574 | 6 | Flapper Valve | 2018-01-26 | FALSE | 2018-01-26 | FALSE | Currently in Use | Gas (Historical Use) | 20000 | Fiberglass Double Walled | 2018-01-26 | Double-Walled Flex | Pressurized
SPEEDWAY #4104 | 5604 LAWRENCEVILLE HWY | LILBURN | Gwinnett | 10002574 | 7A | Flapper Valve | 2018-01-26 | FALSE | 2018-01-26 | FALSE | Currently in Use | Gas (Historical Use) | 6000 | Fiberglass Double Walled | 2018-01-26 | Double-Walled Flex | Pressurized
SPEEDWAY #4104 | 5604 LAWRENCEVILLE HWY | LILBURN | Gwinnett | 10002574 | 7B | Flapper Valve | 2018-01-26 | FALSE | 2018-01-26 | FALSE | Currently in Use | Gas (Historical Use) | 6000 | Fiberglass Double Walled | 2018-01-26 | Double-Walled Flex | Pressurized
BROWN AND BROWN WRECKER | 4300 WOODWARD WAY | SUGAR HILL | Gwinnett | 10002559 | 1 |  |  | FALSE |  | FALSE | Removed from Ground | Used Oil | 1049 | Unknown | 2016-03-11
4036 LOGANVILLE HIGHWAY | 4036 LOGANVILLE HIGHWAY | LOGANVILLE | Gwinnett | 10002942 | 1 |  |  | FALSE |  | FALSE | Removed from Ground | Empty | 750 | Bare Steel
The Friendship Mart | 4450 Satellite Blvd | Duluth | Gwinnett | 10002872 | 1A | Flapper Valve | 2018-05-29 | FALSE | 2017-11-12 | FALSE | Currently in Use | Gas (Historical Use) | 15000 | Tank Jacket Double Walled | 2017-10-17 | Double-Walled Fiberglass | Pressurized
The Friendship Mart | 4450 Satellite Blvd | Duluth | Gwinnett | 10002872 | 1B | Flapper Valve | 2018-05-29 | FALSE | 2017-11-12 | FALSE | Currently in Use | Gas (Historical Use) | 5000 | Tank Jacket Double Walled | 2017-10-17 | Double-Walled Fiberglass | Pressurized
The Friendship Mart | 4450 Satellite Blvd | Duluth | Gwinnett | 10002872 | 1C | Flapper Valve | 2018-05-29 | FALSE | 2017-11-12 | FALSE | Currently in Use | Diesel On Road | 5000 | Tank Jacket Double Walled | 2017-10-17 | Double-Walled Fiberglass | Pressurized
Circle K #203 | 2244 Hurricane Shoals Rd. | Dacula | Gwinnett | 10002876 | 1A | Flapper Valve | 2018-08-21 | FALSE | 2018-06-14 | FALSE | Currently in Use | Regular | 12000 | Composite Double Walled | 2018-07-06 | Double-Walled Fiberglass | Pressurized
Circle K #203 | 2244 Hurricane Shoals Rd. | Dacula | Gwinnett | 10002876 | 1B | Flapper Valve | 2018-08-21 | FALSE | 2018-06-14 | FALSE | Currently in Use | E-0 | 4000 | Composite Double Walled | 2018-07-06 | Double-Walled Fiberglass | Pressurized
Circle K #203 | 2244 Hurricane Shoals Rd. | Dacula | Gwinnett | 10002876 | 2A | Flapper Valve | 2018-08-21 | FALSE | 2018-06-14 | FALSE | Currently in Use | Premium | 6000 | Composite Double Walled | 2018-07-06 | Double-Walled Fiberglass | Pressurized
Circle K #203 | 2244 Hurricane Shoals Rd. | Dacula | Gwinnett | 10002876 | 2B | Flapper Valve | 2018-08-21 | FALSE | 2018-06-14 | FALSE | Currently in Use | Diesel | 4000 | Composite Double Walled | 2018-07-06 | Double-Walled Fiberglass | Pressurized
199 Old Peachtree LLC | 215 Old Peachtree Rd | Suwanee | Gwinnett | 10002971 | 1A | Flapper Valve | 2018-08-21 | FALSE | 2018-11-26 | FALSE | Currently in Use | Regular | 10000 | Composite Double Walled | 2018-09-28 | Double-Walled Fiberglass | Pressurized
199 Old Peachtree LLC | 215 Old Peachtree Rd | Suwanee | Gwinnett | 10002971 | 1B | Flapper Valve | 2018-08-21 | FALSE | 2018-11-26 | FALSE | Currently in Use | Diesel On Road | 4000 | Composite Double Walled | 2018-09-28 | Double-Walled Fiberglass | Pressurized
199 Old Peachtree LLC | 215 Old Peachtree Rd | Suwanee | Gwinnett | 10002971 | 2A | Flapper Valve | 2018-08-21 | FALSE | 2018-11-26 | FALSE | Currently in Use | Premium | 6000 | Composite Double Walled | 2018-09-28 | Double-Walled Fiberglass | Pressurized
199 Old Peachtree LLC | 215 Old Peachtree Rd | Suwanee | Gwinnett | 10002971 | 2B | Flapper Valve | 2018-08-21 | FALSE | 2018-11-26 | FALSE | Currently in Use | E-0 | 4000 | Composite Double Walled | 2018-09-28 | Double-Walled Fiberglass | Pressurized
Blackstone Commercial Properties, LLC | 5964 S Norcross Tucker Rd | Norcross | Gwinnett | 10002976 | 1 | Flapper Valve | 2018-08-13 | FALSE | 2018-04-23 | FALSE | Currently in Use | Regular | 15000 | Composite Double Walled | 2018-04-06 | Double-Walled Fiberglass | Pressurized
Blackstone Commercial Properties, LLC | 5964 S Norcross Tucker Rd | Norcross | Gwinnett | 10002976 | 2A | Flapper Valve | 2018-08-13 | FALSE | 2018-04-23 | FALSE | Currently in Use | Premium | 5000 | Composite Double Walled | 2018-04-06 | Double-Walled Fiberglass | Pressurized
Blackstone Commercial Properties, LLC | 5964 S Norcross Tucker Rd | Norcross | Gwinnett | 10002976 | 2B | Flapper Valve | 2018-08-13 | FALSE | 2018-04-23 | FALSE | Currently in Use | Diesel | 5000 | Composite Double Walled | 2018-04-06 | Double-Walled Fiberglass | Pressurized
Blackstone Commercial Properties, LLC | 5964 S Norcross Tucker Rd | Norcross | Gwinnett | 10002976 | 2C | Flapper Valve | 2018-08-13 | FALSE | 2018-04-23 | FALSE | Currently in Use | E-0 | 5000 | Composite Double Walled | 2018-04-06 | Double-Walled Fiberglass | Pressurized
Kroger | 1660 Hwy 124 | Snellville | Gwinnett | 10002980 | 1 | Overfill Alarm | 2019-09-16 | FALSE | 2019-09-16 | FALSE | Currently in Use | Regular | 20000 | Fiberglass Double Walled | 2019-08-16 | Double-Walled Flex | Pressurized
Kroger | 1660 Hwy 124 | Snellville | Gwinnett | 10002980 | 2A | Overfill Alarm | 2019-09-16 | FALSE | 2019-09-16 | FALSE | Currently in Use | Premium | 8000 | Fiberglass Double Walled | 2019-08-16 | Double-Walled Flex | Pressurized
Kroger | 1660 Hwy 124 | Snellville | Gwinnett | 10002980 | 2B | Overfill Alarm | 2019-09-16 | FALSE | 2019-09-16 | FALSE | Currently in Use | Diesel | 10000 | Fiberglass Double Walled | 2019-08-16 | Double-Walled Flex | Pressurized
Buddy's Food Mart, Inc. | 3270 Steve Reynolds Blvd | Duluth | Gwinnett | 10002998 | 1A | Flapper Valve | 2019-06-17 | FALSE | 2019-06-17 | FALSE | Currently in Use | Regular | 15000 | Composite Double Walled | 2019-04-01 | Double-Walled Fiberglass | Pressurized
Buddy's Food Mart, Inc. | 3270 Steve Reynolds Blvd | Duluth | Gwinnett | 10002998 | 1B | Flapper Valve | 2019-06-17 | FALSE | 2019-06-17 | FALSE | Currently in Use | E-0 | 5000 | Composite Double Walled | 2019-04-01 | Double-Walled Fiberglass | Pressurized
Buddy's Food Mart, Inc. | 3270 Steve Reynolds Blvd | Duluth | Gwinnett | 10002998 | 2A | Flapper Valve | 2019-06-17 | FALSE | 2019-06-17 | FALSE | Currently in Use | Premium | 10000 | Composite Double Walled | 2019-04-01 | Double-Walled Fiberglass | Pressurized
Buddy's Food Mart, Inc. | 3270 Steve Reynolds Blvd | Duluth | Gwinnett | 10002998 | 2B | Flapper Valve | 2019-06-17 | FALSE | 2019-06-17 | FALSE | Currently in Use | Diesel | 5000 | Composite Double Walled | 2019-04-01 | Double-Walled Fiberglass | Pressurized
Sam's Club Fuel Station #4739 | 1520 Scenic Hwy N | Snellville | Gwinnett | 10003009 | 1 | Flapper Valve | 2020-02-19 | FALSE | 2020-02-05 | FALSE | Currently in Use | Regular | 20000 | Fiberglass Double Walled | 2019-12-12 | Double-Walled Flex | Pressurized
Sam's Club Fuel Station #4739 | 1520 Scenic Hwy N | Snellville | Gwinnett | 10003009 | 2A | Flapper Valve | 2020-02-19 | FALSE | 2020-02-05 | FALSE | Currently in Use | Premium | 12000 | Fiberglass Double Walled | 2019-12-12 | Double-Walled Flex | Pressurized
Sam's Club Fuel Station #4739 | 1520 Scenic Hwy N | Snellville | Gwinnett | 10003009 | 2B | Flapper Valve | 2020-02-19 | FALSE | 2020-02-05 | FALSE | Currently in Use | Diesel | 8000 | Fiberglass Double Walled | 2019-12-12 | Double-Walled Flex | Pressurized
Racetrac#2524 | 5780 Peachtree Pkwy | Peachtree Corners | Gwinnett | 10003031 | 1 | Overfill Alarm | 2019-11-15 | FALSE | 2019-11-15 | FALSE | Currently in Use | Regular | 20000 | Fiberglass Double Walled | 2019-11-15 | Double-Walled Fiberglass | Pressurized
Racetrac#2524 | 5780 Peachtree Pkwy | Peachtree Corners | Gwinnett | 10003031 | 2A | Overfill Alarm | 2019-11-15 | FALSE | 2019-11-15 | FALSE | Currently in Use | Diesel | 10000 | Fiberglass Double Walled | 2019-11-15 | Double-Walled Fiberglass | Pressurized
Racetrac#2524 | 5780 Peachtree Pkwy | Peachtree Corners | Gwinnett | 10003031 | 2B | Overfill Alarm | 2019-11-15 | FALSE | 2019-11-15 | FALSE | Currently in Use | Diesel | 10000 | Fiberglass Double Walled | 2019-11-15 | Double-Walled Fiberglass | Pressurized
Racetrac#2524 | 5780 Peachtree Pkwy | Peachtree Corners | Gwinnett | 10003031 | 3A | Overfill Alarm | 2019-11-15 | FALSE | 2019-11-15 | FALSE | Currently in Use | Premium | 10000 | Fiberglass Double Walled | 2019-11-15 | Double-Walled Fiberglass | Pressurized
Racetrac#2524 | 5780 Peachtree Pkwy | Peachtree Corners | Gwinnett | 10003031 | 3B | Overfill Alarm | 2019-11-15 | FALSE | 2019-11-15 | FALSE | Currently in Use | E-85 | 10000 | Fiberglass Double Walled | 2019-11-15 | Double-Walled Fiberglass | Pressurized
Chevron Food Mart - Sugarloaf | 4786 Sugarloaf Pkwy | Lawrenceville | Gwinnett | 10003056 | 1 | Flapper Valve | 2020-08-01 | FALSE | 2020-08-01 | FALSE | Currently in Use | Regular | 15000 | Composite Double Walled | 2019-10-10 | Double-Walled Fiberglass | Pressurized
Chevron Food Mart - Sugarloaf | 4786 Sugarloaf Pkwy | Lawrenceville | Gwinnett | 10003056 | 2A | Flapper Valve | 2020-08-01 | FALSE | 2020-08-01 | FALSE | Currently in Use | Premium | 5000 | Composite Double Walled | 2019-10-10 | Double-Walled Fiberglass | Pressurized
Chevron Food Mart - Sugarloaf | 4786 Sugarloaf Pkwy | Lawrenceville | Gwinnett | 10003056 | 2B | Overfill Alarm | 2020-08-01 | FALSE | 2020-08-01 | FALSE | Currently in Use | Diesel | 5000 | Composite Double Walled | 2019-10-10 | Double-Walled Fiberglass | Pressurized
Kroger Fuel Center | 910 Athens Hwy | Loganville | Gwinnett | 10003082 | 1 | Flapper Valve | 2020-07-15 | FALSE | 2020-07-15 | FALSE | Currently in Use | Regular | 20000 | Fiberglass Double Walled | 2020-06-18 | Double-Walled Flex | Pressurized
Kroger Fuel Center | 910 Athens Hwy | Loganville | Gwinnett | 10003082 | 2 | Flapper Valve | 2020-07-15 | FALSE | 2020-07-15 | FALSE | Currently in Use | Diesel | 10000 | Fiberglass Double Walled | 2020-06-18 | Double-Walled Flex | Pressurized
Kroger Fuel Center | 910 Athens Hwy | Loganville | Gwinnett | 10003082 | 3 | Flapper Valve | 2020-07-15 | FALSE | 2020-07-15 | FALSE | Currently in Use | Premium | 8000 | Fiberglass Double Walled | 2020-06-18 | Double-Walled Flex | Pressurized
AT&T NORTHWOODS | 3060 NORTHWOODS CIRCLE | NORCROSS | Gwinnett | 10001575 | 1 | Overfill Alarm | 2008-07-17 | FALSE | 2008-07-17 | FALSE | Currently in Use | Diesel | 8000 | Fiberglass Double Walled | 2008-07-17 | Double-Walled Fiberglass | Pressurized
BEST WAY AUTOMOTIVE | 528 CROGAN STREET | LAWRENCEVILLE | Gwinnett | 10001516 | 1 |  |  | FALSE |  | FALSE | Removed from Ground | Used Oil | 500 | Bare Steel | 2007-09-12 | Bare Steel
SHELL FOOD MART | 920 NEW HOPE RD | LAWRENCEVILLE | Gwinnett | 10001531 | 1 | Ball Float | 2008-03-21 | FALSE | 2008-03-21 | FALSE | Currently in Use | Regular | 15000 | Fiberglass Double Walled | 2008-02-15 | Double-Walled Fiberglass | Pressurized
SHELL FOOD MART | 920 NEW HOPE RD | LAWRENCEVILLE | Gwinnett | 10001531 | 2 | Ball Float | 2008-03-21 | FALSE | 2008-03-21 | FALSE | Currently in Use | Premium | 8000 | Fiberglass Double Walled | 2008-02-15 | Double-Walled Fiberglass | Pressurized
SHELL FOOD MART | 920 NEW HOPE RD | LAWRENCEVILLE | Gwinnett | 10001531 | 3 | Ball Float | 2008-03-21 | FALSE | 2008-03-21 | FALSE | Currently in Use | Diesel | 7000 | Fiberglass Double Walled | 2008-02-15 | Double-Walled Fiberglass | Pressurized
KROGER GA-394 | 3050 FIVE FORKS TRICKUM RD | LILBURN | Gwinnett | 10001560 | 1A | Ball Float | 2008-05-09 | FALSE | 2008-05-09 | FALSE | Currently in Use | Diesel | 8000 | Fiberglass Double Walled | 2008-04-10 | Double-Walled Flex | Pressurized
KROGER GA-394 | 3050 FIVE FORKS TRICKUM RD | LILBURN | Gwinnett | 10001560 | 1B | Ball Float | 2008-05-09 | FALSE | 2008-05-09 | FALSE | Currently in Use | Premium | 8000 | Fiberglass Double Walled | 2008-04-10 | Double-Walled Flex | Pressurized
KROGER GA-394 | 3050 FIVE FORKS TRICKUM RD | LILBURN | Gwinnett | 10001560 | A.106501 | Ball Float | 2008-05-09 | FALSE | 2008-05-09 | FALSE | Currently in Use | Regular | 20000 | Fiberglass Double Walled | 2008-04-10 | Double-Walled Flex | Pressurized
SEALY | 4365 GA HIGHWAY 78 | LILBURN | Gwinnett | 10001570 | 1 |  |  | FALSE |  | FALSE | Removed from Ground | Gas (Historical Use) | 550 | Unknown | 2008-06-12 | Unknown
KROGER GA 374 | 2090 RIVERSIDE PKWY | LAWRENCEVILLE | Gwinnett | 10001512 | 1A | Ball Float | 2008-01-30 | FALSE | 2008-01-30 | FALSE | Currently in Use | Regular | 20000 | Fiberglass Double Walled | 2007-12-14 | Double-Walled Flex | Pressurized
KROGER GA 374 | 2090 RIVERSIDE PKWY | LAWRENCEVILLE | Gwinnett | 10001512 | 1B | Ball Float | 2008-01-30 | FALSE | 2008-01-30 | FALSE | Currently in Use | Premium | 8000 | Fiberglass Double Walled | 2007-12-14 | Double-Walled Flex | Pressurized
SOUTH BOGAN CENTER LLC | 3550 SOUTH BOGAN ROAD | BUFORD | Gwinnett | 10001493 | 1 | Ball Float | 2007-08-17 | FALSE | 2007-08-17 | FALSE | Currently in Use | Regular | 15000 | Fiberglass Double Walled | 2007-04-06 | Double-Walled Fiberglass | Pressurized
SOUTH BOGAN CENTER LLC | 3550 SOUTH BOGAN ROAD | BUFORD | Gwinnett | 10001493 | 2A | Ball Float | 2007-08-17 | FALSE | 2007-08-17 | FALSE | Currently in Use | Premium | 8000 | Fiberglass Double Walled | 2007-04-06 | Double-Walled Fiberglass | Pressurized
SOUTH BOGAN CENTER LLC | 3550 SOUTH BOGAN ROAD | BUFORD | Gwinnett | 10001493 | 2B | Ball Float | 2007-08-17 | FALSE | 2007-08-17 | FALSE | Currently in Use | Diesel | 4000 | Fiberglass Double Walled | 2007-04-06 | Double-Walled Fiberglass | Pressurized
KROGER GA-476 | 6555 SUGARLOAF PKWY | DULUTH | Gwinnett | 10001504 | 1A | Ball Float | 2008-02-12 | FALSE | 2008-02-12 | FALSE | Currently in Use | Regular | 20000 | Fiberglass Double Walled | 2007-12-20 | Double-Walled Flex | Pressurized
KROGER GA-476 | 6555 SUGARLOAF PKWY | DULUTH | Gwinnett | 10001504 | 1B | Ball Float | 2008-02-12 | FALSE | 2008-02-12 | FALSE | Currently in Use | Premium | 8000 | Fiberglass Double Walled | 2008-02-20 | Double-Walled Flex | Pressurized
CALLEO GARAGE | 3146 MAIN ST | DULUTH | Gwinnett | 10001499 | 1 |  |  | FALSE |  | FALSE | Removed from Ground | Kerosene | 500 | Bare Steel | 2008-01-22
RYDER TRUCK RENTAL #2291 | 3763 RYDER BLVD | BUFORD | Gwinnett | 10001472 | 1 | Overfill Alarm | 2006-01-01 | FALSE | 2006-01-01 | FALSE | Currently in Use | Diesel | 20000 | Epoxy Double-Walled | 2006-01-01 | Double-Walled Fiberglass | Pressurized
HENNESSY LEXUS OF GWINNETT | 3383 SATELLITE BLVD | DULUTH | Gwinnett | 10001409 | 1 | Ball Float | 2007-08-01 | FALSE | 2007-08-01 | FALSE | Currently in Use | Regular | 10000 | Composite Double Walled | 2007-07-01 | Double-Walled Fiberglass | Pressurized
HENNESSY LEXUS OF GWINNETT | 3383 SATELLITE BLVD | DULUTH | Gwinnett | 10001409 | 2 | Ball Float | 2007-08-01 | FALSE | 2007-08-01 | FALSE | Currently in Use | Premium | 5000 | Composite Double Walled | 2007-07-01 | Double-Walled Fiberglass | Pressurized
EXXON FOOD MART | 49 HURRICANE SHOALS RD | LAWRENCEVILLE | Gwinnett | 10001427 | 1 | Ball Float | 2007-10-01 | FALSE | 2007-10-01 | FALSE | Currently in Use | Regular | 15000 | Tank Jacket | 2007-10-01 | Double-Walled Fiberglass | Pressurized
EXXON FOOD MART | 49 HURRICANE SHOALS RD | LAWRENCEVILLE | Gwinnett | 10001427 | 2 | Ball Float | 2007-10-01 | FALSE | 2007-10-01 | FALSE | Currently in Use | Premium | 8000 | Tank Jacket | 2007-10-01 | Double-Walled Fiberglass | Pressurized
EXXON FOOD MART | 49 HURRICANE SHOALS RD | LAWRENCEVILLE | Gwinnett | 10001427 | 3 | Ball Float | 2007-10-01 | FALSE | 2007-10-01 | FALSE | Currently in Use | Diesel | 7000 | Tank Jacket | 2007-10-01 | Double-Walled Fiberglass | Pressurized
TEXACO QUIK STOP | 1643 BUFORD HWY | BUFORD | Gwinnett | 10001428 | 1 | Ball Float | 2007-08-01 | FALSE | 2007-08-01 | FALSE | Currently in Use | Gas (Historical Use) | 15000 | Composite Double Walled | 2007-08-01 | Double-Walled Fiberglass | Pressurized
TEXACO QUIK STOP | 1643 BUFORD HWY | BUFORD | Gwinnett | 10001428 | 2A | Ball Float | 2007-08-01 | FALSE | 2007-08-01 | FALSE | Currently in Use | Gas (Historical Use) | 10000 | Composite Double Walled | 2007-08-01 | Double-Walled Fiberglass | Pressurized
TEXACO QUIK STOP | 1643 BUFORD HWY | BUFORD | Gwinnett | 10001428 | 2B | Ball Float | 2007-08-01 | FALSE | 2007-08-01 | FALSE | Currently in Use | Diesel | 5000 | Composite Double Walled | 2007-08-01 | Double-Walled Fiberglass | Pressurized
FORMER BRUCE SERVICE STATION | 1722 DULUTH HIGHWAY | LAWRENCEVILLE | Gwinnett | 10001432 | 1 |  |  | FALSE |  | FALSE | Removed from Ground | Gas (Historical Use) | 0 | Unknown | 1988-01-01 | Unknown
FORMER BRUCE SERVICE STATION | 1722 DULUTH HIGHWAY | LAWRENCEVILLE | Gwinnett | 10001432 | 2 |  |  | FALSE |  | FALSE | Removed from Ground | Gas (Historical Use) | 0 | Unknown | 1988-01-01 | Unknown
MURPHY USA #7407 | 3255 SARDIS CHURCH RD | BUFORD | Gwinnett | 10001238 | 1 | Ball Float | 2006-11-08 | FALSE | 2006-11-08 | FALSE | Currently in Use | Regular | 20000 | Fiberglass Double Walled | 2006-09-15 | Double-Walled Flex | Pressurized
MURPHY USA #7407 | 3255 SARDIS CHURCH RD | BUFORD | Gwinnett | 10001238 | 2A | Ball Float | 2006-11-08 | FALSE | 2006-11-08 | FALSE | Currently in Use | Diesel | 12000 | Fiberglass Double Walled | 2006-09-15 | Double-Walled Flex | Pressurized
MURPHY USA #7407 | 3255 SARDIS CHURCH RD | BUFORD | Gwinnett | 10001238 | 2B | Ball Float | 2006-11-08 | FALSE | 2006-11-08 | FALSE | Currently in Use | Premium | 8000 | Fiberglass Double Walled | 2006-09-15 | Double-Walled Flex | Pressurized
SNELLVILLE TAG OFFICE FUEL SITE | 2825 LENORA CHURCH RD | SNELLVILLE | Gwinnett | 10001272 | 1 | Ball Float | 2006-04-20 | FALSE | 2006-04-21 | FALSE | Currently in Use | Regular | 20000 | Fiberglass Double Walled | 2006-01-19 | Double-Walled Fiberglass | Pressurized
SNELLVILLE TAG OFFICE FUEL SITE | 2825 LENORA CHURCH RD | SNELLVILLE | Gwinnett | 10001272 | 2 | Flapper Valve | 2006-04-20 | FALSE | 2006-04-21 | FALSE | Currently in Use | Diesel | 20000 | Fiberglass Double Walled | 2006-01-19 | Double-Walled Fiberglass | Pressurized
EXXON | 3720 CLUB DR | DULUTH | Gwinnett | 10001275 | 1 | Ball Float | 2005-10-01 | FALSE | 2005-10-01 | FALSE | Currently in Use | Regular | 12000 | Composite | 2005-01-17 | Fiberglass Reinforced Plastic | Pressurized
EXXON | 3720 CLUB DR | DULUTH | Gwinnett | 10001275 | 2 | Ball Float | 2005-10-01 | FALSE | 2005-10-01 | FALSE | Currently in Use | Premium | 6000 | Composite | 2005-10-17 | Fiberglass Reinforced Plastic | Pressurized
EXXON | 3720 CLUB DR | DULUTH | Gwinnett | 10001275 | 3 | Ball Float | 2006-01-01 | FALSE | 2006-01-01 | FALSE | Currently in Use | Diesel | 4000 | Composite | 2005-10-17 | Fiberglass Reinforced Plastic | Pressurized
CIRCLE M FOOD SHOP #40 | 291 OLD PEACHTREE RD | LAWRENCEVILLE | Gwinnett | 10001282 | 1 | Ball Float | 2006-11-01 | FALSE | 2006-11-01 | FALSE | Currently in Use | Regular | 20000 | Composite | 2006-11-01 | Double-Walled Flex | Pressurized
CIRCLE M FOOD SHOP #40 | 291 OLD PEACHTREE RD | LAWRENCEVILLE | Gwinnett | 10001282 | 2A | Ball Float | 2006-11-01 | FALSE | 2006-11-01 | FALSE | Currently in Use | Premium | 12000 | Composite | 2006-11-01 | Double-Walled Flex | Pressurized
CIRCLE M FOOD SHOP #40 | 291 OLD PEACHTREE RD | LAWRENCEVILLE | Gwinnett | 10001282 | 2B | Ball Float | 2006-11-01 | FALSE | 2006-11-01 | FALSE | Currently in Use | Diesel | 8000 | Composite | 2006-11-01 | Double-Walled Flex | Pressurized
HIGH ROLLER LLC | 760 BRISCOE BLVD | LAWRENCEVILLE | Gwinnett | 10001309 | 1 | Ball Float | 2006-11-01 | FALSE | 2006-11-01 | FALSE | Currently in Use | Jet fuel | 20000 | Fiberglass | 2006-11-01 | Steel/FG Secondary containment | Pressurized
HIGH ROLLER LLC | 760 BRISCOE BLVD | LAWRENCEVILLE | Gwinnett | 10001309 | 2 | Ball Float | 2006-11-01 | FALSE | 2006-11-01 | FALSE | Currently in Use | Jet fuel | 20000 | Fiberglass | 2006-11-01 | Steel/FG Secondary containment | Pressurized
RaceTrac #158 - Sugarloaf | 3405 SUGARLOAF PKWY | LAWRENCEVILLE | Gwinnett | 10001377 | 1 |  | 2007-08-13 | FALSE | 2007-08-13 | FALSE | Currently in Use | Regular | 20000 | Composite Double Walled | 2007-07-26 | Double-Walled Fiberglass | Pressurized
RaceTrac #158 - Sugarloaf | 3405 SUGARLOAF PKWY | LAWRENCEVILLE | Gwinnett | 10001377 | 2 |  | 2007-08-13 | FALSE | 2007-08-13 | FALSE | Currently in Use | Premium | 12000 | Composite Double Walled | 2007-07-26 | Double-Walled Fiberglass | Pressurized
RaceTrac #158 - Sugarloaf | 3405 SUGARLOAF PKWY | LAWRENCEVILLE | Gwinnett | 10001377 | 3 |  | 2007-08-13 | FALSE | 2007-08-13 | FALSE | Currently in Use | Diesel | 12000 | Composite Double Walled | 2007-07-26 | Double-Walled Fiberglass | Pressurized
EAST CROGAN STREET UST REMOVAL | 155 EAST CROGAN STREET | LAWRENCEVILLE | Gwinnett | 10001350 | 1 |  |  | FALSE |  | FALSE | Removed from Ground | Not Marked/Tank Removed | 550 | Bare Steel | 2007-05-10
EAST CROGAN STREET UST REMOVAL | 155 EAST CROGAN STREET | LAWRENCEVILLE | Gwinnett | 10001350 | 2 |  |  | FALSE |  | FALSE | Removed from Ground | Not Marked/Tank Removed | 550 | Bare Steel | 2007-05-10
EAST CROGAN STREET UST REMOVAL | 155 EAST CROGAN STREET | LAWRENCEVILLE | Gwinnett | 10001350 | 3 |  |  | FALSE |  | FALSE | Removed from Ground | Not Marked/Tank Removed | 550 | Bare Steel | 2007-05-10
SHELL FOOD MART | 1205 WINDER HWY | DACULA | Gwinnett | 10001355 | P797028A | Ball Float | 2007-05-19 | FALSE | 2007-05-19 | FALSE | Currently in Use | Premium | 8000 | Fiberglass | 2007-01-31 | Double-Walled Fiberglass | Pressurized
SHELL FOOD MART | 1205 WINDER HWY | DACULA | Gwinnett | 10001355 | P797028B | Ball Float | 2007-05-19 | FALSE | 2007-05-19 | FALSE | Currently in Use | Diesel | 4000 | Fiberglass | 2007-01-31 | Double-Walled Fiberglass | Pressurized
SHELL FOOD MART | 1205 WINDER HWY | DACULA | Gwinnett | 10001355 | P797029 | Ball Float | 2007-05-19 | FALSE | 2007-05-19 | FALSE | Currently in Use | Regular | 12000 | Fiberglass | 2007-01-31 | Double-Walled Fiberglass | Pressurized
EXXON FOOD MART | 4296 OLD SUWANEE ROAD | BUFORD | Gwinnett | 10001356 | 9770112 | Ball Float | 2007-05-04 | FALSE | 2007-05-04 | FALSE | Currently in Use | Regular | 15000 | Composite | 2007-02-12 | Double-Walled Fiberglass | Pressurized
EXXON FOOD MART | 4296 OLD SUWANEE ROAD | BUFORD | Gwinnett | 10001356 | P770117A | Ball Float | 2007-05-04 | FALSE | 2007-05-04 | FALSE | Currently in Use | Premium | 8000 | Composite | 2007-02-12 | Double-Walled Fiberglass | Pressurized
EXXON FOOD MART | 4296 OLD SUWANEE ROAD | BUFORD | Gwinnett | 10001356 | P770117B | Ball Float | 2007-05-04 | FALSE | 2007-05-04 | FALSE | Currently in Use | Diesel | 4000 | Composite | 2007-02-12 | Double-Walled Fiberglass | Pressurized
GWINNETT MEDICAL CENTER DULUTH | 3620 HOWELLS FERRY RD | DULUTH | Gwinnett | 10001155 | 1 | Overfill Alarm | 2005-07-01 | FALSE | 2005-07-01 | FALSE | Currently in Use | Diesel | 20000 | Fiberglass Double Walled | 2005-03-18 |  | Pressurized
KROGER GA-352 | 455 GRAYSON HWY | LAWRENCEVILLE | Gwinnett | 10001368 | 106069 | Flapper Valve | 2007-05-21 | FALSE | 2007-05-21 | FALSE | Currently in Use | Regular | 20000 | Fiberglass Double Walled | 2007-04-26 | Double-Walled Flex | Pressurized
KROGER GA-352 | 455 GRAYSON HWY | LAWRENCEVILLE | Gwinnett | 10001368 | 1A | Flapper Valve | 2007-05-21 | FALSE | 2007-05-21 | FALSE | Currently in Use | Diesel | 8000 | Fiberglass Double Walled | 2007-04-26 | Double-Walled Flex | Pressurized
KROGER GA-352 | 455 GRAYSON HWY | LAWRENCEVILLE | Gwinnett | 10001368 | 1B | Flapper Valve | 2007-05-21 | FALSE | 2007-05-21 | FALSE | Currently in Use | Gas (Historical Use) | 8000 | Fiberglass Double Walled | 2007-04-26 | Double-Walled Flex | Pressurized
QUICK MART | 6780 DAWSON BOULEVARD | NORCROSS | Gwinnett | 10001163 | 1A | Ball Float | 2006-03-01 | FALSE | 2003-03-01 | FALSE | Currently in Use | Regular | 10000 | Composite | 2005-12-01 | Fiberglass Reinforced Plastic | Pressurized
QUICK MART | 6780 DAWSON BOULEVARD | NORCROSS | Gwinnett | 10001163 | 1B | Ball Float | 2006-03-01 | FALSE | 2006-03-01 | FALSE | Currently in Use | Diesel | 5000 | Composite | 2005-12-01 | Fiberglass Reinforced Plastic | Pressurized
QUICK MART | 6780 DAWSON BOULEVARD | NORCROSS | Gwinnett | 10001163 | 2A | Ball Float | 2006-03-01 | FALSE | 2006-03-01 | FALSE | Currently in Use | Premium | 8000 | Composite | 2005-12-01 | Fiberglass Reinforced Plastic | Pressurized
QUICK MART | 6780 DAWSON BOULEVARD | NORCROSS | Gwinnett | 10001163 | 2B | Ball Float | 2006-03-01 | FALSE | 2006-03-01 | FALSE | Currently in Use | Diesel | 4000 | Composite | 2005-12-01 | Fiberglass Reinforced Plastic | Pressurized
QUIKTRIP #831 | 4006 BUFORD HWY NW | DULUTH | Gwinnett | 10001176 | 1 | Ball Float | 2006-08-01 | FALSE | 2006-05-01 | FALSE | Currently in Use | Gas (Historical Use) | 20000 | Fiberglass Double Walled | 2006-05-01 | Double-Walled Fiberglass | Pressurized
QUIKTRIP #831 | 4006 BUFORD HWY NW | DULUTH | Gwinnett | 10001176 | 2 | Ball Float | 2006-08-01 | FALSE | 2006-05-01 | FALSE | Currently in Use | Gas (Historical Use) | 20000 | Fiberglass Double Walled | 2006-05-01 | Double-Walled Fiberglass | Pressurized
QUIKTRIP #831 | 4006 BUFORD HWY NW | DULUTH | Gwinnett | 10001176 | 3 | Ball Float | 2006-08-01 | FALSE | 2006-05-01 | FALSE | Currently in Use | Gas (Historical Use) | 12000 | Fiberglass Double Walled | 2006-05-01 | Double-Walled Fiberglass | Pressurized
QUIKTRIP #831 | 4006 BUFORD HWY NW | DULUTH | Gwinnett | 10001176 | 4A | Ball Float | 2017-05-12 | FALSE | 2017-05-21 | FALSE | Currently in Use | Gas (Historical Use) | 10000 | Fiberglass Double Walled | 2017-04-21 | Double-Walled Flex | Pressurized
QUIKTRIP #831 | 4006 BUFORD HWY NW | DULUTH | Gwinnett | 10001176 | 4B | Ball Float | 2017-05-12 | FALSE | 2017-05-12 | FALSE | Currently in Use | Diesel | 12000 | Fiberglass Double Walled | 2017-04-21 | Double-Walled Flex | Pressurized
TEXACO FOOD SHOP | 4578 BRITT RD | TUCKER | Gwinnett | 10001112 | 1 | Ball Float | 2005-12-05 | FALSE | 2005-12-05 | FALSE | Currently in Use | Gas (Historical Use) | 12000 | Epoxy | 2005-11-01 | Double-Walled Fiberglass | Pressurized
TEXACO FOOD SHOP | 4578 BRITT RD | TUCKER | Gwinnett | 10001112 | 2 | Ball Float | 2005-12-05 | FALSE | 2005-12-05 | FALSE | Currently in Use | Gas (Historical Use) | 8000 | Epoxy | 2005-11-01 | Double-Walled Fiberglass | Pressurized
KROGER GA-635 | 505 DACULA RD | DACULA | Gwinnett | 10001961 | 1 |  | 2010-12-06 | FALSE | 2010-12-06 | FALSE | Currently in Use | Gas (Historical Use) | 20000 | Fiberglass Double Walled | 2010-11-04 | Double Walled Flex | Pressurized
KROGER GA-635 | 505 DACULA RD | DACULA | Gwinnett | 10001961 | 2A |  | 2010-12-06 | FALSE | 2010-12-06 | FALSE | Currently in Use | Diesel | 10000 | Fiberglass Double Walled | 2010-11-04 | Double Walled Flex | Pressurized
KROGER GA-635 | 505 DACULA RD | DACULA | Gwinnett | 10001961 | 2B |  | 2010-12-06 | FALSE | 2010-12-06 | FALSE | Currently in Use | Gas (Historical Use) | 8000 | Fiberglass Double Walled | 2010-11-04 | Double Walled Flex | Pressurized
COOKS PEST CONTROL INC | 1830 ATKINSON RD | LAWRENCEVILLE | Gwinnett | 10001984 | 1 |  | 1996-01-01 | FALSE | 2011-06-07 | FALSE | Removed from Ground | Gas (Historical Use) | 10000 | Fiberglass | 1996-01-01 | Double-Walled Fiberglass | Suction (American)
QUIKTRIP #731 | 1565 PLEASANT HILL RD | DULUTH | Gwinnett | 10001979 | 1 | Flapper Valve | 2011-04-01 | FALSE | 2010-12-01 | FALSE | Currently in Use | Regular | 20000 | Fiberglass Double Walled | 2010-11-01 | Double-Walled Fiberglass | Pressurized
QUIKTRIP #731 | 1565 PLEASANT HILL RD | DULUTH | Gwinnett | 10001979 | 2 | Flapper Valve | 2011-04-01 | FALSE | 2010-12-01 | FALSE | Currently in Use | Regular | 20000 | Fiberglass Double Walled | 2010-11-01 | Double-Walled Fiberglass | Pressurized
QUIKTRIP #731 | 1565 PLEASANT HILL RD | DULUTH | Gwinnett | 10001979 | 3 | Flapper Valve | 2011-04-01 | FALSE | 2010-12-01 | FALSE | Currently in Use | Premium | 12000 | Fiberglass Double Walled | 2010-11-01 | Double-Walled Fiberglass | Pressurized
QUIKTRIP #731 | 1565 PLEASANT HILL RD | DULUTH | Gwinnett | 10001979 | 4 | Flapper Valve | 2011-04-01 | FALSE | 2010-12-01 | FALSE | Currently in Use | Diesel | 12000 | Fiberglass Double Walled | 2010-11-01 | Double-Walled Fiberglass | Pressurized
MALL OF GA HOP IN | 2625 MALL OF GEORGIA BLVD | BUFORD | Gwinnett | 10001938 | 1 | Ball Float | 2010-12-15 | FALSE | 2012-09-04 | FALSE | Currently in Use | Regular | 20000 | Fiberglass Double Walled | 2010-10-08 | Double-Walled Fiberglass | Pressurized
MALL OF GA HOP IN | 2625 MALL OF GEORGIA BLVD | BUFORD | Gwinnett | 10001938 | 2A | Ball Float | 2010-12-15 | FALSE | 2012-09-04 | FALSE | Currently in Use | Premium | 8000 | Fiberglass Double Walled | 2010-10-08 | Double-Walled Fiberglass | Pressurized
MALL OF GA HOP IN | 2625 MALL OF GEORGIA BLVD | BUFORD | Gwinnett | 10001938 | 2B | Ball Float | 2010-12-15 | FALSE | 2012-09-04 | FALSE | Currently in Use | Diesel | 7000 | Fiberglass Double Walled | 2010-10-08 | Double-Walled Fiberglass | Pressurized
RaceTrac #234 - Loganville | 3940 ATLANTA HWY | LOGANVILLE | Gwinnett | 10001918 | 1 | Overfill Alarm | 2010-09-17 | FALSE | 2010-09-17 | FALSE | Currently in Use | Regular | 20000 | Composite Double Walled | 2010-09-17 | Double-Walled Fiberglass | Pressurized
RaceTrac #234 - Loganville | 3940 ATLANTA HWY | LOGANVILLE | Gwinnett | 10001918 | 2 | Overfill Alarm | 2010-09-17 | FALSE | 2010-09-17 | FALSE | Currently in Use | Premium | 12000 | Composite Double Walled | 2010-09-17 | Double-Walled Fiberglass | Pressurized
RaceTrac #234 - Loganville | 3940 ATLANTA HWY | LOGANVILLE | Gwinnett | 10001918 | 3 | Overfill Alarm | 2010-09-17 | FALSE | 2010-09-17 | FALSE | Currently in Use | Diesel | 12000 | Composite Double Walled | 2010-09-17 | Double-Walled Fiberglass | Pressurized
CHEVRON FOOD MART | 2394 BEAVER RUIN RD | NORCROSS | Gwinnett | 10001924 | 1 | Ball Float | 2010-06-17 | FALSE | 2010-06-17 | FALSE | Currently in Use | Regular | 12000 | Epoxy Double-Walled | 2010-04-20 | Double-Walled Fiberglass | Pressurized
CHEVRON FOOD MART | 2394 BEAVER RUIN RD | NORCROSS | Gwinnett | 10001924 | 2 | Ball Float | 2010-06-17 | FALSE | 2010-06-17 | FALSE | Currently in Use | Gas (Historical Use) | 8000 | Epoxy Double-Walled | 2010-04-20 | Double-Walled Fiberglass | Pressurized
CHEVRON FOOD MART | 2394 BEAVER RUIN RD | NORCROSS | Gwinnett | 10001924 | 3 | Ball Float | 2010-06-17 | FALSE | 2010-06-17 | FALSE | Currently in Use | Diesel | 4000 | Epoxy Double-Walled | 2010-04-20 | Double-Walled Fiberglass | Pressurized
KROGER GA 687 | 6001 CUMMING HWY | SUGAR HILL | Gwinnett | 10001927 | 1 | Overfill Alarm | 2010-06-24 | FALSE | 2010-06-24 | FALSE | Currently in Use | Regular | 20000 | Fiberglass Double Walled | 2010-05-27 |  | Pressurized
KROGER GA 687 | 6001 CUMMING HWY | SUGAR HILL | Gwinnett | 10001927 | 2A | Overfill Alarm | 2010-06-24 | FALSE | 2010-06-24 | FALSE | Currently in Use | Diesel | 10000 | Fiberglass Double Walled | 2010-05-27 |  | Pressurized
KROGER GA 687 | 6001 CUMMING HWY | SUGAR HILL | Gwinnett | 10001927 | 2B | Overfill Alarm | 2010-06-24 | FALSE | 2010-06-24 | FALSE | Currently in Use | Premium | 8000 | Fiberglass Double Walled | 2010-05-27 |  | Pressurized
QUIKTRIP #844 | 3359 HWY 317 | SUWANEE | Gwinnett | 10002088 | 1 | Flapper Valve | 2012-04-01 | FALSE |  | FALSE | Currently in Use | Regular | 20000 | Fiberglass Double Walled | 2011-10-01 | Double-Walled Fiberglass | Pressurized
QUIKTRIP #844 | 3359 HWY 317 | SUWANEE | Gwinnett | 10002088 | 2 | Flapper Valve | 2012-04-01 | FALSE |  | FALSE | Currently in Use | Regular | 20000 | Fiberglass Double Walled | 2011-10-01 | Double-Walled Fiberglass | Pressurized
QUIKTRIP #844 | 3359 HWY 317 | SUWANEE | Gwinnett | 10002088 | 3 | Flapper Valve | 2012-04-01 | FALSE |  | FALSE | Currently in Use | Premium | 12000 | Fiberglass Double Walled | 2011-10-01 | Double-Walled Fiberglass | Pressurized
QUIKTRIP #844 | 3359 HWY 317 | SUWANEE | Gwinnett | 10002088 | 4 | Flapper Valve | 2011-12-01 | FALSE |  | FALSE | Currently in Use | Diesel | 12000 | Fiberglass Double Walled | 2011-10-01 | Double-Walled Fiberglass | Pressurized
KROGER FUEL CENTER #484 | 3021 CENTERVILLE HWY | SNELLVILLE | Gwinnett | 10002031 | 1 | Overfill Alarm | 2011-05-10 | FALSE | 2011-05-10 | FALSE | Currently in Use | Regular | 20000 | Fiberglass Double Walled | 2011-04-21 | Double-Walled Flex | Pressurized
KROGER FUEL CENTER #484 | 3021 CENTERVILLE HWY | SNELLVILLE | Gwinnett | 10002031 | 2A | Overfill Alarm | 2011-05-10 | FALSE | 2011-05-10 | FALSE | Currently in Use | Diesel | 10000 | Fiberglass Double Walled | 2011-04-21 | Double-Walled Flex | Pressurized
KROGER FUEL CENTER #484 | 3021 CENTERVILLE HWY | SNELLVILLE | Gwinnett | 10002031 | 2B | Overfill Alarm | 2011-05-10 | FALSE | 2011-05-10 | FALSE | Currently in Use | Premium | 8000 | Fiberglass Double Walled | 2011-04-21 | Double-Walled Flex | Pressurized
THE ESTATE OF HERMAS OTTO ETHRIDGE | 345 SAWMILL DRIVE | SUWANEE | Gwinnett | 10002209 | 1 |  |  | FALSE |  | FALSE | Removed from Ground | Gas (Historical Use) | 8000 | Bare Steel | 1960-01-01 | Bare Steel
THE ESTATE OF HERMAS OTTO ETHRIDGE | 345 SAWMILL DRIVE | SUWANEE | Gwinnett | 10002209 | 2 |  |  | FALSE |  | FALSE | Removed from Ground | Gas (Historical Use) | 6000 | Bare Steel | 1960-01-01 | Bare Steel
THE ESTATE OF HERMAS OTTO ETHRIDGE | 345 SAWMILL DRIVE | SUWANEE | Gwinnett | 10002209 | 3 |  |  | FALSE |  | FALSE | Removed from Ground | Gas (Historical Use) | 8000 | Bare Steel | 1960-01-01 | Bare Steel
FEDEX GROUND-NORCROSS | 6265 ATLANTIC BLVD | NORCROSS | Gwinnett | 10002182 | 1 | Ball Float | 2012-09-01 | FALSE | 2012-09-01 | FALSE | Currently in Use | Diesel | 20000 | Fiberglass Double Walled | 2012-09-01 | Double-Walled Flex | Pressurized
KROGER FUEL CENTER (GA #389) | 6050 SINGLETON RD | NORCROSS | Gwinnett | 10002129 | 1 | Overfill Alarm | 2012-06-12 | FALSE | 2012-06-12 | FALSE | Currently in Use | Regular | 20000 | Fiberglass Double Walled | 2012-06-12 | Double-Walled Flex | Pressurized
KROGER FUEL CENTER (GA #389) | 6050 SINGLETON RD | NORCROSS | Gwinnett | 10002129 | 2A | Overfill Alarm | 2012-06-12 | FALSE | 2012-06-12 | FALSE | Currently in Use | Diesel | 10000 | Fiberglass Double Walled | 2012-06-12 | Double-Walled Flex | Pressurized
KROGER FUEL CENTER (GA #389) | 6050 SINGLETON RD | NORCROSS | Gwinnett | 10002129 | 2B | Overfill Alarm | 2012-06-12 | FALSE | 2012-06-12 | FALSE | Currently in Use | Premium | 8000 | Fiberglass Double Walled | 2012-06-12 | Double-Walled Flex | Pressurized
RaceTrac #260 - Hurricane Shoals | 624 BUFORD HWY | LAWRENCEVILLE | Gwinnett | 10002131 | 1 | Overfill Alarm | 2012-07-27 | FALSE | 2012-07-27 | FALSE | Currently in Use | Regular | 20000 | Composite Double Walled | 2012-07-27 | Double-Walled Fiberglass | Pressurized
RaceTrac #260 - Hurricane Shoals | 624 BUFORD HWY | LAWRENCEVILLE | Gwinnett | 10002131 | 2 | Overfill Alarm | 2012-07-27 | FALSE | 2012-07-27 | FALSE | Currently in Use | Diesel | 12000 | Composite Double Walled | 2012-07-27 | Double-Walled Fiberglass | Pressurized
RaceTrac #260 - Hurricane Shoals | 624 BUFORD HWY | LAWRENCEVILLE | Gwinnett | 10002131 | 3 | Overfill Alarm | 2012-07-27 | FALSE | 2012-07-27 | FALSE | Currently in Use | Premium | 12000 | Composite Double Walled | 2012-07-27 | Double-Walled Fiberglass | Pressurized
KROGER GA-381 | 3455 PEACHTREE INDUSTRAIL BLVD | DULUTH | Gwinnett | 10001680 | 1 | Overfill Alarm | 2008-11-21 | FALSE | 2009-01-13 | FALSE | Currently in Use | Regular | 20000 | Fiberglass Double Walled | 2008-10-23 | Double-Walled Flex | Pressurized
KROGER GA-381 | 3455 PEACHTREE INDUSTRAIL BLVD | DULUTH | Gwinnett | 10001680 | 2A | Overfill Alarm | 2008-11-21 | FALSE | 2009-01-13 | FALSE | Currently in Use | Diesel | 10000 | Fiberglass Double Walled | 2008-10-23 | Double-Walled Flex | Pressurized
KROGER GA-381 | 3455 PEACHTREE INDUSTRAIL BLVD | DULUTH | Gwinnett | 10001680 | 2B | Overfill Alarm | 2008-11-21 | FALSE | 2009-01-13 | FALSE | Currently in Use | Premium | 8000 | Fiberglass Double Walled | 2008-10-23 | Double-Walled Flex | Pressurized
M FOOD MART | 1925 BRASELTON HWY | LAWRENCEVILLE | Gwinnett | 10001666 | 1 | Flapper Valve | 2008-12-01 | FALSE | 2008-10-01 | FALSE | Currently in Use | Regular | 15000 | Composite Double Walled | 2008-07-01 | Double-Walled Fiberglass | Pressurized
M FOOD MART | 1925 BRASELTON HWY | LAWRENCEVILLE | Gwinnett | 10001666 | 2 | Flapper Valve | 2008-12-01 | FALSE | 2008-10-01 | FALSE | Currently in Use | Premium | 6000 | Composite Double Walled | 2008-07-01 | Double-Walled Fiberglass | Pressurized
M FOOD MART | 1925 BRASELTON HWY | LAWRENCEVILLE | Gwinnett | 10001666 | 3 | Flapper Valve | 2008-12-01 | FALSE | 2008-10-01 | FALSE | Currently in Use | Diesel | 6000 | Composite Double Walled | 2008-10-01 | Double-Walled Fiberglass | Pressurized
RaceTrac #94 - Webb Ginn | 1385 GRAYSON HWY | Lawrenceville | Gwinnett | 10001787 | 1 | Overfill Alarm | 2009-11-03 | FALSE | 2009-11-03 | TRUE | Currently in Use | Regular | 20000 | Composite Double Walled | 2009-11-03 | Double-Walled Fiberglass | Pressurized
RaceTrac #94 - Webb Ginn | 1385 GRAYSON HWY | Lawrenceville | Gwinnett | 10001787 | 2 | Overfill Alarm | 2009-11-03 | FALSE | 2009-11-03 | TRUE | Currently in Use | Diesel | 12000 | Composite Double Walled | 2009-11-03 | Double-Walled Fiberglass | Pressurized
RaceTrac #94 - Webb Ginn | 1385 GRAYSON HWY | Lawrenceville | Gwinnett | 10001787 | 3 | Overfill Alarm | 2009-11-03 | FALSE | 2009-11-03 | TRUE | Currently in Use | Premium | 12000 | Composite Double Walled | 2009-11-03 | Double-Walled Fiberglass | Pressurized
KROGER GA 477 | 2121 LAWRENCEVILLE / SUWANEE RD | SUWANEE | Gwinnett | 10001789 | 1 | Ball Float | 2009-11-20 | FALSE | 2009-11-20 | FALSE | Currently in Use | Regular | 20000 | Fiberglass Double Walled | 2009-10-21 | Double-Walled Flex | Pressurized
KROGER GA 477 | 2121 LAWRENCEVILLE / SUWANEE RD | SUWANEE | Gwinnett | 10001789 | 2A | Ball Float | 2009-11-20 | FALSE | 2009-11-20 | FALSE | Currently in Use | Premium | 10000 | Fiberglass Double Walled | 2009-10-21 | Double-Walled Flex | Pressurized
KROGER GA 477 | 2121 LAWRENCEVILLE / SUWANEE RD | SUWANEE | Gwinnett | 10001789 | 2B | Ball Float | 2009-11-20 | FALSE | 2009-11-20 | FALSE | Currently in Use | Diesel | 8000 | Fiberglass Double Walled | 2009-10-21 | Double-Walled Flex | Pressurized
RaceTrac #301 - West Pike St. | 444 W PIKE ST | LAWRENCEVILLE | Gwinnett | 10001824 | 1 | Overfill Alarm | 2010-02-15 | FALSE | 2010-02-15 | FALSE | Currently in Use | Regular | 20000 | Composite Double Walled | 2010-02-15 | Double-Walled Fiberglass | Pressurized
RaceTrac #301 - West Pike St. | 444 W PIKE ST | LAWRENCEVILLE | Gwinnett | 10001824 | 2 | Overfill Alarm | 2010-02-15 | FALSE | 2010-02-15 | FALSE | Currently in Use | Premium | 12000 | Composite Double Walled | 2010-02-15 | Double-Walled Fiberglass | Pressurized
RaceTrac #301 - West Pike St. | 444 W PIKE ST | LAWRENCEVILLE | Gwinnett | 10001824 | 3 | Overfill Alarm | 2010-02-15 | FALSE | 2010-02-15 | FALSE | Currently in Use | Diesel | 12000 | Composite Double Walled | 2010-02-15 | Double-Walled Fiberglass | Pressurized
QUICK-PICK C-STORE (EXXON) | 4185 BRASELTON HWY | HOSCHTON | Gwinnett | 10001869 | 1 | Ball Float | 2010-06-01 | FALSE | 2010-03-01 | FALSE | Currently in Use | Regular | 15000 | Composite Double Walled | 2010-04-01 | Double-Walled Fiberglass
QUICK-PICK C-STORE (EXXON) | 4185 BRASELTON HWY | HOSCHTON | Gwinnett | 10001869 | 2A | Ball Float | 2010-06-01 | FALSE | 2010-06-01 | FALSE | Currently in Use | Premium | 8000 | Composite Double Walled | 2010-04-01 | Double-Walled Fiberglass
QUICK-PICK C-STORE (EXXON) | 4185 BRASELTON HWY | HOSCHTON | Gwinnett | 10001869 | 2B | Ball Float | 2010-06-01 | FALSE | 2010-06-01 | FALSE | Currently in Use | Diesel | 4000 | Composite Double Walled | 2010-04-01 | Double-Walled Fiberglass
660 LANGFORD DR | 660 LANGFORD DR | NORCROSS | Gwinnett | 10001887 | 1 |  |  | FALSE |  | FALSE | Closed in Ground | Other | 3000 | Bare Steel
660 LANGFORD DR | 660 LANGFORD DR | NORCROSS | Gwinnett | 10001887 | 2 |  |  | FALSE |  | FALSE | Closed in Ground | Other | 3000 | Bare Steel
RaceTrac #659 - Pleasant Hill | 2592 PLEASANT HILL RD | DULUTH | Gwinnett | 10000750 | 1 | Overfill Alarm | 2004-03-04 | FALSE | 2004-03-04 | FALSE | Currently in Use | Regular | 20000 | Composite Double Walled | 2004-03-04 | Double-Walled Fiberglass | Pressurized
RaceTrac #659 - Pleasant Hill | 2592 PLEASANT HILL RD | DULUTH | Gwinnett | 10000750 | 2 | Overfill Alarm | 2004-03-04 | FALSE | 2004-03-04 | FALSE | Currently in Use | Diesel | 12000 | Composite Double Walled | 2004-03-04 | Double-Walled Fiberglass | Pressurized
RaceTrac #659 - Pleasant Hill | 2592 PLEASANT HILL RD | DULUTH | Gwinnett | 10000750 | 3 | Overfill Alarm | 2004-03-14 | FALSE | 2004-03-14 | FALSE | Currently in Use | Premium | 12000 | Composite Double Walled | 2004-03-14 | Double-Walled Fiberglass | Pressurized
FORMER GAS STATION | 1214 GRAYSON HIGHWAY | LAWRENCEVILLE | Gwinnett | 10000761 | 1 |  |  | FALSE |  | FALSE | Removed from Ground | Empty | 575 | Bare Steel | 1965-01-01
FORMER GAS STATION | 1214 GRAYSON HIGHWAY | LAWRENCEVILLE | Gwinnett | 10000761 | 2 |  |  | FALSE |  | FALSE | Removed from Ground | Empty | 300 | Bare Steel | 1965-01-01
CHEVRON FOOD MART | 3334 LANGLEY RD | LOGANVILLE | Gwinnett | 10000653 | 1 | Ball Float | 2004-05-25 | FALSE | 2004-05-25 | FALSE | Currently in Use | Regular | 12000 | Epoxy | 2004-05-25 | Fiberglass Reinforced Plastic | Pressurized
CHEVRON FOOD MART | 3334 LANGLEY RD | LOGANVILLE | Gwinnett | 10000653 | 2A | Ball Float | 2004-05-25 | FALSE | 2004-05-25 | FALSE | Currently in Use | Premium | 8000 | Epoxy | 2004-05-25 | Fiberglass Reinforced Plastic | Pressurized
CHEVRON FOOD MART | 3334 LANGLEY RD | LOGANVILLE | Gwinnett | 10000653 | 2B | Ball Float | 2004-05-25 | FALSE | 2004-05-25 | FALSE | Currently in Use | Diesel | 4000 | Epoxy | 2004-05-25 | Fiberglass Reinforced Plastic | Pressurized
CHEVRON FOOD MART | 3334 LANGLEY RD | LOGANVILLE | Gwinnett | 10000653 | 3 | Ball Float | 2004-05-25 | FALSE | 2004-05-25 | FALSE | Currently in Use | Diesel Off Road | 3000 | Epoxy | 2004-05-25 | Fiberglass Reinforced Plastic | Pressurized
EXXON @ PAPERMILL CROSSING | 108 E CROGAN ST | LAWRENCEVILLE | Gwinnett | 10000693 | 1 | Ball Float | 2003-11-01 | FALSE | 2003-11-01 | FALSE | Currently in Use | Regular | 15000 | Composite | 2003-11-01 | Flex | Pressurized
EXXON @ PAPERMILL CROSSING | 108 E CROGAN ST | LAWRENCEVILLE | Gwinnett | 10000693 | 2 | Ball Float | 2003-11-01 | FALSE | 2003-11-01 | FALSE | Currently in Use | Diesel | 10000 | Composite | 2003-11-01 | Flex | Pressurized
EXXON @ PAPERMILL CROSSING | 108 E CROGAN ST | LAWRENCEVILLE | Gwinnett | 10000693 | 3 | Ball Float | 2003-11-01 | FALSE | 2003-11-01 | FALSE | Currently in Use | Premium | 5000 | Composite | 2003-11-01 | Flex | Pressurized
EXXON @ PAPERMILL CROSSING | 108 E CROGAN ST | LAWRENCEVILLE | Gwinnett | 10000693 | 4 | Flapper Valve | 2005-04-01 | FALSE | 2005-04-01 | FALSE | Currently in Use | Ethanol | 4000 | Composite | 2016-08-16 | Double-Walled Fiberglass | Safe Suction (Euro)
MURPHY USA #7052 | 1759 ROCKBRIDGE RD | STONE MOUNTAIN | Gwinnett | 10000704 | 1 | Flapper Valve | 2004-08-17 | FALSE | 2004-08-17 | FALSE | Currently in Use | Regular | 20000 | Fiberglass Double Walled | 2004-07-27 | Double-Walled Fiberglass | Pressurized
MURPHY USA #7052 | 1759 ROCKBRIDGE RD | STONE MOUNTAIN | Gwinnett | 10000704 | 2A | Flapper Valve | 2004-08-17 | FALSE | 2004-08-17 | FALSE | Currently in Use | Diesel | 12000 | Fiberglass Double Walled | 2004-07-27 | Double-Walled Fiberglass | Pressurized
MURPHY USA #7052 | 1759 ROCKBRIDGE RD | STONE MOUNTAIN | Gwinnett | 10000704 | 2B | Flapper Valve | 2004-08-17 | FALSE | 2004-08-17 | FALSE | Currently in Use | Premium | 8000 | Fiberglass Double Walled | 2004-07-27 | Double-Walled Fiberglass | Pressurized
BJS CLUB #161 | 6344 CASH CT | NORCROSS | Gwinnett | 10000729 | 1 |  | 2004-08-09 | FALSE | 2004-08-09 | FALSE | Removed from Ground | Gas (Historical Use) | 20000 | Fiberglass Double Walled | 2004-07-13 | Double-Walled Flex | Pressurized
BJS CLUB #161 | 6344 CASH CT | NORCROSS | Gwinnett | 10000729 | 2A | Overfill Alarm | 2004-08-09 | FALSE | 2004-08-09 | FALSE | Removed from Ground | Gas (Historical Use) | 12000 | Fiberglass Double Walled | 2004-07-13 | Double-Walled Flex
BJS CLUB #161 | 6344 CASH CT | NORCROSS | Gwinnett | 10000729 | 2B | Overfill Alarm | 2004-08-09 | FALSE | 2004-08-09 | FALSE | Removed from Ground | Gas (Historical Use) | 8000 | Fiberglass Double Walled | 2004-07-13 | Double-Walled Flex
ORRS FERRY ENTERPRISES INC (DOT PARCEL 12) | 1953 HWY 324 | BUFORD | Gwinnett | 10000742 | 1 |  |  | FALSE |  | FALSE | Removed from Ground | Gas (Historical Use) | 1000 | Bare Steel | 1997-11-05 | Bare Steel | Safe Suction (Euro)
ORRS FERRY ENTERPRISES INC (DOT PARCEL 12) | 1953 HWY 324 | BUFORD | Gwinnett | 10000742 | 2 |  |  | FALSE |  | FALSE | Removed from Ground | Gas (Historical Use) | 500 | Bare Steel | 1997-11-05 | Bare Steel | Safe Suction (Euro)
ORRS FERRY ENTERPRISES INC (DOT PARCEL 12) | 1953 HWY 324 | BUFORD | Gwinnett | 10000742 | 3 |  |  | FALSE |  | FALSE | Removed from Ground | Gas (Historical Use) | 1000 | Bare Steel | 1997-11-05 | Bare Steel | Safe Suction (Euro)
MURPHY USA #7073 | 2625 PLEASANT HILL RD | DULUTH | Gwinnett | 10000615 | 1 |  | 2004-04-06 | FALSE | 2004-04-06 | FALSE | Currently in Use | Gas (Historical Use) | 20000 | Fiberglass Double Walled | 2004-03-24 | Double Walled | Pressurized
MURPHY USA #7073 | 2625 PLEASANT HILL RD | DULUTH | Gwinnett | 10000615 | 2A |  | 2004-04-06 | FALSE | 2004-04-06 | FALSE | Currently in Use | Diesel | 12000 | Fiberglass Double Walled | 2004-03-24 | Double Walled | Pressurized
MURPHY USA #7073 | 2625 PLEASANT HILL RD | DULUTH | Gwinnett | 10000615 | 2B |  | 2004-04-06 | FALSE | 2004-04-06 | FALSE | Currently in Use | Gas (Historical Use) | 8000 | Fiberglass Double Walled | 2004-03-24 | Double Walled | Pressurized
SURANI ENT INC | 6075 SINGLETON ROAD | NORCROSS | Gwinnett | 10000608 | N15301A | Ball Float | 2003-08-15 | FALSE | 2003-08-15 | FALSE | Currently in Use | Premium | 8000 | Epoxy Double-Walled | 2003-08-15 | Fiberglass Reinforced Plastic | Pressurized
SURANI ENT INC | 6075 SINGLETON ROAD | NORCROSS | Gwinnett | 10000608 | N15601B | Ball Float | 2003-08-15 | FALSE | 2003-08-15 | FALSE | Currently in Use | Diesel | 4000 | Epoxy Double-Walled | 2003-08-15 | Fiberglass Reinforced Plastic | Pressurized
SURANI ENT INC | 6075 SINGLETON ROAD | NORCROSS | Gwinnett | 10000608 | N815134 | Ball Float | 2003-08-15 | FALSE | 2003-08-15 | FALSE | Currently in Use | Regular | 12000 | Epoxy Double-Walled | 2003-08-15 | Fiberglass Reinforced Plastic | Pressurized
CHEVRON | 429 BUFORD HWY SUITE A | SUGAR HILL | Gwinnett | 10000610 | 1 | Ball Float | 2004-04-22 | FALSE | 2004-04-22 | FALSE | Currently in Use | Regular | 12000 | Composite Double Walled | 2004-04-22 | Double-Walled Fiberglass | Pressurized
CHEVRON | 429 BUFORD HWY SUITE A | SUGAR HILL | Gwinnett | 10000610 | 2 | Ball Float | 2004-04-22 | FALSE | 2004-04-22 | FALSE | Currently in Use | Premium | 12000 | Composite Double Walled | 2004-04-22 | Double-Walled Fiberglass | Pressurized
LAWRENCEVILLE HWY FUEL SITE FIRE STATION #25 | 3575 LAWRENCEVILLE HWY | LAWRENCEVILLE | Gwinnett | 10000603 | 1 | Flapper Valve | 2003-10-01 | FALSE | 2003-10-01 | FALSE | Currently in Use | Regular | 15000 | Fiberglass Double Walled | 2003-10-01 | Double-Walled Fiberglass | Pressurized
LAWRENCEVILLE HWY FUEL SITE FIRE STATION #25 | 3575 LAWRENCEVILLE HWY | LAWRENCEVILLE | Gwinnett | 10000603 | 2 | Flapper Valve | 2003-10-01 | FALSE | 2003-10-01 | FALSE | Currently in Use | Diesel | 15000 | Fiberglass Double Walled | 2003-10-01 | Double-Walled Fiberglass | Pressurized
FORMER BRAKES & MORE | 430 LAWRENCEVILLE HIGHWAY | LILBURN | Gwinnett | 10000581 | 1 |  |  | FALSE |  | FALSE | Removed from Ground | Used Oil | 1500 | Unknown | 2003-12-22
SCENIC HWY FUEL SITE | 703 SCENIC HWY | LAWRENCEVILLE | Gwinnett | 10000587 | 1 | Ball Float | 2004-02-03 | FALSE | 2004-02-03 | FALSE | Currently in Use | Regular | 15000 | Fiberglass Double Walled | 2004-02-03 | Double-Walled Fiberglass | Pressurized
SCENIC HWY FUEL SITE | 703 SCENIC HWY | LAWRENCEVILLE | Gwinnett | 10000587 | 2 | Flapper Valve | 2004-02-03 | FALSE | 2004-02-03 | FALSE | Currently in Use | Diesel | 15000 | Fiberglass Double Walled | 2004-02-03 | Double-Walled Fiberglass | Pressurized
MURPHY USA #7020 | 3950 HWY 29 NW | LILBURN | Gwinnett | 10000548 | 1 | Flapper Valve | 2003-12-01 | FALSE | 2003-12-01 | FALSE | Currently in Use | Regular | 20000 | Fiberglass Double Walled | 2003-11-21 | Double-Walled Flex | Pressurized
MURPHY USA #7020 | 3950 HWY 29 NW | LILBURN | Gwinnett | 10000548 | 2A | Flapper Valve | 2003-12-01 | FALSE | 2003-12-01 | FALSE | Currently in Use | Diesel | 12000 | Fiberglass Double Walled | 2003-12-01 | Double-Walled Flex | Pressurized
MURPHY USA #7020 | 3950 HWY 29 NW | LILBURN | Gwinnett | 10000548 | 2B | Flapper Valve | 2003-12-01 | FALSE | 2003-12-01 | FALSE | Currently in Use | Premium | 8000 | Fiberglass Double Walled | 2003-11-21 | Double-Walled Flex | Pressurized
WATERWORKS CHEVRON | 2475 S WATERWORKS RD STE C | BUFORD | Gwinnett | 10000528 | 1 | Ball Float | 2003-01-01 | FALSE | 2003-01-01 | FALSE | Currently in Use | Regular | 12000 | Fiberglass | 2003-01-01 | Flex | Pressurized
WATERWORKS CHEVRON | 2475 S WATERWORKS RD STE C | BUFORD | Gwinnett | 10000528 | 2 | Ball Float | 2003-01-01 | FALSE | 2003-01-01 | FALSE | Currently in Use | Premium | 12000 | Fiberglass | 2003-01-01 | Flex | Pressurized
WATERWORKS CHEVRON | 2475 S WATERWORKS RD STE C | BUFORD | Gwinnett | 10000528 | 3 | Ball Float | 2003-01-01 | FALSE | 2003-01-01 | FALSE | Currently in Use | Diesel | 12000 | Fiberglass | 2003-01-01 | Flex | Pressurized
LAKESIDE SHELL LLC | 2380 BUFORD DAM RD | BUFORD | Gwinnett | 10000539 | 1 | Ball Float | 2003-08-01 | FALSE | 2003-08-01 | FALSE | Currently in Use | E-10 | 12000 | Epoxy | 2003-08-01 | Double-Walled Fiberglass | Pressurized
LAKESIDE SHELL LLC | 2380 BUFORD DAM RD | BUFORD | Gwinnett | 10000539 | 2A | Ball Float | 2003-08-01 | FALSE | 2003-08-01 | FALSE | Currently in Use | E-10 | 8000 | Epoxy | 2003-08-01 | Double-Walled Fiberglass | Pressurized
LAKESIDE SHELL LLC | 2380 BUFORD DAM RD | BUFORD | Gwinnett | 10000539 | 2B | Ball Float | 2003-08-01 | FALSE | 2003-08-01 | FALSE | Currently in Use | Diesel | 4000 | Epoxy | 2003-08-01 | Double-Walled Fiberglass | Pressurized
GOODEARTH ENVIRONMENTAL | 3330 NORTH BUFORD HIGHWAY | DULUTH | Gwinnett | 10000783 | 1 |  |  | FALSE |  | FALSE | Removed from Ground | Used Oil | 500 | Unknown
GOODEARTH ENVIRONMENTAL | 3330 NORTH BUFORD HIGHWAY | DULUTH | Gwinnett | 10000783 | 2 |  |  | FALSE |  | FALSE | Removed from Ground | Not Marked | 3000 | Unknown | 2004-11-12
Mountain Express #241 | 3425 MEDLOCK BRIDGE RD | NORCROSS | Gwinnett | 10000861 | 1 | Ball Float | 2011-09-01 | FALSE | 2011-09-01 | FALSE | Currently in Use | Regular | 12000 | Epoxy | 2003-12-15 | Double Walled | Pressurized
Mountain Express #241 | 3425 MEDLOCK BRIDGE RD | NORCROSS | Gwinnett | 10000861 | 2A | Ball Float | 2011-09-01 | FALSE | 2011-09-01 | FALSE | Currently in Use | Premium | 8000 | Epoxy | 2003-12-15 | Double Walled | Pressurized
Mountain Express #241 | 3425 MEDLOCK BRIDGE RD | NORCROSS | Gwinnett | 10000861 | 2B | Ball Float | 2011-09-01 | FALSE | 2011-09-01 | FALSE | Currently in Use | Diesel | 4000 | Epoxy | 2003-12-15 | Double Walled | Pressurized
STAR MART #2 DBA CHEVRON | 629 SCENIC HWY | LAWRENCEVILLE | Gwinnett | 10000870 | N626236 | Ball Float | 2005-01-05 | FALSE | 2005-01-05 | FALSE | Currently in Use | Diesel | 6000 | Fiberglass | 2004-12-17 | Double-Walled Flex | Pressurized
STAR MART #2 DBA CHEVRON | 629 SCENIC HWY | LAWRENCEVILLE | Gwinnett | 10000870 | N626260 | Ball Float | 2005-01-05 | FALSE | 2005-01-05 | FALSE | Currently in Use | Premium | 12000 | Fiberglass | 2004-12-17 | Double-Walled Flex | Pressurized
STAR MART #2 DBA CHEVRON | 629 SCENIC HWY | LAWRENCEVILLE | Gwinnett | 10000870 | N626264 | Ball Float | 2005-01-05 | FALSE | 2005-01-05 | FALSE | Currently in Use | Regular | 15000 | Fiberglass | 2004-12-17 | Double-Walled Flex | Pressurized
FORMER GWINNETT COUNTY DIVERSION CENTER | 872 HI HOPE ROAD | LAWRENCEVILLE | Gwinnett | 10000883 | 1 |  |  | FALSE |  | FALSE | Removed from Ground | Diesel | 3000 | Bare Steel | 2004-11-09
GARNERS GARAGE | 6864 BUFORD HIGHWAY | DORAVILLE | Gwinnett | 10000885 | 1 |  |  | FALSE |  | FALSE | Removed from Ground | Gas (Historical Use) | 1000 | Bare Steel | 1956-01-01
GARNERS GARAGE | 6864 BUFORD HIGHWAY | DORAVILLE | Gwinnett | 10000885 | 2 |  |  | FALSE |  | FALSE | Removed from Ground | Gas (Historical Use) | 1000 | Bare Steel | 1956-01-01
MURPHY USA #7221 | 1410 LAWRENCEVILLE HWY | LAWRENCEVILLE | Gwinnett | 10000888 | 1 | Overfill Alarm | 2005-04-14 | FALSE | 2005-04-14 | FALSE | Currently in Use | Regular | 20000 | Fiberglass Double Walled | 2005-04-07 | Double-Walled Fiberglass | Pressurized
MURPHY USA #7221 | 1410 LAWRENCEVILLE HWY | LAWRENCEVILLE | Gwinnett | 10000888 | 2A | Overfill Alarm | 2005-04-14 | FALSE | 2005-04-14 | FALSE | Currently in Use | Diesel | 12000 | Fiberglass Double Walled | 2005-04-07 | Double-Walled Fiberglass | Pressurized
MURPHY USA #7221 | 1410 LAWRENCEVILLE HWY | LAWRENCEVILLE | Gwinnett | 10000888 | 2B | Overfill Alarm | 2005-04-14 | FALSE | 2005-04-14 | FALSE | Currently in Use | Premium | 8000 | Fiberglass Double Walled | 2005-04-07 | Double-Walled Fiberglass | Pressurized
unknown | 71 langford road | TUCKER | Gwinnett | 10000891 | 1 |  |  | FALSE |  | FALSE | Installed | Gas (Historical Use) | 0 | Unknown
ECONO TUBE & LUBE | 4165 JIMMY CARTER BOULEVARD | NORCROSS | Gwinnett | 10000913 | 1 |  |  | FALSE |  | FALSE | Removed from Ground | Used Oil | 550 | Unknown | 2005-05-09
MOUNTAIN EXPRESS #181 | 2380 PEACHTREE IND BLVD | BUFORD | Gwinnett | 10000951 | 1 | Flapper Valve | 2005-05-01 | FALSE | 2005-05-01 | FALSE | Currently in Use | Regular | 12000 | Fiberglass | 2005-05-12 | Fiberglass Reinforced Plastic | Pressurized
MOUNTAIN EXPRESS #181 | 2380 PEACHTREE IND BLVD | BUFORD | Gwinnett | 10000951 | 2A | Flapper Valve | 2005-05-01 | FALSE | 2005-05-01 | FALSE | Currently in Use | Premium | 8000 | Fiberglass | 2005-05-12 | Fiberglass Reinforced Plastic | Pressurized
MOUNTAIN EXPRESS #181 | 2380 PEACHTREE IND BLVD | BUFORD | Gwinnett | 10000951 | 2B | Ball Float | 2005-05-01 | FALSE | 2005-05-01 | FALSE | Currently in Use | Diesel | 4000 | Fiberglass | 2005-05-12 | Fiberglass Reinforced Plastic | Pressurized
MOUNTAIN EXPRESS #181 | 2380 PEACHTREE IND BLVD | BUFORD | Gwinnett | 10000951 | 2C | Ball Float | 2005-05-01 | FALSE | 2005-05-01 | FALSE | Currently in Use | E-0 | 4000 | Fiberglass | 2005-05-12 | Fiberglass Reinforced Plastic | Pressurized
KROGER GA 636 | 3093 STEVE REYNOLDS BLVD | DULUTH | Gwinnett | 10000936 | 1 | Ball Float | 2005-06-21 | FALSE | 2005-06-21 | FALSE | Currently in Use | Regular | 20000 | Fiberglass Double Walled | 2005-06-09 | Double-Walled Flex | Pressurized
KROGER GA 636 | 3093 STEVE REYNOLDS BLVD | DULUTH | Gwinnett | 10000936 | 2 | Ball Float | 2005-06-21 | FALSE | 2005-06-21 | FALSE | Currently in Use | Premium | 8000 | Fiberglass Double Walled | 2005-06-09 | Double-Walled Flex | Pressurized
FEDEX FREIGHT CUSTOMER CENTER | 2495 MILL CENTER PKWY | BUFORD | Gwinnett | 10001039 | 1 | Flapper Valve | 2005-11-21 | FALSE | 2005-09-13 | FALSE | Currently in Use | Diesel | 20000 | Fiberglass Double Walled | 2005-09-01 | Double-Walled Fiberglass | Pressurized
BIG A CHEVRON | 3750 LENORA CHURCH RD | SNELLVILLE | Gwinnett | 10001098 | 1 | Ball Float | 2005-06-28 | FALSE | 2005-06-28 | FALSE | Currently in Use | Regular | 12000 | Composite | 2005-06-16 | Fiberglass Reinforced Plastic | Pressurized
BIG A CHEVRON | 3750 LENORA CHURCH RD | SNELLVILLE | Gwinnett | 10001098 | 2A | Ball Float | 2005-06-28 | FALSE | 2005-06-28 | FALSE | Currently in Use | Premium | 8000 | Composite | 2005-06-16 | Fiberglass Reinforced Plastic | Pressurized
BIG A CHEVRON | 3750 LENORA CHURCH RD | SNELLVILLE | Gwinnett | 10001098 | 2B | Ball Float | 2005-06-28 | FALSE | 2005-06-28 | FALSE | Currently in Use | Diesel | 4000 | Composite | 2005-06-16 | Fiberglass Reinforced Plastic | Pressurized
FORMER MUNFORD DRUG STORE | 105 NORTH PERRY STREET | LAWRENCEVILLE | Gwinnett | 10001099 | 1 |  |  | FALSE |  | FALSE | Removed from Ground | Not Marked/Tank Removed | 1000 | Bare Steel | 2006-02-23
FORMER MUNFORD DRUG STORE | 105 NORTH PERRY STREET | LAWRENCEVILLE | Gwinnett | 10001099 | 2 |  |  | FALSE |  | FALSE | Removed from Ground | Not Marked/Tank Removed | 1000 | Bare Steel | 2006-02-23
FORMER MUNFORD DRUG STORE | 105 NORTH PERRY STREET | LAWRENCEVILLE | Gwinnett | 10001099 | 3 |  |  | FALSE |  | FALSE | Removed from Ground | Not Marked/Tank Removed | 1000 | Bare Steel | 2006-02-23
COSTCO GASOLINE 366 (BUFORD) | 1550 MALL OF GEORGIA BLVD | BUFORD | Gwinnett | 10001104 | 1 | Flapper Valve | 2006-04-07 | FALSE | 2006-04-07 | FALSE | Currently in Use | Regular | 20000 | Fiberglass Double Walled | 2006-04-01 | Double-Walled Flex | Pressurized
COSTCO GASOLINE 366 (BUFORD) | 1550 MALL OF GEORGIA BLVD | BUFORD | Gwinnett | 10001104 | 2 | Flapper Valve | 2006-04-07 | FALSE | 2006-04-07 | FALSE | Currently in Use | Regular | 20000 | Fiberglass Double Walled | 2006-04-01 | Double-Walled Flex | Pressurized
COSTCO GASOLINE 366 (BUFORD) | 1550 MALL OF GEORGIA BLVD | BUFORD | Gwinnett | 10001104 | 3 | Flapper Valve | 2006-04-07 | FALSE | 2006-04-07 | FALSE | Currently in Use | Premium | 20000 | Fiberglass Double Walled | 2006-04-01 | Double-Walled Flex | Pressurized
COSTCO GASOLINE 366 (BUFORD) | 1550 MALL OF GEORGIA BLVD | BUFORD | Gwinnett | 10001104 | 4 | Ball Float | 2012-02-15 | FALSE | 2012-02-15 | FALSE | Currently in Use | Ultrazol(Fuel Additive) | 1500 | Fiberglass Double Walled | 2012-02-15 | Double-Walled Fiberglass | Pressurized
FORMER TRUCKING FACILITY | 2120 MCDANIELS BRIDGE COURT | LILBURN | Gwinnett | 10001052 | 1 |  |  | FALSE |  | FALSE | Removed from Ground | Diesel | 3500 | Bare Steel | 2005-12-02 | Bare Steel
MURPHY USA #7252 | 3425 CENTERVILLE HWY | SNELLVILLE | Gwinnett | 10001048 | 1 | Ball Float | 2005-12-26 | FALSE | 2005-12-26 | FALSE | Currently in Use | Regular | 20000 | Fiberglass Double Walled | 2005-12-14 | Double-Walled Flex | Pressurized
MURPHY USA #7252 | 3425 CENTERVILLE HWY | SNELLVILLE | Gwinnett | 10001048 | 2A | Ball Float | 2005-12-26 | FALSE | 2005-12-26 | FALSE | Currently in Use | Diesel | 12000 | Fiberglass Double Walled | 2005-12-14 | Double-Walled Flex | Pressurized
MURPHY USA #7252 | 3425 CENTERVILLE HWY | SNELLVILLE | Gwinnett | 10001048 | 2B | Ball Float | 2005-12-26 | FALSE | 2005-12-26 | FALSE | Currently in Use | Premium | 8000 | Fiberglass Double Walled | 2005-12-14 | Double-Walled Flex | Pressurized
SHELL FOOD MART | 5646 EVERGLADES TRL | NORCROSS | Gwinnett | 10001049 | M48402 | Ball Float | 2005-08-19 | FALSE | 2005-08-19 | FALSE | Currently in Use | Premium | 12000 | Fiberglass | 2005-06-08 | Fiberglass Reinforced Plastic | Pressurized
SHELL FOOD MART | 5646 EVERGLADES TRL | NORCROSS | Gwinnett | 10001049 | M48403-A | Ball Float | 2005-08-19 | FALSE | 2005-08-19 | FALSE | Currently in Use | Regular | 8000 | Fiberglass | 2005-06-08 | Fiberglass Reinforced Plastic | Pressurized
SHELL FOOD MART | 5646 EVERGLADES TRL | NORCROSS | Gwinnett | 10001049 | M48403-B | Ball Float | 2005-08-19 | FALSE | 2005-08-19 | FALSE | Currently in Use | Diesel | 4000 | Fiberglass | 2005-06-08 | Fiberglass Reinforced Plastic | Pressurized
KROGER GA-449 | 1227 ROCKBRIDGE RD | STONE MOUNTAIN | Gwinnett | 10000996 | 1A | Ball Float | 2005-09-19 | FALSE | 2005-09-19 | FALSE | Removed from Ground | Regular | 20000 | Fiberglass Double Walled | 2005-09-19 | Double-Walled Flex | Pressurized
KROGER GA-449 | 1227 ROCKBRIDGE RD | STONE MOUNTAIN | Gwinnett | 10000996 | 1B | Ball Float | 2005-09-16 | FALSE | 2005-09-16 | FALSE | Removed from Ground | Premium | 8000 | Fiberglass Double Walled | 2005-09-09 | Double-Walled Flex | Pressurized
KING & KING INVESTMENTS | 4840 JIMMY CARTER BLVD | NORCROSS | Gwinnett | 10001000 | 1 | Ball Float | 2004-03-01 | FALSE | 2004-03-01 | FALSE | Currently in Use | Gas (Historical Use) | 12000 | Epoxy | 2004-03-01 | Double-Walled Flex | Pressurized
KING & KING INVESTMENTS | 4840 JIMMY CARTER BLVD | NORCROSS | Gwinnett | 10001000 | 2A | Ball Float | 2004-03-01 | FALSE | 2004-03-01 | FALSE | Currently in Use | Gas (Historical Use) | 8000 | Epoxy | 2004-03-01 | Double-Walled Flex | Pressurized
KING & KING INVESTMENTS | 4840 JIMMY CARTER BLVD | NORCROSS | Gwinnett | 10001000 | 2B | Ball Float | 2004-03-01 | FALSE | 2004-03-01 | FALSE | Currently in Use | Diesel | 4000 | Epoxy | 2004-03-01 | Double-Walled Flex | Pressurized
KING & KING INVESTMENTS | 4840 JIMMY CARTER BLVD | NORCROSS | Gwinnett | 10001000 | 3 | Ball Float | 2004-03-01 | FALSE | 2004-03-01 | FALSE | Temporarily out of use | Diesel | 4000 | Epoxy | 2004-03-01 | Fiberglass Reinforced Plastic | Suction (American)
CHEVRON | 256 HURRICANE SHOALS | LAWRENCEVILLE | Gwinnett | 10001019 | 1 | Ball Float | 2005-10-15 | FALSE | 2005-10-15 | FALSE | Currently in Use | Regular | 12000 | Epoxy | 2005-10-15 | Fiberglass Reinforced Plastic | Pressurized
CHEVRON | 256 HURRICANE SHOALS | LAWRENCEVILLE | Gwinnett | 10001019 | 2A | Ball Float | 2005-10-15 | FALSE | 2005-10-15 | FALSE | Currently in Use | Premium | 8000 | Epoxy | 2005-10-15 | Fiberglass Reinforced Plastic | Pressurized
CHEVRON | 256 HURRICANE SHOALS | LAWRENCEVILLE | Gwinnett | 10001019 | 2B | Ball Float | 2005-10-15 | FALSE | 2005-10-15 | FALSE | Currently in Use | Diesel | 4000 | Epoxy | 2005-10-15 | Fiberglass Reinforced Plastic | Pressurized
HI REACH | 1857 DOAN WAY | NORCROSS | Gwinnett | 10000155 | 1 |  |  | FALSE |  | FALSE | Removed from Ground | Used Oil | 1000 | Bare Steel | 1994-01-01 | Bare Steel | Gravity Fed
RAIN FOREST CHEVRON | 2520 OLD NORCROSS RD | LAWRENCEVILLE | Gwinnett | 10000134 | 1 | Ball Float | 2002-06-01 | FALSE | 2002-06-01 | FALSE | Currently in Use | Regular | 12000 | Epoxy | 2002-06-01 | Double-Walled Fiberglass | Pressurized
RAIN FOREST CHEVRON | 2520 OLD NORCROSS RD | LAWRENCEVILLE | Gwinnett | 10000134 | 2A | Ball Float | 2002-06-01 | FALSE | 2002-06-01 | FALSE | Currently in Use | Premium | 6000 | Epoxy | 2002-06-01 | Double-Walled Fiberglass | Pressurized
RAIN FOREST CHEVRON | 2520 OLD NORCROSS RD | LAWRENCEVILLE | Gwinnett | 10000134 | 2B | Ball Float | 2002-06-01 | FALSE | 2002-06-01 | FALSE | Currently in Use | Diesel | 6000 | Epoxy | 2002-06-01 | Double-Walled Fiberglass | Pressurized
SCENIC ZONE BUSINESS INC | 3021 HWY 124 | SNELLVILLE | Gwinnett | 10000125 | 1 |  | 2002-04-05 | FALSE | 2002-04-05 | FALSE | Removed from Ground | Gas (Historical Use) | 12000 | Fiberglass | 2002-02-20 | Double-Walled Fiberglass | Pressurized
SCENIC ZONE BUSINESS INC | 3021 HWY 124 | SNELLVILLE | Gwinnett | 10000125 | 2 |  | 2002-04-05 | FALSE | 2002-04-05 | FALSE | Removed from Ground | Gas (Historical Use) | 10000 | Fiberglass | 2002-02-20 | Double-Walled Fiberglass | Pressurized
SCENIC ZONE BUSINESS INC | 3021 HWY 124 | SNELLVILLE | Gwinnett | 10000125 | 3 |  | 2002-04-05 | FALSE | 2002-04-05 | FALSE | Removed from Ground | Diesel | 4000 | Fiberglass | 2002-02-20 | Double-Walled Fiberglass | Pressurized
DOLLAR CONCRETE CONSTRUCTION COMPANY | 4795 S. OLD PEACHTREE RD NW | NORCROSS | Gwinnett | 10000140 | 1 | Flapper Valve | 2008-12-22 | FALSE | 2002-09-01 | FALSE | Currently in Use | Diesel | 10000 | Composite | 2002-09-01 | Fiberglass Reinforced Plastic | Suction (American)
1330 PEACHTREE BLVD INV LLC | 1330 PEACHTREE INDUSTRIAL BLVD | SUGAR HILL | Gwinnett | 10000194 | 1 | Ball Float | 2002-11-01 | FALSE | 2002-11-01 | FALSE | Currently in Use | Regular | 15000 | Epoxy | 2002-10-01 | Double-Walled Fiberglass | Pressurized
1330 PEACHTREE BLVD INV LLC | 1330 PEACHTREE INDUSTRIAL BLVD | SUGAR HILL | Gwinnett | 10000194 | 2 | Ball Float | 2002-11-01 | FALSE | 2002-11-01 | FALSE | Currently in Use | Premium | 8000 | Epoxy | 2002-10-01 | Double-Walled Fiberglass | Pressurized
1330 PEACHTREE BLVD INV LLC | 1330 PEACHTREE INDUSTRIAL BLVD | SUGAR HILL | Gwinnett | 10000194 | 3 | Ball Float | 2002-11-01 | FALSE | 2002-11-01 | FALSE | Currently in Use | Diesel | 4000 | Epoxy | 2002-10-01 | Double-Walled Fiberglass | Pressurized
SUWANEE EXPRESS INC DBA DULUTH SHELL | 2880 PEACHTREE INDUSTRIAL BLVD | DULUTH | Gwinnett | 10000168 | 1 |  | 2001-11-14 | FALSE | 2001-11-14 | FALSE | Temporarily out of use | Gas (Historical Use) | 20000 | Fiberglass | 2001-09-27 |  | Pressurized
SUWANEE EXPRESS INC DBA DULUTH SHELL | 2880 PEACHTREE INDUSTRIAL BLVD | DULUTH | Gwinnett | 10000168 | 2 |  | 2001-11-14 | FALSE | 2001-11-14 | FALSE | Temporarily out of use | Gas (Historical Use) | 12000 | Fiberglass | 2001-09-27 |  | Pressurized
SUWANEE EXPRESS INC DBA DULUTH SHELL | 2880 PEACHTREE INDUSTRIAL BLVD | DULUTH | Gwinnett | 10000168 | 3 |  | 2001-11-14 | FALSE | 2001-11-14 | FALSE | Temporarily out of use | Diesel | 8000 | Fiberglass | 2001-09-27 |  | Pressurized
RED RABBIT 3 | 2201 LOGANVILLE HWY | GRAYSON | Gwinnett | 10000169 | 1 | Ball Float | 2002-03-07 | FALSE | 2002-03-07 | FALSE | Currently in Use | Regular | 12000 | Composite | 2002-03-07 | Double-Walled Flex | Pressurized
RED RABBIT 3 | 2201 LOGANVILLE HWY | GRAYSON | Gwinnett | 10000169 | 2A | Ball Float | 2002-03-07 | FALSE | 2002-03-07 | FALSE | Currently in Use | Premium | 8000 | Composite | 2002-03-07 | Double-Walled Flex | Pressurized
RED RABBIT 3 | 2201 LOGANVILLE HWY | GRAYSON | Gwinnett | 10000169 | 2B | Ball Float | 2002-03-07 | FALSE | 2002-03-07 | FALSE | Currently in Use | Diesel | 4000 | Composite | 2002-03-07 | Double-Walled Flex | Pressurized
KIMS CHEVRON INC | 1215 SCENIC HWY | LAWRENCEVILLE | Gwinnett | 10000098 | 1 | Ball Float | 2002-02-01 | FALSE | 2002-02-01 | FALSE | Currently in Use | Regular | 10000 | Fiberglass | 2001-12-14 | Fiberglass Reinforced Plastic | Pressurized
KIMS CHEVRON INC | 1215 SCENIC HWY | LAWRENCEVILLE | Gwinnett | 10000098 | 2A | Ball Float | 2002-02-01 | FALSE | 2002-02-01 | FALSE | Currently in Use | Premium | 8000 | Fiberglass | 2001-12-14 | Fiberglass Reinforced Plastic | Pressurized
KIMS CHEVRON INC | 1215 SCENIC HWY | LAWRENCEVILLE | Gwinnett | 10000098 | 2B | Ball Float | 2002-02-01 | FALSE | 2002-02-01 | FALSE | Currently in Use | Diesel | 4000 | Fiberglass | 2001-12-14 | Fiberglass Reinforced Plastic | Pressurized
QUICK SHOP SHELL | 475 DACULA RD NE | DACULA | Gwinnett | 10000082 | 1 | Overfill Alarm | 2002-02-01 | FALSE | 2002-02-01 | FALSE | Currently in Use | Regular | 15000 | Epoxy | 2002-02-01 | Fiberglass Reinforced Plastic | Pressurized
QUICK SHOP SHELL | 475 DACULA RD NE | DACULA | Gwinnett | 10000082 | 2 | Overfill Alarm | 2002-02-01 | FALSE | 2002-02-01 | FALSE | Currently in Use | Premium | 10000 | Epoxy | 2002-02-01 | Fiberglass Reinforced Plastic | Pressurized
QUICK SHOP SHELL | 475 DACULA RD NE | DACULA | Gwinnett | 10000082 | 3A | Overfill Alarm | 2002-02-01 | FALSE | 2002-02-01 | FALSE | Currently in Use | Diesel | 15000 | Epoxy | 2002-02-01 | Fiberglass Reinforced Plastic | Pressurized
QUICK SHOP SHELL | 475 DACULA RD NE | DACULA | Gwinnett | 10000082 | 3B | Overfill Alarm | 2002-02-01 | FALSE | 2002-02-01 | FALSE | Currently in Use | E-0 | 5000 | Epoxy | 2002-02-01 | Fiberglass Reinforced Plastic | Pressurized
KROGER GA-426 | 400 PEACHTREE IND BLVD | SUWANEE | Gwinnett | 10000091 | 1A | Overfill Alarm | 2001-08-10 | FALSE | 2001-08-10 | FALSE | Currently in Use | Regular | 16000 | Fiberglass Double Walled | 2001-08-10 | Double-Walled Flex | Pressurized
KROGER GA-426 | 400 PEACHTREE IND BLVD | SUWANEE | Gwinnett | 10000091 | 1B | Overfill Alarm | 2001-08-10 | FALSE | 2001-08-10 | FALSE | Currently in Use | Premium | 8000 | Fiberglass Double Walled | 2001-08-10 | Double-Walled Flex | Pressurized
FIDAI BLESSING INC | 2991 -B EVERSON RD | SNELLVILLE | Gwinnett | 10000119 | 1 | Ball Float | 2001-12-15 | FALSE | 2001-12-15 | FALSE | Currently in Use | Regular | 15000 | Epoxy | 2001-12-15 | Double-Walled Flex | Pressurized
FIDAI BLESSING INC | 2991 -B EVERSON RD | SNELLVILLE | Gwinnett | 10000119 | 2A | Ball Float | 2001-12-15 | FALSE | 2001-12-15 | FALSE | Currently in Use | Premium | 1000 | Epoxy | 2001-12-15 | Double-Walled Flex | Pressurized
FIDAI BLESSING INC | 2991 -B EVERSON RD | SNELLVILLE | Gwinnett | 10000119 | 2B | Ball Float | 2001-12-15 | FALSE | 2001-12-15 | FALSE | Currently in Use | Diesel | 5000 | Epoxy | 2001-12-15 | Double-Walled Flex | Pressurized
CITGO FOOD MART | 2346 LAWRENCEVILLE HWY | LAWRENCEVILLE | Gwinnett | 10000120 | 1 | Ball Float | 2002-06-01 | FALSE | 2002-06-01 | FALSE | Currently in Use | Regular | 12000 | Epoxy | 2002-05-01 | Double-Walled Fiberglass | Pressurized
CITGO FOOD MART | 2346 LAWRENCEVILLE HWY | LAWRENCEVILLE | Gwinnett | 10000120 | 2 | Ball Float | 2002-06-01 | FALSE | 2002-06-01 | FALSE | Currently in Use | Premium | 12000 | Epoxy | 2002-05-01 | Double-Walled Fiberglass | Pressurized
BP SERVICE STATION #16947 | 1996 INDIAN TRAIL RD | NORCROSS | Gwinnett | 10000061 | 1 |  | 2001-12-18 | FALSE | 2001-12-18 | FALSE | Removed from Ground | Gas (Historical Use) | 10000 | Fiberglass Double Walled | 2001-12-18 | Double Walled/Sec. Containment | Pressurized
BP SERVICE STATION #16947 | 1996 INDIAN TRAIL RD | NORCROSS | Gwinnett | 10000061 | 2 |  | 2001-12-18 | FALSE | 2001-12-18 | FALSE | Removed from Ground | Gas (Historical Use) | 10000 | Fiberglass Double Walled | 2001-12-18 | Double Walled/Sec. Containment | Pressurized
BP SERVICE STATION #16947 | 1996 INDIAN TRAIL RD | NORCROSS | Gwinnett | 10000061 | 3 |  | 2001-12-18 | FALSE | 2001-12-18 | FALSE | Removed from Ground | Gas (Historical Use) | 10000 | Fiberglass Double Walled | 2001-12-18 | Double Walled/Sec. Containment | Pressurized
BP SERVICE STATION #16947 | 1996 INDIAN TRAIL RD | NORCROSS | Gwinnett | 10000061 | 4 |  | 2001-12-18 | FALSE | 2001-12-18 | FALSE | Removed from Ground | Gas (Historical Use) | 10000 | Fiberglass Double Walled | 2001-12-18 | Double Walled/Sec. Containment | Pressurized
SUGARLOAF MART | 850 SCENIC HWY | LAWRENCEVILLE | Gwinnett | 10000039 | 1 | Ball Float | 2002-02-04 | FALSE | 2002-02-04 | FALSE | Currently in Use | Regular | 15000 | Epoxy | 2001-12-01 | Double-Walled Fiberglass | Pressurized
SUGARLOAF MART | 850 SCENIC HWY | LAWRENCEVILLE | Gwinnett | 10000039 | 2A | Ball Float | 2002-02-04 | FALSE | 2002-02-04 | FALSE | Currently in Use | Premium | 10000 | Epoxy | 2002-12-01 | Double-Walled Fiberglass | Pressurized
SUGARLOAF MART | 850 SCENIC HWY | LAWRENCEVILLE | Gwinnett | 10000039 | 2B | Ball Float | 2002-02-04 | FALSE | 2002-02-04 | FALSE | Currently in Use | Diesel | 5000 | Epoxy | 2002-12-01 | Double-Walled Fiberglass | Pressurized
COSTCO GASOLINE #187 | 3980 VENTURE DRIVE | DULUTH | Gwinnett | 10000046 | 1 | Overfill Alarm | 2002-05-17 | FALSE | 2002-05-17 | FALSE | Currently in Use | Regular | 20000 | Fiberglass Double Walled | 2002-04-24 | Double-Walled Fiberglass | Pressurized
COSTCO GASOLINE #187 | 3980 VENTURE DRIVE | DULUTH | Gwinnett | 10000046 | 2 | Overfill Alarm | 2002-05-17 | FALSE | 2002-05-17 | FALSE | Currently in Use | Regular | 20000 | Fiberglass Double Walled | 2002-04-24 | Double-Walled Fiberglass | Pressurized
COSTCO GASOLINE #187 | 3980 VENTURE DRIVE | DULUTH | Gwinnett | 10000046 | 3 | Overfill Alarm | 2002-05-17 | FALSE | 2002-05-17 | FALSE | Currently in Use | Premium | 20000 | Fiberglass Double Walled | 2002-04-24 | Double-Walled Fiberglass | Pressurized
COSTCO GASOLINE #187 | 3980 VENTURE DRIVE | DULUTH | Gwinnett | 10000046 | 4 | Overfill Alarm | 2011-09-28 | FALSE | 2011-09-28 | FALSE | Currently in Use | Ultrazol(Fuel Additive) | 1500 | Fiberglass Double Walled | 2011-09-28 | Double-Walled Fiberglass | Pressurized
KROGER GA-438 | 4155 HWY 29 | LILBURN | Gwinnett | 10000050 | 1A | Overfill Alarm | 2002-03-21 | FALSE | 2002-03-21 | FALSE | Currently in Use | Regular | 16000 | Fiberglass Double Walled | 2002-03-21 | Double-Walled Fiberglass | Pressurized
KROGER GA-438 | 4155 HWY 29 | LILBURN | Gwinnett | 10000050 | 1B | Overfill Alarm | 2002-03-21 | FALSE | 2002-03-21 | FALSE | Currently in Use | Premium | 8000 | Fiberglass Double Walled | 2002-03-21 | Double-Walled Fiberglass | Pressurized
QUIKTRIP #769 | 1075 PEACHTREE INDUSTRIAL BOULEVARD | SUWANEE | Gwinnett | 10000018 | 1 | Flapper Valve | 2002-01-01 | FALSE | 2002-01-01 | FALSE | Currently in Use | Regular | 20000 | Fiberglass Double Walled | 2001-11-01 | Double-Walled Flex | Pressurized
QUIKTRIP #769 | 1075 PEACHTREE INDUSTRIAL BOULEVARD | SUWANEE | Gwinnett | 10000018 | 2 | Flapper Valve | 2002-01-01 | FALSE | 2002-01-01 | FALSE | Currently in Use | Regular | 20000 | Fiberglass Double Walled | 2001-11-01 | Double-Walled Flex | Pressurized
QUIKTRIP #769 | 1075 PEACHTREE INDUSTRIAL BOULEVARD | SUWANEE | Gwinnett | 10000018 | 3 |  | 2002-01-01 | FALSE | 2002-01-01 | FALSE | Currently in Use | Premium | 12000 | Fiberglass Double Walled | 2001-11-01 | Double-Walled Flex | Pressurized
QUIKTRIP #769 | 1075 PEACHTREE INDUSTRIAL BOULEVARD | SUWANEE | Gwinnett | 10000018 | 4A | Flapper Valve | 2016-07-15 | FALSE |  | FALSE | Currently in Use | Diesel | 12000 | Fiberglass Double Walled | 2016-07-01 | Double-Walled Flex | Pressurized
QUIKTRIP #769 | 1075 PEACHTREE INDUSTRIAL BOULEVARD | SUWANEE | Gwinnett | 10000018 | 4B | Flapper Valve | 2016-07-15 | FALSE |  | FALSE | Currently in Use | E-0 | 10000 | Fiberglass Double Walled | 2016-07-01 | Double-Walled Flex | Pressurized
KROGER GA-480 | 1911 GRAYSON HIGHWAY | GRAYSON | Gwinnett | 10000026 | 1 | Overfill Alarm | 2001-12-10 | FALSE | 2001-12-10 | FALSE | Currently in Use | Regular | 15000 | Fiberglass Double Walled | 2001-12-10 | Double-Walled Fiberglass | Pressurized
KROGER GA-480 | 1911 GRAYSON HIGHWAY | GRAYSON | Gwinnett | 10000026 | 2A | Overfill Alarm | 2001-12-10 | FALSE | 2001-12-10 | FALSE | Currently in Use | Premium | 8000 | Fiberglass Double Walled | 2001-12-10 | Double-Walled Fiberglass | Pressurized
KROGER GA-480 | 1911 GRAYSON HIGHWAY | GRAYSON | Gwinnett | 10000026 | 2B | Overfill Alarm | 2001-12-10 | FALSE | 2001-12-10 | FALSE | Currently in Use | Diesel | 7000 | Fiberglass Double Walled | 2001-12-10 | Double-Walled Fiberglass | Pressurized
NIJU INVESTMENTS INC | 5615 SINGLETON RD | NORCROSS | Gwinnett | 10000016 | 1 | Ball Float | 2001-10-30 | FALSE | 2001-10-30 | FALSE | Currently in Use | Regular | 10000 | Composite | 2001-10-29 | Double-Walled Flex | Pressurized
NIJU INVESTMENTS INC | 5615 SINGLETON RD | NORCROSS | Gwinnett | 10000016 | 2 | Ball Float | 2001-10-30 | FALSE | 2001-10-30 | FALSE | Currently in Use | Premium | 8000 | Composite | 2001-10-29 | Double-Walled Flex | Pressurized
NIJU INVESTMENTS INC | 5615 SINGLETON RD | NORCROSS | Gwinnett | 10000016 | 3 | Ball Float | 2001-10-30 | FALSE | 2001-10-30 | FALSE | Currently in Use | Diesel | 4000 | Composite | 2001-10-29 | Double-Walled Flex | Pressurized
ROSEBUD EXXON FOODSTORE | 2260 CENTERVILLE ROSEBUD ROAD | LOGANVILLE | Gwinnett | 10000400 | 1 | Ball Float | 2002-06-12 | FALSE | 2002-06-12 | FALSE | Currently in Use | Regular | 10000 | Composite | 2002-06-10 | Double-Walled Flex | Pressurized
ROSEBUD EXXON FOODSTORE | 2260 CENTERVILLE ROSEBUD ROAD | LOGANVILLE | Gwinnett | 10000400 | 2 | Ball Float | 2002-06-12 | FALSE | 2002-06-12 | FALSE | Currently in Use | Premium | 8000 | Composite | 2002-06-10 | Double-Walled Flex | Pressurized
ROSEBUD EXXON FOODSTORE | 2260 CENTERVILLE ROSEBUD ROAD | LOGANVILLE | Gwinnett | 10000400 | 3A | Ball Float | 2002-06-10 | FALSE | 2002-06-10 | FALSE | Currently in Use | Diesel | 4000 | Composite | 2002-06-10 | Double-Walled Flex | Pressurized
ROSEBUD EXXON FOODSTORE | 2260 CENTERVILLE ROSEBUD ROAD | LOGANVILLE | Gwinnett | 10000400 | 3B | Ball Float | 2002-06-10 | FALSE | 2002-06-10 | FALSE | Temporarily out of use | Diesel Off Road | 4000 | Composite | 2002-06-10 | Double-Walled Flex | Safe Suction (Euro)
LANIER HARBOR | 2066 PINE TREE DR | BUFORD | Gwinnett | 10000371 | 1 |  | 1988-12-01 | FALSE | 1988-12-01 | FALSE | Removed from Ground | Gas (Historical Use) | 4000 | Cathodically Protected Steel | 1988-12-22 | Fiberglass Reinforced Plastic | Pressurized
LANIER HARBOR | 2066 PINE TREE DR | BUFORD | Gwinnett | 10000371 | 2 |  | 1988-12-01 | FALSE | 1988-12-01 | FALSE | Removed from Ground | Gas (Historical Use) | 8000 | Cathodically Protected Steel | 1988-12-22 | Fiberglass Reinforced Plastic | Pressurized
LANIER HARBOR | 2066 PINE TREE DR | BUFORD | Gwinnett | 10000371 | 3 |  | 1988-12-01 | FALSE | 1988-12-01 | FALSE | Removed from Ground | Gas (Historical Use) | 8000 | Cathodically Protected Steel | 1988-12-22 | Fiberglass Reinforced Plastic | Pressurized
LANIER HARBOR | 2066 PINE TREE DR | BUFORD | Gwinnett | 10000371 | 4A | Ball Float | 2007-11-01 | FALSE | 2007-11-01 | FALSE | Removed from Ground | Gas (Historical Use) | 15000 | Composite | 2007-11-01 | Double-Walled Flex | Pressurized
LANIER HARBOR | 2066 PINE TREE DR | BUFORD | Gwinnett | 10000371 | 4B | Ball Float | 2007-11-01 | FALSE | 2007-11-01 | FALSE | Removed from Ground | Gas (Historical Use) | 5000 | Composite | 2007-11-01 | Double-Walled Flex | Pressurized
BOB MACLAURIN | 2555 ROSS ROAD | SNELLVILLE | Gwinnett | 10000366 | 1 |  |  | FALSE |  | FALSE | Removed from Ground | Diesel | 4000 | Epoxy Double-Walled | 1981-01-01 | Copper | Safe Suction (Euro)
SHELL FOOD STORE | 4900 PEACHTREE INDUSTRIAL BLVD | NORCROSS | Gwinnett | 10000389 | N465971 | Ball Float | 2002-09-18 | FALSE | 2002-09-18 | FALSE | Currently in Use | Diesel | 12000 | Fiberglass Double Walled | 2002-09-01 | Flex | Pressurized
SHELL FOOD STORE | 4900 PEACHTREE INDUSTRIAL BLVD | NORCROSS | Gwinnett | 10000389 | N465974 | Ball Float | 2002-09-18 | FALSE | 2002-09-18 | FALSE | Currently in Use | Regular | 12000 | Fiberglass Double Walled | 2002-09-01 | Flex | Pressurized
SHELL FOOD STORE | 4900 PEACHTREE INDUSTRIAL BLVD | NORCROSS | Gwinnett | 10000389 | N465975 | Ball Float | 2002-09-18 | FALSE | 2002-09-18 | FALSE | Currently in Use | Premium | 12000 | Fiberglass Double Walled | 2002-09-01 | Flex | Pressurized
FORMER GASOLINE STATION | 595 SAWNEE AVENUE | BUFORD | Gwinnett | 10000429 | 1 |  |  | FALSE |  | FALSE | Removed from Ground | Gas (Historical Use) | 0 | Bare Steel | 1985-01-01
PATRICK STORS | 280 OLD PEACHTREE RD | LAWRENCEVILLE | Gwinnett | 10000485 | 1 |  |  | FALSE |  | FALSE | Removed from Ground | Gas (Historical Use) | 1000 | Unknown | 2003-09-23
PATRICK STORS | 280 OLD PEACHTREE RD | LAWRENCEVILLE | Gwinnett | 10000485 | 2 |  |  | FALSE |  | FALSE | Removed from Ground | Gas (Historical Use) | 1000 | Unknown | 2003-09-23
PATRICK STORS | 280 OLD PEACHTREE RD | LAWRENCEVILLE | Gwinnett | 10000485 | 3 |  |  | FALSE |  | FALSE | Removed from Ground | Gas (Historical Use) | 500 | Unknown | 2003-09-23
SHELL FOOD MART | 4196 ANNISTOWN RD | SNELLVILLE | Gwinnett | 10000492 | 1 | Ball Float | 2003-11-07 | FALSE | 2003-11-07 | FALSE | Currently in Use | Regular | 12000 | Fiberglass | 2003-09-18 | Double-Walled Flex | Pressurized
SHELL FOOD MART | 4196 ANNISTOWN RD | SNELLVILLE | Gwinnett | 10000492 | 2A | Ball Float | 2003-11-07 | FALSE | 2003-11-07 | FALSE | Currently in Use | Premium | 6000 | Fiberglass | 2003-09-18 | Double-Walled Flex | Pressurized
SHELL FOOD MART | 4196 ANNISTOWN RD | SNELLVILLE | Gwinnett | 10000492 | 2B | Ball Float | 2003-11-07 | FALSE | 2003-11-07 | FALSE | Currently in Use | Diesel | 6000 | Fiberglass | 2003-09-18 | Double-Walled Flex | Pressurized
RaceTrac #55 - Snellville | 3840 STONE MOUNTAIN HWY | SNELLVILLE | Gwinnett | 10000520 | 1 | Overfill Alarm | 2003-10-16 | FALSE | 2003-10-16 | FALSE | Currently in Use | Regular | 20000 | Composite Double Walled | 2003-10-16 | Double-Walled Fiberglass | Pressurized
RaceTrac #55 - Snellville | 3840 STONE MOUNTAIN HWY | SNELLVILLE | Gwinnett | 10000520 | 2 | Overfill Alarm | 2003-10-16 | FALSE | 2003-10-16 | FALSE | Currently in Use | Premium | 12000 | Composite Double Walled | 2003-10-16 | Double-Walled Fiberglass | Pressurized
RaceTrac #55 - Snellville | 3840 STONE MOUNTAIN HWY | SNELLVILLE | Gwinnett | 10000520 | 3 | Overfill Alarm | 2003-10-16 | FALSE | 2003-10-16 | FALSE | Currently in Use | Diesel | 12000 | Composite Double Walled | 2003-10-16 | Double-Walled Fiberglass | Pressurized
SHELL FOOD MART | 200 NEW HOPE RD | LAWRENCEVILLE | Gwinnett | 10000350 | 1 | Ball Float | 2003-03-24 | FALSE | 2003-03-24 | FALSE | Currently in Use | Diesel | 12000 | Fiberglass | 2003-01-13 | Fiberglass Reinforced Plastic | Pressurized
SHELL FOOD MART | 200 NEW HOPE RD | LAWRENCEVILLE | Gwinnett | 10000350 | 2 | Ball Float | 2003-03-24 | FALSE | 2003-03-24 | FALSE | Currently in Use | Premium | 12000 | Fiberglass | 2003-01-15 | Fiberglass Reinforced Plastic | Pressurized
SHELL FOOD MART | 200 NEW HOPE RD | LAWRENCEVILLE | Gwinnett | 10000350 | 3 | Ball Float | 2003-03-24 | FALSE | 2003-03-24 | FALSE | Currently in Use | Regular | 12000 | Fiberglass | 2003-01-15 | Fiberglass Reinforced Plastic | Pressurized
KROGER GA-457 | 2700 BRASELTON HWY | DACULA | Gwinnett | 10000302 | 1A | Ball Float | 2002-12-15 | FALSE | 2002-12-15 | FALSE | Currently in Use | Regular | 20000 | Fiberglass Double Walled | 2002-12-15 | Double-Walled Flex | Pressurized
KROGER GA-457 | 2700 BRASELTON HWY | DACULA | Gwinnett | 10000302 | 1B | Ball Float | 2002-12-15 | FALSE | 2002-12-15 | FALSE | Currently in Use | Premium | 8000 | Fiberglass Double Walled | 2002-12-15 | Double-Walled Flex | Pressurized
KROGER GA-370 | 4002 STONE MOUNTAIN HWY | SNELLVILLE | Gwinnett | 10000296 | 1A |  | 2003-01-03 | FALSE | 2003-01-03 | FALSE | Removed from Ground | Gas (Historical Use) | 20000 | Fiberglass Double Walled | 2002-12-23 |  | Pressurized
KROGER GA-370 | 4002 STONE MOUNTAIN HWY | SNELLVILLE | Gwinnett | 10000296 | 1B |  | 2003-01-03 | FALSE | 2003-01-03 | FALSE | Removed from Ground | Gas (Historical Use) | 8000 | Fiberglass Double Walled | 2002-12-23 | Double-Walled Fiberglass | Pressurized
INGLES GAS EXPRESS #102 | 1154 LAWRENCEVILLE HWY | LAWRENCEVILLE | Gwinnett | 10000310 | 1 | Flapper Valve | 2002-06-21 | FALSE | 2002-06-21 | FALSE | Removed from Ground | Regular | 20000 | Fiberglass | 2002-06-25 | Double-Walled Fiberglass | Pressurized
INGLES GAS EXPRESS #102 | 1154 LAWRENCEVILLE HWY | LAWRENCEVILLE | Gwinnett | 10000310 | 1B | Flapper Valve | 2002-06-21 | FALSE | 2002-06-21 | FALSE | Removed from Ground | Premium | 12000 | Fiberglass | 2002-06-25 | Double-Walled Fiberglass | Pressurized
BLUE BELL CREAMERIES LP ATLANTA EAST | 1655 CEDARS RD | DACULA | Gwinnett | 10000242 | 1 | Ball Float | 1998-03-25 | FALSE | 1998-03-25 | FALSE | Currently in Use | Diesel | 10000 | Epoxy | 1998-03-25 |  | Pressurized
BLUE BELL CREAMERIES LP ATLANTA EAST | 1655 CEDARS RD | DACULA | Gwinnett | 10000242 | 2 | Ball Float | 1998-03-25 | FALSE | 1998-03-25 | FALSE | Currently in Use | Regular | 4000 | Epoxy | 1998-03-25 |  | Pressurized
KISHAN KESHAV INC | 1904 DULUTH HWY | LAWRENCEVILLE | Gwinnett | 10000254 | 1 | Ball Float | 2002-11-01 | FALSE | 2002-11-01 | FALSE | Currently in Use | Regular | 20000 | Epoxy | 2002-11-01 | Double-Walled Flex | Pressurized
KISHAN KESHAV INC | 1904 DULUTH HWY | LAWRENCEVILLE | Gwinnett | 10000254 | 2 | Ball Float | 2002-11-01 | FALSE | 2002-11-01 | FALSE | Currently in Use | Premium | 12000 | Epoxy | 2002-11-01 | Double-Walled Flex | Pressurized
KISHAN KESHAV INC | 1904 DULUTH HWY | LAWRENCEVILLE | Gwinnett | 10000254 | 3 | Ball Float | 2002-11-01 | FALSE | 2002-11-01 | FALSE | Currently in Use | Diesel | 8000 | Epoxy | 2002-11-01 | Double-Walled Flex | Pressurized
EXXON FOOD MART | 2100 KILLIAN HILL RD | SNELLVILLE | Gwinnett | 10000258 | 1 | Ball Float | 2002-08-20 | FALSE | 2002-08-20 | FALSE | Currently in Use | Regular | 12000 | Fiberglass | 2002-08-09 | Double-Walled Flex | Pressurized
EXXON FOOD MART | 2100 KILLIAN HILL RD | SNELLVILLE | Gwinnett | 10000258 | 2 | Ball Float | 2002-08-20 | FALSE | 2002-08-20 | FALSE | Currently in Use | Premium | 12000 | Fiberglass | 2002-08-09 | Double-Walled Flex | Pressurized
EXXON FOOD MART | 2100 KILLIAN HILL RD | SNELLVILLE | Gwinnett | 10000258 | 3 | Ball Float | 2002-08-20 | FALSE | 2002-08-20 | FALSE | Currently in Use | Diesel | 12000 | Fiberglass | 2002-08-09 | Double-Walled Flex | Pressurized
SHELL FOOD MART | 1417 GRAYSON HWY | LAWRENCEVILLE | Gwinnett | 10000268 | 1 | Ball Float | 2002-04-10 | FALSE | 2002-04-10 | FALSE | Currently in Use | Regular | 12000 | Fiberglass | 2002-04-10 | Double-Walled Flex | Pressurized
SHELL FOOD MART | 1417 GRAYSON HWY | LAWRENCEVILLE | Gwinnett | 10000268 | 2 | Ball Float | 2002-04-10 | FALSE | 2002-04-10 | FALSE | Currently in Use | Premium | 10000 | Fiberglass | 2002-04-01 | Double-Walled Flex | Pressurized
SHELL FOOD MART | 1417 GRAYSON HWY | LAWRENCEVILLE | Gwinnett | 10000268 | 3 | Ball Float | 2002-04-10 | FALSE | 2002-04-10 | FALSE | Currently in Use | Diesel | 10000 | Fiberglass | 2002-04-10 | Double-Walled Flex | Pressurized
KROGER GA-424 | 1475 BUFORD DR | LAWRENCEVILLE | Gwinnett | 10000270 | 1A | Ball Float | 2002-12-19 | FALSE | 2002-12-19 | FALSE | Currently in Use | Regular | 20000 | Fiberglass Double Walled | 2002-12-12 | Double-Walled Flex | Pressurized
KROGER GA-424 | 1475 BUFORD DR | LAWRENCEVILLE | Gwinnett | 10000270 | 1B | Ball Float | 2002-12-19 | FALSE | 2002-12-19 | FALSE | Currently in Use | Premium | 8000 | Fiberglass Double Walled | 2002-12-19 | Double-Walled Flex | Pressurized
KROGER GA-494 | 3350 HAMILTON MILL RD | BUFORD | Gwinnett | 10000271 | 1A | Ball Float | 2002-10-24 | FALSE | 2002-10-24 | FALSE | Currently in Use | Regular | 20000 | Fiberglass Double Walled | 2002-10-17 | Double-Walled Flex | Pressurized
KROGER GA-494 | 3350 HAMILTON MILL RD | BUFORD | Gwinnett | 10000271 | 1B | Ball Float | 2002-10-24 | FALSE | 2002-10-24 | FALSE | Currently in Use | Premium | 8000 | Fiberglass Double Walled | 2002-10-17 | Double-Walled Flex | Pressurized
KROGER GA-440 | 950 HERRINGTON RD | LAWRENCEVILLE | Gwinnett | 10000272 | 1A | Ball Float | 2002-10-31 | FALSE | 2002-10-31 | FALSE | Currently in Use | Regular | 12000 | Fiberglass Double Walled | 2002-10-24 | Double-Walled Flex | Pressurized
KROGER GA-440 | 950 HERRINGTON RD | LAWRENCEVILLE | Gwinnett | 10000272 | 1B | Ball Float | 2002-10-31 | FALSE | 2002-10-31 | FALSE | Currently in Use | Premium | 8000 | Fiberglass Double Walled | 2002-10-24 | Double-Walled Flex | Pressurized
GWINNETT PARTNERS LLC | 5435 FIVE FORKS TRICKUM RD | STONE MOUNTAIN | Gwinnett | 10000221 | 1 |  |  | FALSE |  | FALSE | Removed from Ground | Gas (Historical Use) | 0 | Unknown |  | Galvanized Steel
GWINNETT PARTNERS LLC | 5435 FIVE FORKS TRICKUM RD | STONE MOUNTAIN | Gwinnett | 10000221 | 2 |  |  | FALSE |  | FALSE | Removed from Ground | Gas (Historical Use) | 0 | Unknown |  | Galvanized Steel
GWINNETT PARTNERS LLC | 5435 FIVE FORKS TRICKUM RD | STONE MOUNTAIN | Gwinnett | 10000221 | 3 |  |  | FALSE |  | FALSE | Removed from Ground | Gas (Historical Use) | 0 | Unknown |  | Galvanized Steel
DOW CORNING CORP | 4291 COMMUNICATIONS DR | NORCROSS | Gwinnett | 9067001 | 1 | [5 empty] | Removed from Ground | Hazardous Substance | 8000 | Cathodically Protected Steel | 1983-06-06 | Galvanized Steel
DOW CORNING CORP | 4291 COMMUNICATIONS DR | NORCROSS | Gwinnett | 9067001 | 2 | [5 empty] | Removed from Ground | Hazardous Substance | 8000 | Cathodically Protected Steel | 1983-05-01 | Galvanized Steel
DOW CORNING CORP | 4291 COMMUNICATIONS DR | NORCROSS | Gwinnett | 9067001 | 3 | [5 empty] | Removed from Ground | Hazardous Substance | 1000 | Cathodically Protected Steel | 1983-05-01 | Galvanized Steel
GA POWER/DULUTH OPERATING HQ | 3825 ROGERS BRIDGE RD | DULUTH | Gwinnett | 9067002 | 1 | [5 empty] | Closed in Ground | Gas (Historical Use) | 10000 | Fiberglass | 1986-01-01 | Galvanized Steel | Pressurized
GA POWER/DULUTH OPERATING HQ | 3825 ROGERS BRIDGE RD | DULUTH | Gwinnett | 9067002 | 2 | Ball Float | 1995-05-11 | FALSE | 1995-05-11 | FALSE | Currently in Use | Diesel | 10000 | Fiberglass | 1986-01-01 | Double-Walled Flex | Pressurized
SKY SERVICES | 5045 SINGLETON RD | NORCROSS | Gwinnett | 9067003 | 1 | Ball Float | 1987-10-06 | FALSE | 1987-10-06 | FALSE | Currently in Use | Regular | 10000 | Steel-Impressed Current | 1987-10-06 | Fiberglass Reinforced Plastic | Pressurized
SKY SERVICES | 5045 SINGLETON RD | NORCROSS | Gwinnett | 9067003 | 2 | Ball Float | 1987-10-06 | FALSE | 1987-10-06 | FALSE | Currently in Use | Plus | 10000 | Steel-Impressed Current | 1987-10-06 | Fiberglass Reinforced Plastic | Pressurized
SKY SERVICES | 5045 SINGLETON RD | NORCROSS | Gwinnett | 9067003 | 3 | Ball Float | 1987-10-06 | FALSE | 1987-10-06 | FALSE | Currently in Use | Premium | 10000 | Steel-Impressed Current | 1987-10-06 | Fiberglass Reinforced Plastic | Pressurized
DULUTH SHELL | 3554 BUFORD HWY | DULUTH | Gwinnett | 9067005 | 1 | Ball Float | 1994-06-01 | FALSE | 1994-06-01 | FALSE | Currently in Use | Regular | 10000 | Galvanic (STIP-3) | 1989-01-01 | Fiberglass Reinforced Plastic | Pressurized
DULUTH SHELL | 3554 BUFORD HWY | DULUTH | Gwinnett | 9067005 | 2 | Ball Float | 1994-06-01 | FALSE | 1994-06-01 | FALSE | Currently in Use | Regular | 10000 | Galvanic (STIP-3) | 1989-01-01 | Fiberglass Reinforced Plastic | Pressurized
DULUTH SHELL | 3554 BUFORD HWY | DULUTH | Gwinnett | 9067005 | 3 | Ball Float | 1994-06-01 | FALSE | 1994-06-01 | FALSE | Currently in Use | Premium | 8000 | Galvanic (STIP-3) | 1989-01-01 | Fiberglass Reinforced Plastic | Pressurized
DULUTH SHELL | 3554 BUFORD HWY | DULUTH | Gwinnett | 9067005 | 4 | Ball Float | 1994-06-01 | FALSE | 1994-06-01 | FALSE | Currently in Use | Diesel | 8000 | Galvanic (STIP-3) | 1989-01-01 | Fiberglass Reinforced Plastic | Pressurized
CHEVRON FOODMART | 1925 INDIAN TRAIL RD | NORCROSS | Gwinnett | 9067006 | 1 | Overfill Alarm | 1993-07-29 | FALSE | 1993-07-29 | FALSE | Currently in Use | Diesel | 10000 | Fiberglass | 1987-01-03 | Fiberglass Reinforced Plastic | Pressurized
CHEVRON FOODMART | 1925 INDIAN TRAIL RD | NORCROSS | Gwinnett | 9067006 | 2 | Overfill Alarm | 1993-07-29 | FALSE | 1993-07-29 | FALSE | Currently in Use | Regular | 10000 | Fiberglass | 1987-01-03 | Fiberglass Reinforced Plastic | Pressurized
CHEVRON FOODMART | 1925 INDIAN TRAIL RD | NORCROSS | Gwinnett | 9067006 | 3 | Overfill Alarm | 1993-07-29 | FALSE | 1993-07-29 | FALSE | Currently in Use | Premium | 10000 | Fiberglass | 1987-02-01 | Fiberglass Reinforced Plastic | Pressurized
GURUBANI | 2208 SCENIC HWY | SNELLVILLE | Gwinnett | 9067007 | 1 |  | 1993-07-10 | FALSE | 1993-07-10 | FALSE | Removed from Ground |  | 12000 | Fiberglass | 2004-06-04 | Double-Walled Fiberglass | Pressurized
GURUBANI | 2208 SCENIC HWY | SNELLVILLE | Gwinnett | 9067007 | 2 |  | 1993-07-10 | FALSE | 1993-07-10 | FALSE | Removed from Ground |  | 12000 | Fiberglass | 2004-06-04 | Double-Walled Fiberglass | Pressurized
GURUBANI | 2208 SCENIC HWY | SNELLVILLE | Gwinnett | 9067007 | 3 |  | 1993-07-10 | FALSE | 1993-07-10 | FALSE | Removed from Ground | Diesel | 12000 | Fiberglass | 2004-06-04 | Double-Walled Fiberglass | Pressurized
SHELL FOOD MART | 1649 BEAVER RUIN RD | NORCROSS | Gwinnett | 9067008 | 1 | Ball Float | 2006-09-29 | FALSE | 2006-09-29 | FALSE | Currently in Use | Regular | 10000 | Steel-Impressed Current | 1985-01-01 | Fiberglass Reinforced Plastic | Pressurized
SHELL FOOD MART | 1649 BEAVER RUIN RD | NORCROSS | Gwinnett | 9067008 | 2 | Ball Float | 2006-09-29 | FALSE | 2006-09-29 | FALSE | Currently in Use | Plus | 10000 | Steel-Impressed Current | 1985-01-01 | Fiberglass Reinforced Plastic | Pressurized
SHELL FOOD MART | 1649 BEAVER RUIN RD | NORCROSS | Gwinnett | 9067008 | 3 | Flapper Valve | 2006-09-29 | FALSE | 2006-09-29 | FALSE | Currently in Use | Premium | 10000 | Steel-Impressed Current | 1985-01-01 | Fiberglass Reinforced Plastic | Pressurized
SHELL FOOD MART | 1649 BEAVER RUIN RD | NORCROSS | Gwinnett | 9067008 | 4 | Ball Float | 2006-09-29 | FALSE | 2006-09-29 | FALSE | Currently in Use | Diesel | 6000 | Steel-Impressed Current | 1985-01-01 |  | Pressurized
PHILLIPS STATE PRISON | 2967 WEST ROCK QUARRY RD | BUFORD | Gwinnett | 9067010 | 1 | [5 empty] | Removed from Ground | Gas (Historical Use) | 10000 | Double Walled | 1989-01-01 | Fiberglass Reinforced Plastic
PHILLIPS STATE PRISON | 2967 WEST ROCK QUARRY RD | BUFORD | Gwinnett | 9067010 | 2 | [5 empty] | Removed from Ground | Diesel | 3000 | Double Walled | 1989-01-01 | Fiberglass Reinforced Plastic
PHILLIPS STATE PRISON | 2967 WEST ROCK QUARRY RD | BUFORD | Gwinnett | 9067010 | 3 | [5 empty] | Removed from Ground | Other | 3000 | Double Walled | 1989-01-01 | Fiberglass Reinforced Plastic
PHILLIPS STATE PRISON | 2967 WEST ROCK QUARRY RD | BUFORD | Gwinnett | 9067010 | 4 | Flapper Valve | 1998-06-18 | FALSE | 1998-06-18 | FALSE | Currently in Use |  | 6000 | Fiberglass | 1998-06-17 | Double-Walled Fiberglass | Pressurized
PHILLIPS STATE PRISON | 2967 WEST ROCK QUARRY RD | BUFORD | Gwinnett | 9067010 | 5 | Flapper Valve | 1998-06-18 | FALSE | 1998-06-18 | FALSE | Currently in Use | Diesel | 1000 | Fiberglass Double Walled | 1998-06-17 | Double-Walled Fiberglass | Pressurized
PHILLIPS STATE PRISON | 2967 WEST ROCK QUARRY RD | BUFORD | Gwinnett | 9067010 | 6 | Flapper Valve | 1998-09-01 | FALSE | 1998-09-01 | FALSE | Currently in Use | Diesel | 2500 | Fiberglass Double Walled | 1998-06-17 | Copper/Secondry Containment | Safe Suction (Euro)
BLOUNT EQUIPMENT MAINTENANCE & R | 5200 WEBB PKWY | LILBURN | Gwinnett | 9067011 | 1 | Ball Float | 1988-08-01 | FALSE | 1988-08-01 | FALSE | Currently in Use | Diesel | 8000 | Galvanic (STIP-3) | 1988-01-01 | Double-Walled Fiberglass | Pressurized
BLOUNT EQUIPMENT MAINTENANCE & R | 5200 WEBB PKWY | LILBURN | Gwinnett | 9067011 | 2 | Ball Float | 1988-08-01 | FALSE | 1988-08-01 | FALSE | Currently in Use | Diesel | 8000 | Galvanic (STIP-3) | 1988-01-01 | Double-Walled Fiberglass | Pressurized
BLOUNT EQUIPMENT MAINTENANCE & R | 5200 WEBB PKWY | LILBURN | Gwinnett | 9067011 | 3 | Ball Float | 1988-08-01 | FALSE | 1988-08-01 | FALSE | Currently in Use | Diesel | 8000 | Galvanic (STIP-3) | 1988-01-01 | Double-Walled Fiberglass | Pressurized
CITGO FOOD MART | 5395 BUFORD HWY | NORCROSS | Gwinnett | 9067012 | 1 | Flapper Valve | 1997-03-15 | FALSE | 1997-03-15 | FALSE | Currently in Use | Regular | 10000 | Fiberglass | 1986-01-01 | Fiberglass Reinforced Plastic | Pressurized
CITGO FOOD MART | 5395 BUFORD HWY | NORCROSS | Gwinnett | 9067012 | 2 | Flapper Valve | 1997-03-15 | FALSE | 1997-03-15 | FALSE | Currently in Use | Premium | 10000 | Fiberglass | 1986-01-01 | Fiberglass Reinforced Plastic | Pressurized
CITGO FOOD MART | 5395 BUFORD HWY | NORCROSS | Gwinnett | 9067012 | 3 | Flapper Valve | 1997-03-15 | FALSE | 1997-03-15 | FALSE | Currently in Use | Diesel | 6000 | Fiberglass | 1986-01-01 | Fiberglass Reinforced Plastic | Pressurized
LAWRENCEVILLE CONCRETE PLANT | 545 SEABOARD IND DR | LAWRENCEVILLE | Gwinnett | 9067013 | 1 | Ball Float | 1998-12-01 |  | 1998-12-01 |  | Currently in Use | Diesel | 12000 | Galvanic (STIP-3) | 1985-01-01 | Double-Walled Fiberglass | Suction (American)
US POSTAL SERVICE | 5700 SPALDING DR | NORCROSS | Gwinnett | 9067014 | 1 | [5 empty] | Removed from Ground | Gas (Historical Use) | 12000 | Composite | 1988-01-01 | Fiberglass Reinforced Plastic | Pressurized
US POSTAL SERVICE | 5700 SPALDING DR | NORCROSS | Gwinnett | 9067014 | 2 | [5 empty] | Removed from Ground | Gas (Historical Use) | 12000 | Composite | 1988-01-01 | Fiberglass Reinforced Plastic | Pressurized
US POSTAL SERVICE | 5700 SPALDING DR | NORCROSS | Gwinnett | 9067014 | 3 | [5 empty] | Currently in Use | Empty | 500 | Composite | 1988-01-01 | Fiberglass Reinforced Plastic
FORMER QUIKTRIP #705 | 5770 BROOKHOLLOW PKWY | NORCROSS | Gwinnett | 9067015 | 1 | Ball Float | 1990-02-01 | FALSE | 1990-02-01 | FALSE | Removed from Ground | Gas (Historical Use) | 12000 | Fiberglass | 1989-11-15 | Copper | Pressurized
FORMER QUIKTRIP #705 | 5770 BROOKHOLLOW PKWY | NORCROSS | Gwinnett | 9067015 | 2 | Ball Float | 1990-02-01 | FALSE | 1990-02-01 | FALSE | Removed from Ground | Gas (Historical Use) | 12000 | Fiberglass | 1989-11-15 | Copper | Pressurized
FORMER QUIKTRIP #705 | 5770 BROOKHOLLOW PKWY | NORCROSS | Gwinnett | 9067015 | 3 | Ball Float | 1990-02-01 | FALSE | 1990-02-01 | FALSE | Removed from Ground | Gas (Historical Use) | 12000 | Fiberglass | 1989-11-15 | Copper | Pressurized
MOBIL | 597 BUFORD DR | LAWRENCEVILLE | Gwinnett | 9067016 | 1 | Ball Float | 1990-10-24 | FALSE | 1990-10-24 | FALSE | Currently in Use | Regular | 10000 | Composite Double Walled | 1973-01-01 | Double-Walled Fiberglass | Pressurized
MOBIL | 597 BUFORD DR | LAWRENCEVILLE | Gwinnett | 9067016 | 2 | Ball Float | 1990-10-24 | FALSE | 1990-10-24 | FALSE | Currently in Use | Diesel | 10000 | Composite Double Walled | 1973-01-01 | Double-Walled Fiberglass | Pressurized
MOBIL | 597 BUFORD DR | LAWRENCEVILLE | Gwinnett | 9067016 | 3A | Ball Float | 1990-10-24 | FALSE | 1990-10-24 | FALSE | Currently in Use | Premium | 5000 | Composite Double Walled | 1973-01-01 | Double-Walled Fiberglass | Pressurized
MOBIL | 597 BUFORD DR | LAWRENCEVILLE | Gwinnett | 9067016 | 3B | Ball Float | 1990-10-24 | FALSE | 1990-10-24 | FALSE | Currently in Use | Diesel | 5000 | Composite Double Walled | 1973-01-01 | Double-Walled Fiberglass | Pressurized
SHJS INC | 3880 PEACHTREE IND BLVD | DULUTH | Gwinnett | 9067017 | 1 | Ball Float | 1988-04-01 | FALSE | 1988-04-01 | FALSE | Currently in Use | Regular | 12000 | Fiberglass | 1988-01-01 | Fiberglass Reinforced Plastic | Pressurized
SHJS INC | 3880 PEACHTREE IND BLVD | DULUTH | Gwinnett | 9067017 | 2 | Ball Float | 1988-04-01 | FALSE | 1988-04-01 | FALSE | Currently in Use | Plus | 12000 | Fiberglass | 1988-01-01 | Fiberglass Reinforced Plastic | Pressurized
SHJS INC | 3880 PEACHTREE IND BLVD | DULUTH | Gwinnett | 9067017 | 3 | Ball Float | 1988-04-01 | FALSE | 1988-04-01 | FALSE | Currently in Use | Premium | 12000 | Fiberglass | 1988-01-01 | Fiberglass Reinforced Plastic | Pressurized
QUIKTRIP #710 | 3844 SATELLITE BLVD | DULUTH | Gwinnett | 9067018 | 1 | Overfill Alarm | 1993-06-01 |  | 1993-06-01 |  | Removed from Ground | Gas (Historical Use) | 12000 | Fiberglass | 1987-10-02 | Double-Walled Fiberglass | Pressurized
QUIKTRIP #710 | 3844 SATELLITE BLVD | DULUTH | Gwinnett | 9067018 | 2 | Overfill Alarm | 1993-06-01 |  | 1993-06-01 |  | Removed from Ground | Gas (Historical Use) | 12000 | Fiberglass | 1987-10-02 | Double-Walled Fiberglass | Pressurized
QUIKTRIP #710 | 3844 SATELLITE BLVD | DULUTH | Gwinnett | 9067018 | 3 | Overfill Alarm | 1993-06-01 |  | 1993-06-01 |  | Removed from Ground | Gas (Historical Use) | 12000 | Fiberglass | 1987-10-02 | Double-Walled Fiberglass | Pressurized
QUIKTRIP #710 | 3844 SATELLITE BLVD | DULUTH | Gwinnett | 9067018 | 4 | Flapper Valve | 2011-09-01 | FALSE | 2011-07-01 | FALSE | Currently in Use | Regular | 20000 | Fiberglass Double Walled | 2011-07-01 | Double-Walled Fiberglass | Pressurized
QUIKTRIP #710 | 3844 SATELLITE BLVD | DULUTH | Gwinnett | 9067018 | 5 | Flapper Valve | 2011-09-01 | FALSE | 2011-07-01 | FALSE | Currently in Use | Regular | 20000 | Fiberglass Double Walled | 2011-07-01 | Double-Walled Fiberglass | Pressurized
QUIKTRIP #710 | 3844 SATELLITE BLVD | DULUTH | Gwinnett | 9067018 | 6 | Flapper Valve | 2011-09-01 | FALSE | 2011-07-01 | FALSE | Currently in Use | Premium | 12000 | Fiberglass Double Walled | 2011-07-01 | Double-Walled Fiberglass | Pressurized
QUIKTRIP #710 | 3844 SATELLITE BLVD | DULUTH | Gwinnett | 9067018 | 7 | Flapper Valve | 2011-09-01 | FALSE | 2011-07-01 | FALSE | Currently in Use | Diesel | 12000 | Fiberglass Double Walled | 2011-07-01 | Double-Walled Fiberglass | Pressurized
QUIKTRIP #735 | 3229 PEACHTREE CORNERS CIR | NORCROSS | Gwinnett | 9067019 | 1 |  | 1990-09-01 | FALSE | 1990-09-01 | FALSE | Removed from Ground | Gas (Historical Use) | 12000 | Tank Jacket | 1991-01-01 |  | Pressurized
QUIKTRIP #735 | 3229 PEACHTREE CORNERS CIR | NORCROSS | Gwinnett | 9067019 | 2 |  | 1990-09-01 | FALSE | 1990-09-01 | FALSE | Removed from Ground | Gas (Historical Use) | 12000 | Tank Jacket | 1991-01-01 |  | Pressurized
QUIKTRIP #735 | 3229 PEACHTREE CORNERS CIR | NORCROSS | Gwinnett | 9067019 | 3 |  | 1990-09-01 | FALSE | 1990-09-01 | FALSE | Removed from Ground | Gas (Historical Use) | 12000 | Tank Jacket | 1991-01-01 |  | Pressurized
QUIKTRIP #735 | 3229 PEACHTREE CORNERS CIR | NORCROSS | Gwinnett | 9067019 | 4 |  | 2014-03-01 | FALSE | 2014-08-06 | FALSE | Currently in Use | Regular | 20000 | Fiberglass Double Walled | 2013-12-01 | Double-Walled Fiberglass | Pressurized
QUIKTRIP #735 | 3229 PEACHTREE CORNERS CIR | NORCROSS | Gwinnett | 9067019 | 5 |  | 2014-03-01 | FALSE | 2014-08-06 | FALSE | Currently in Use | Regular | 20000 | Fiberglass Double Walled | 2013-12-01 | Double-Walled Fiberglass | Pressurized
QUIKTRIP #735 | 3229 PEACHTREE CORNERS CIR | NORCROSS | Gwinnett | 9067019 | 6A |  | 2014-03-01 | FALSE | 2014-08-06 | FALSE | Temporarily out of use |  | 10000 | Fiberglass Double Walled | 2013-12-01 | Double-Walled Fiberglass | Pressurized
QUIKTRIP #735 | 3229 PEACHTREE CORNERS CIR | NORCROSS | Gwinnett | 9067019 | 6B |  | 2014-03-01 | FALSE | 2014-08-06 | FALSE | Currently in Use | Premium | 9500 | Fiberglass Double Walled | 2013-12-01 | Double-Walled Fiberglass | Pressurized
QUIKTRIP #735 | 3229 PEACHTREE CORNERS CIR | NORCROSS | Gwinnett | 9067019 | 7 |  | 2014-03-01 | FALSE | 2014-08-06 | FALSE | Currently in Use | Diesel | 12000 | Fiberglass Double Walled | 2013-12-01 | Double-Walled Fiberglass | Pressurized
QUIKTRIP #746 | 3495 SATELLITE BLVD | DULUTH | Gwinnett | 9067020 | 1 | Flapper Valve | 1990-11-01 | FALSE | 1990-11-01 | FALSE | Currently in Use | Regular | 12000 | Tank Jacket | 1991-01-01 |  | Pressurized
QUIKTRIP #746 | 3495 SATELLITE BLVD | DULUTH | Gwinnett | 9067020 | 2 | Flapper Valve | 1990-11-01 | FALSE | 1990-11-01 | FALSE | Currently in Use | Regular | 12000 | Tank Jacket | 1991-01-01 |  | Pressurized
QUIKTRIP #746 | 3495 SATELLITE BLVD | DULUTH | Gwinnett | 9067020 | 3 | Flapper Valve | 1990-11-01 | FALSE | 1990-11-01 | FALSE | Currently in Use | Premium | 12000 | Tank Jacket | 1991-01-01 |  | Pressurized
BP | 2890 LAWRENCEVILLE SUWANEE RD | SUWANEE | Gwinnett | 9067021 | 1 | Ball Float | 1991-01-01 | FALSE | 1991-01-01 | FALSE | Permanently Out of Use - historical purposes | Regular | 12000 | Galvanic (STIP-3) | 1991-01-01 | Galvanized Steel | Pressurized
BP | 2890 LAWRENCEVILLE SUWANEE RD | SUWANEE | Gwinnett | 9067021 | 2 |  | 1991-01-01 |  | 1991-01-01 |  | Permanently Out Of Use | Gas (Historical Use) | 12000 | Galvanic (STIP-3) | 1991-01-01 | Galvanized Steel | Pressurized
BP | 2890 LAWRENCEVILLE SUWANEE RD | SUWANEE | Gwinnett | 9067021 | 3 |  | 1991-01-01 |  | 1991-01-01 |  | Permanently Out Of Use | Gas (Historical Use) | 12000 | Galvanic (STIP-3) | 1991-01-01 | Double Walled/Sec. Containment | Pressurized
BP | 2890 LAWRENCEVILLE SUWANEE RD | SUWANEE | Gwinnett | 9067021 | 4 | Ball Float | 2002-01-23 | FALSE | 2002-01-23 | FALSE | Currently in Use | Regular | 10000 | Fiberglass Double Walled | 2002-01-23 | Double-Walled Flex | Pressurized
BP | 2890 LAWRENCEVILLE SUWANEE RD | SUWANEE | Gwinnett | 9067021 | 5 | Ball Float | 2002-01-23 | FALSE | 2002-01-23 | FALSE | Currently in Use | Plus | 10000 | Fiberglass Double Walled | 2002-01-23 | Double-Walled Flex | Pressurized
BP | 2890 LAWRENCEVILLE SUWANEE RD | SUWANEE | Gwinnett | 9067021 | 6 | Ball Float | 2002-01-23 | FALSE | 2002-01-23 | FALSE | Currently in Use | Premium | 10000 | Fiberglass Double Walled | 2002-01-23 | Double-Walled Flex | Pressurized
BP | 2890 LAWRENCEVILLE SUWANEE RD | SUWANEE | Gwinnett | 9067021 | 7 | Ball Float | 2002-01-23 | FALSE | 2002-01-23 | FALSE | Currently in Use | Diesel | 10000 | Fiberglass Double Walled | 2002-01-23 | Double-Walled Flex | Pressurized
PREM KAUSHAL | 3875 LAWRENCEVILLE HWY | LAWRENCEVILLE | Gwinnett | 9067022 | 1 |  | 1989-01-01 |  | 1989-01-01 |  | Removed from Ground | Gas (Historical Use) | 10000 | Cathodically Protected Steel | 1989-01-01 | Cathodically Protected | Pressurized
PREM KAUSHAL | 3875 LAWRENCEVILLE HWY | LAWRENCEVILLE | Gwinnett | 9067022 | 2 |  | 1989-01-01 |  | 1989-01-01 |  | Removed from Ground | Gas (Historical Use) | 10000 | Cathodically Protected Steel | 1989-01-01 | Cathodically Protected | Pressurized
PREM KAUSHAL | 3875 LAWRENCEVILLE HWY | LAWRENCEVILLE | Gwinnett | 9067022 | 3 |  | 1989-01-01 |  | 1989-01-01 |  | Removed from Ground | Gas (Historical Use) | 10000 | Cathodically Protected Steel | 1989-01-01 | Cathodically Protected | Pressurized
PREM KAUSHAL | 3875 LAWRENCEVILLE HWY | LAWRENCEVILLE | Gwinnett | 9067022 | 4 |  | 1989-01-01 |  | 1989-01-01 |  | Removed from Ground | Gas (Historical Use) | 10000 | Cathodically Protected Steel | 1989-01-01 | Cathodically Protected | Pressurized
OLD DOMINION FREIGHT LINE INC | 2100 ROYAL PALM CT | NORCROSS | Gwinnett | 9067023 | 1 |  | 1998-06-23 | FALSE | 1989-01-01 | FALSE | Temporarily out of use | Diesel | 15000 |  | 1989-01-01 | Fiberglass Reinforced Plastic | Pressurized
SHELLFOOD MART | 32 KILLIAN HILL RD | LILBURN | Gwinnett | 9067024 | 1 | Ball Float | 2005-07-14 | FALSE | 2005-07-14 | FALSE | Currently in Use | Regular | 10000 | Fiberglass | 1986-01-01 | Fiberglass Reinforced Plastic | Pressurized
SHELLFOOD MART | 32 KILLIAN HILL RD | LILBURN | Gwinnett | 9067024 | 2 | Ball Float | 2005-07-14 | FALSE | 2005-07-14 | FALSE | Currently in Use | Premium | 10000 | Fiberglass | 1986-01-01 | Fiberglass Reinforced Plastic | Pressurized
SHELLFOOD MART | 32 KILLIAN HILL RD | LILBURN | Gwinnett | 9067024 | 3 | Flapper Valve | 2005-07-14 | FALSE | 2005-07-14 | FALSE | Currently in Use | Diesel | 6000 | Fiberglass | 1986-01-01 | Fiberglass Reinforced Plastic | Pressurized
TRUE GREEN CHEM LAWN | 4575 SOUTH OLD PEACHTREE RD | NORCROSS | Gwinnett | 9067025 | 1 | [5 empty] | Removed from Ground | Diesel | 10000 | Fiberglass | 1985-01-01 | Unknown
SHELL FOOD MART | 2120 HWY 120 | DULUTH | Gwinnett | 9067026 | 1 | Ball Float | 1993-12-01 | FALSE | 1993-12-01 | FALSE | Currently in Use | Regular | 10374 | Fiberglass Double Walled | 1990-03-05 | Double-Walled Fiberglass | Pressurized
SHELL FOOD MART | 2120 HWY 120 | DULUTH | Gwinnett | 9067026 | 2 | Ball Float | 1993-12-01 | FALSE | 1993-12-01 | FALSE | Currently in Use | Premium | 10374 | Fiberglass Double Walled | 1990-03-05 | Double-Walled Fiberglass | Pressurized
SHELL FOOD MART | 2120 HWY 120 | DULUTH | Gwinnett | 9067026 | 3 | Flapper Valve | 1993-12-01 | FALSE | 1993-12-01 | FALSE | Temporarily out of use | Diesel | 10374 | Fiberglass Double Walled | 1990-03-05 | Double-Walled Fiberglass | Pressurized
MALANYS, INC. | 3190 PEACHTREE IND BLVD | DULUTH | Gwinnett | 9067027 | 1 | Flapper Valve | 1993-10-12 | FALSE | 1993-10-12 | FALSE | Currently in Use | Regular | 10000 | Fiberglass | 1988-01-01 | Fiberglass Reinforced Plastic | Pressurized
MALANYS, INC. | 3190 PEACHTREE IND BLVD | DULUTH | Gwinnett | 9067027 | 2 | Flapper Valve | 1993-10-12 | FALSE | 1993-10-12 | FALSE | Currently in Use | Premium | 10000 | Fiberglass | 1988-01-01 | Fiberglass Reinforced Plastic | Pressurized
MALANYS, INC. | 3190 PEACHTREE IND BLVD | DULUTH | Gwinnett | 9067027 | 3 | Flapper Valve | 1993-10-12 | FALSE | 1993-10-12 | FALSE | Currently in Use | Diesel | 10000 | Fiberglass | 1988-01-01 | Fiberglass Reinforced Plastic | Pressurized
DULUTH CITY HALL | 3578 WEST LAWRENCEVILLE ST | DULUTH | Gwinnett | 9067028 | 1 | [5 empty] | Removed from Ground | Gas (Historical Use) | 2000 | Bare Steel | 1982-01-01 | Bare Steel | Safe Suction (Euro)
COCA-COLA ENTERPRISES INC | 250 INDUSTRIAL PARK DR | LAWRENCEVILLE | Gwinnett | 9067029 | 1 | [5 empty] | Removed from Ground | Gas (Historical Use) | 12000 | Double Walled | 1994-02-01 | Double Walled | Pressurized
COCA-COLA ENTERPRISES INC | 250 INDUSTRIAL PARK DR | LAWRENCEVILLE | Gwinnett | 9067029 | 2 | [5 empty] | Removed from Ground | Diesel | 12000 | Double Walled | 1994-02-01 | Double Walled | Pressurized
DENNIS TAYLOR & CO INC | 3221 HILL ST | DULUTH | Gwinnett | 9067030 | 1 |  | 1985-06-25 | FALSE | 1985-06-25 | FALSE | Removed from Ground | Diesel | 10000 | Steel-Impressed Current | 1985-01-01 | Steel (Impressed Current) | Safe Suction (Euro)
THOMAS CONCRETE OF GA INC-DORAVILLE | 2725 JONES MILL RD | DORAVILLE | Gwinnett | 9067031 | 1 |  | 1998-11-09 |  | 1998-11-09 |  | Removed from Ground | Diesel | 10000 | Steel-Impressed Current | 1987-01-01 | Cathodically Protected | Pressurized
THOMAS CONCRETE-DULUTH PLANT/MAI | 3385 HARRIS ST | DULUTH | Gwinnett | 9067032 | 1 | [5 empty] | Removed from Ground | Diesel | 10000 | Bare Steel | 1983-01-01 | Galvanized Steel
Fuel Zone LLC | 2948 FIVE FORKS-TRICKUM RD | LAWRENCEVILLE | Gwinnett | 9067033 | 162671 | Ball Float | 1990-06-01 | FALSE | 1990-06-01 | FALSE | Currently in Use | Regular | 8000 | Steel-Impressed Current | 1990-06-01 | Fiberglass Reinforced Plastic | Pressurized
Fuel Zone LLC | 2948 FIVE FORKS-TRICKUM RD | LAWRENCEVILLE | Gwinnett | 9067033 | 162673 | Ball Float | 1990-06-01 | FALSE | 1990-06-01 | FALSE | Currently in Use | Regular | 10000 | Steel-Impressed Current | 1990-06-01 | Fiberglass Reinforced Plastic | Pressurized
Fuel Zone LLC | 2948 FIVE FORKS-TRICKUM RD | LAWRENCEVILLE | Gwinnett | 9067033 | 162685 | Ball Float | 1990-06-01 | FALSE | 1990-06-01 | FALSE | Currently in Use | Gas (Historical Use) | 8000 | Steel-Impressed Current | 1990-06-01 | Fiberglass Reinforced Plastic | Pressurized
GWINNETT COUNTY DETENTION CENTER | 2900 HWY 316 | LAWRENCEVILLE | Gwinnett | 9067035 | 1 | [5 empty] | Removed from Ground | Diesel | 5000 | Fiberglass | 1990-01-01 | Fiberglass Reinforced Plastic
GWINNETT COUNTY DETENTION CENTER | 2900 HWY 316 | LAWRENCEVILLE | Gwinnett | 9067035 | 2 |  | 2009-01-15 |  | 1990-01-01 |  | Currently in Use | Diesel | 12000 | Composite Double Walled | 1990-01-01 | Double Walled | Pressurized
GWINNETT PLACE HONDA | 3244 COMMERCE AVE | DULUTH | Gwinnett | 9067036 | 1 |  |  | TRUE |  | TRUE | Removed from Ground | Used Oil | 1500 | Bare Steel | 1985-01-01 | Galvanized Steel
GWINNETT UTILITIES INC | 2686 SPRINGDALE RD | SNELLVILLE | Gwinnett | 9067037 | 1 | [5 empty] | Removed from Ground | Diesel | 2000 | Fiberglass | 1988-01-01 | Galvanized Steel | Suction (American)
GWINNETT UTILITIES INC | 2686 SPRINGDALE RD | SNELLVILLE | Gwinnett | 9067037 | 2 | [5 empty] | Removed from Ground | Diesel | 2000 | Fiberglass | 1988-01-01 | Galvanized Steel | Suction (American)
GWINNETT PLACE ASSOC LP | 2100 PLEASANT HILL RD | DULUTH | Gwinnett | 9067038 | 1 | [5 empty] | Removed from Ground | Diesel | 185 | Cathodically Protected Steel | 1983-01-01 | Galvanized Steel
GWINNETT PLACE ASSOC LP | 2100 PLEASANT HILL RD | DULUTH | Gwinnett | 9067038 | 2 | [5 empty] | Removed from Ground | Other | 1 | Not Marked/Unknown | 1994-09-19 | Not Marked
TEXACO MAIN ST | 2348 E MAIN ST | SNELLVILLE | Gwinnett | 9067039 | 1 |  | 1994-10-01 |  | 1994-10-01 |  | Currently in Use | Gas (Historical Use) | 5000 | Fiberglass | 1979-06-08 | Fiberglass Reinforced Plastic | Pressurized
TEXACO MAIN ST | 2348 E MAIN ST | SNELLVILLE | Gwinnett | 9067039 | 2 | Flapper Valve | 1994-10-01 |  | 1994-10-01 |  | Temporarily out of use | Diesel | 5000 | Fiberglass | 1979-06-08 | Fiberglass Reinforced Plastic | Pressurized
TEXACO MAIN ST | 2348 E MAIN ST | SNELLVILLE | Gwinnett | 9067039 | 3 | Flapper Valve | 1994-10-01 |  | 1994-10-01 |  | Currently in Use | Gas (Historical Use) | 10000 | Fiberglass | 1979-06-08 | Fiberglass Reinforced Plastic | Pressurized
TEXACO MAIN ST | 2348 E MAIN ST | SNELLVILLE | Gwinnett | 9067039 | 4 | Flapper Valve | 1994-10-01 |  | 1994-10-01 |  | Currently in Use | Gas (Historical Use) | 10000 | Fiberglass | 1989-05-14 | Fiberglass Reinforced Plastic | Pressurized
WADE FORD OF BUFORD INC | 4525 NELSON BROGDON BLVD | BUFORD | Gwinnett | 9067040 | 1 | [5 empty] | Removed from Ground | Gas (Historical Use) | 550 | Cathodically Protected Steel | 1989-01-01 | Galvanized Steel
THE MARKET | 2007 SCENIC HWY | SNELLVILLE | Gwinnett | 9067041 | 1 | Ball Float | 1994-12-01 | FALSE | 1994-12-01 | FALSE | Removed from Ground | Plus | 6000 | Steel-Impressed Current | 1984-01-01 |  | Pressurized
THE MARKET | 2007 SCENIC HWY | SNELLVILLE | Gwinnett | 9067041 | 2 | Ball Float | 1994-12-01 | FALSE | 1994-12-01 | FALSE | Removed from Ground | Premium | 8000 | Steel-Impressed Current | 1984-01-01 |  | Pressurized
THE MARKET | 2007 SCENIC HWY | SNELLVILLE | Gwinnett | 9067041 | 3 | Ball Float | 1994-12-01 | FALSE | 1994-12-01 | FALSE | Removed from Ground | Regular | 8000 | Steel-Impressed Current | 1984-01-01 |  | Pressurized
THE MARKET | 2007 SCENIC HWY | SNELLVILLE | Gwinnett | 9067041 | 4 | Ball Float | 1994-12-01 | FALSE | 1994-12-01 | FALSE | Removed from Ground | Diesel | 6000 | Steel-Impressed Current | 1984-01-01 |  | Pressurized
QUICK STOP | 251 HURRICANE SHOALS RD | LAWRENCEVILLE | Gwinnett | 9067042 | 1 |  | 1996-09-01 | FALSE | 1996-09-01 | FALSE | Currently in Use | Regular | 8000 | Galvanic (STIP-3) | 1988-01-01 | Fiberglass Reinforced Plastic | Pressurized
QUICK STOP | 251 HURRICANE SHOALS RD | LAWRENCEVILLE | Gwinnett | 9067042 | 2 | Ball Float | 1996-09-01 | FALSE | 1996-09-01 | FALSE | Currently in Use | Regular | 8000 | Galvanic (STIP-3) | 1988-01-01 | Fiberglass Reinforced Plastic | Pressurized
QUICK STOP | 251 HURRICANE SHOALS RD | LAWRENCEVILLE | Gwinnett | 9067042 | 3 | Ball Float | 1996-09-01 | FALSE | 1996-09-01 | FALSE | Currently in Use | Premium | 8000 | Galvanic (STIP-3) | 1988-01-01 | Fiberglass Reinforced Plastic | Pressurized
WILLIAMS BROS LUMB CO SNELLVILLE | 2912 WEST MAIN ST | SNELLVILLE | Gwinnett | 9067043 | 1 | [5 empty] | Removed from Ground | Diesel | 550 | Bare Steel | 1975-01-01 | Bare Steel
NORCROSS SITE #2 | 2844 JONES MILL RD | NORCROSS | Gwinnett | 9067044 | 1 |  | 1997-12-30 |  | 1997-12-30 |  | Removed from Ground | Diesel | 275 | Cathodically Protected Steel | 1986-01-01 | Double Walled
PEP BOYS #108 | 2207 EAST MAIN ST | SNELLVILLE | Gwinnett | 9067045 | 1 |  |  | TRUE |  | TRUE | Removed from Ground | Used Oil | 550 | Double Walled | 1988-01-01 | Bare Steel
PEP BOYS #108 | 2207 EAST MAIN ST | SNELLVILLE | Gwinnett | 9067045 | 2 |  |  | TRUE |  | TRUE | Removed from Ground | Used Oil | 550 | Double Walled | 1988-01-01 | Bare Steel
PEP BOYS #119 | 3965 HWY 29 | LILBURN | Gwinnett | 9067046 | 1 |  |  | TRUE |  | TRUE | Closed in Ground | Used Oil | 550 | Double Walled | 1988-01-01 | Fiberglass Reinforced Plastic
PEP BOYS #119 | 3965 HWY 29 | LILBURN | Gwinnett | 9067046 | 2 |  |  | TRUE |  | TRUE | Currently in Use | Used Oil | 550 | Double Walled | 1988-01-01 | Fiberglass Reinforced Plastic
SNELLVILLE SITE #012 | 2289 SCENIC DR | SNELLVILLE | Gwinnett | 9067048 | 1 |  | 1997-12-30 |  | 1997-12-30 |  | Removed from Ground | Diesel | 275 | Cathodically Protected Steel | 1986-01-01 | Double Walled
GLOBAL PROPERTY HOLDINGS LLC | 4032 US HWY 78 | LILBURN | Gwinnett | 9067049 | 1 | Ball Float | 1994-01-01 | FALSE | 1988-01-01 | FALSE | Currently in Use | Regular | 12000 | Fiberglass | 1988-01-01 | Fiberglass Reinforced Plastic | Pressurized
GLOBAL PROPERTY HOLDINGS LLC | 4032 US HWY 78 | LILBURN | Gwinnett | 9067049 | 2 | Ball Float | 1994-01-01 | FALSE | 1988-01-01 | FALSE | Currently in Use | Plus | 10000 | Fiberglass | 1988-01-01 | Fiberglass Reinforced Plastic | Pressurized
GLOBAL PROPERTY HOLDINGS LLC | 4032 US HWY 78 | LILBURN | Gwinnett | 9067049 | 3 | Ball Float | 1994-01-01 | FALSE | 1988-01-01 | FALSE | Currently in Use | Premium | 10000 | Fiberglass | 1988-01-01 | Fiberglass Reinforced Plastic | Pressurized
GLOBAL PROPERTY HOLDINGS LLC | 4032 US HWY 78 | LILBURN | Gwinnett | 9067049 | 4 | Ball Float | 1994-01-01 |  | 1988-01-01 |  | Currently in Use | Diesel | 10000 | Fiberglass | 1988-01-01 | Fiberglass Reinforced Plastic | Pressurized
SNELLVILLE MAINTENANCE DEPARTMEN | 1000 E PARK DR | SNELLVILLE | Gwinnett | 9067050 | 1 | [5 empty] | Removed from Ground | Gas (Historical Use) | 1000 | Bare Steel | 1980-01-01 | Galvanized Steel | Suction (American)
SNELLVILLE MAINTENANCE DEPARTMEN | 1000 E PARK DR | SNELLVILLE | Gwinnett | 9067050 | 2 | [5 empty] | Removed from Ground | Gas (Historical Use) | 1000 | Bare Steel | 1980-01-01 | Galvanized Steel | Suction (American)
CITGO | 1000 GRAYSON HWY | LAWRENCEVILLE | Gwinnett | 9067051 | 1 | Ball Float | 1997-10-01 | FALSE | 1997-10-01 | FALSE | Currently in Use | Regular | 10000 | Fiberglass | 1986-01-01 | Fiberglass Reinforced Plastic | Pressurized
CITGO | 1000 GRAYSON HWY | LAWRENCEVILLE | Gwinnett | 9067051 | 2 | Ball Float | 1997-10-01 | FALSE | 1997-10-01 | FALSE | Currently in Use | Premium | 10000 | Fiberglass | 1986-01-01 | Fiberglass Reinforced Plastic | Pressurized
CITGO | 1000 GRAYSON HWY | LAWRENCEVILLE | Gwinnett | 9067051 | 3 | Flapper Valve | 1997-10-01 | FALSE | 1997-10-01 | FALSE | Currently in Use | Diesel | 6000 | Fiberglass | 1986-01-01 | Fiberglass Reinforced Plastic | Pressurized
SIARAH VENTURES LLC | 187 SCENIC HWY | LAWRENCEVILLE | Gwinnett | 9067052 | 1 | Ball Float | 1989-02-15 | FALSE | 1989-02-15 | FALSE | Currently in Use | Premium | 10000 | Composite | 1989-02-15 | Fiberglass Reinforced Plastic | Pressurized
SIARAH VENTURES LLC | 187 SCENIC HWY | LAWRENCEVILLE | Gwinnett | 9067052 | 2 | Ball Float | 1989-02-15 | FALSE | 1989-02-15 | FALSE | Currently in Use | Regular | 10000 | Composite | 1989-02-15 | Fiberglass Reinforced Plastic | Pressurized
SIARAH VENTURES LLC | 187 SCENIC HWY | LAWRENCEVILLE | Gwinnett | 9067052 | 3 | Ball Float | 1989-02-15 | FALSE | 1989-02-15 | FALSE | Currently in Use | Plus | 10000 | Composite | 1989-02-15 | Fiberglass Reinforced Plastic | Pressurized
SIARAH VENTURES LLC | 187 SCENIC HWY | LAWRENCEVILLE | Gwinnett | 9067052 | 4 | Ball Float | 1989-02-15 | FALSE | 1989-02-15 | FALSE | Currently in Use | Diesel | 8200 | Composite | 1989-02-15 | Fiberglass Reinforced Plastic | Pressurized
PHILLIPS 66/#207 | 1670 PLEASANT HILL RD | DULUTH | Gwinnett | 9067054 | 1 | Ball Float | 1990-01-01 | FALSE | 1990-01-01 | FALSE | Currently in Use | Regular | 12000 |  | 1990-01-01 | Fiberglass Reinforced Plastic | Pressurized
PHILLIPS 66/#207 | 1670 PLEASANT HILL RD | DULUTH | Gwinnett | 9067054 | 2 | Ball Float | 1990-01-01 | FALSE | 1990-01-01 | FALSE | Currently in Use | Gas (Historical Use) | 10000 |  | 1990-01-01 | Fiberglass Reinforced Plastic | Pressurized
PHILLIPS 66/#207 | 1670 PLEASANT HILL RD | DULUTH | Gwinnett | 9067054 | 3 |  | 1990-01-01 |  | 1990-01-01 |  | Currently in Use | Gas (Historical Use) | 10000 | Cathodically Protected Steel | 1990-01-01 | Fiberglass Reinforced Plastic | Pressurized
PHILLIPS 66/#207 | 1670 PLEASANT HILL RD | DULUTH | Gwinnett | 9067054 | 4 | Ball Float | 1990-01-01 | FALSE | 1990-01-01 | FALSE | Currently in Use | Diesel | 10000 |  | 1990-01-01 | Fiberglass Reinforced Plastic | Pressurized
BUFORD SITE #18 | 1330 APPLING RD | SUGAR HILL | Gwinnett | 9067055 | 1 |  | 1997-12-30 |  | 1997-12-30 |  | Removed from Ground | Diesel | 275 | Cathodically Protected Steel | 1986-01-01 | Double Walled
QUIKTRIP #714 | 1485 BEAVER RUIN RD | LILBURN | Gwinnett | 9067056 | 1 |  | 1987-07-01 |  | 1987-07-01 |  | Removed from Ground | Gas (Historical Use) | 12000 | Fiberglass | 1987-07-01 | Copper | Pressurized
QUIKTRIP #714 | 1485 BEAVER RUIN RD | LILBURN | Gwinnett | 9067056 | 2 |  | 1987-07-01 |  | 1987-07-01 |  | Removed from Ground | Gas (Historical Use) | 12000 | Fiberglass | 1987-07-01 | Copper | Pressurized
QUIKTRIP #714 | 1485 BEAVER RUIN RD | LILBURN | Gwinnett | 9067056 | 3 |  | 1987-07-01 |  | 1987-07-01 |  | Removed from Ground | Gas (Historical Use) | 12000 | Fiberglass | 1987-07-01 | Copper | Pressurized
FOOD MART | 1495 DULUTH HWY | LAWRENCEVILLE | Gwinnett | 9067057 | 1 |  | 1998-10-01 |  | 1998-10-01 |  | Currently in Use | Gas (Historical Use) | 10000 | Steel-Impressed Current | 1987-04-20 | Fiberglass Reinforced Plastic | Pressurized
FOOD MART | 1495 DULUTH HWY | LAWRENCEVILLE | Gwinnett | 9067057 | 2 |  | 1998-10-01 |  | 1998-10-01 |  | Currently in Use | Gas (Historical Use) | 10000 | Steel-Impressed Current | 1987-04-20 | Fiberglass Reinforced Plastic | Pressurized
FOOD MART | 1495 DULUTH HWY | LAWRENCEVILLE | Gwinnett | 9067057 | 3 |  | 1998-10-01 |  | 1998-10-01 |  | Currently in Use | Gas (Historical Use) | 10000 | Steel-Impressed Current | 1987-04-20 | Fiberglass Reinforced Plastic | Pressurized
RUMA FOOD MART | 1184 LAWRENCEVILLE HWY | LAWRENCEVILLE | Gwinnett | 9067058 | 1 | Flapper Valve | 1998-10-01 | FALSE | 1998-10-01 | FALSE | Temporarily out of use |  | 10000 | Galvanic (STIP-3) | 1999-09-01 | Fiberglass Reinforced Plastic | Pressurized
RUMA FOOD MART | 1184 LAWRENCEVILLE HWY | LAWRENCEVILLE | Gwinnett | 9067058 | 2 | Flapper Valve | 1998-10-01 | FALSE | 1998-10-01 | FALSE | Currently in Use | Regular | 10000 | Galvanic (STIP-3) | 1999-09-01 | Fiberglass Reinforced Plastic | Pressurized
RUMA FOOD MART | 1184 LAWRENCEVILLE HWY | LAWRENCEVILLE | Gwinnett | 9067058 | 3 | Flapper Valve | 1998-10-01 | FALSE | 1998-10-01 | FALSE | Currently in Use | Diesel | 10000 | Galvanic (STIP-3) | 1999-09-01 | Fiberglass Reinforced Plastic | Pressurized
RUMA FOOD MART | 1184 LAWRENCEVILLE HWY | LAWRENCEVILLE | Gwinnett | 9067058 | 4 | Flapper Valve | 1998-10-01 | FALSE | 1998-01-01 | FALSE | Currently in Use | Premium | 8000 | Galvanic (STIP-3) | 2012-12-14 | Fiberglass Reinforced Plastic | Pressurized
RUMA FOOD MART | 1184 LAWRENCEVILLE HWY | LAWRENCEVILLE | Gwinnett | 9067058 | 5 | Flapper Valve | 1998-10-01 | FALSE | 1998-10-01 | FALSE | Temporarily out of use | Kerosene | 4000 | Galvanic (STIP-3) | 2009-09-03 | Fiberglass Reinforced Plastic | Pressurized
KENERLY SVC STA | 4004 LAWRENCEVILLE HWY | LILBURN | Gwinnett | 9067059 | 1 | [5 empty] | Removed from Ground | Gas (Historical Use) | 5000 | Bare Steel | 1976-06-07 | Galvanized Steel
KENERLY SVC STA | 4004 LAWRENCEVILLE HWY | LILBURN | Gwinnett | 9067059 | 3 | [5 empty] | Removed from Ground | Gas (Historical Use) | 5000 | Bare Steel | 1976-06-07 | Galvanized Steel
KENERLY SVC STA | 4004 LAWRENCEVILLE HWY | LILBURN | Gwinnett | 9067059 | 4 | [5 empty] | Removed from Ground | Kerosene | 3000 | Not Marked/Unknown | 1989-01-01 | Not Marked
KENERLY SVC STA | 4004 LAWRENCEVILLE HWY | LILBURN | Gwinnett | 9067059 | 5 | [5 empty] | Removed from Ground | Gas (Historical Use) | 10000 | Bare Steel | 1976-06-07 | Galvanized Steel
CIRCLE K | 686 US HWY 78/ATLANTA HWY | LOGANVILLE | Gwinnett | 9067060 | 1 | [5 empty] | Removed from Ground | Gas (Historical Use) | 8000 | Bare Steel | 1981-01-01 | Galvanized Steel
CIRCLE K | 686 US HWY 78/ATLANTA HWY | LOGANVILLE | Gwinnett | 9067060 | 2 | [5 empty] | Removed from Ground | Gas (Historical Use) | 8000 | Bare Steel | 1981-01-01 | Galvanized Steel
CIRCLE K | 686 US HWY 78/ATLANTA HWY | LOGANVILLE | Gwinnett | 9067060 | 3 | [5 empty] | Removed from Ground | Gas (Historical Use) | 8000 | Bare Steel | 1981-01-01 | Galvanized Steel
GEC GEORGIA LLC #516 | 2960 WEST MAIN STREET | SNELLVILLE | Gwinnett | 9067061 | 1 |  | 1991-06-01 |  | 1991-06-01 |  | Removed from Ground | Gas (Historical Use) | 10000 | Fiberglass Double Walled | 1990-04-26 | Double-Walled Fiberglass | Pressurized
GEC GEORGIA LLC #516 | 2960 WEST MAIN STREET | SNELLVILLE | Gwinnett | 9067061 | 2 |  | 1991-06-01 |  | 1991-06-01 |  | Removed from Ground | Gas (Historical Use) | 10000 | Fiberglass Double Walled | 1990-04-26 | Double-Walled Fiberglass | Pressurized
GEC GEORGIA LLC #516 | 2960 WEST MAIN STREET | SNELLVILLE | Gwinnett | 9067061 | 3 |  | 1991-06-01 |  | 1991-06-01 |  | Removed from Ground | Gas (Historical Use) | 10000 | Fiberglass Double Walled | 1990-04-26 | Double-Walled Fiberglass | Pressurized
GEC GEORGIA LLC #516 | 2960 WEST MAIN STREET | SNELLVILLE | Gwinnett | 9067061 | 4 |  | 1991-06-01 |  | 1991-06-01 |  | Removed from Ground | Diesel | 10000 | Fiberglass Double Walled | 1990-04-26 | Double-Walled Fiberglass | Pressurized
CAPITOL MATERIALS INC | 3300 NORTH STAR BLVD | DULUTH | Gwinnett | 9067062 | 3 |  | 1998-12-14 |  | 1988-01-01 |  | Removed from Ground | Diesel | 10000 | Galvanic (STIP-3) | 1987-12-01 | Cathodically Protected | Safe Suction (Euro)
CAPITOL MATERIALS INC | 3300 NORTH STAR BLVD | DULUTH | Gwinnett | 9067062 | A |  |  | FALSE |  | FALSE | Permanently Out of Use - historical purposes | Gas (Historical Use) | 250 | Unknown | 1956-01-01 | Unknown
CAPITOL MATERIALS INC | 3300 NORTH STAR BLVD | DULUTH | Gwinnett | 9067062 | B |  |  | FALSE |  | FALSE | Permanently Out of Use - historical purposes | Gas (Historical Use) | 250 | Unknown | 1956-01-01 | Unknown
CAPITOL MATERIALS INC | 3300 NORTH STAR BLVD | DULUTH | Gwinnett | 9067062 | C |  |  | FALSE |  | FALSE | Permanently Out of Use - historical purposes | Gas (Historical Use) | 250 | Unknown | 1956-01-01 | Unknown
INDIAN TRAIL EXXON | 930 INDIAN TRAIL/LILBURN RD | LILBURN | Gwinnett | 9067063 | 1 |  | 1986-06-01 |  | 1986-06-01 |  | Removed from Ground | Empty | 8000 | Fiberglass | 1986-01-01 | Fiberglass Reinforced Plastic | Pressurized
INDIAN TRAIL EXXON | 930 INDIAN TRAIL/LILBURN RD | LILBURN | Gwinnett | 9067063 | 2 |  | 1986-06-01 |  | 1986-06-01 |  | Removed from Ground | Empty | 0 | Fiberglass | 1986-01-01 | Fiberglass Reinforced Plastic | Pressurized
INDIAN TRAIL EXXON | 930 INDIAN TRAIL/LILBURN RD | LILBURN | Gwinnett | 9067063 | 3 |  | 1986-06-01 |  | 1986-06-01 |  | Removed from Ground | Empty | 0 | Fiberglass | 1986-01-01 | Fiberglass Reinforced Plastic | Pressurized
INDIAN TRAIL EXXON | 930 INDIAN TRAIL/LILBURN RD | LILBURN | Gwinnett | 9067063 | 4 |  | 1986-06-01 |  | 1986-06-01 |  | Removed from Ground | Empty | 0 | Fiberglass | 1986-01-01 | Fiberglass Reinforced Plastic | Pressurized
INDIAN TRAIL EXXON | 930 INDIAN TRAIL/LILBURN RD | LILBURN | Gwinnett | 9067063 | 5 | Ball Float | 2005-04-15 | FALSE | 2005-04-15 | FALSE | Currently in Use | Regular | 12000 | Fiberglass | 2005-04-15 | Flex | Pressurized
INDIAN TRAIL EXXON | 930 INDIAN TRAIL/LILBURN RD | LILBURN | Gwinnett | 9067063 | 6 | Ball Float | 2005-04-15 | FALSE | 2005-04-15 | FALSE | Currently in Use | Premium | 10000 | Fiberglass | 2005-04-15 | Flex | Pressurized
INDIAN TRAIL EXXON | 930 INDIAN TRAIL/LILBURN RD | LILBURN | Gwinnett | 9067063 | 7 | Ball Float | 2005-04-15 | FALSE | 2005-04-15 | FALSE | Currently in Use | Diesel | 8000 | Fiberglass | 2005-04-15 | Flex | Pressurized
BEAVER RUIN SHELL | 775 BEAVER RUIN RD | LILBURN | Gwinnett | 9067064 | 1 | Ball Float | 1995-07-01 | FALSE | 1995-07-01 | FALSE | Currently in Use | Regular | 12000 | Fiberglass | 1988-06-01 | Fiberglass Reinforced Plastic | Pressurized
BEAVER RUIN SHELL | 775 BEAVER RUIN RD | LILBURN | Gwinnett | 9067064 | 2 | Ball Float | 1995-07-01 | FALSE | 1995-07-01 | FALSE | Currently in Use | Diesel | 10000 | Fiberglass | 1988-06-01 | Fiberglass Reinforced Plastic | Pressurized
BEAVER RUIN SHELL | 775 BEAVER RUIN RD | LILBURN | Gwinnett | 9067064 | 3 | Ball Float | 1995-07-01 | FALSE | 1995-07-01 | FALSE | Currently in Use | Premium | 10000 | Fiberglass | 1988-06-01 | Fiberglass Reinforced Plastic | Pressurized
AFA ENTERPRISES INC | 715 BUFORD DR | LAWRENCEVILLE | Gwinnett | 9067065 | 1 |  | 1989-01-01 |  | 1989-01-01 |  | Removed from Ground | Gas (Historical Use) | 10000 | Fiberglass | 1989-01-01 | Fiberglass Reinforced Plastic | Pressurized
AFA ENTERPRISES INC | 715 BUFORD DR | LAWRENCEVILLE | Gwinnett | 9067065 | 2 |  | 1989-01-01 |  | 1989-01-01 |  | Removed from Ground | Gas (Historical Use) | 10000 | Fiberglass | 1989-01-01 | Fiberglass Reinforced Plastic | Pressurized
AFA ENTERPRISES INC | 715 BUFORD DR | LAWRENCEVILLE | Gwinnett | 9067065 | 3 |  | 1989-01-01 |  | 1989-01-01 |  | Removed from Ground | Gas (Historical Use) | 10000 | Fiberglass | 1989-01-01 | Fiberglass Reinforced Plastic | Pressurized
BFI WASTE SYSTEMS OF GEORGIA | 75 CURTIS RD | LAWRENCEVILLE | Gwinnett | 9067066 | 1 |  | 1989-04-05 |  | 1989-04-05 |  | Removed from Ground | Diesel | 10000 | Fiberglass | 1989-01-01 | Fiberglass Reinforced Plastic | Pressurized
BFI WASTE SYSTEMS OF GEORGIA | 75 CURTIS RD | LAWRENCEVILLE | Gwinnett | 9067066 | 2 |  | 1996-10-01 |  | 1996-10-01 |  | Removed from Ground | Diesel | 12000 | Fiberglass | 1996-09-01 | Fiberglass Reinforced Plastic | Pressurized
BFI WASTE SYSTEMS OF GEORGIA | 75 CURTIS RD | LAWRENCEVILLE | Gwinnett | 9067066 | 3 |  | 1996-10-01 | TRUE | 1996-10-01 | TRUE | Removed from Ground | Used Oil | 2500 | Fiberglass | 1989-01-01 | Fiberglass Reinforced Plastic | Gravity Fed
COLONIAL PONTIAC-OLDS-GMC/BOB SI | 850 COLLINS HILL RD | LAWRENCEVILLE | Gwinnett | 9067067 | 1 | Flapper Valve | 1986-05-01 | FALSE | 1986-05-01 | FALSE | Temporarily out of use | Gas (Historical Use) | 10000 | Galvanic (STIP-3) | 1986-05-01 | Galvanized Steel | Suction (American)
CIRCLE M FOOD SHOP #33 | 840 SCENIC HWY | LAWRENCEVILLE | Gwinnett | 9067070 | 1 |  | 1989-01-01 |  | 1989-01-01 |  | Removed from Ground | Gas (Historical Use) | 12000 | Fiberglass | 1989-01-01 | Fiberglass Reinforced Plastic | Pressurized
CIRCLE M FOOD SHOP #33 | 840 SCENIC HWY | LAWRENCEVILLE | Gwinnett | 9067070 | 2 |  | 1989-01-01 |  | 1989-01-01 |  | Removed from Ground | Gas (Historical Use) | 10000 | Fiberglass | 1989-01-01 | Fiberglass Reinforced Plastic | Pressurized
CIRCLE M FOOD SHOP #33 | 840 SCENIC HWY | LAWRENCEVILLE | Gwinnett | 9067070 | 3 |  | 1989-01-01 |  | 1989-01-01 |  | Removed from Ground | Gas (Historical Use) | 10000 | Fiberglass | 1989-01-01 | Fiberglass Reinforced Plastic | Pressurized
SUNSHINE CAR WASH INC | 6010 BUFORD HWY | NORCROSS | Gwinnett | 9067072 | 1 | [5 empty] | Removed from Ground | Gas (Historical Use) | 8000 | Fiberglass | 1989-01-01 | Fiberglass Reinforced Plastic
SUNSHINE CAR WASH INC | 6010 BUFORD HWY | NORCROSS | Gwinnett | 9067072 | 2 | [5 empty] | Removed from Ground | Gas (Historical Use) | 8000 | Cathodically Protected Steel | 1989-01-01 | Fiberglass Reinforced Plastic
QUICK PANTRY 103 | 1945 BUFORD HWY | BUFORD | Gwinnett | 9067073 | 6 | Ball Float | 1989-01-01 | FALSE | 1989-01-01 | FALSE | Removed from Ground | Gas (Historical Use) | 10000 | Fiberglass Double Walled | 1989-01-01 | Fiberglass Reinforced Plastic | Pressurized
QUICK PANTRY 103 | 1945 BUFORD HWY | BUFORD | Gwinnett | 9067073 | 7 | Ball Float | 1989-01-01 | FALSE | 1989-01-01 | FALSE | Removed from Ground | Gas (Historical Use) | 10000 | Fiberglass Double Walled | 1989-01-01 | Fiberglass Reinforced Plastic | Pressurized
QUICK PANTRY 103 | 1945 BUFORD HWY | BUFORD | Gwinnett | 9067073 | 8 | Ball Float | 1989-01-01 | FALSE | 1989-01-01 | FALSE | Removed from Ground | Gas (Historical Use) | 10000 | Fiberglass Double Walled | 1989-01-01 | Fiberglass Reinforced Plastic | Pressurized
QUICK PANTRY 103 | 1945 BUFORD HWY | BUFORD | Gwinnett | 9067073 | 9 | Flapper Valve | 1989-01-01 | FALSE | 1989-01-01 | FALSE | Removed from Ground | Kerosene | 3000 | Fiberglass Double Walled | 1989-01-01 | Fiberglass Reinforced Plastic | Safe Suction (Euro)
INDIAN TRAIL 66 | 1175 INDIAN TRAIL LILBURN RD | NORCROSS | Gwinnett | 9067074 | 1 |  | 1991-02-01 |  | 1991-02-01 |  | Removed from Ground | Gas (Historical Use) | 10000 | Unknown | 1991-02-01 | Fiberglass Reinforced Plastic | Pressurized
INDIAN TRAIL 66 | 1175 INDIAN TRAIL LILBURN RD | NORCROSS | Gwinnett | 9067074 | 2 |  | 1991-02-01 |  | 1991-02-01 |  | Removed from Ground | Gas (Historical Use) | 12000 | Unknown | 1991-02-01 | Fiberglass Reinforced Plastic | Pressurized
INDIAN TRAIL 66 | 1175 INDIAN TRAIL LILBURN RD | NORCROSS | Gwinnett | 9067074 | 3 |  | 1991-02-01 |  | 1991-02-01 |  | Removed from Ground | Gas (Historical Use) | 12000 | Unknown | 1991-02-01 | Fiberglass Reinforced Plastic | Pressurized
TRICO VII PETROLEUM INC #963 | 1490 PLEASANT HILL RD | DULUTH | Gwinnett | 9067075 | 1 |  | 1991-02-01 |  | 1991-02-01 |  | Removed from Ground | Gas (Historical Use) | 10000 | Cathodically Protected Steel | 1991-01-01 | Fiberglass Reinforced Plastic | Pressurized
TRICO VII PETROLEUM INC #963 | 1490 PLEASANT HILL RD | DULUTH | Gwinnett | 9067075 | 2 |  | 1991-02-01 |  | 1991-02-01 |  | Removed from Ground | Gas (Historical Use) | 10000 | Cathodically Protected Steel | 1991-01-01 | Fiberglass Reinforced Plastic | Pressurized
TRICO VII PETROLEUM INC #963 | 1490 PLEASANT HILL RD | DULUTH | Gwinnett | 9067075 | 3 |  | 1991-02-01 |  | 1991-02-01 |  | Removed from Ground | Gas (Historical Use) | 10000 | Cathodically Protected Steel | 1991-01-01 | Fiberglass Reinforced Plastic | Pressurized
TRICO VII PETROLEUM INC #963 | 1490 PLEASANT HILL RD | DULUTH | Gwinnett | 9067075 | 4 |  | 1991-02-01 |  | 1991-02-01 |  | Removed from Ground | Diesel | 10000 | Cathodically Protected Steel | 1991-01-01 | Fiberglass Reinforced Plastic | Pressurized
CARNETTS CAR WASH INC | 1382 PLEASANT HILL RD | LAWRENCEVILLE | Gwinnett | 9067076 | 1 |  |  | TRUE |  | TRUE | Removed from Ground | Gas (Historical Use) | 10000 | Fiberglass | 1988-01-01 | Fiberglass Reinforced Plastic
CARNETTS CAR WASH INC | 1382 PLEASANT HILL RD | LAWRENCEVILLE | Gwinnett | 9067076 | 2 |  |  | TRUE |  | TRUE | Removed from Ground | Gas (Historical Use) | 10000 | Fiberglass | 1988-01-01 | Fiberglass Reinforced Plastic
CARNETTS CAR WASH INC | 1382 PLEASANT HILL RD | LAWRENCEVILLE | Gwinnett | 9067076 | 3 |  | 1990-07-01 |  | 1990-07-01 |  | Removed from Ground | Gas (Historical Use) | 10000 | Fiberglass | 1990-01-01 | Fiberglass Reinforced Plastic | Pressurized
CARNETTS CAR WASH INC | 1382 PLEASANT HILL RD | LAWRENCEVILLE | Gwinnett | 9067076 | 4 |  | 1990-07-01 |  | 1990-07-01 |  | Removed from Ground | Gas (Historical Use) | 12000 | Fiberglass | 1990-01-01 | Fiberglass Reinforced Plastic | Pressurized
US POSTAL SERVICE/NORTH METRO AU | 1605 BOGGS RD | DULUTH | Gwinnett | 9067077 | 1 |  | 1990-12-17 | FALSE | 1990-12-17 | FALSE | Removed from Ground | Diesel | 12000 | Fiberglass Double Walled | 1989-01-01 | Double-Walled Fiberglass | Pressurized
US POSTAL SERVICE/NORTH METRO AU | 1605 BOGGS RD | DULUTH | Gwinnett | 9067077 | 2 |  | 1993-12-17 | FALSE | 1990-12-17 | FALSE | Removed from Ground | Diesel | 12000 | Fiberglass Double Walled | 1989-01-01 | Double-Walled Fiberglass | Pressurized
US POSTAL SERVICE/NORTH METRO AU | 1605 BOGGS RD | DULUTH | Gwinnett | 9067077 | 3 |  | 1990-12-17 | FALSE | 1990-12-17 | FALSE | Removed from Ground | Gas (Historical Use) | 12000 | Fiberglass Double Walled | 1989-01-01 | Double-Walled Fiberglass | Pressurized
US POSTAL SERVICE/NORTH METRO AU | 1605 BOGGS RD | DULUTH | Gwinnett | 9067077 | 4 | Overfill Alarm | 2017-06-30 | FALSE | 2017-06-08 | FALSE | Currently in Use | Diesel | 12000 | Fiberglass Double Walled | 2017-05-17 | Double-Walled Flex | Pressurized
US POSTAL SERVICE/NORTH METRO AU | 1605 BOGGS RD | DULUTH | Gwinnett | 9067077 | 5 | Overfill Alarm | 2017-06-30 | FALSE | 2017-06-08 | FALSE | Currently in Use | Diesel | 12000 | Fiberglass Double Walled | 2017-05-17 | Double-Walled Flex | Pressurized
US POSTAL SERVICE/NORTH METRO AU | 1605 BOGGS RD | DULUTH | Gwinnett | 9067077 | 6 | Overfill Alarm | 2017-06-30 | FALSE | 2017-06-08 | FALSE | Currently in Use | Regular | 4000 | Fiberglass Double Walled | 2017-05-17 | Double-Walled Flex | Pressurized
CHEVRON FOOD MART | 1900 ROCKBRIDGE RD | STONE MOUNTAIN | Gwinnett | 9067078 | 1 | Ball Float | 1988-01-01 | FALSE | 1988-01-01 | FALSE | Currently in Use | Plus | 8000 | Fiberglass | 1988-06-01 | Fiberglass Reinforced Plastic | Pressurized
CHEVRON FOOD MART | 1900 ROCKBRIDGE RD | STONE MOUNTAIN | Gwinnett | 9067078 | 2 | Ball Float | 1988-01-01 | FALSE | 1988-01-01 | FALSE | Currently in Use | Premium | 8000 | Fiberglass | 1988-06-01 | Fiberglass Reinforced Plastic | Pressurized
CHEVRON FOOD MART | 1900 ROCKBRIDGE RD | STONE MOUNTAIN | Gwinnett | 9067078 | 3 | Flapper Valve | 1988-01-01 | FALSE | 1988-01-01 | FALSE | Currently in Use | Diesel | 8000 | Fiberglass | 1988-06-01 | Fiberglass Reinforced Plastic | Pressurized
CHEVRON FOOD MART | 1900 ROCKBRIDGE RD | STONE MOUNTAIN | Gwinnett | 9067078 | 4 | Ball Float | 1988-01-01 | FALSE | 1988-01-01 | FALSE | Currently in Use | Regular | 8000 | Fiberglass | 1988-06-01 | Fiberglass Reinforced Plastic | Pressurized
CHEVRON FOOD MART | 1900 ROCKBRIDGE RD | STONE MOUNTAIN | Gwinnett | 9067078 | 5 | Ball Float | 1988-01-01 | FALSE | 1988-01-01 | FALSE | Currently in Use | Regular | 8000 | Fiberglass | 1988-06-01 | Fiberglass Reinforced Plastic | Pressurized
FYJ SONS FIVE FORKS MARKET | 1205 FIVE FORKS TRICKUM RD | LAWRENCEVILLE | Gwinnett | 9067079 | 1 | Ball Float | 1989-01-01 | FALSE | 1989-01-01 | FALSE | Currently in Use | Regular | 10000 | Composite | 1989-01-01 | Fiberglass Reinforced Plastic | Pressurized
FYJ SONS FIVE FORKS MARKET | 1205 FIVE FORKS TRICKUM RD | LAWRENCEVILLE | Gwinnett | 9067079 | 2 | Ball Float | 1989-01-01 | FALSE | 1989-01-01 | FALSE | Currently in Use | Premium | 10000 | Composite | 1989-01-01 | Fiberglass Reinforced Plastic | Pressurized
FYJ SONS FIVE FORKS MARKET | 1205 FIVE FORKS TRICKUM RD | LAWRENCEVILLE | Gwinnett | 9067079 | 3 | Ball Float | 1989-01-01 | FALSE | 1989-01-01 | FALSE | Currently in Use | E-0 | 10000 | Composite | 1989-01-01 | Fiberglass Reinforced Plastic | Pressurized
FYJ SONS FIVE FORKS MARKET | 1205 FIVE FORKS TRICKUM RD | LAWRENCEVILLE | Gwinnett | 9067079 | 4 | Ball Float | 1989-01-01 | FALSE | 1989-01-01 | FALSE | Currently in Use | Diesel | 6000 | Composite | 1989-01-01 | Fiberglass Reinforced Plastic | Pressurized
TARGET STORES T-376 | 2140 MCGEE RD | SNELLVILLE | Gwinnett | 9067080 | 1 |  |  | TRUE |  | TRUE | Permanently Out of Use - historical purposes | Used Oil | 500 | Bare Steel |  | Galvanized Steel
J D FETZ PROPERTY | 4420 BERKLEY LAKE RD | NORCROSS | Gwinnett | 9067081 | 1 | [5 empty] | Removed from Ground | Gas (Historical Use) | 6000 | Bare Steel | 1970-01-01 | Bare Steel
STATHAM TIRE | 4148 JIMMY CARTER BLVD | NORCROSS | Gwinnett | 9067082 | 1 |  |  | TRUE |  | TRUE | Removed from Ground | Used Oil | 500 | Marked Unknown | 1999-06-28 | Unknown | Gravity Fed
PEACHTREE TIRE & FENCE | 2365 BUFORD HWY | LAWRENCEVILLE | Gwinnett | 9067083 | 1 | [5 empty] | Removed from Ground | Empty | 1000 | Bare Steel | 1966-01-01 | Galvanized Steel
PEACHTREE TIRE & FENCE | 2365 BUFORD HWY | LAWRENCEVILLE | Gwinnett | 9067083 | 2 | [5 empty] | Removed from Ground | Empty | 1000 | Bare Steel | 1966-01-01 | Galvanized Steel
PEACHTREE TIRE & FENCE | 2365 BUFORD HWY | LAWRENCEVILLE | Gwinnett | 9067083 | 3 | [5 empty] | Removed from Ground | Empty | 2000 | Bare Steel | 1966-01-01 | Galvanized Steel
PEACHTREE TIRE & FENCE | 2365 BUFORD HWY | LAWRENCEVILLE | Gwinnett | 9067083 | 4 | [5 empty] | Removed from Ground | Empty | 500 | Bare Steel | 1966-01-01 | Galvanized Steel
BP #48528 | 4850 US HWY 78 | LILBURN | Gwinnett | 9067084 | 1 |  | 1991-06-01 |  | 1991-06-01 |  | Removed from Ground | Gas (Historical Use) | 10000 | Composite | 1991-06-01 | Fiberglass Reinforced Plastic | Pressurized
BP #48528 | 4850 US HWY 78 | LILBURN | Gwinnett | 9067084 | 2 |  | 1991-06-01 |  | 1991-06-01 |  | Removed from Ground | Gas (Historical Use) | 12000 | Composite | 1991-06-01 | Fiberglass Reinforced Plastic | Pressurized
BP #48528 | 4850 US HWY 78 | LILBURN | Gwinnett | 9067084 | 3 |  | 1991-06-01 |  | 1991-06-01 |  | Removed from Ground | Gas (Historical Use) | 12000 | Composite | 1991-06-01 | Fiberglass Reinforced Plastic | Pressurized
CITGO | 239 GRAYSON HWY | LAWRENCEVILLE | Gwinnett | 9067086 | 1 | Flapper Valve | 1996-01-01 | FALSE | 1989-09-01 | FALSE | Currently in Use | Diesel | 4000 | Galvanic (STIP-3) | 1989-09-01 | Fiberglass Reinforced Plastic | Pressurized
CITGO | 239 GRAYSON HWY | LAWRENCEVILLE | Gwinnett | 9067086 | 2 | Flapper Valve | 1996-01-01 | FALSE | 1989-09-01 | FALSE | Currently in Use | Premium | 10000 | Galvanic (STIP-3) | 1989-09-01 | Fiberglass Reinforced Plastic | Pressurized
CITGO | 239 GRAYSON HWY | LAWRENCEVILLE | Gwinnett | 9067086 | 3 | Flapper Valve | 1996-01-01 | FALSE | 1989-09-01 | FALSE | Currently in Use | Regular | 10000 | Galvanic (STIP-3) | 1989-09-01 | Fiberglass Reinforced Plastic | Pressurized
CITGO | 239 GRAYSON HWY | LAWRENCEVILLE | Gwinnett | 9067086 | 4 | Flapper Valve | 1996-01-01 | FALSE | 1989-09-01 | FALSE | Currently in Use | Regular | 10000 | Galvanic (STIP-3) | 1989-09-01 | Fiberglass Reinforced Plastic | Pressurized
CITGO | 239 GRAYSON HWY | LAWRENCEVILLE | Gwinnett | 9067086 | 5 | Flapper Valve | 1996-01-01 | FALSE | 1989-09-01 | FALSE | Currently in Use | Gas (Historical Use) | 10000 | Galvanic (STIP-3) | 1989-09-01 | Fiberglass Reinforced Plastic | Pressurized
SOUTHEASTERN FREIGHT LINES | 3655 WINDSOR PARK DR | SUWANEE | Gwinnett | 9067087 | 1 | Flapper Valve | 1991-12-15 | FALSE | 1991-12-15 | FALSE | Currently in Use | Diesel | 12000 | Composite Double Walled | 1991-12-15 | Double-Walled Fiberglass | Pressurized
SOUTHEASTERN FREIGHT LINES | 3655 WINDSOR PARK DR | SUWANEE | Gwinnett | 9067087 | 2 | Flapper Valve | 1991-12-15 | FALSE | 1991-12-15 | FALSE | Currently in Use | Diesel | 12000 | Fiberglass | 1991-12-15 | Double-Walled Fiberglass | Pressurized
SOUTHEASTERN FREIGHT LINES | 3655 WINDSOR PARK DR | SUWANEE | Gwinnett | 9067087 | 3 | Flapper Valve | 1991-10-15 | TRUE | 1991-12-15 | TRUE | Removed from Ground | Used Oil | 1000 | Galvanic (STIP-3) | 1991-10-15 | Double-Walled Fiberglass
SAM'S MART # 511 | 3495 PEACHTREE IND BLVD | DULUTH | Gwinnett | 9067088 | 1 |  | 1994-01-01 |  | 1989-01-01 |  | Currently in Use | Gas (Historical Use) | 15000 | Fiberglass | 1990-01-01 | Fiberglass Reinforced Plastic | Pressurized
SAM'S MART # 511 | 3495 PEACHTREE IND BLVD | DULUTH | Gwinnett | 9067088 | 2 |  | 1994-01-01 | FALSE | 1989-01-01 | FALSE | Currently in Use | Premium | 15000 | Fiberglass | 1990-01-01 | Fiberglass Reinforced Plastic | Pressurized
SAM'S MART # 511 | 3495 PEACHTREE IND BLVD | DULUTH | Gwinnett | 9067088 | 3 | Ball Float | 1994-01-01 | FALSE | 1989-01-01 | FALSE | Currently in Use | Diesel | 15000 | Fiberglass | 1990-01-01 | Fiberglass Reinforced Plastic | Pressurized
SAM'S MART # 512 | 3841 SATELLITE BLVD | DULUTH | Gwinnett | 9067089 | 1 | Ball Float | 1990-01-01 | FALSE | 1990-01-01 | FALSE | Currently in Use | Regular | 10000 | Fiberglass Double Walled | 1991-01-01 | Double-Walled Fiberglass | Pressurized
SAM'S MART # 512 | 3841 SATELLITE BLVD | DULUTH | Gwinnett | 9067089 | 2 | Ball Float | 1990-01-01 | FALSE | 1990-01-01 | FALSE | Currently in Use | Premium | 10000 | Fiberglass Double Walled | 1991-01-01 | Double-Walled Fiberglass | Pressurized
SAM'S MART # 512 | 3841 SATELLITE BLVD | DULUTH | Gwinnett | 9067089 | 3 | Ball Float | 1990-01-01 | FALSE | 1990-01-01 | FALSE | Currently in Use | E-0 | 10000 | Fiberglass Double Walled | 1991-01-01 | Double-Walled Fiberglass | Pressurized
SAM'S MART # 512 | 3841 SATELLITE BLVD | DULUTH | Gwinnett | 9067089 | 4 | Ball Float | 1990-01-01 | FALSE | 1990-01-01 | FALSE | Currently in Use | Diesel | 10000 | Fiberglass Double Walled | 1991-01-01 | Double-Walled Fiberglass | Pressurized
CHEVRON #53504 | 425 GRAYSON HWY | LAWRENCEVILLE | Gwinnett | 9067090 | 1 |  | 1990-01-09 |  | 1990-01-09 |  | Removed from Ground | Gas (Historical Use) | 8775 | Double Walled | 1989-05-01 | Fiberglass Reinforced Plastic | Pressurized
CHEVRON #53504 | 425 GRAYSON HWY | LAWRENCEVILLE | Gwinnett | 9067090 | 2 |  | 1990-01-09 |  | 1990-01-09 |  | Removed from Ground | Gas (Historical Use) | 8775 | Double Walled | 1989-05-01 | Fiberglass Reinforced Plastic | Pressurized
CHEVRON #53504 | 425 GRAYSON HWY | LAWRENCEVILLE | Gwinnett | 9067090 | 3 |  | 1990-01-09 |  | 1990-01-09 |  | Removed from Ground | Gas (Historical Use) | 8775 | Double Walled | 1989-05-01 | Fiberglass Reinforced Plastic | Pressurized
VALERO FOODMART | 3086 BUFORD HWY | DULUTH | Gwinnett | 9067091 | 1 | Ball Float | 1991-02-01 | FALSE | 1991-02-01 | FALSE | Temporarily out of use | Diesel | 10000 | Fiberglass Double Walled | 1991-01-01 | Fiberglass Reinforced Plastic | Pressurized
VALERO FOODMART | 3086 BUFORD HWY | DULUTH | Gwinnett | 9067091 | 2 | Ball Float | 1991-02-01 | FALSE | 1991-02-01 | FALSE | Temporarily out of use | Premium | 10000 | Fiberglass Double Walled | 1991-01-01 | Fiberglass Reinforced Plastic | Pressurized
VALERO FOODMART | 3086 BUFORD HWY | DULUTH | Gwinnett | 9067091 | 3 | Ball Float | 1991-02-01 | FALSE | 1991-03-01 | FALSE | Temporarily out of use | Regular | 10000 | Fiberglass Double Walled | 1991-01-01 | Fiberglass Reinforced Plastic | Pressurized
VALERO FOODMART | 3086 BUFORD HWY | DULUTH | Gwinnett | 9067091 | 4 | Ball Float | 1991-02-01 | FALSE | 1991-02-01 | FALSE | Temporarily out of use | Gas (Historical Use) | 10000 | Fiberglass Double Walled | 1991-01-01 | Fiberglass Reinforced Plastic | Pressurized
CHEVRON #43041 | 6905 PEACHTREE IND BLVD | DORAVILLE | Gwinnett | 9067092 | 1 | [5 empty] | Removed from Ground | Gas (Historical Use) | 5000 | Bare Steel | 1971-01-01 | Galvanized Steel
CHEVRON #43041 | 6905 PEACHTREE IND BLVD | DORAVILLE | Gwinnett | 9067092 | 2 | [5 empty] | Removed from Ground | Gas (Historical Use) | 10000 | Bare Steel | 1971-01-01 | Galvanized Steel
CHEVRON #43041 | 6905 PEACHTREE IND BLVD | DORAVILLE | Gwinnett | 9067092 | 3 | [5 empty] | Removed from Ground | Gas (Historical Use) | 10000 | Bare Steel | 1971-01-01 | Galvanized Steel
CHEVRON #43041 | 6905 PEACHTREE IND BLVD | DORAVILLE | Gwinnett | 9067092 | 4 |  |  | TRUE |  | TRUE | Removed from Ground | Used Oil | 550 | Bare Steel | 1971-01-01 | Galvanized Steel
CHEVRON #43041 | 6905 PEACHTREE IND BLVD | DORAVILLE | Gwinnett | 9067092 | 5 | [5 empty] | Removed from Ground | Gas (Historical Use) | 10000 | Fiberglass | 1986-11-01 | Fiberglass Reinforced Plastic
CHEVRON #43041 | 6905 PEACHTREE IND BLVD | DORAVILLE | Gwinnett | 9067092 | 6 | [5 empty] | Removed from Ground | Gas (Historical Use) | 10000 | Fiberglass | 1986-11-01 | Fiberglass Reinforced Plastic
CHEVRON #43041 | 6905 PEACHTREE IND BLVD | DORAVILLE | Gwinnett | 9067092 | 7 | [5 empty] | Removed from Ground | Gas (Historical Use) | 10000 | Fiberglass | 1986-11-01 | Fiberglass Reinforced Plastic
CHEVRON #43041 | 6905 PEACHTREE IND BLVD | DORAVILLE | Gwinnett | 9067092 | 8 | [5 empty] | Removed from Ground | Gas (Historical Use) | 10000 | Fiberglass | 1986-11-01 | Fiberglass Reinforced Plastic
AMERICAN COACH LINES INC | 705 LIVELY AVE | NORCROSS | Gwinnett | 9067094 | 1 | Flapper Valve | 1986-01-01 |  | 1986-01-01 |  | Removed from Ground | Diesel | 20000 | Epoxy | 1986-01-01 | Fiberglass Reinforced Plastic | Pressurized
AMERICAN COACH LINES INC | 705 LIVELY AVE | NORCROSS | Gwinnett | 9067094 | 2 | Flapper Valve | 1986-01-01 | TRUE | 1986-01-01 | TRUE | Currently in Use | Used Oil | 500 | Composite | 1986-01-01
UPS TRUCK LEASING INC | 6655 BEST FRIEND RD | NORCROSS | Gwinnett | 9067095 | 1 |  | 1991-08-01 |  | 1991-08-01 |  | Removed from Ground | Diesel | 20000 | Double Walled | 1991-08-01 | Fiberglass Reinforced Plastic | Pressurized
THE SABRE GROUP | 6620 BAY CIRCLE | NORCROSS | Gwinnett | 9067096 | 1 | [5 empty] | Currently in Use | Diesel | 10000 | Cathodically Protected Steel | 1985-01-01 | Cathodically Protected
MAYER ELECTRIC SUPPLY | 6460 PEACHTREE IND BLVD | NORCROSS | Gwinnett | 9067098 | 1 | [5 empty] | Removed from Ground | Gas (Historical Use) | 10000 | Bare Steel | 1980-01-01 | Galvanized Steel
L B FOSTER CO | 6455 OLD PEACHTREE RD | NORCROSS | Gwinnett | 9067100 | 1 | [5 empty] | Removed from Ground | Diesel | 1000 | Marked Unknown | 1960-01-01 | Unknown
L B FOSTER CO | 6455 OLD PEACHTREE RD | NORCROSS | Gwinnett | 9067100 | 2 | [5 empty] | Removed from Ground | Diesel | 5000 | Marked Unknown | 1955-01-01 | Unknown
L B FOSTER CO | 6455 OLD PEACHTREE RD | NORCROSS | Gwinnett | 9067100 | 3 | [5 empty] | Removed from Ground | Diesel | 6000 | Marked Unknown | 1955-01-01 | Unknown
SEASIDE ENTERPRISES INC | 635 BUFORD DR | LAWRENCEVILLE | Gwinnett | 9067101 | 1 |  | 1998-06-01 | FALSE | 1998-06-01 | FALSE | Removed from Ground | Gas (Historical Use) | 10000 |  | 1988-08-25 | Fiberglass Reinforced Plastic | Pressurized
SEASIDE ENTERPRISES INC | 635 BUFORD DR | LAWRENCEVILLE | Gwinnett | 9067101 | 2 |  | 1998-06-01 | FALSE | 1998-06-01 | FALSE | Removed from Ground | Gas (Historical Use) | 10000 |  | 1988-08-25 | Fiberglass Reinforced Plastic | Pressurized
SEASIDE ENTERPRISES INC | 635 BUFORD DR | LAWRENCEVILLE | Gwinnett | 9067101 | 3 |  | 1998-06-01 | FALSE | 1998-06-01 | FALSE | Removed from Ground | Gas (Historical Use) | 10000 |  | 1988-08-25 | Fiberglass Reinforced Plastic | Pressurized
SEASIDE ENTERPRISES INC | 635 BUFORD DR | LAWRENCEVILLE | Gwinnett | 9067101 | 4 |  | 1998-06-01 | FALSE | 1998-06-01 | FALSE | Removed from Ground | Diesel | 10000 |  | 1988-08-25 | Fiberglass Reinforced Plastic | Pressurized
TEXACO #100451 | 664 BUFORD DR | LAWRENCEVILLE | Gwinnett | 9067102 | 1 |  | 1988-01-01 |  | 1996-02-09 |  | Removed from Ground | Gas (Historical Use) | 12000 | Fiberglass | 1987-01-01 | Fiberglass Reinforced Plastic | Pressurized
TEXACO #100451 | 664 BUFORD DR | LAWRENCEVILLE | Gwinnett | 9067102 | 2 |  | 1988-01-01 |  | 1996-02-09 |  | Removed from Ground | Gas (Historical Use) | 10000 | Fiberglass | 1987-01-01 | Fiberglass Reinforced Plastic | Pressurized
TEXACO #100451 | 664 BUFORD DR | LAWRENCEVILLE | Gwinnett | 9067102 | 3 |  | 1988-01-01 |  | 1996-02-09 |  | Removed from Ground | Gas (Historical Use) | 10000 | Fiberglass | 1987-01-01 | Fiberglass Reinforced Plastic | Pressurized
TEXACO #100451 | 664 BUFORD DR | LAWRENCEVILLE | Gwinnett | 9067102 | 4 |  | 1988-01-01 |  | 1996-02-02 |  | Removed from Ground | Diesel | 10000 | Fiberglass | 1987-01-01 | Fiberglass Reinforced Plastic | Pressurized
TUCKER EXPRESS | 6310 HWY 29 | TUCKER | Gwinnett | 9067103 | 1 | Flapper Valve | 1997-11-22 | FALSE | 1997-11-22 | FALSE | Currently in Use | Regular | 10000 | Fiberglass | 1990-01-01 | Copper | Pressurized
TUCKER EXPRESS | 6310 HWY 29 | TUCKER | Gwinnett | 9067103 | 2 | Flapper Valve | 1997-11-22 | FALSE | 1997-11-22 | FALSE | Currently in Use | Premium | 10000 | Fiberglass | 1990-01-01 | Copper | Pressurized
TUCKER EXPRESS | 6310 HWY 29 | TUCKER | Gwinnett | 9067103 | 3 | Ball Float | 1997-11-22 | FALSE | 1997-11-22 | FALSE | Currently in Use | Diesel | 10000 | Fiberglass | 1990-01-01 | Copper | Pressurized
MOFFETT CONST & EQUIP CO | US HWY 78 & KILLIAN HILL RD | SNELLVILLE | Gwinnett | 9067104 | 1 | [5 empty] | Removed from Ground | Empty | 0 | Bare Steel | 1981-01-01 | Galvanized Steel
MOFFETT CONST & EQUIP CO | US HWY 78 & KILLIAN HILL RD | SNELLVILLE | Gwinnett | 9067104 | 2 | [5 empty] | Removed from Ground | Empty | 0 | Bare Steel | 1981-01-01 | Galvanized Steel
MOFFETT CONST & EQUIP CO | US HWY 78 & KILLIAN HILL RD | SNELLVILLE | Gwinnett | 9067104 | 3 | [5 empty] | Removed from Ground | Empty | 0 | Bare Steel | 1981-01-01 | Galvanized Steel
GRAYSON FOOD MART | 2693 GA HWY 20 | GRAYSON | Gwinnett | 9067105 | 1 |  | 1992-10-01 | FALSE | 1992-10-01 | FALSE | Temporarily out of use | Diesel | 1000 | Galvanic (STIP-3) | 1992-10-01 | Fiberglass Reinforced Plastic | Pressurized
GRAYSON FOOD MART | 2693 GA HWY 20 | GRAYSON | Gwinnett | 9067105 | 2 |  | 1992-10-01 | FALSE | 1992-10-01 | FALSE | Temporarily out of use | Gas (Historical Use) | 8000 | Galvanic (STIP-3) | 1992-10-01 | Fiberglass Reinforced Plastic | Pressurized
GRAYSON FOOD MART | 2693 GA HWY 20 | GRAYSON | Gwinnett | 9067105 | 3 | Ball Float | 1992-10-01 | FALSE | 1992-10-01 | FALSE | Currently in Use | Regular | 8000 | Galvanic (STIP-3) | 1992-10-01 | Fiberglass Reinforced Plastic | Pressurized
GRAYSON FOOD MART | 2693 GA HWY 20 | GRAYSON | Gwinnett | 9067105 | 4 | Ball Float | 1992-10-01 | FALSE | 1992-10-01 | FALSE | Currently in Use | Diesel | 10000 | Galvanic (STIP-3) | 1992-10-01 | Fiberglass Reinforced Plastic | Pressurized
GRAYSON FOOD MART | 2693 GA HWY 20 | GRAYSON | Gwinnett | 9067105 | 5 | Ball Float | 1992-10-01 | FALSE | 1992-10-01 | FALSE | Currently in Use | Premium | 10000 | Galvanic (STIP-3) | 1992-10-01 | Fiberglass Reinforced Plastic | Pressurized
QUIKTRIP #717 | 6182 S NORCROSS TUCKER RD | NORCROSS | Gwinnett | 9067106 | 1 | Ball Float | 1988-01-01 | FALSE | 1988-01-01 | FALSE | Currently in Use | Regular | 12000 | Fiberglass | 1988-09-01 | Copper | Pressurized
QUIKTRIP #717 | 6182 S NORCROSS TUCKER RD | NORCROSS | Gwinnett | 9067106 | 2 | Ball Float | 1988-01-01 | FALSE | 1988-01-01 | FALSE | Currently in Use | Regular | 12000 | Fiberglass | 1988-09-01 | Copper | Pressurized
QUIKTRIP #717 | 6182 S NORCROSS TUCKER RD | NORCROSS | Gwinnett | 9067106 | 3 | Ball Float | 1988-01-01 | FALSE | 1988-01-01 | FALSE | Currently in Use | Premium | 12000 | Fiberglass | 1988-09-01 | Copper | Pressurized
SANIYA INVESTMENT LLC | 6070 -E SOUTH NORCROSS-TUCKER RD | NORCROSS | Gwinnett | 9067107 | 1 | Flapper Valve | 1987-03-10 | FALSE | 1987-03-10 | FALSE | Currently in Use | Regular | 10000 | Steel-Impressed Current | 1987-01-01 | Fiberglass Reinforced Plastic | Pressurized
SANIYA INVESTMENT LLC | 6070 -E SOUTH NORCROSS-TUCKER RD | NORCROSS | Gwinnett | 9067107 | 2 | Flapper Valve | 1987-03-10 | FALSE | 1987-03-10 | FALSE | Currently in Use | Plus | 10000 | Steel-Impressed Current | 1987-03-10 | Fiberglass Reinforced Plastic | Pressurized
SANIYA INVESTMENT LLC | 6070 -E SOUTH NORCROSS-TUCKER RD | NORCROSS | Gwinnett | 9067107 | 3 | Flapper Valve | 1987-03-10 | FALSE | 1987-03-10 | FALSE | Currently in Use | Premium | 10000 | Steel-Impressed Current | 1987-03-10 | Fiberglass Reinforced Plastic | Pressurized
QUIKTRIP #718 | 6065 SINGLETON RD | NORCROSS | Gwinnett | 9067108 | 1 | Flapper Valve | 1990-07-01 | FALSE | 1990-07-01 | FALSE | Currently in Use | Regular | 12000 | Tank Jacket | 1990-01-01 | Flex | Pressurized
QUIKTRIP #718 | 6065 SINGLETON RD | NORCROSS | Gwinnett | 9067108 | 2 | Flapper Valve | 1990-07-01 | FALSE | 1990-07-01 | FALSE | Currently in Use | Regular | 12000 | Tank Jacket | 1990-01-01 | Flex | Pressurized
QUIKTRIP #718 | 6065 SINGLETON RD | NORCROSS | Gwinnett | 9067108 | 3 | Flapper Valve | 1990-07-01 | FALSE | 1990-07-01 | FALSE | Currently in Use | Premium | 12000 | Tank Jacket | 1990-01-01 | Flex | Pressurized
GWINNETT FEDERAL BANK FSB | 750 SOUTH PERRY ST SW | LAWRENCEVILLE | Gwinnett | 9067109 | 1 | [5 empty] | Removed from Ground | Diesel | 500 | Bare Steel | 1978-01-01 | Copper | Safe Suction (Euro)
SCENIC HIGHWAY 2075 LLC | 1937 SCENIC HWY | SNELLVILLE | Gwinnett | 9067111 | 1 | [5 empty] | Removed from Ground | Other | 0 | Not Marked/Unknown | 1989-12-04 | Not Marked
SCENIC HIGHWAY 2075 LLC | 1937 SCENIC HWY | SNELLVILLE | Gwinnett | 9067111 | 2 | [5 empty] | Removed from Ground | Other | 0 | Not Marked/Unknown | 1989-12-04 | Not Marked
SCENIC HIGHWAY 2075 LLC | 1937 SCENIC HWY | SNELLVILLE | Gwinnett | 9067111 | 3 | [5 empty] | Removed from Ground | Other | 0 | Not Marked/Unknown | 1989-12-04 | Not Marked
SCENIC HIGHWAY 2075 LLC | 1937 SCENIC HWY | SNELLVILLE | Gwinnett | 9067111 | 4 |  | 1990-06-01 |  | 1990-06-01 |  | Removed from Ground | Gas (Historical Use) | 10000 | Fiberglass | 1990-02-26 | Fiberglass Reinforced Plastic | Pressurized
SCENIC HIGHWAY 2075 LLC | 1937 SCENIC HWY | SNELLVILLE | Gwinnett | 9067111 | 5 |  | 1990-06-01 |  | 1990-06-01 |  | Removed from Ground | Gas (Historical Use) | 10000 | Fiberglass | 1990-02-26 | Fiberglass Reinforced Plastic | Pressurized
SCENIC HIGHWAY 2075 LLC | 1937 SCENIC HWY | SNELLVILLE | Gwinnett | 9067111 | 6 |  | 1990-06-01 |  | 1990-06-01 |  | Removed from Ground | Gas (Historical Use) | 10000 | Fiberglass | 1990-02-26 | Fiberglass Reinforced Plastic | Pressurized
GA DOT 10140 | 0 .5 W OF SR 20 ON CR 176 | LAWRENCEVILLE | Gwinnett | 9067112 | 140D1 | [5 empty] | Removed from Ground | Diesel | 2000 | Cathodically Protected Steel | 1989-01-01 | Galvanized Steel
GA DOT 10140 | 0 .5 W OF SR 20 ON CR 176 | LAWRENCEVILLE | Gwinnett | 9067112 | 140G1 | [5 empty] | Removed from Ground | Gas (Historical Use) | 2000 | Cathodically Protected Steel | 1989-01-01 | Galvanized Steel
GA DOT 10140 | 0 .5 W OF SR 20 ON CR 176 | LAWRENCEVILLE | Gwinnett | 9067112 | 3 |  | 1997-09-01 |  | 1997-09-01 |  | Removed from Ground | Gas (Historical Use) | 6000 | Fiberglass | 1997-08-28 | Double-Walled Fiberglass | Pressurized
GA DOT 10140 | 0 .5 W OF SR 20 ON CR 176 | LAWRENCEVILLE | Gwinnett | 9067112 | 4 |  | 1997-09-01 |  | 1997-09-01 |  | Removed from Ground | Diesel | 2000 | Fiberglass Double Walled | 1997-08-28 | Double-Walled Fiberglass | Safe Suction (Euro)
US ARMY CORPS OF ENG | BUFORD DAM RD | BUFORD | Gwinnett | 9067113 | 1 | [5 empty] | Removed from Ground | Gas (Historical Use) | 2000 | Bare Steel | 1983-01-01 | Galvanized Steel
US ARMY CORPS OF ENG | BUFORD DAM RD | BUFORD | Gwinnett | 9067113 | 2 | [5 empty] | Removed from Ground | Diesel | 1000 | Bare Steel | 1983-01-01 | Galvanized Steel
US ARMY CORPS OF ENG | BUFORD DAM RD | BUFORD | Gwinnett | 9067113 | 3 | [5 empty] | Removed from Ground | Diesel | 1080 | Bare Steel | 1969-01-01 | Galvanized Steel
US ARMY CORPS OF ENG | BUFORD DAM RD | BUFORD | Gwinnett | 9067113 | 4 | [5 empty] | Removed from Ground | Diesel | 1020 | Bare Steel | 1980-01-01 | Galvanized Steel
US ARMY CORPS OF ENG | BUFORD DAM RD | BUFORD | Gwinnett | 9067113 | 5 | [5 empty] | Removed from Ground | Gas (Historical Use) | 1000 | Bare Steel | 1992-06-01 | Galvanized Steel
US ARMY CORPS OF ENG | BUFORD DAM RD | BUFORD | Gwinnett | 9067113 | 6 | [5 empty] | Removed from Ground | Diesel | 1000 | Bare Steel | 1983-04-22 | Galvanized Steel
BP #24770 | BUFORD HWY & PLEASANT HILL RD | DULUTH | Gwinnett | 9067115 | 1 |  | 1990-01-01 |  | 1990-01-01 |  | Removed from Ground | Gas (Historical Use) | 10000 | Fiberglass | 1990-01-01 | Fiberglass Reinforced Plastic | Pressurized
BP #24770 | BUFORD HWY & PLEASANT HILL RD | DULUTH | Gwinnett | 9067115 | 2 |  | 1990-01-01 |  | 1990-01-01 |  | Removed from Ground | Gas (Historical Use) | 10000 | Fiberglass | 1990-01-01 | Fiberglass Reinforced Plastic | Pressurized
BP #24770 | BUFORD HWY & PLEASANT HILL RD | DULUTH | Gwinnett | 9067115 | 3 |  | 1990-01-01 |  | 1990-01-01 |  | Removed from Ground | Gas (Historical Use) | 10000 | Fiberglass | 1990-01-01 | Fiberglass Reinforced Plastic | Pressurized
NEIGHBORS | 646 INDIAN TRAIL RD | LILBURN | Gwinnett | 9067116 | 1 |  | 1990-12-01 |  | 1990-12-01 |  | Removed from Ground | Gas (Historical Use) | 10000 | Double Walled | 1990-01-01 | Fiberglass Reinforced Plastic | Pressurized
NEIGHBORS | 646 INDIAN TRAIL RD | LILBURN | Gwinnett | 9067116 | 2 |  | 1990-12-01 |  | 1990-12-01 |  | Removed from Ground | Gas (Historical Use) | 10000 | Double Walled | 1990-01-01 | Fiberglass Reinforced Plastic | Pressurized
NEIGHBORS | 646 INDIAN TRAIL RD | LILBURN | Gwinnett | 9067116 | 3 |  | 1990-12-01 |  | 1990-12-01 |  | Removed from Ground | Gas (Historical Use) | 10000 | Double Walled | 1990-01-01 | Fiberglass Reinforced Plastic | Pressurized
NEIGHBORS | 646 INDIAN TRAIL RD | LILBURN | Gwinnett | 9067116 | 4 |  | 1990-12-01 |  | 1990-12-01 |  | Removed from Ground | Diesel | 10000 | Double Walled | 1990-01-01 | Fiberglass Reinforced Plastic | Pressurized
NEIGHBORS | 646 INDIAN TRAIL RD | LILBURN | Gwinnett | 9067116 | 5A | Flapper Valve | 2016-08-03 | FALSE | 2016-08-03 | FALSE | Currently in Use | Regular | 12000 | Fiberglass Double Walled | 2016-08-03 | Double-Walled Flex | Pressurized
NEIGHBORS | 646 INDIAN TRAIL RD | LILBURN | Gwinnett | 9067116 | 5B | Flapper Valve | 2016-08-03 | FALSE | 2016-08-03 | FALSE | Currently in Use | Biodiesel | 3000 | Fiberglass Double Walled | 2016-08-03 | Double-Walled Flex | Pressurized
NEIGHBORS | 646 INDIAN TRAIL RD | LILBURN | Gwinnett | 9067116 | 6A | Flapper Valve | 2016-08-03 | FALSE | 2016-08-03 | FALSE | Currently in Use | Diesel | 4000 | Fiberglass Double Walled | 2016-08-03 | Double-Walled Flex | Pressurized
NEIGHBORS | 646 INDIAN TRAIL RD | LILBURN | Gwinnett | 9067116 | 6B | Flapper Valve | 2016-08-03 | FALSE | 2016-08-03 | FALSE | Currently in Use | Premium | 8000 | Fiberglass Double Walled | 2016-08-03 | Double-Walled Flex | Pressurized
NEIGHBORS | 646 INDIAN TRAIL RD | LILBURN | Gwinnett | 9067116 | 6C | Flapper Valve | 2016-08-03 | FALSE | 2016-08-03 | FALSE | Currently in Use | E-85 | 4000 | Fiberglass Double Walled | 2016-08-03 | Double-Walled Flex | Pressurized
21st Property LLC | 400 W PIKE ST | LAWRENCEVILLE | Gwinnett | 9067117 | 1 | Ball Float | 1990-09-01 | FALSE | 1990-09-01 | FALSE | Temporarily out of use | Regular | 10000 | Epoxy | 1990-09-01 | Double-Walled Fiberglass | Pressurized
21st Property LLC | 400 W PIKE ST | LAWRENCEVILLE | Gwinnett | 9067117 | 2 | Ball Float | 1990-09-01 | FALSE | 1990-09-01 | FALSE | Temporarily out of use | Regular | 10000 | Epoxy | 1990-09-01 | Double-Walled Fiberglass | Pressurized
21st Property LLC | 400 W PIKE ST | LAWRENCEVILLE | Gwinnett | 9067117 | 3 |  | 1990-09-01 | FALSE | 1990-09-01 | FALSE | Temporarily out of use | Premium | 10000 | Epoxy | 1990-09-01 | Double-Walled Fiberglass | Pressurized
21st Property LLC | 400 W PIKE ST | LAWRENCEVILLE | Gwinnett | 9067117 | 4 |  | 1990-09-01 | FALSE | 1990-09-01 | FALSE | Temporarily out of use | Diesel | 10000 | Epoxy | 1990-09-01 | Double-Walled Fiberglass | Pressurized
CHEVRON FOOD MART | 1850 HWY 29 SOUTH | LAWRENCEVILLE | Gwinnett | 9067118 | 1 | Flapper Valve | 1988-01-01 | FALSE | 1988-01-01 | FALSE | Currently in Use | Regular | 8000 | Galvanic (STIP-3) | 1988-07-01 | Fiberglass Reinforced Plastic | Pressurized
CHEVRON FOOD MART | 1850 HWY 29 SOUTH | LAWRENCEVILLE | Gwinnett | 9067118 | 2 | Flapper Valve | 1988-01-01 | FALSE | 1988-01-01 | FALSE | Currently in Use | Regular | 8000 | Galvanic (STIP-3) | 1988-07-01 | Fiberglass Reinforced Plastic | Pressurized
CHEVRON FOOD MART | 1850 HWY 29 SOUTH | LAWRENCEVILLE | Gwinnett | 9067118 | 3 | Flapper Valve | 1988-01-01 | FALSE | 1988-01-01 | FALSE | Currently in Use | Premium | 8000 | Galvanic (STIP-3) | 1988-07-01 | Fiberglass Reinforced Plastic | Pressurized
CHEVRON FOOD MART | 1850 HWY 29 SOUTH | LAWRENCEVILLE | Gwinnett | 9067118 | 4 |  | 1988-01-01 |  | 1988-01-01 |  | Currently in Use | Diesel | 8000 | Galvanic (STIP-3) | 1988-07-01 | Fiberglass Reinforced Plastic | Pressurized
CHEVRON FOOD MART | 1850 HWY 29 SOUTH | LAWRENCEVILLE | Gwinnett | 9067118 | 5 |  | 1988-01-01 | FALSE | 1988-01-01 | FALSE | Temporarily out of use | Gas (Historical Use) | 8000 | Galvanic (STIP-3) | 1988-07-01 | Fiberglass Reinforced Plastic | Pressurized
EXXON FOOD MART | 2094 LAWRENCEVILLE SUWANEE RD | SUWANEE | Gwinnett | 9067119 | 1 | Ball Float | 1989-01-01 | FALSE | 1989-01-01 | FALSE | Currently in Use | Regular | 9816 | Fiberglass | 1989-01-01 | Fiberglass Reinforced Plastic | Pressurized
EXXON FOOD MART | 2094 LAWRENCEVILLE SUWANEE RD | SUWANEE | Gwinnett | 9067119 | 2 | Ball Float | 1989-01-01 | FALSE | 1989-01-01 | FALSE | Currently in Use | Premium | 9816 | Fiberglass | 1989-01-01 | Fiberglass Reinforced Plastic | Pressurized
EXXON FOOD MART | 2094 LAWRENCEVILLE SUWANEE RD | SUWANEE | Gwinnett | 9067119 | 3 | Ball Float | 1989-01-01 | FALSE | 1989-01-01 | FALSE | Currently in Use | Diesel | 9816 | Fiberglass | 1989-01-01 | Fiberglass Reinforced Plastic | Pressurized
WILLIAM JONES | SEVEN RD/RT 1 | LAWRENCEVILLE | Gwinnett | 9067120 | 1 | [5 empty] | Removed from Ground | Diesel | 4000 | Marked Unknown | 1990-12-01 | Unknown
WILLIAM JONES | SEVEN RD/RT 1 | LAWRENCEVILLE | Gwinnett | 9067120 | 2 | [5 empty] | Removed from Ground | Diesel | 4000 | Marked Unknown | 1990-12-01 | Unknown
WILLIAM JONES | SEVEN RD/RT 1 | LAWRENCEVILLE | Gwinnett | 9067120 | 3 | [5 empty] | Removed from Ground | Diesel | 3000 | Marked Unknown | 1990-12-01 | Unknown
WILLIAM JONES | SEVEN RD/RT 1 | LAWRENCEVILLE | Gwinnett | 9067120 | 4 | [5 empty] | Removed from Ground | Diesel | 3000 | Marked Unknown | 1990-12-01 | Unknown
WILLIAM JONES | SEVEN RD/RT 1 | LAWRENCEVILLE | Gwinnett | 9067120 | 5 | [5 empty] | Removed from Ground | Diesel | 1000 | Marked Unknown | 1990-12-01 | Unknown
ELECTROMAGNETIC SCIENCES INC | 660 ENGINEERING DR | NORCROSS | Gwinnett | 9067121 | 1 | [5 empty] | Removed from Ground | Diesel | 1000 | Marked Unknown | 1983-03-01 | Galvanized Steel | Safe Suction (Euro)
OLYMPIC OIL CO | WEST RAILROAD ST | BUFORD | Gwinnett | 9067122 | 1 | [5 empty] | Removed from Ground | Other | 10000 | Not Marked/Unknown | 1988-12-01 | Not Marked
OLYMPIC OIL CO | WEST RAILROAD ST | BUFORD | Gwinnett | 9067122 | 2 | [5 empty] | Removed from Ground | Other | 10000 | Not Marked/Unknown | 1988-12-01 | Not Marked
OLYMPIC OIL CO | WEST RAILROAD ST | BUFORD | Gwinnett | 9067122 | 3 | [5 empty] | Removed from Ground | Other | 10000 | Not Marked/Unknown | 1988-12-01 | Not Marked
OLYMPIC OIL CO | WEST RAILROAD ST | BUFORD | Gwinnett | 9067122 | 4 | [5 empty] | Removed from Ground | Other | 10000 | Not Marked/Unknown | 1988-12-01 | Not Marked
OLYMPIC OIL CO | WEST RAILROAD ST | BUFORD | Gwinnett | 9067122 | 5 | [5 empty] | Removed from Ground | Other | 2000 | Not Marked/Unknown | 1988-12-01 | Not Marked
OLYMPIC OIL CO | WEST RAILROAD ST | BUFORD | Gwinnett | 9067122 | 6 | [5 empty] | Removed from Ground | Other | 1000 | Not Marked/Unknown | 1988-12-01 | Not Marked
FIRST UNION NATIONAL BANK OF GA | 3590 CLUB DRIVE | LAWRENCEVILLE | Gwinnett | 9067123 | 1 | [5 empty] | Permanently Out of Use - historical purposes | Gas (Historical Use) | 1000 | Bare Steel | 1965-01-01 | Bare Steel
FIRST UNION NATIONAL BANK OF GA | 3590 CLUB DRIVE | LAWRENCEVILLE | Gwinnett | 9067123 | 2 | [5 empty] | Permanently Out of Use - historical purposes | Gas (Historical Use) | 1000 | Bare Steel | 1965-01-01 | Bare Steel
FIRST UNION NATIONAL BANK OF GA | 3590 CLUB DRIVE | LAWRENCEVILLE | Gwinnett | 9067123 | 3 | [5 empty] | Permanently Out of Use - historical purposes | Gas (Historical Use) | 1000 | Bare Steel | 1965-01-01 | Bare Steel
GRAYSON RADIO TOWER | MOON RD & HWY 20 | GRAYSON | Gwinnett | 9067124 | 1 |  |  | FALSE |  | FALSE | Permanently Out of Use - historical purposes | Diesel | 3000 | Bare Steel | 1963-01-01 | Unknown
GRAYSON RADIO TOWER | MOON RD & HWY 20 | GRAYSON | Gwinnett | 9067124 | 2 | [5 empty] | Permanently Out of Use - historical purposes | Diesel | 3000 | Bare Steel | 1963-01-01 | Unknown
LAWRENCEVILLE SITE #24 | HWY 29 | LAWRENCEVILLE | Gwinnett | 9067125 | 1 |  | 1997-12-30 |  | 1997-12-30 |  | Removed from Ground | Diesel | 275 | Cathodically Protected Steel | 1981-01-01 | Double Walled
LAMBS USED CARS | 765 HWY 23 | BUFORD | Gwinnett | 9067126 | 1 | [5 empty] | Removed from Ground | Gas (Historical Use) | 560 | Bare Steel | 1973-01-01 | Bare Steel | Suction (American)
AUTO TRUCK RENTAL OF LAWRENCEVIL | 45 CROGAN ST | LAWRENCEVILLE | Gwinnett | 9067129 | 0 | [5 empty] | Removed from Ground | Other | 0 | Marked Unknown | 1989-12-31 | Unknown
PRECISION MILLWORKS | 1695 BUFORD HWY | DULUTH | Gwinnett | 9067130 | 1 | [5 empty] | Removed from Ground | Gas (Historical Use) | 6000 | Marked Unknown | 1992-04-15 | Unknown
ALLIED SYSTEMS LTD | 1500 WINDER HWY #8 | DACULA | Gwinnett | 9067133 | 1 | Overfill Alarm | 1991-03-26 |  | 1991-03-26 |  | Removed from Ground | Diesel | 20000 | Fiberglass Double Walled | 1991-03-26 | Fiberglass Reinforced Plastic | Pressurized
ALLIED SYSTEMS LTD | 1500 WINDER HWY #8 | DACULA | Gwinnett | 9067133 | 2 | Overfill Alarm | 2006-03-29 | TRUE | 1991-03-26 | TRUE | Removed from Ground | Used Oil | 1000 | Fiberglass Double Walled | 1991-03-26 | Double-Walled Fiberglass | Suction (American)
PEACH STATE FORD TRUCK SALES INC | 6535 CRESCENT DR | NORCROSS | Gwinnett | 9067134 | 1 |  |  | TRUE |  | TRUE | Removed from Ground | Used Oil | 1000 | Composite | 1976-07-15 | Double Walled | Gravity Fed
BP #01298 | 855 GA HWY 124 & JOHNSON RD | LAWRENCEVILLE | Gwinnett | 9067135 | 1 | [5 empty] | Removed from Ground | Gas (Historical Use) | 12000 | Fiberglass |  | Unknown
BP #01298 | 855 GA HWY 124 & JOHNSON RD | LAWRENCEVILLE | Gwinnett | 9067135 | 2 | [5 empty] | Removed from Ground | Gas (Historical Use) | 12000 | Fiberglass |  | Unknown
BP #01298 | 855 GA HWY 124 & JOHNSON RD | LAWRENCEVILLE | Gwinnett | 9067135 | 3 | [5 empty] | Removed from Ground | Gas (Historical Use) | 12000 | Fiberglass |  | Unknown
FARM PROPERTY | GA HWY 20 | LAWRENCEVILLE | Gwinnett | 9067136 | 1 | [5 empty] | Removed from Ground | Other | 2000 | Bare Steel | 1992-07-24 | Unknown
FORMER SCHELL PAVING CO | END OF SACE CT OFF BETHESDA SCHO | LAWRENCEVILLE | Gwinnett | 9067137 | 1 | [5 empty] | Removed from Ground | Diesel | 10000 | Bare Steel | 1992-08-26 | Galvanized Steel
OLD STORE | 4964 US HWY 78 | STONE MOUNTAIN | Gwinnett | 9067138 | 1 | [5 empty] | Removed from Ground | Gas (Historical Use) | 1000 | Bare Steel | 1992-08-20 | Bare Steel | Safe Suction (Euro)
OLD STORE | 4964 US HWY 78 | STONE MOUNTAIN | Gwinnett | 9067138 | 2 | [5 empty] | Removed from Ground | Gas (Historical Use) | 1000 | Bare Steel | 1992-08-20 | Bare Steel | Safe Suction (Euro)
OLD STORE | 4964 US HWY 78 | STONE MOUNTAIN | Gwinnett | 9067138 | 3 | [5 empty] | Removed from Ground | Kerosene | 550 | Bare Steel | 1992-08-20 | Bare Steel | Safe Suction (Euro)
STEPHENS PROPERTY | 5065 US HWY 78 | LILBURN | Gwinnett | 9067140 | 1 | [5 empty] | Removed from Ground | Diesel | 4000 | Marked Unknown | 1992-07-30 | Unknown
STEPHENS PROPERTY | 5065 US HWY 78 | LILBURN | Gwinnett | 9067140 | 2 | [5 empty] | Removed from Ground | Gas (Historical Use) | 4000 | Marked Unknown | 1992-07-30 | Unknown
BST/SNVLGA/F5530 | 2744 MAIN ST | SNELLVILLE | Gwinnett | 9067141 | 1 | [5 empty] | Removed from Ground | Other | 10000 | Bare Steel | 1975-01-01 | Copper | Suction (American)
BST/SNVLGA/F5530 | 2744 MAIN ST | SNELLVILLE | Gwinnett | 9067141 | 2 | Overfill Alarm | 2002-01-10 | FALSE | 2002-01-20 | FALSE | Currently in Use | Diesel | 10000 | Fiberglass Double Walled | 2002-01-20 | Double-Walled Fiberglass | Suction (American)
BLUE CIRCLE/QUARRY/PLANT #16 | OZORA RD | GRAYSON | Gwinnett | 9067142 | 1 | [5 empty] | Removed from Ground | Diesel | 2000 | Bare Steel | 1992-11-05 | Bare Steel | Suction (American)
JIFFY LUBE #439 | 465 W PIKE ST | LAWRENCEVILLE | Gwinnett | 9067143 | 1 |  |  | TRUE |  | TRUE | Removed from Ground | Used Oil | 2000 | Bare Steel | 1986-01-01 | Bare Steel | Gravity Fed
JIFFY LUBE #439 | 465 W PIKE ST | LAWRENCEVILLE | Gwinnett | 9067143 | 2 | [5 empty] | Removed from Ground | Other | 3000 | Bare Steel | 1986-01-01 | Bare Steel
JIFFY LUBE #439 | 465 W PIKE ST | LAWRENCEVILLE | Gwinnett | 9067143 | 3 | [5 empty] | Removed from Ground | Other | 3000 | Bare Steel | 1986-01-01 | Bare Steel
BST/LAWRENCEVILLE-SOC-F5518 | 98 INDIAN PARK CR/98 IND BLVD | LAWRENCEVILLE | Gwinnett | 9067144 | 1 | [5 empty] | Removed from Ground | Gas (Historical Use) | 12000 | Cathodically Protected Steel | 1980-04-01 | Fiberglass Reinforced Plastic | Pressurized
BST/LAWRENCEVILLE-SOC-F5518 | 98 INDIAN PARK CR/98 IND BLVD | LAWRENCEVILLE | Gwinnett | 9067144 | 2 | [5 empty] | Removed from Ground | Gas (Historical Use) | 3000 | Bare Steel | 1973-01-01 | Unknown | Pressurized
BST/LAWRENCEVILLE-SOC-F5518 | 98 INDIAN PARK CR/98 IND BLVD | LAWRENCEVILLE | Gwinnett | 9067144 | 3 |  |  | TRUE |  | TRUE | Removed from Ground | Used Oil | 450 | Bare Steel | 1981-01-01 | Unknown | Gravity Fed
PRECISION TUNE | 3120 US HWY 78 | SNELLVILLE | Gwinnett | 9067145 | 1 |  |  | TRUE |  | TRUE | Removed from Ground | Used Oil | 600 | Bare Steel | 1992-10-13 | Unknown
ACE & A HEATING & A/C CO | 1728 DAVIS MILL RD | LAWRENCEVILLE | Gwinnett | 9067146 | 1 | [5 empty] | Removed from Ground | Empty | 2000 | Bare Steel | 1993-06-01 | Galvanized Steel | Suction (American)
ACE & A HEATING & A/C CO | 1728 DAVIS MILL RD | LAWRENCEVILLE | Gwinnett | 9067146 | 2 | [5 empty] | Removed from Ground | Empty | 2000 | Bare Steel | 1993-06-01 | Galvanized Steel | Suction (American)
FORMER RESIDENCE | 3364 HOWELL ST | DULUTH | Gwinnett | 9067147 | 1 | [5 empty] | Removed from Ground | Gas (Historical Use) | 2000 | Marked Unknown | 1992-12-09 | Unknown
BELLSOUTH TELECOMMUNICATIONS INC | 3101 NORTH BERKELEY LAKE RD | DULUTH | Gwinnett | 9067148 | 1 | [5 empty] | Currently in Use | Other | 100 | Marked Unknown |  | Unknown
JAMISON CO INC | 2375 PLEASANTDALE RD | DORAVILLE | Gwinnett | 9067151 | 1 | [5 empty] | Removed from Ground | Other | 5000 | Not Marked/Unknown | 1992-07-27 | Not Marked
NO FACILITY NAME | 3121 BUFORD HWY | DULUTH | Gwinnett | 9067154 | 1 | [5 empty] | Removed from Ground | Gas (Historical Use) | 500 | Not Marked/Unknown | 1993-03-01 | Not Marked
NO FACILITY NAME | 3121 BUFORD HWY | DULUTH | Gwinnett | 9067154 | 2 | [5 empty] | Removed from Ground | Gas (Historical Use) | 500 | Not Marked/Unknown | 1993-03-01 | Not Marked
NO FACILITY NAME | BUFORD HWY & GA HWY 120 | DULUTH | Gwinnett | 9067155 | 1 | [5 empty] | Removed from Ground | Gas (Historical Use) | 8000 | Bare Steel | 1993-02-11 | Galvanized Steel | Pressurized
NO FACILITY NAME | BUFORD HWY & GA HWY 120 | DULUTH | Gwinnett | 9067155 | 2 | [5 empty] | Removed from Ground | Gas (Historical Use) | 8000 | Bare Steel | 1993-02-11 | Galvanized Steel | Pressurized
CROWES COUNTRY STORE | 1914 HWY 124 | BUFORD | Gwinnett | 9067156 | 1 | [5 empty] | Removed from Ground | Gas (Historical Use) | 1000 | Not Marked/Unknown | 1992-06-29 | Not Marked
CROWES COUNTRY STORE | 1914 HWY 124 | BUFORD | Gwinnett | 9067156 | 2 | [5 empty] | Removed from Ground | Gas (Historical Use) | 1500 | Not Marked/Unknown | 1992-06-29 | Not Marked
CROWES COUNTRY STORE | 1914 HWY 124 | BUFORD | Gwinnett | 9067156 | 3 | [5 empty] | Removed from Ground | Gas (Historical Use) | 2000 | Not Marked/Unknown | 1992-06-29 | Not Marked
CROWES COUNTRY STORE | 1914 HWY 124 | BUFORD | Gwinnett | 9067156 | 4 | [5 empty] | Removed from Ground | Gas (Historical Use) | 2000 | Not Marked/Unknown | 1992-06-29 | Not Marked
CROWES COUNTRY STORE | 1914 HWY 124 | BUFORD | Gwinnett | 9067156 | 5 | [5 empty] | Removed from Ground | Kerosene | 200 | Not Marked/Unknown | 1992-06-29 | Not Marked
CROWES COUNTRY STORE | 1914 HWY 124 | BUFORD | Gwinnett | 9067156 | 6 | [5 empty] | Removed from Ground | Kerosene | 500 | Not Marked/Unknown | 1992-06-29 | Not Marked
QUICK FUEL | 6962 BEST FRIEND RD | NORCROSS | Gwinnett | 9067158 | 1 | Ball Float | 1992-12-10 | FALSE | 1992-12-10 | FALSE | Currently in Use | Regular | 8000 | Fiberglass Double Walled | 1992-12-09 | Fiberglass Reinforced Plastic | Pressurized
QUICK FUEL | 6962 BEST FRIEND RD | NORCROSS | Gwinnett | 9067158 | 2 | Ball Float | 1992-12-10 | FALSE | 1992-12-10 | FALSE | Currently in Use | Diesel | 20000 | Fiberglass | 1992-12-09 | Double-Walled Fiberglass | Pressurized
JORDAN BRIDGE CO | 275 ARNOLD RD | LAWRENCEVILLE | Gwinnett | 9067159 | A | [5 empty] | Removed from Ground | Gas (Historical Use) | 4000 | Bare Steel | 1993-02-03 | Unknown
JORDAN BRIDGE CO | 275 ARNOLD RD | LAWRENCEVILLE | Gwinnett | 9067159 | B | [5 empty] | Removed from Ground | Gas (Historical Use) | 4000 | Bare Steel | 1993-02-03 | Unknown
TIRE DOCTOR | 5345 US HWY 78 | STONE MOUNTAIN | Gwinnett | 9067160 | 1 | [5 empty] | Removed from Ground | Kerosene | 0 | Not Marked/Unknown | 1932-01-01 | Unknown
TIRE DOCTOR | 5345 US HWY 78 | STONE MOUNTAIN | Gwinnett | 9067160 | 2 | [5 empty] | Removed from Ground | Other | 0 | Not Marked/Unknown | 1932-01-01 | Not Marked
TIRE DOCTOR | 5345 US HWY 78 | STONE MOUNTAIN | Gwinnett | 9067160 | 3 | [5 empty] | Removed from Ground | Other | 0 | Not Marked/Unknown | 1932-01-01 | Not Marked
TIRE DOCTOR | 5345 US HWY 78 | STONE MOUNTAIN | Gwinnett | 9067160 | 4 | [5 empty] | Removed from Ground | Other | 0 | Not Marked/Unknown | 1950-01-01 | Not Marked
TIRE DOCTOR | 5345 US HWY 78 | STONE MOUNTAIN | Gwinnett | 9067160 | 5 | [5 empty] | Removed from Ground | Other | 0 | Not Marked/Unknown | 1950-01-01 | Not Marked
SAM'S MART # 514 | 5500 SPALDING DR | NORCROSS | Gwinnett | 9067161 | 1 | Ball Float | 1994-01-01 |  | 1986-01-01 |  | Currently in Use | Gas (Historical Use) | 12000 | Fiberglass | 1985-01-01 | Fiberglass Reinforced Plastic | Pressurized
SAM'S MART # 514 | 5500 SPALDING DR | NORCROSS | Gwinnett | 9067161 | 2 | Ball Float | 1994-01-01 |  | 1986-01-01 |  | Currently in Use | Gas (Historical Use) | 10000 | Fiberglass | 1985-01-01 | Fiberglass Reinforced Plastic | Pressurized
SAM'S MART # 514 | 5500 SPALDING DR | NORCROSS | Gwinnett | 9067161 | 3 | Ball Float | 1994-01-01 |  | 1986-01-01 |  | Currently in Use | Gas (Historical Use) | 10000 | Fiberglass | 1985-01-01 | Fiberglass Reinforced Plastic | Pressurized
SAM'S MART # 514 | 5500 SPALDING DR | NORCROSS | Gwinnett | 9067161 | 4 | Ball Float | 1994-01-01 |  | 1986-01-01 |  | Currently in Use | Diesel | 10000 | Fiberglass | 1985-01-01 | Fiberglass Reinforced Plastic | Pressurized
NELTECH II ASSOCIATES/BLDG 520 | 40 TECHNOLOGY PKWY | NORCROSS | Gwinnett | 9067162 | 1 | [5 empty] | Removed from Ground | Diesel | 3000 | Not Marked/Unknown | 1993-08-14 | Not Marked
CENTER FOR DISEASE CONTROL & PRE | 602 WEBB GIN HOUSE RD | LAWRENCEVILLE | Gwinnett | 9067163 | 14 | [5 empty] | Removed from Ground | Diesel | 25000 | Marked Unknown | 1995-04-09 | Unknown
CENTER FOR DISEASE CONTROL & PRE | 602 WEBB GIN HOUSE RD | LAWRENCEVILLE | Gwinnett | 9067163 | 15 | [5 empty] | Removed from Ground | Diesel | 25000 | Marked Unknown | 1995-04-09 | Unknown
CENTER FOR DISEASE CONTROL & PRE | 602 WEBB GIN HOUSE RD | LAWRENCEVILLE | Gwinnett | 9067163 | LAWUT03 | Overfill Alarm | 1992-03-27 | FALSE | 1992-03-01 | FALSE | Currently in Use | Diesel | 15000 | Fiberglass Double Walled | 1992-01-01 | Double-Walled Fiberglass | Suction (American)
CENTER FOR DISEASE CONTROL & PRE | 602 WEBB GIN HOUSE RD | LAWRENCEVILLE | Gwinnett | 9067163 | LCNUT04 | Flapper Valve | 1995-05-01 |  | 1995-05-01 |  | Currently in Use | Diesel | 15000 | Fiberglass Double Walled | 1995-04-27 | Double-Walled Fiberglass | Suction (American)
HEON SOON IM AND JIN SOOK IM | 6972 BUFORD HWY | DORAVILLE | Gwinnett | 9067164 | 1 |  | 1993-09-22 |  | 1993-09-22 |  | Removed from Ground | Gas (Historical Use) | 5000 | Cathodically Protected Steel | 1993-08-18 | Fiberglass Reinforced Plastic | Safe Suction (Euro)
HEON SOON IM AND JIN SOOK IM | 6972 BUFORD HWY | DORAVILLE | Gwinnett | 9067164 | 2 |  | 1993-09-22 |  | 1993-09-22 |  | Removed from Ground | Diesel | 5000 | Cathodically Protected Steel | 1993-08-18 | Fiberglass Reinforced Plastic | Safe Suction (Euro)
ATLANTA TOYOTA | 2345 PLEASANT HILL RD | DULUTH | Gwinnett | 9067165 | 1 | [5 empty] | Removed from Ground | Other | 1000 | Composite | 1986-01-01 | Double Walled | Safe Suction (Euro)
ATLANTA TOYOTA | 2345 PLEASANT HILL RD | DULUTH | Gwinnett | 9067165 | 2 |  | 1995-05-26 |  | 1995-05-26 |  | Removed from Ground | Other | 1000 | Composite | 1986-01-01 |  | Safe Suction (Euro)
ATLANTA TOYOTA | 2345 PLEASANT HILL RD | DULUTH | Gwinnett | 9067165 | 3 |  | 2006-11-10 | TRUE | 1995-05-26 | TRUE | Removed from Ground | Used Oil | 1000 | Composite | 1986-01-01 |  | Safe Suction (Euro)
ATLANTA TOYOTA | 2345 PLEASANT HILL RD | DULUTH | Gwinnett | 9067165 | 4 |  | 1995-05-26 | FALSE | 1995-05-26 | FALSE | Removed from Ground |  | 1000 | Composite | 1986-01-01 |  | Safe Suction (Euro)
ATLANTA TOYOTA | 2345 PLEASANT HILL RD | DULUTH | Gwinnett | 9067165 | 5 |  | 1996-02-15 | FALSE | 1996-02-15 | FALSE | Currently in Use | Regular | 6000 | Composite | 1996-02-15 | Fiberglass Reinforced Plastic | Safe Suction (Euro)
CASE POWER & EQUIPMENT CO | 355 MITCHELL RD | NORCROSS | Gwinnett | 9067166 | 1 |  |  | TRUE |  | TRUE | Removed from Ground | Used Oil | 550 | Not Marked/Unknown | 1993-10-07 | Not Marked
SEARS #1685 | GWINNETT PLACE MALL | DULUTH | Gwinnett | 9067167 | 1 |  |  | TRUE |  | TRUE | Removed from Ground | Used Oil | 560 | Bare Steel | 1983-01-01 | Unknown | Gravity Fed
BST/F5553 OLD BUFORD CO | 105 SCOTT ST | BUFORD | Gwinnett | 9067169 | 1 | [5 empty] | Removed from Ground | Diesel | 1000 | Bare Steel | 1993-12-15 | Bare Steel | Safe Suction (Euro)
RYDER TRUCK RENTAL | 6594 BUTTON GWINNETT DR | DORAVILLE | Gwinnett | 9067171 | 1 |  |  | TRUE |  | TRUE | Removed from Ground | Used Oil | 2000 | Not Marked/Unknown | 1993-10-13 | Not Marked
PRECISION TUNE | 4842 JIMMY CARTER BLVD | NORCROSS | Gwinnett | 9067173 | 1 | [5 empty] | Removed from Ground | Other | 1000 | Bare Steel | 1980-07-01 | Bare Steel | Gravity Fed
PRECISION TUNE | 4842 JIMMY CARTER BLVD | NORCROSS | Gwinnett | 9067173 | 2 |  |  | TRUE |  | TRUE | Removed from Ground | Used Oil | 550 | Bare Steel | 1994-02-07 | Bare Steel | Gravity Fed
ANGESCO TRUCKING CENTER | 95 INDUSTRIAL PARK CIR | NORCROSS | Gwinnett | 9067174 | 1 | [5 empty] | Removed from Ground | Diesel | 20000 | Bare Steel | 1980-01-01 | Galvanized Steel | Pressurized
QUIKTRIP #748 | 5095 OAKBROOK PKWY | NORCROSS | Gwinnett | 9067175 | 1 | Ball Float | 1994-01-01 | FALSE | 1994-01-01 | FALSE | Removed from Ground |  | 12000 | Fiberglass | 1994-01-14 | Flex | Pressurized
QUIKTRIP #748 | 5095 OAKBROOK PKWY | NORCROSS | Gwinnett | 9067175 | 2 | Ball Float | 1994-01-01 | FALSE | 1994-01-01 | FALSE | Removed from Ground |  | 12000 | Fiberglass | 1994-01-14 | Flex | Pressurized
QUIKTRIP #748 | 5095 OAKBROOK PKWY | NORCROSS | Gwinnett | 9067175 | 3 | Ball Float | 1994-01-01 | FALSE | 1994-01-01 | FALSE | Removed from Ground |  | 12000 | Fiberglass | 1994-01-14 | Flex | Pressurized
QUIKTRIP #748 | 5095 OAKBROOK PKWY | NORCROSS | Gwinnett | 9067175 | 4 | Ball Float | 1994-01-01 | FALSE | 1994-01-01 | FALSE | Removed from Ground |  | 12000 | Fiberglass | 1994-01-14 | Flex | Pressurized
QUIKTRIP #748 | 5095 OAKBROOK PKWY | NORCROSS | Gwinnett | 9067175 | 5 | Flapper Valve | 2017-12-01 | FALSE | 2017-11-01 | FALSE | Currently in Use | Regular | 20000 | Fiberglass Double Walled | 2017-09-28 | Double-Walled Fiberglass | Pressurized
QUIKTRIP #748 | 5095 OAKBROOK PKWY | NORCROSS | Gwinnett | 9067175 | 6 | Flapper Valve | 2017-12-01 | FALSE | 2017-11-01 | FALSE | Currently in Use | Regular | 20000 | Fiberglass Double Walled | 2017-09-28 | Double-Walled Fiberglass | Pressurized
QUIKTRIP #748 | 5095 OAKBROOK PKWY | NORCROSS | Gwinnett | 9067175 | 7A | Flapper Valve | 2017-11-01 | FALSE | 2017-10-01 | FALSE | Currently in Use | Premium | 10000 | Fiberglass Double Walled | 2017-09-28 | Double-Walled Fiberglass | Pressurized
QUIKTRIP #748 | 5095 OAKBROOK PKWY | NORCROSS | Gwinnett | 9067175 | 7B | Flapper Valve | 2017-11-01 | FALSE | 2017-10-01 | FALSE | Currently in Use | E-0 | 9500 | Fiberglass Double Walled | 2017-09-28 | Double-Walled Fiberglass | Pressurized
QUIKTRIP #748 | 5095 OAKBROOK PKWY | NORCROSS | Gwinnett | 9067175 | 8 | Flapper Valve | 2017-11-01 | FALSE | 2017-10-01 | FALSE | Currently in Use | Diesel | 12000 | Fiberglass Double Walled | 2017-09-28 | Double-Walled Fiberglass | Pressurized
QUIKTRIP #750 | 6140 JIMMY CARTER BLVD | NORCROSS | Gwinnett | 9067177 | 1 | Ball Float | 1994-02-01 | FALSE | 1994-02-01 | FALSE | Currently in Use | Regular | 12000 | Fiberglass | 1994-01-01 | Double Walled | Pressurized
QUIKTRIP #750 | 6140 JIMMY CARTER BLVD | NORCROSS | Gwinnett | 9067177 | 2 | Ball Float | 1994-02-01 | FALSE | 1994-02-01 | FALSE | Currently in Use | Regular | 12000 | Fiberglass | 1994-01-01 | Double Walled | Pressurized
QUIKTRIP #750 | 6140 JIMMY CARTER BLVD | NORCROSS | Gwinnett | 9067177 | 3 | Ball Float | 1994-02-01 | FALSE | 1994-02-01 | FALSE | Currently in Use | Premium | 12000 | Fiberglass | 1994-01-01 | Double Walled | Pressurized
QUIKTRIP #750 | 6140 JIMMY CARTER BLVD | NORCROSS | Gwinnett | 9067177 | 4 | Ball Float | 1994-02-01 | FALSE | 1994-02-01 | FALSE | Currently in Use | Diesel | 12000 | Fiberglass | 1994-01-01 | Double Walled | Pressurized
BERKLEY LAKE FUEL SITE GWINNETT FIRE STATION #19 | 3275 N BERKLEY LAKE RD | NORCROSS | Gwinnett | 9067178 | 1 | Ball Float | 1993-09-19 | FALSE | 1993-09-19 | FALSE | Currently in Use | Regular | 15000 | Fiberglass | 1993-09-19 | Fiberglass Reinforced Plastic | Pressurized
BERKLEY LAKE FUEL SITE GWINNETT FIRE STATION #19 | 3275 N BERKLEY LAKE RD | NORCROSS | Gwinnett | 9067178 | 2 | Flapper Valve | 1993-09-19 | FALSE | 1993-09-19 | FALSE | Currently in Use | Diesel | 15000 | Fiberglass | 1993-09-19 | Fiberglass Reinforced Plastic | Pressurized
NO FACILITY NAME | 3125 BUFORD HWY | DULUTH | Gwinnett | 9067179 | 1 | [5 empty] | Removed from Ground | Diesel | 560 | Bare Steel | 1993-03-09 | Galvanized Steel | Safe Suction (Euro)
NO FACILITY NAME | 3125 BUFORD HWY | DULUTH | Gwinnett | 9067179 | 2 | [5 empty] | Removed from Ground | Diesel | 560 | Bare Steel | 1993-03-09 | Galvanized Steel | Safe Suction (Euro)
NO FACILITY NAME | 3396 HWY 23 BUFORD | DULUTH | Gwinnett | 9067180 | 1 | [5 empty] | Removed from Ground | Gas (Historical Use) | 1000 | Bare Steel | 1993-04-05 | Galvanized Steel | Suction (American)
NO FACILITY NAME | 3396 HWY 23 BUFORD | DULUTH | Gwinnett | 9067180 | 2 | [5 empty] | Removed from Ground | Gas (Historical Use) | 1000 | Bare Steel | 1993-04-05 | Galvanized Steel | Suction (American)
NO FACILITY NAME | NE CORNER BUFORD HWY & GA HWY 12 | DULUTH | Gwinnett | 9067181 | 1 | [5 empty] | Removed from Ground | Gas (Historical Use) | 560 | Bare Steel | 1993-03-03 | Galvanized Steel | Safe Suction (Euro)
NO FACILITY NAME | NE CORNER BUFORD HWY & GA HWY 12 | DULUTH | Gwinnett | 9067181 | 2 | [5 empty] | Removed from Ground | Gas (Historical Use) | 560 | Bare Steel | 1993-03-03 | Galvanized Steel | Safe Suction (Euro)
MEDICAL ARTS HEALTH FACILITY INC | 213 SCENIC HWY | LAWRENCEVILLE | Gwinnett | 9067182 | 1 | [5 empty] | Removed from Ground | Gas (Historical Use) | 1000 | Bare Steel | 1994-05-31 | Bare Steel
JESSE WHEELERS AUTO SVC & WRECKI | 55 SCOTT ST | BUFORD | Gwinnett | 9067183 | 1 | [5 empty] | Removed from Ground | Gas (Historical Use) | 550 | Not Marked/Unknown | 1994-05-16 | Not Marked
THERMAL PRODUCTS CO INC | 2712 SIMPSON CIRCLE | NORCROSS | Gwinnett | 9067184 | 1 | [5 empty] | Removed from Ground | Diesel | 550 | Bare Steel | 1972-01-01 | Galvanized Steel | Safe Suction (Euro)
THERMAL PRODUCTS CO INC | 2712 SIMPSON CIRCLE | NORCROSS | Gwinnett | 9067184 | 2 | [5 empty] | Removed from Ground | Gas (Historical Use) | 4000 | Bare Steel | 1972-01-01 | Galvanized Steel | Safe Suction (Euro)
RaceTrac #467 - Cruse Road | 906 PLEASANT HILL RD | LAWRENCEVILLE | Gwinnett | 9067185 | 1 | Overfill Alarm | 1994-01-01 | FALSE | 1994-01-01 | FALSE | Currently in Use | Regular | 12000 | Composite Double Walled | 1994-04-20 | Double-Walled Fiberglass | Pressurized
RaceTrac #467 - Cruse Road | 906 PLEASANT HILL RD | LAWRENCEVILLE | Gwinnett | 9067185 | 2 | Overfill Alarm | 1994-01-01 | FALSE | 1994-01-01 | FALSE | Currently in Use | Diesel | 12000 | Composite Double Walled | 1994-04-20 | Fiberglass Reinforced Plastic | Pressurized
RaceTrac #467 - Cruse Road | 906 PLEASANT HILL RD | LAWRENCEVILLE | Gwinnett | 9067185 | 3 | Overfill Alarm | 1994-01-01 | FALSE | 1994-01-01 | FALSE | Currently in Use | Premium | 12000 | Composite Double Walled | 1994-04-20 | Double-Walled Fiberglass | Pressurized
PEACHTREE PARKWAY 97 LLC | 5100 PEACHTREE PKWY | NORCROSS | Gwinnett | 9067186 | 1 |  | 1988-01-01 |  | 1988-01-01 |  | Removed from Ground | Gas (Historical Use) | 10000 | Fiberglass | 1988-01-01 | Fiberglass Reinforced Plastic | Pressurized
PEACHTREE PARKWAY 97 LLC | 5100 PEACHTREE PKWY | NORCROSS | Gwinnett | 9067186 | 2 |  | 1988-01-01 |  | 1988-01-01 |  | Removed from Ground | Gas (Historical Use) | 10000 | Fiberglass | 1988-01-01 | Fiberglass Reinforced Plastic | Pressurized
PEACHTREE PARKWAY 97 LLC | 5100 PEACHTREE PKWY | NORCROSS | Gwinnett | 9067186 | 3 |  | 1988-01-01 |  | 1988-01-01 |  | Removed from Ground | Gas (Historical Use) | 10000 | Fiberglass | 1988-01-01 | Fiberglass Reinforced Plastic | Pressurized
PEACHTREE PARKWAY 97 LLC | 5100 PEACHTREE PKWY | NORCROSS | Gwinnett | 9067186 | 4 |  | 1999-01-01 | TRUE | 1999-01-01 | TRUE | Removed from Ground | Used Oil | 1000 | Fiberglass | 1988-01-01 | Fiberglass Reinforced Plastic | Pressurized
GA POWER CO/TECHNOLOGY PARK FAC | 107 TECHNOLOGY PARKWAY | NORCROSS | Gwinnett | 9067187 | 1 | [5 empty] | Removed from Ground | Gas (Historical Use) | 10000 | Not Marked/Unknown | 1995-02-01 | Not Marked
GA POWER/PROPOSED SUBSTATION EXP | 275 WOODLAND RD | NORCROSS | Gwinnett | 9067188 | 1 | [5 empty] | Removed from Ground | Gas (Historical Use) | 4000 | Bare Steel | 1994-06-21 | Galvanized Steel
GA POWER/PROPOSED SUBSTATION EXP | 275 WOODLAND RD | NORCROSS | Gwinnett | 9067188 | 2 | [5 empty] | Removed from Ground | Diesel | 4000 | Bare Steel | 1994-06-21 | Galvanized Steel
GWINNETT PLACE MALL | 2100 PLEASANT HILL RD | DULUTH | Gwinnett | 9067189 | 1 | [5 empty] | Removed from Ground | Other | 185 | Bare Steel | 1994-05-19 | Galvanized Steel | Safe Suction (Euro)
GWINNETT COUNTY RIGHT OF WAY | 4163 HAMILTON MILL RD | BUFORD | Gwinnett | 9067194 | 1 | [5 empty] | Removed from Ground | Gas (Historical Use) | 1000 | Marked Unknown | 1995-08-01 | Unknown
GWINNETT COUNTY RIGHT OF WAY | 4163 HAMILTON MILL RD | BUFORD | Gwinnett | 9067194 | 2 | [5 empty] | Removed from Ground | Gas (Historical Use) | 1000 | Marked Unknown | 1995-08-01 | Unknown
GWINNETT COUNTY RIGHT OF WAY | 4163 HAMILTON MILL RD | BUFORD | Gwinnett | 9067194 | 3 | [5 empty] | Removed from Ground | Gas (Historical Use) | 1000 | Marked Unknown | 1995-08-01 | Unknown
GWINNETT COUNTY RIGHT OF WAY | 4163 HAMILTON MILL RD | BUFORD | Gwinnett | 9067194 | 4 |  |  | FALSE |  | FALSE | Removed from Ground | Other | 2000 | Bare Steel | 1995-08-01 | Bare Steel
GWINNETT COUNTY RIGHT OF WAY | 4163 HAMILTON MILL RD | BUFORD | Gwinnett | 9067194 | 5 |  |  | FALSE |  | FALSE | Removed from Ground | Other | 2000 | Bare Steel | 1995-08-01 | Bare Steel
BUFORD EAST FLOWER & GIFT SHOP | 4101 HAMILTON MILL RD | BUFORD | Gwinnett | 9067195 | 1 | [5 empty] | Removed from Ground | Diesel | 1 | Not Marked/Unknown | 1995-01-10 | Not Marked
BIG SAVE FOOD STORE | 4131 HAMILTON MILL RD | BUFORD | Gwinnett | 9067196 | 1 | Flapper Valve | 1993-11-01 | FALSE | 1993-11-01 | FALSE | Currently in Use | Regular | 4000 | Steel-Impressed Current | 1993-11-01 | Double-Walled Fiberglass | Pressurized
BIG SAVE FOOD STORE | 4131 HAMILTON MILL RD | BUFORD | Gwinnett | 9067196 | 2 | Flapper Valve | 1993-11-01 | FALSE | 1993-11-01 | FALSE | Currently in Use | Regular | 4000 | Steel-Impressed Current | 1993-11-01 | Double-Walled Fiberglass | Safe Suction (Euro)
BIG SAVE FOOD STORE | 4131 HAMILTON MILL RD | BUFORD | Gwinnett | 9067196 | 3 | Flapper Valve | 1993-11-01 | FALSE | 1993-11-01 | FALSE | Currently in Use | Premium | 4000 | Steel-Impressed Current | 1993-11-01 | Double-Walled Fiberglass | Pressurized
LEXS FOOD SHOP | 215 PEACHTREE IND BLVD | SUGAR HILL | Gwinnett | 9067197 | 1 | Ball Float | 1990-01-15 | FALSE | 1990-01-15 | FALSE | Currently in Use | Regular | 10000 | Galvanic (STIP-3) | 1990-01-15 | Fiberglass Reinforced Plastic | Pressurized
LEXS FOOD SHOP | 215 PEACHTREE IND BLVD | SUGAR HILL | Gwinnett | 9067197 | 2 | Ball Float | 1990-01-15 | FALSE | 1990-01-15 | FALSE | Currently in Use | Premium | 8000 | Galvanic (STIP-3) | 1990-01-15 | Fiberglass Reinforced Plastic | Pressurized
LEXS FOOD SHOP | 215 PEACHTREE IND BLVD | SUGAR HILL | Gwinnett | 9067197 | 3 | Ball Float | 1990-01-15 | FALSE | 1990-01-15 | FALSE | Currently in Use | Diesel | 10000 | Galvanic (STIP-3) | 1990-01-15 | Fiberglass Reinforced Plastic | Pressurized
LEXS FOOD SHOP | 215 PEACHTREE IND BLVD | SUGAR HILL | Gwinnett | 9067197 | 4 | Ball Float | 1990-01-15 | FALSE | 1990-01-15 | FALSE | Currently in Use | Diesel | 5000 | Galvanic (STIP-3) | 1990-01-15 | Fiberglass Reinforced Plastic | Pressurized
LEXS FOOD SHOP | 215 PEACHTREE IND BLVD | SUGAR HILL | Gwinnett | 9067197 | 5 | Ball Float | 1990-01-15 | FALSE | 1990-01-15 | FALSE | Currently in Use | Diesel Off Road | 5000 | Galvanic (STIP-3) | 1990-01-15 | Fiberglass Reinforced Plastic | Suction (American)
TRAVELERS | 335 RESEARCH CT | NORCROSS | Gwinnett | 9067199 | 1 | Flapper Valve | 1995-04-11 | FALSE | 1995-04-11 | FALSE | Currently in Use | Diesel | 15000 | Galvanic (STIP-3) | 1994-10-25 | Double-Walled Fiberglass | Safe Suction (Euro)
TRAVELERS | 335 RESEARCH CT | NORCROSS | Gwinnett | 9067199 | 2 | Overfill Alarm | 1995-04-11 | FALSE | 1995-04-11 | FALSE | Currently in Use | Diesel | 15000 | Galvanic (STIP-3) | 1994-10-25 | Double-Walled Fiberglass | Safe Suction (Euro)
QUIK MART | 2360 BUFORD DR/ HWY 20 | LAWRENCEVILLE | Gwinnett | 9067200 | 1 | Ball Float | 1994-08-16 | FALSE | 1994-08-16 | FALSE | Currently in Use | Regular | 10000 | Epoxy | 1994-08-12 | Fiberglass Reinforced Plastic | Pressurized
QUIK MART | 2360 BUFORD DR/ HWY 20 | LAWRENCEVILLE | Gwinnett | 9067200 | 2 | Ball Float | 1994-08-16 | FALSE | 1994-08-16 | FALSE | Currently in Use | Premium | 10000 | Epoxy | 1994-08-12 | Fiberglass Reinforced Plastic | Pressurized
GWINNETT SANITATION INC/MAWS | 14 /4145 ARCADIA INDUSTRIAL CIRCL | LILBURN | Gwinnett | 9067201 | 1 | [5 empty] | Permanently Out of Use - historical purposes | Gas (Historical Use) | 3000 | Not Marked/Unknown |  | Unknown
GWINNETT SANITATION INC/MAWS | 14 /4145 ARCADIA INDUSTRIAL CIRCL | LILBURN | Gwinnett | 9067201 | 2 | [5 empty] | Permanently Out of Use - historical purposes | Diesel | 3000 | Not Marked/Unknown |  | Unknown
GWINNETT SANITATION INC/MAWS | 14 /4145 ARCADIA INDUSTRIAL CIRCL | LILBURN | Gwinnett | 9067201 | 3 | [5 empty] | Permanently Out of Use - historical purposes | Diesel | 6000 | Not Marked/Unknown |  | Unknown
GWINNETT SANITATION INC/MAWS | 14 /4145 ARCADIA INDUSTRIAL CIRCL | LILBURN | Gwinnett | 9067201 | 4 | [5 empty] | Permanently Out of Use - historical purposes | Diesel | 8000 | Not Marked/Unknown |  | Unknown
GWINNET FEDERAL PROPERTY (FORMER | HIGHWAY 124 & 20 | LAWRENCEVILLE | Gwinnett | 9067202 | 1 | [5 empty] | Removed from Ground | Other | 1 | Marked Unknown | 1995-03-21 | Bare Steel
GOODYEAR TIRE & SVC CTR | 4310 GA HWY 29 | LILBURN | Gwinnett | 9067203 | 1 |  |  | TRUE |  | TRUE | Removed from Ground | Used Oil | 550 | Not Marked/Unknown | 1995-04-18 | Unknown
PHOENIX METALS CO | 4685 BUFORD HWY | NORCROSS | Gwinnett | 9067204 | 1 | [5 empty] | Removed from Ground | Other | 1000 | Not Marked/Unknown | 1995-05-15 | Unknown
PHOENIX METALS CO | 4685 BUFORD HWY | NORCROSS | Gwinnett | 9067204 | 2 | [5 empty] | Removed from Ground | Other | 1000 | Not Marked/Unknown | 1995-05-15 | Unknown
PHOENIX METALS CO | 4685 BUFORD HWY | NORCROSS | Gwinnett | 9067204 | 3 | [5 empty] | Removed from Ground | Other | 1000 | Not Marked/Unknown | 1995-05-15 | Unknown
PHOENIX METALS CO | 4685 BUFORD HWY | NORCROSS | Gwinnett | 9067204 | 4 | [5 empty] | Removed from Ground | Other | 10000 | Not Marked/Unknown | 1995-05-15 | Unknown
F A SIMS OIL CO | HWY 29/8 | DACULA | Gwinnett | 9067205 | 1 | [5 empty] | Removed from Ground | Gas (Historical Use) | 1000 | Not Marked/Unknown | 1995-06-05 | Unknown
F A SIMS OIL CO | HWY 29/8 | DACULA | Gwinnett | 9067205 | 2 | [5 empty] | Removed from Ground | Gas (Historical Use) | 1000 | Not Marked/Unknown | 1995-06-05 | Unknown
US FOODS | 6685 CRESCENT DR | NORCROSS | Gwinnett | 9067206 | 1 |  | 1999-07-29 |  | 1999-07-29 |  | Currently in Use | Diesel | 11627 | Fiberglass | 1991-11-16 | Fiberglass Reinforced Plastic | Pressurized
GWINNETT MEDICAL CENTER | 3215 MCCLURE BRIDGE RD | DULUTH | Gwinnett | 9067207 | 1 | [5 empty] | Removed from Ground | Diesel | 8000 | Marked Unknown | 1995-08-22 | Unknown
TARA MATERIALS INC | 322 INDUSTRIAL PARK DR | LAWRENCEVILLE | Gwinnett | 9067209 | 1 | [5 empty] | Removed from Ground | Diesel | 5000 | Marked Unknown | 1995-07-25 | Unknown
NO FACILITY | 3140 HWY 78 | SNELLVILLE | Gwinnett | 9067210 | 1 |  | 1988-01-01 |  | 1988-01-01 |  | Removed from Ground | Gas (Historical Use) | 10000 | Cathodically Protected Steel | 1988-01-01 | Galvanized Steel | Pressurized
NO FACILITY | 3140 HWY 78 | SNELLVILLE | Gwinnett | 9067210 | 2 |  | 1988-01-01 |  | 1988-01-01 |  | Removed from Ground | Gas (Historical Use) | 10000 | Cathodically Protected Steel | 1988-01-01 | Galvanized Steel | Pressurized
QUICK STOP FOOD MART | 2671 CENTERVILLE HWY | SNELLVILLE | Gwinnett | 9067213 | 1 | Ball Float | 1989-01-01 | FALSE | 1989-01-01 | FALSE | Currently in Use | Regular | 8000 | Galvanic (STIP-3) | 1989-01-01 | Fiberglass Reinforced Plastic | Pressurized
QUICK STOP FOOD MART | 2671 CENTERVILLE HWY | SNELLVILLE | Gwinnett | 9067213 | 2 | Ball Float | 1989-01-01 | FALSE | 1989-01-01 | FALSE | Currently in Use | Diesel | 8000 | Galvanic (STIP-3) | 1989-01-01 | Fiberglass Reinforced Plastic | Pressurized
QUICK STOP FOOD MART | 2671 CENTERVILLE HWY | SNELLVILLE | Gwinnett | 9067213 | 3 | Ball Float | 1989-01-01 | FALSE | 1989-01-01 | FALSE | Currently in Use | Premium | 8000 | Galvanic (STIP-3) | 1989-01-01 | Fiberglass Reinforced Plastic | Pressurized
PHOENIX ELECTRIC INC | 139 -A NEW HOPE RD | LAWRENCEVILLE | Gwinnett | 9067214 | 1 | [5 empty] | Removed from Ground | Gas (Historical Use) | 1800 | Marked Unknown | 1998-07-07 | Unknown
HOWARD FULL SERVICE INC | 6894 BUFORD HWY | DORAVILLE | Gwinnett | 9067215 | 1 |  | 1998-12-03 | FALSE | 1998-12-03 | FALSE | Removed from Ground | Diesel | 4000 | Steel-Impressed Current | 1987-04-01 |  | Suction (American)
HOWARD FULL SERVICE INC | 6894 BUFORD HWY | DORAVILLE | Gwinnett | 9067215 | 2 |  | 1998-12-03 | FALSE | 1998-12-03 | FALSE | Removed from Ground | Gas (Historical Use) | 4000 | Steel-Impressed Current | 1987-04-01 |  | Suction (American)
HOWARD FULL SERVICE INC | 6894 BUFORD HWY | DORAVILLE | Gwinnett | 9067215 | 3 |  | 1998-12-03 | FALSE | 1998-12-03 | FALSE | Removed from Ground | Gas (Historical Use) | 4000 | Steel-Impressed Current | 1987-04-01 |  | Suction (American)
HOWARD FULL SERVICE INC | 6894 BUFORD HWY | DORAVILLE | Gwinnett | 9067215 | 4 |  | 1998-12-03 | FALSE | 1998-12-03 | FALSE | Removed from Ground | Gas (Historical Use) | 4000 | Steel-Impressed Current | 1987-04-01 |  | Suction (American)
GERMAN'S AUTO REPAIR | 5735 BURFORD HIGHWAY | NORCROSS | Gwinnett | 9067216 | 1 |  |  | TRUE |  | TRUE | Removed from Ground | Used Oil | 5000 | Marked Unknown | 1995-08-27 | Unknown
JOHN WIELAND HOMES-GWINNETT OFFI | 2933 PLEASANT HILL RD | DULUTH | Gwinnett | 9067217 | 1 | [5 empty] | Closed in Ground | Diesel | 8000 | Bare Steel | 1999-04-01 | Galvanized Steel | Suction (American)
USA SHOP | 125 HWY 78 | LOGANVILLE | Gwinnett | 9067218 | 1 |  | 1994-01-04 |  | 1994-01-04 |  | Removed from Ground | Gas (Historical Use) | 10000 | Fiberglass Double Walled | 1994-01-01 | Fiberglass Reinforced Plastic | Pressurized
USA SHOP | 125 HWY 78 | LOGANVILLE | Gwinnett | 9067218 | 2 |  | 1994-01-04 |  | 1994-01-04 |  | Removed from Ground | Gas (Historical Use) | 12000 | Fiberglass Double Walled | 1994-01-01 | Fiberglass Reinforced Plastic | Pressurized
USA SHOP | 125 HWY 78 | LOGANVILLE | Gwinnett | 9067218 | 3A |  | 2002-02-02 | FALSE | 2001-02-02 | FALSE | Removed from Ground | Diesel | 6000 | Composite | 2001-02-02 | Fiberglass Reinforced Plastic | Pressurized
USA SHOP | 125 HWY 78 | LOGANVILLE | Gwinnett | 9067218 | 3B |  | 2001-02-02 | FALSE | 2001-02-02 | FALSE | Removed from Ground | Diesel | 4000 | Composite | 2001-02-02 | Fiberglass Reinforced Plastic | Pressurized
MOONEYS | 89 E MORENO ST | BUFORD | Gwinnett | 9067219 | 1 | [5 empty] | Currently in Use | Gas (Historical Use) | 1050 | Marked Unknown |  | Unknown | Suction (American)
MOONEYS | 89 E MORENO ST | BUFORD | Gwinnett | 9067219 | 2 | [5 empty] | Currently in Use | Gas (Historical Use) | 4000 | Marked Unknown | 1986-01-01 | Unknown | Suction (American)
MOONEYS | 89 E MORENO ST | BUFORD | Gwinnett | 9067219 | 3 | [5 empty] | Currently in Use | Diesel | 550 | Marked Unknown |  | Unknown | Suction (American)
UPS FREIGHT | 775 MARATHON PKWY | LAWRENCEVILLE | Gwinnett | 9067220 | 1 | Ball Float | 1993-04-26 | FALSE | 1993-04-26 | FALSE | Currently in Use | Diesel | 20000 | Galvanic (STIP-3) | 1993-04-26 | Double-Walled Fiberglass | Pressurized
BRUCE TRUCKING | 1979 N BROWN RD | LAWRENCEVILLE | Gwinnett | 9067221 | 1 | [5 empty] | Removed from Ground | Diesel | 8000 | Bare Steel | 1981-01-01 | Bare Steel | Suction (American)
BRUCE TRUCKING | 1979 N BROWN RD | LAWRENCEVILLE | Gwinnett | 9067221 | 2 | [5 empty] | Removed from Ground | Gas (Historical Use) | 4000 | Bare Steel | 1981-01-01 | Bare Steel | Suction (American)
BRUCE TRUCKING | 1979 N BROWN RD | LAWRENCEVILLE | Gwinnett | 9067221 | 3 | [5 empty] | Removed from Ground | Diesel | 4000 | Bare Steel | 1981-01-01 | Bare Steel | Suction (American)
JOHN D STEPHENS INC | 1899 PARKER CT | STONE MOUNTAIN | Gwinnett | 9067222 | 1PREM | [5 empty] | Removed from Ground | Gas (Historical Use) | 3000 | Not Marked/Unknown | 1998-12-21 | Not Marked | Suction (American)
JOHN D STEPHENS INC | 1899 PARKER CT | STONE MOUNTAIN | Gwinnett | 9067222 | 2DIESEL | [5 empty] | Removed from Ground | Diesel | 12000 | Not Marked/Unknown | 1998-12-21 | Not Marked | Suction (American)
JOHN D STEPHENS INC | 1899 PARKER CT | STONE MOUNTAIN | Gwinnett | 9067222 | 3 | [5 empty] | Removed from Ground | Other | 2000 | Marked Unknown | 1999-06-07 | Not Marked
JOHN D STEPHENS INC | 1899 PARKER CT | STONE MOUNTAIN | Gwinnett | 9067222 | 4 | [5 empty] | Removed from Ground | Other | 2000 | Marked Unknown | 1999-06-07 | Not Marked
JOHN D STEPHENS INC | 1899 PARKER CT | STONE MOUNTAIN | Gwinnett | 9067222 | 5 | [5 empty] | Removed from Ground | Other | 2000 | Marked Unknown | 1999-06-07 | Not Marked
JOHN D STEPHENS INC | 1899 PARKER CT | STONE MOUNTAIN | Gwinnett | 9067222 | 6 | [5 empty] | Removed from Ground | Other | 500 | Marked Unknown | 1999-06-07 | Not Marked
H&S VOLKWAGEN REPAIR | 5326 LITTLE MILL ROAD | BUFORD | Gwinnett | 9067223 | DUMMY | [5 empty] | Currently in Use | Other | 0 | Not Marked/Unknown |  | Not Marked
M & M ELECTRIC SUPPLY INC | 1155 CRIPPLE CREEK DRIVE | LAWRENCEVILLE | Gwinnett | 9067224 | 1 | [5 empty] | Removed from Ground | Gas (Historical Use) | 4000 | Unknown | 1987-08-09 | Galvanized Steel | Suction (American)
RaceTrac #490 - Reps Miller Road | 5700 PEACHTREE IND BLVD | NORCROSS | Gwinnett | 9067225 | 1 | Overfill Alarm | 1995-05-01 | FALSE | 1995-05-01 | FALSE | Currently in Use | Regular | 12000 | Composite Double Walled | 1995-05-01 | Double-Walled Fiberglass | Pressurized
RaceTrac #490 - Reps Miller Road | 5700 PEACHTREE IND BLVD | NORCROSS | Gwinnett | 9067225 | 2 | Overfill Alarm | 1995-05-01 | FALSE | 1995-05-09 | FALSE | Currently in Use | Diesel | 12000 | Composite Double Walled | 1995-05-01 | Double-Walled Fiberglass | Pressurized
RaceTrac #490 - Reps Miller Road | 5700 PEACHTREE IND BLVD | NORCROSS | Gwinnett | 9067225 | 3 | Overfill Alarm | 1995-05-01 | FALSE | 1995-05-01 | FALSE | Currently in Use | Premium | 12000 | Composite Double Walled | 1995-05-01 | Double-Walled Fiberglass | Pressurized
KSH INC | 759 BRASELTON HWY | LAWRENCEVILLE | Gwinnett | 9067226 | 1 | Ball Float | 1995-06-08 | FALSE | 1995-06-08 | FALSE | Currently in Use | Regular | 12000 | Galvanic (STIP-3) | 1995-06-01 | Double-Walled Flex | Pressurized
KSH INC | 759 BRASELTON HWY | LAWRENCEVILLE | Gwinnett | 9067226 | 2 | Ball Float | 1995-06-08 | FALSE | 1995-06-08 | FALSE | Currently in Use | Premium | 12000 | Galvanic (STIP-3) | 1995-06-01 | Double-Walled Flex | Pressurized
KSH INC | 759 BRASELTON HWY | LAWRENCEVILLE | Gwinnett | 9067226 | 3 | Ball Float | 2005-05-16 | FALSE | 2005-05-16 | FALSE | Currently in Use | Diesel | 12000 | Composite | 2005-08-12 | Fiberglass Reinforced Plastic | Pressurized
MOUNTAIN EXPRESS #234/ BUFORD MARATHON | 2275 BUFORD HWY | BUFORD | Gwinnett | 9067227 | 1 | Ball Float | 2010-09-27 | FALSE | 2010-09-27 | FALSE | Currently in Use | Regular | 12000 | Fiberglass Double Walled | 2010-09-16 | Double-Walled Fiberglass | Pressurized
MOUNTAIN EXPRESS #234/ BUFORD MARATHON | 2275 BUFORD HWY | BUFORD | Gwinnett | 9067227 | 2A | Ball Float | 2010-09-27 | FALSE | 2010-09-27 | FALSE | Currently in Use | Gas (Historical Use) | 4000 | Fiberglass Double Walled | 2010-09-06 | Double-Walled Fiberglass | Pressurized
MOUNTAIN EXPRESS #234/ BUFORD MARATHON | 2275 BUFORD HWY | BUFORD | Gwinnett | 9067227 | 2B | Ball Float | 2010-09-27 | FALSE | 2010-09-27 | FALSE | Currently in Use | Diesel | 4000 | Fiberglass Double Walled | 2010-09-06 | Double-Walled Fiberglass | Pressurized
MOUNTAIN EXPRESS #234/ BUFORD MARATHON | 2275 BUFORD HWY | BUFORD | Gwinnett | 9067227 | 2C | Flapper Valve | 2010-09-27 | FALSE | 2010-09-27 | FALSE | Currently in Use | Diesel | 4000 | Fiberglass Double Walled | 2010-09-06 | Double-Walled Fiberglass | Safe Suction (Euro)
MOUNTAIN EXPRESS #234/ BUFORD MARATHON | 2275 BUFORD HWY | BUFORD | Gwinnett | 9067227 | 618891 | Ball Float | 1995-04-11 |  | 1995-04-11 |  | Removed from Ground | Gas (Historical Use) | 12000 | Fiberglass | 1995-04-11 | Fiberglass Reinforced Plastic | Pressurized
MOUNTAIN EXPRESS #234/ BUFORD MARATHON | 2275 BUFORD HWY | BUFORD | Gwinnett | 9067227 | 618892 | Ball Float | 1995-04-11 |  | 1995-04-11 |  | Removed from Ground | Gas (Historical Use) | 12000 | Fiberglass | 1995-04-11 | Fiberglass Reinforced Plastic | Pressurized
MOUNTAIN EXPRESS #234/ BUFORD MARATHON | 2275 BUFORD HWY | BUFORD | Gwinnett | 9067227 | 618917 |  | 1995-04-11 |  | 1995-04-11 |  | Removed from Ground | Kerosene | 2000 | Fiberglass | 1995-04-11 | Fiberglass Reinforced Plastic | Suction (American)
M D HODGES ENTERPRISES INC | 6796 JIMMY CARTER BLVD | NORCROSS | Gwinnett | 9067228 | 1 | [5 empty] | Removed from Ground | Diesel | 3000 | Marked Unknown | 1996-03-07 | Unknown
M D HODGES ENTERPRISES INC | 6796 JIMMY CARTER BLVD | NORCROSS | Gwinnett | 9067228 | 2 | [5 empty] | Removed from Ground | Gas (Historical Use) | 3000 | Marked Unknown | 1996-03-07 | Unknown
FOOD & GAS I LLC | 3931 PEACHTREE IND BLVD | DULUTH | Gwinnett | 9067229 | 1 | Ball Float | 1987-01-01 | FALSE | 1987-01-01 | TRUE | Currently in Use | Regular | 10000 | Fiberglass | 1987-01-01 | Fiberglass Reinforced Plastic | Pressurized
FOOD & GAS I LLC | 3931 PEACHTREE IND BLVD | DULUTH | Gwinnett | 9067229 | 2 | Ball Float | 1987-01-01 | FALSE | 1987-01-01 | TRUE | Currently in Use | Regular | 10000 | Fiberglass | 1987-01-01 | Fiberglass Reinforced Plastic | Pressurized
FOOD & GAS I LLC | 3931 PEACHTREE IND BLVD | DULUTH | Gwinnett | 9067229 | 3 | Ball Float | 1987-01-01 | FALSE | 1987-01-01 | TRUE | Currently in Use | Premium | 10000 | Fiberglass | 1987-01-01 | Fiberglass Reinforced Plastic | Pressurized
FOOD & GAS I LLC | 3931 PEACHTREE IND BLVD | DULUTH | Gwinnett | 9067229 | 4 | Ball Float | 1987-01-01 | FALSE | 1987-01-01 | TRUE | Currently in Use | Diesel | 10000 | Fiberglass | 1987-01-01 | Fiberglass Reinforced Plastic | Pressurized
MR QUICKS | 751 HWY 78 | LOGANVILLE | Gwinnett | 9067230 | 1 | [5 empty] | Removed from Ground | Gas (Historical Use) | 4000 | Bare Steel | 1980-01-01 | Galvanized Steel
MR QUICKS | 751 HWY 78 | LOGANVILLE | Gwinnett | 9067230 | 2 | [5 empty] | Removed from Ground | Gas (Historical Use) | 4000 | Bare Steel | 1980-01-01 | Galvanized Steel
MR QUICKS | 751 HWY 78 | LOGANVILLE | Gwinnett | 9067230 | 3 | [5 empty] | Removed from Ground | Gas (Historical Use) | 8000 | Bare Steel | 1980-01-01 | Galvanized Steel
ALLIED READYMIX INC-PLANT #76 | 125 KILLIAN HILL ROAD | LILBURN | Gwinnett | 9067231 | DF-76 | [5 empty] | Removed from Ground | Diesel | 8000 | Bare Steel | 1999-09-28 | Galvanized Steel | Suction (American)
ALLIED READYMIX INC-PLANT #54 | 1125 OZORA ROAD | GRAYSON | Gwinnett | 9067232 | DF-54 |  | 1999-04-01 |  | 1999-04-01 |  | Removed from Ground | Diesel | 10000 | Cathodically Protected Steel | 1985-06-12 | Cathodically Protected | Safe Suction (Euro)
READY MIX USA LLC | 300 PIKE BOULEVARD | LAWRENCEVILLE | Gwinnett | 9067233 | DF-51 |  | 1998-01-15 | FALSE | 1998-01-15 | FALSE | Closed in Ground | Diesel | 10000 | Composite | 1985-01-15 | Double Walled | Safe Suction (Euro)
RACE FUELS SOUTH | 345 LIVELY STREET | NORCROSS | Gwinnett | 9067234 | 1 |  | 1990-05-01 |  | 1990-05-01 |  | Removed from Ground | Gas (Historical Use) | 2000 | Cathodically Protected Steel | 1990-05-01 | Cathodically Protected | Suction (American)
RACE FUELS SOUTH | 345 LIVELY STREET | NORCROSS | Gwinnett | 9067234 | 2 |  | 1990-05-01 |  | 1990-05-01 |  | Removed from Ground | Gas (Historical Use) | 2000 | Cathodically Protected Steel | 1990-05-01 | Cathodically Protected | Suction (American)
RACE FUELS SOUTH | 345 LIVELY STREET | NORCROSS | Gwinnett | 9067234 | 3 |  |  | FALSE |  | FALSE | Removed from Ground | Gas (Historical Use) | 1000 | Cathodically Protected Steel | 1990-05-01
RACE FUELS SOUTH | 345 LIVELY STREET | NORCROSS | Gwinnett | 9067234 | 4 |  |  | FALSE |  | FALSE | Removed from Ground | Gas (Historical Use) | 2000 | Cathodically Protected Steel | 1990-05-01
PLYMART INC | 4955 BUFORD HWY | NORCROSS | Gwinnett | 9067235 | 1 | [5 empty] | Closed in Ground | Diesel | 4000 | Marked Unknown | 1983-01-01 | Galvanized Steel | Suction (American)
PLYMART INC | 4955 BUFORD HWY | NORCROSS | Gwinnett | 9067235 | 2 | [5 empty] | Closed in Ground | Gas (Historical Use) | 4000 | Marked Unknown | 1983-01-01 | Galvanized Steel | Suction (American)
BIG H FOOD STORE | 526 HWY 29 | LAWRENCEVILLE | Gwinnett | 9067236 | 1A | [5 empty] | Currently in Use | Gas (Historical Use) | 5000 | Cathodically Protected Steel | 1995-09-01 | Galvanized Steel
BIG H FOOD STORE | 526 HWY 29 | LAWRENCEVILLE | Gwinnett | 9067236 | 1B | [5 empty] | Currently in Use | Gas (Historical Use) | 2500 | Cathodically Protected Steel | 1995-09-01 | Galvanized Steel | Gravity Fed
BIG H FOOD STORE | 526 HWY 29 | LAWRENCEVILLE | Gwinnett | 9067236 | 2A | [5 empty] | Currently in Use | Diesel | 2500 | Cathodically Protected Steel | 1995-09-01 | Galvanized Steel | Gravity Fed
CAR MAX #7104 | 1975 BEAVER RUIN RD | NORCROSS | Gwinnett | 9067237 | 1 | Ball Float | 1995-03-01 | FALSE | 1995-03-01 | FALSE | Currently in Use | Regular | 10000 | Fiberglass | 1995-03-01 | Double-Walled Fiberglass | Pressurized
SHELL FOOD MART | 1555 US HWY 29 | LAWRENCEVILLE | Gwinnett | 9067238 | 1 | Ball Float | 1988-12-01 | FALSE | 1988-12-01 | FALSE | Currently in Use | Regular | 10000 | Fiberglass | 1988-12-01 | Fiberglass Reinforced Plastic | Pressurized
SHELL FOOD MART | 1555 US HWY 29 | LAWRENCEVILLE | Gwinnett | 9067238 | 2 | Ball Float | 1988-12-01 | FALSE | 1988-12-01 | FALSE | Currently in Use | Premium | 10000 | Fiberglass | 1988-12-01 | Fiberglass Reinforced Plastic | Pressurized
SHELL FOOD MART | 1555 US HWY 29 | LAWRENCEVILLE | Gwinnett | 9067238 | 3 | Ball Float | 1988-12-01 | FALSE | 1988-12-01 | FALSE | Currently in Use | Diesel | 10000 | Fiberglass | 1988-12-01 | Fiberglass Reinforced Plastic | Pressurized
QUIKTRIP #751 | 2949 FIVE FORKS TRICKUM RD | LAWRENCEVILLE | Gwinnett | 9067239 | 1 | Flapper Valve | 1995-03-17 | FALSE | 1995-03-17 | TRUE | Currently in Use | Gas (Historical Use) | 12000 | Fiberglass Double Walled | 1995-03-17 | Double-Walled Flex | Pressurized
QUIKTRIP #751 | 2949 FIVE FORKS TRICKUM RD | LAWRENCEVILLE | Gwinnett | 9067239 | 2 | Flapper Valve | 1995-03-17 | FALSE | 1995-03-17 | TRUE | Currently in Use | Gas (Historical Use) | 12000 | Fiberglass Double Walled | 1995-03-17 | Double-Walled Flex | Pressurized
QUIKTRIP #751 | 2949 FIVE FORKS TRICKUM RD | LAWRENCEVILLE | Gwinnett | 9067239 | 3 | Flapper Valve | 1995-03-17 | FALSE | 1995-03-17 | TRUE | Currently in Use | Gas (Historical Use) | 12000 | Fiberglass Double Walled | 1995-03-17 | Double-Walled Flex | Pressurized
COLES SERVICE STATION | 4955 HWY 29 | LILBURN | Gwinnett | 9067240 | 1 | Ball Float | 1994-04-26 | FALSE | 1994-04-26 | FALSE | Currently in Use | Regular | 6000 | Steel-Impressed Current | 1987-04-20 | Galvanized Steel | Pressurized
COLES SERVICE STATION | 4955 HWY 29 | LILBURN | Gwinnett | 9067240 | 2 | Ball Float | 1994-04-26 | FALSE | 1994-04-26 | FALSE | Currently in Use | Regular | 6000 | Steel-Impressed Current | 1987-04-20 | Galvanized Steel | Pressurized
COLES SERVICE STATION | 4955 HWY 29 | LILBURN | Gwinnett | 9067240 | 3 | Ball Float | 1994-04-26 | FALSE | 1994-04-26 | FALSE | Currently in Use | Premium | 6000 | Steel-Impressed Current | 1987-04-20 | Galvanized Steel | Pressurized
COLES SERVICE STATION | 4955 HWY 29 | LILBURN | Gwinnett | 9067240 | 4 | Flapper Valve | 1994-04-26 | FALSE | 1994-04-26 | FALSE | Currently in Use | Diesel | 6000 | Steel-Impressed Current | 1987-04-20 | Galvanized Steel | Pressurized
QUIKTRIP #740 | 1770 MARATHON BLVD | LAWRENCEVILLE | Gwinnett | 9067241 | 1 |  | 1995-07-26 |  | 1995-07-26 |  | Removed from Ground | Gas (Historical Use) | 12000 | Fiberglass | 1995-07-26 | Double Walled | Pressurized
QUIKTRIP #740 | 1770 MARATHON BLVD | LAWRENCEVILLE | Gwinnett | 9067241 | 2 |  | 1995-07-26 |  | 1995-07-26 |  | Removed from Ground | Gas (Historical Use) | 12000 | Fiberglass | 1995-07-26 | Double Walled | Pressurized
QUIKTRIP #740 | 1770 MARATHON BLVD | LAWRENCEVILLE | Gwinnett | 9067241 | 3 |  | 1995-07-26 |  | 1995-07-26 |  | Removed from Ground | Gas (Historical Use) | 12000 | Fiberglass | 1995-07-26 | Double Walled | Pressurized
CITY OF LAWRENCEVILLE | 20 S CLAYTON ST | LAWRENCEVILLE | Gwinnett | 9067242 | 1 | [5 empty] | Removed from Ground | Gas (Historical Use) | 1000 | Marked Unknown | 1995-10-06 | Bare Steel | Suction (American)
CARNETTS 78 CARWASH INC | 4175 HWY 78 | LILBURN | Gwinnett | 9067243 | 1 |  | 1999-03-01 | TRUE | 1999-03-01 | TRUE | Removed from Ground | Gas (Historical Use) | 10000 | Fiberglass | 2004-03-09 | Fiberglass Reinforced Plastic | Pressurized
CARNETTS 78 CARWASH INC | 4175 HWY 78 | LILBURN | Gwinnett | 9067243 | 2 |  | 1991-03-01 | TRUE | 1991-03-01 | TRUE | Removed from Ground | Gas (Historical Use) | 10000 | Fiberglass | 2004-03-09 | Fiberglass Reinforced Plastic | Pressurized
CARNETTS 78 CARWASH INC | 4175 HWY 78 | LILBURN | Gwinnett | 9067243 | 3 |  | 1991-03-01 | TRUE | 1991-03-01 | TRUE | Removed from Ground | Gas (Historical Use) | 10000 | Fiberglass | 2004-03-09 | Fiberglass Reinforced Plastic | Pressurized
YANCEY BROTHERS CO INC | 353 HURRICANE TRAIL | DACULA | Gwinnett | 9067244 | 1 |  | 1987-08-28 |  |  |  | Removed from Ground | Gas (Historical Use) | 6000 | Fiberglass | 1987-08-28 | Fiberglass Reinforced Plastic | Pressurized
YANCEY BROTHERS CO INC | 353 HURRICANE TRAIL | DACULA | Gwinnett | 9067244 | 2 |  | 1987-08-28 |  |  |  | Removed from Ground | Diesel | 6000 | Fiberglass | 1987-08-28 | Fiberglass Reinforced Plastic | Pressurized
UNITED BMW | 3264 COMMERCE AVE | DULUTH | Gwinnett | 9067245 | 1 | [5 empty] | Removed from Ground | Other | 550 | Marked Unknown | 1994-12-01 | Unknown
UNITED BMW | 3264 COMMERCE AVE | DULUTH | Gwinnett | 9067245 | 2 |  |  | TRUE |  | TRUE | Removed from Ground | Used Oil | 1000 | Marked Unknown | 1994-12-01 | Unknown
UNITED BMW | 3264 COMMERCE AVE | DULUTH | Gwinnett | 9067245 | 3 | Flapper Valve | 1998-01-01 | FALSE | 1998-01-01 | FALSE | Currently in Use | Premium | 5000 | Steel-Impressed Current | 1998-01-01 |  | Safe Suction (Euro)
GOODYEAR AUTO SERVICE CENTER #21 | 273 GRAYSON HWY | LAWRENCEVILLE | Gwinnett | 9067246 | 1 |  |  | TRUE |  | TRUE | Removed from Ground | Used Oil | 550 | Marked Unknown | 1986-08-01 | Unknown
GULF FOOD D MART | 3046 LAWRENCEVILLE HWY | LAWRENCEVILLE | Gwinnett | 9067247 | 1 | [5 empty] | Removed from Ground | Gas (Historical Use) | 3000 | Marked Unknown | 1974-04-24 | Galvanized Steel
GULF FOOD D MART | 3046 LAWRENCEVILLE HWY | LAWRENCEVILLE | Gwinnett | 9067247 | 2 | [5 empty] | Removed from Ground | Gas (Historical Use) | 2000 | Marked Unknown | 1974-04-24 | Galvanized Steel
GULF FOOD D MART | 3046 LAWRENCEVILLE HWY | LAWRENCEVILLE | Gwinnett | 9067247 | 3 | [5 empty] | Removed from Ground | Gas (Historical Use) | 2000 | Marked Unknown | 1974-04-24 | Galvanized Steel
GULF FOOD D MART | 3046 LAWRENCEVILLE HWY | LAWRENCEVILLE | Gwinnett | 9067247 | B | Ball Float | 1988-06-01 | FALSE | 1988-06-01 | FALSE | Currently in Use | Regular | 10000 | Galvanic (STIP-3) | 1996-10-31 | Fiberglass Reinforced Plastic | Pressurized
GULF FOOD D MART | 3046 LAWRENCEVILLE HWY | LAWRENCEVILLE | Gwinnett | 9067247 | D | Ball Float | 1988-06-01 | FALSE | 1988-06-01 | FALSE | Currently in Use | Diesel | 4000 | Galvanic (STIP-3) | 1997-06-09 | Fiberglass Reinforced Plastic | Pressurized
GULF FOOD D MART | 3046 LAWRENCEVILLE HWY | LAWRENCEVILLE | Gwinnett | 9067247 | R | Ball Float | 1988-06-01 | FALSE | 1988-06-01 | FALSE | Currently in Use | Regular | 10000 | Galvanic (STIP-3) | 1996-10-31 | Fiberglass Reinforced Plastic | Pressurized
GULF FOOD D MART | 3046 LAWRENCEVILLE HWY | LAWRENCEVILLE | Gwinnett | 9067247 | W | Ball Float | 1988-06-01 | FALSE | 1988-06-01 | FALSE | Currently in Use | Premium | 10000 | Galvanic (STIP-3) | 1996-10-31 | Fiberglass Reinforced Plastic | Pressurized
CITY OF NORCROSS | 333 MITCHELL ST | NORCROSS | Gwinnett | 9067248 | DUMMY | [5 empty] | Removed from Ground | Diesel | 0 | Not Marked/Unknown | 1985-01-01 | Not Marked
BP/AMOCO #60996 | 485 PEACHTREE IND BLVD | SUWANEE | Gwinnett | 9067249 | 1 |  | 1995-11-10 |  | 1995-11-10 |  | Removed from Ground | Gas (Historical Use) | 10000 | Double Walled | 1995-09-15 | Fiberglass Reinforced Plastic | Pressurized
BP/AMOCO #60996 | 485 PEACHTREE IND BLVD | SUWANEE | Gwinnett | 9067249 | 2 |  | 1995-11-10 |  | 1995-11-10 |  | Removed from Ground | Gas (Historical Use) | 10000 | Double Walled | 1995-09-15 | Fiberglass Reinforced Plastic | Pressurized
BP/AMOCO #60996 | 485 PEACHTREE IND BLVD | SUWANEE | Gwinnett | 9067249 | 3 |  | 1995-11-10 |  | 1995-11-10 |  | Removed from Ground | Gas (Historical Use) | 10000 | Double Walled | 1995-09-15 | Fiberglass Reinforced Plastic | Pressurized
QUIKTRIP #764 | 765 BUFORD DR | LAWRENCEVILLE | Gwinnett | 9067250 | 1 | Overfill Alarm | 1995-11-14 | FALSE | 1995-11-14 | FALSE | Currently in Use | Regular | 12000 | Fiberglass | 1995-10-24 | Double-Walled Flex | Pressurized
QUIKTRIP #764 | 765 BUFORD DR | LAWRENCEVILLE | Gwinnett | 9067250 | 2 | Overfill Alarm | 1995-11-14 | FALSE | 1995-11-14 | FALSE | Currently in Use | Regular | 12000 | Fiberglass | 1995-10-24 | Double-Walled Flex | Pressurized
QUIKTRIP #764 | 765 BUFORD DR | LAWRENCEVILLE | Gwinnett | 9067250 | 3 | Overfill Alarm | 1995-11-14 | FALSE | 1995-11-14 | FALSE | Currently in Use | Premium | 12000 | Fiberglass | 1995-10-24 | Double-Walled Flex | Pressurized
QUIKTRIP #764 | 765 BUFORD DR | LAWRENCEVILLE | Gwinnett | 9067250 | 4 | Overfill Alarm | 1995-11-14 | FALSE | 1995-11-14 | FALSE | Currently in Use | Diesel | 8000 | Fiberglass | 1995-10-24 | Double-Walled Flex | Pressurized
QUIKTRIP #776 | 5255 PEACHTREE PKWY | NORCROSS | Gwinnett | 9067251 | 1 | Flapper Valve | 1995-10-24 | FALSE | 1995-10-24 | FALSE | Currently in Use | Regular | 12000 | Fiberglass | 1995-10-03 | Fiberglass Reinforced Plastic | Pressurized
QUIKTRIP #776 | 5255 PEACHTREE PKWY | NORCROSS | Gwinnett | 9067251 | 2 | Flapper Valve | 1995-10-24 | FALSE | 1995-10-24 | FALSE | Currently in Use | Regular | 12000 | Fiberglass | 1995-10-03 | Fiberglass Reinforced Plastic | Pressurized
QUIKTRIP #776 | 5255 PEACHTREE PKWY | NORCROSS | Gwinnett | 9067251 | 3 | Flapper Valve | 1995-10-24 | FALSE | 1995-10-24 | FALSE | Currently in Use | Premium | 12000 | Fiberglass | 1995-10-03 | Fiberglass Reinforced Plastic | Pressurized
HOP IN 201 | 2920 OLD NORCROSS RD | DULUTH | Gwinnett | 9067258 | 1 | Ball Float | 1995-08-16 | FALSE | 1995-08-16 | FALSE | Currently in Use | Regular | 12000 | Galvanic (STIP-3) | 1995-08-09 | Double-Walled Flex | Pressurized
HOP IN 201 | 2920 OLD NORCROSS RD | DULUTH | Gwinnett | 9067258 | 2 | Ball Float | 1995-08-16 | FALSE | 1995-08-16 | FALSE | Currently in Use | Premium | 12000 | Galvanic (STIP-3) | 1995-08-09 | Double-Walled Flex | Pressurized
Circle K | 5 BUFORD HWY | SUWANEE | Gwinnett | 9067259 | 1 | Ball Float | 1996-01-29 | FALSE | 1996-01-29 | FALSE | Currently in Use | Regular | 12000 | Epoxy | 1995-09-25 | Fiberglass Reinforced Plastic | Pressurized
Circle K | 5 BUFORD HWY | SUWANEE | Gwinnett | 9067259 | 2 | Ball Float | 1996-01-29 | FALSE | 1996-01-29 | FALSE | Currently in Use | Premium | 12000 | Epoxy | 1995-09-25 | Fiberglass Reinforced Plastic | Pressurized
YOUNG HO INC | 550 NORTHDALE RD | LAWRENCEVILLE | Gwinnett | 9067260 | 1 | Flapper Valve | 1998-10-20 | FALSE | 1998-10-20 | FALSE | Currently in Use | Regular | 12000 | Epoxy | 1995-11-06 | Fiberglass Reinforced Plastic | Pressurized
YOUNG HO INC | 550 NORTHDALE RD | LAWRENCEVILLE | Gwinnett | 9067260 | 2 | Flapper Valve | 1998-10-20 | FALSE | 1998-10-20 | FALSE | Currently in Use | Premium | 12000 | Epoxy | 1995-11-06 | Fiberglass Reinforced Plastic | Pressurized
TRI-COUNTY TRUCKING | 1570 HILLCREST RD | NORCROSS | Gwinnett | 9067261 | 1 |  |  | TRUE |  | TRUE | Removed from Ground | Used Oil | 500 | Not Marked/Unknown |  | Not Marked
FORMER SERVICE STATION | 94 MAIN STREET | LILBURN | Gwinnett | 9067264 | 1 | [5 empty] | Removed from Ground | Other | 1000 | Not Marked/Unknown | 1999-12-19 | Not Marked
FORMER SERVICE STATION | 94 MAIN STREET | LILBURN | Gwinnett | 9067264 | 2 | [5 empty] | Removed from Ground | Other | 1000 | Not Marked/Unknown | 1998-12-19 | Not Marked
FORMER SERVICE STATION | 94 MAIN STREET | LILBURN | Gwinnett | 9067264 | 3 | [5 empty] | Removed from Ground | Other | 1000 | Not Marked/Unknown | 1998-12-19 | Not Marked
PUBLIX DISTRIBUTION CENTER | 445 HURRICANE TRL | DACULA | Gwinnett | 9067265 | 1 | Flapper Valve | 1994-09-07 | FALSE | 1994-09-07 | FALSE | Currently in Use | Diesel | 20000 | Fiberglass Double Walled | 1994-06-01 | Double-Walled Fiberglass | Pressurized
PUBLIX DISTRIBUTION CENTER | 445 HURRICANE TRL | DACULA | Gwinnett | 9067265 | 2 | Flapper Valve | 1994-09-07 | FALSE | 1994-09-07 | FALSE | Currently in Use | Diesel | 20000 | Fiberglass Double Walled | 1994-06-01 | Double-Walled Fiberglass | Pressurized
PUBLIX DISTRIBUTION CENTER | 445 HURRICANE TRL | DACULA | Gwinnett | 9067265 | 3 | Flapper Valve | 1994-09-07 | FALSE | 1994-09-07 | FALSE | Currently in Use | Diesel | 3000 | Fiberglass Double Walled | 1994-06-01 | Double-Walled Fiberglass | Pressurized
PUBLIX DISTRIBUTION CENTER | 445 HURRICANE TRL | DACULA | Gwinnett | 9067265 | 4 | Flapper Valve | 1994-09-07 | FALSE | 1994-09-07 | FALSE | Currently in Use | New Oil | 600 | Fiberglass Double Walled | 1994-06-01 | Double-Walled Fiberglass | Suction (American)
PUBLIX DISTRIBUTION CENTER | 445 HURRICANE TRL | DACULA | Gwinnett | 9067265 | 5 | Flapper Valve | 1994-09-07 | FALSE | 1994-09-07 | FALSE | Currently in Use | Used Oil | 600 | Fiberglass Double Walled | 1994-06-01 | Double-Walled Fiberglass | Gravity
PUBLIX DISTRIBUTION CENTER | 445 HURRICANE TRL | DACULA | Gwinnett | 9067265 | 6 | Flapper Valve | 1994-09-07 | FALSE | 1994-09-07 | FALSE | Currently in Use | New Oil | 600 | Fiberglass Double Walled | 1994-06-01 | Double-Walled Fiberglass | Suction (American)
ECONO LUBE N TUNE #208 | 4330 US HWY 29 NORTH | LILBURN | Gwinnett | 9067268 | 1 |  |  | TRUE |  | TRUE | Removed from Ground | Used Oil | 550 | Not Marked/Unknown | 1989-05-01 | Not Marked
CLARA'S CORNER | HWY 124 | DACULA | Gwinnett | 9067271 | 1 | [5 empty] | Removed from Ground | Gas (Historical Use) | 4000 | Not Marked/Unknown | 1999-12-01 | Not Marked
CLARA'S CORNER | HWY 124 | DACULA | Gwinnett | 9067271 | 2 | [5 empty] | Removed from Ground | Gas (Historical Use) | 4000 | Not Marked/Unknown | 1999-12-01 | Not Marked
CLARA'S CORNER | HWY 124 | DACULA | Gwinnett | 9067271 | 3 | [5 empty] | Removed from Ground | Diesel | 4000 | Not Marked/Unknown | 1999-12-01 | Not Marked
QUIKTRIP #759 | 2110 RIVERSIDE PKWY | LAWRENCEVILLE | Gwinnett | 9067272 | 1 | Flapper Valve | 1995-11-28 |  | 1995-11-28 |  | Removed from Ground | Gas (Historical Use) | 12000 | Fiberglass | 1995-11-28 | Double-Walled Flex | Pressurized
QUIKTRIP #759 | 2110 RIVERSIDE PKWY | LAWRENCEVILLE | Gwinnett | 9067272 | 2 | Flapper Valve | 1995-11-28 |  | 1995-11-28 |  | Removed from Ground | Gas (Historical Use) | 12000 | Fiberglass | 1995-11-28 | Double-Walled Flex | Pressurized
QUIKTRIP #759 | 2110 RIVERSIDE PKWY | LAWRENCEVILLE | Gwinnett | 9067272 | 3 | Flapper Valve | 1995-11-28 |  | 1998-11-28 |  | Removed from Ground | Gas (Historical Use) | 12000 | Fiberglass | 1995-11-28 | Double-Walled Flex | Pressurized
QUIKTRIP #759 | 2110 RIVERSIDE PKWY | LAWRENCEVILLE | Gwinnett | 9067272 | 4 | Flapper Valve | 1995-11-28 |  | 1995-11-28 |  | Removed from Ground | Diesel | 8000 | Fiberglass | 1995-11-28 | Double-Walled Flex | Pressurized
KENAN TRANSPORT LLC | 2558 PLEASANTDALE RD | DORAVILLE | Gwinnett | 9067273 | 1 |  | 1996-02-01 | FALSE | 1996-02-01 | FALSE | Currently in Use | Diesel | 12000 | Composite Double Walled | 1996-02-01 | Double-Walled Fiberglass | Pressurized
SPEEDE STOP | 195 -A GWINNETT DR | LAWRENCEVILLE | Gwinnett | 9067274 | 1 | Flapper Valve | 1994-01-16 | FALSE | 1997-01-16 | FALSE | Currently in Use | Regular | 10000 | Galvanic (STIP-3) | 1986-09-01 | Double-Walled Fiberglass | Pressurized
SPEEDE STOP | 195 -A GWINNETT DR | LAWRENCEVILLE | Gwinnett | 9067274 | 2 |  | 1994-01-16 |  | 1997-01-16 |  | Temporarily out of use | Gas (Historical Use) | 10000 | Galvanic (STIP-3) | 1986-09-01 | Double-Walled Fiberglass | Pressurized
SPEEDE STOP | 195 -A GWINNETT DR | LAWRENCEVILLE | Gwinnett | 9067274 | 3 | Flapper Valve | 1994-01-16 | FALSE | 1997-01-16 | FALSE | Currently in Use | Diesel | 10000 | Galvanic (STIP-3) | 1986-09-01 | Double-Walled Fiberglass | Pressurized
SPEEDE STOP | 195 -A GWINNETT DR | LAWRENCEVILLE | Gwinnett | 9067274 | 4 |  | 1994-01-16 |  | 1997-01-16 |  | Temporarily out of use | Diesel | 4000 | Galvanic (STIP-3) | 1986-09-01 | Double-Walled Fiberglass | Pressurized
SPEEDE STOP | 195 -A GWINNETT DR | LAWRENCEVILLE | Gwinnett | 9067274 | 5 | Flapper Valve | 1994-01-16 | FALSE | 1997-01-16 | FALSE | Currently in Use | Kerosene | 1000 | Galvanic (STIP-3) | 1986-09-01 | Double-Walled Fiberglass | Pressurized
QUIK MART | 2530 ROCKBRIDGE RD | STONE MOUNTAIN | Gwinnett | 9067275 | 1 | Ball Float | 1996-03-18 |  | 1996-03-18 |  | Currently in Use | Gas (Historical Use) | 12000 | Epoxy | 1996-03-13 | Fiberglass Reinforced Plastic | Pressurized
QUIK MART | 2530 ROCKBRIDGE RD | STONE MOUNTAIN | Gwinnett | 9067275 | 2 | Ball Float | 1996-03-18 |  | 1996-03-18 |  | Currently in Use | Gas (Historical Use) | 12000 | Epoxy | 1996-03-13 | Fiberglass Reinforced Plastic | Pressurized
QUIK MART | 2530 ROCKBRIDGE RD | STONE MOUNTAIN | Gwinnett | 9067275 | 3 | Ball Float | 2004-07-02 | FALSE | 2004-07-02 | FALSE | Currently in Use | Diesel | 6000 | Epoxy | 2004-07-02 | Double-Walled Fiberglass | Pressurized
HAYES MICROCOMPUTER | SOUTHWEST CORNER ATKINSON RD & | LAWRENCEVILLE | Gwinnett | 9067276 | 1 | [5 empty] | Currently in Use | Gas (Historical Use) | 0 | Not Marked/Unknown |  | Not Marked
HAYES MICROCOMPUTER | SOUTHWEST CORNER ATKINSON RD & | LAWRENCEVILLE | Gwinnett | 9067276 | 2 | [5 empty] | Currently in Use | Diesel | 0 | Not Marked/Unknown |  | Not Marked
QUICK MART | 3522 CLUB DR | LAWRENCEVILLE | Gwinnett | 9067277 | 1 | Ball Float | 1996-02-19 | FALSE | 1996-02-19 | FALSE | Currently in Use | Regular | 12000 | Galvanic (STIP-3) | 1998-11-30 | Double-Walled Flex | Pressurized
QUICK MART | 3522 CLUB DR | LAWRENCEVILLE | Gwinnett | 9067277 | 2 | Ball Float | 1996-02-19 | FALSE | 1996-02-19 | FALSE | Currently in Use | Premium | 12000 | Galvanic (STIP-3) | 1998-11-30 | Double-Walled Flex | Pressurized
GWINNETT COUNTY JUSTICE & ADMIN CENTER | 75 LANGLEY DRIVE | LAWRENCEVILLE | Gwinnett | 9067278 | 1 | Flapper Valve | 1988-01-01 | FALSE | 1998-11-01 | FALSE | Currently in Use | Diesel | 10000 | Composite | 1988-01-01 | Fiberglass Reinforced Plastic | Safe Suction (Euro)
OLD BUFORD HOSPITAL | 55 MORNINGSIDE DRIVE | BUFORD | Gwinnett | 9067279 | 1 | [5 empty] | Removed from Ground | Diesel | 550 | Bare Steel | 1968-01-01 | Copper
OLD BUFORD HOSPITAL | 55 MORNINGSIDE DRIVE | BUFORD | Gwinnett | 9067279 | 2 | [5 empty] | Removed from Ground | Diesel | 8000 | Bare Steel | 1968-01-01 | Copper | Safe Suction (Euro)
FIRE STATION #20 | 1801 CRUSE RD | LAWRENCEVILLE | Gwinnett | 9067280 | 1 | Ball Float | 1995-07-01 | FALSE | 1995-07-01 | FALSE | Currently in Use | Regular | 15000 | Fiberglass Double Walled | 1995-06-01 | Double-Walled Fiberglass | Pressurized
FIRE STATION #20 | 1801 CRUSE RD | LAWRENCEVILLE | Gwinnett | 9067280 | 2 | Ball Float | 1995-07-01 | FALSE | 1995-07-01 | FALSE | Currently in Use | Diesel | 15000 | Fiberglass Double Walled | 1995-06-01 | Double-Walled Fiberglass | Pressurized
SHOALS CREEK PUMP STATION | PAPER MILL ROAD | LAWRENCEVILLE | Gwinnett | 9067281 | 1 | [5 empty] | Removed from Ground | Diesel | 2000 | Bare Steel | 1980-01-01 | Bare Steel | Safe Suction (Euro)
EZZARD ROAD PUMP STATION | 229 EZZARD ROAD | LAWRENCEVILLE | Gwinnett | 9067282 | 1 | [5 empty] | Removed from Ground | Diesel | 2000 | Bare Steel | 1980-01-01 | Bare Steel | Safe Suction (Euro)
PEACHTREE STATION PUMP STATION | 4476 STILSON CIRCLE | NORCROSS | Gwinnett | 9067283 | 1 | [5 empty] | Removed from Ground | Diesel | 1000 | Bare Steel | 1980-01-01 | Bare Steel | Suction (American)
SANA GROUP INC | 2505 OLD NORCROSS RD | LAWRENCEVILLE | Gwinnett | 9067284 | 1 | Ball Float | 1996-06-02 | FALSE | 1996-06-02 | FALSE | Currently in Use | Regular | 12000 | Epoxy | 1996-06-01 | Fiberglass Reinforced Plastic | Pressurized
SANA GROUP INC | 2505 OLD NORCROSS RD | LAWRENCEVILLE | Gwinnett | 9067284 | 2 | Ball Float | 1996-06-02 | FALSE | 1996-06-02 | FALSE | Currently in Use | Regular | 12000 | Epoxy | 1996-06-01 | Fiberglass Reinforced Plastic | Pressurized
SANA GROUP INC | 2505 OLD NORCROSS RD | LAWRENCEVILLE | Gwinnett | 9067284 | 3 | Ball Float | 2001-05-03 | FALSE | 2001-05-03 | FALSE | Currently in Use | Diesel | 4000 | Epoxy | 2001-05-03 | Fiberglass Reinforced Plastic | Pressurized
MOUNTAIN EXPRESS #155 | 115 HARMONY GROVE RD | LILBURN | Gwinnett | 9067285 | 1 | Ball Float | 1999-01-01 | FALSE | 1999-01-01 | FALSE | Currently in Use | Regular | 8000 | Steel-Impressed Current | 1980-01-01 | Fiberglass Reinforced Plastic | Pressurized
MOUNTAIN EXPRESS #155 | 115 HARMONY GROVE RD | LILBURN | Gwinnett | 9067285 | 2 | Ball Float | 1999-01-01 | FALSE | 1999-01-01 | FALSE | Currently in Use | Premium | 10000 | Steel-Impressed Current | 1980-01-01 | Fiberglass Reinforced Plastic | Pressurized
MOUNTAIN EXPRESS #155 | 115 HARMONY GROVE RD | LILBURN | Gwinnett | 9067285 | 3 | Ball Float | 1999-01-01 | FALSE | 1999-01-01 | FALSE | Currently in Use | Diesel | 10000 | Steel-Impressed Current | 1980-01-01 | Fiberglass Reinforced Plastic | Pressurized
PETROLEUM REALTY II LLC | 1795 BEAVER RUIN RD | NORCROSS | Gwinnett | 9067286 | 1 | Ball Float | 1996-07-01 | FALSE | 1996-07-01 | FALSE | Currently in Use | Regular | 15000 | Fiberglass | 1996-07-01 | Fiberglass Reinforced Plastic | Pressurized
PETROLEUM REALTY II LLC | 1795 BEAVER RUIN RD | NORCROSS | Gwinnett | 9067286 | 2 | Ball Float | 1996-07-01 | FALSE | 1996-07-01 | FALSE | Currently in Use | Diesel | 12000 | Fiberglass | 1996-07-01 | Fiberglass Reinforced Plastic | Pressurized
PETROLEUM REALTY II LLC | 1795 BEAVER RUIN RD | NORCROSS | Gwinnett | 9067286 | 3 | Ball Float | 1996-07-01 | FALSE | 1996-07-01 | FALSE | Currently in Use | Premium | 12000 | Fiberglass | 1996-07-01 | Fiberglass Reinforced Plastic | Pressurized
QUICK CORNER | 419 BUFORD DR | LAWRENCEVILLE | Gwinnett | 9067287 | 1 | Flapper Valve | 1996-04-03 | FALSE | 1996-04-08 | FALSE | Currently in Use | Diesel | 4000 | Fiberglass | 1996-03-20 | Flex | Suction (American)
QUICK CORNER | 419 BUFORD DR | LAWRENCEVILLE | Gwinnett | 9067287 | 2 | Ball Float | 1996-04-03 | FALSE | 1996-04-08 | FALSE | Currently in Use | Diesel | 10000 | Fiberglass | 1996-03-20 | Flex | Pressurized
QUICK CORNER | 419 BUFORD DR | LAWRENCEVILLE | Gwinnett | 9067287 | 3 | Ball Float | 1996-04-03 | FALSE | 1996-04-08 | FALSE | Currently in Use | Regular | 10000 | Fiberglass | 1996-03-20 | Flex | Pressurized
QUICK CORNER | 419 BUFORD DR | LAWRENCEVILLE | Gwinnett | 9067287 | 4 | Ball Float | 1996-04-03 | FALSE | 1996-04-08 | FALSE | Currently in Use | Premium | 10000 | Fiberglass | 1996-03-20 | Flex | Pressurized
PATTERSON'S GROCERY | 737 US HWY 78 | LOGANVILLE | Gwinnett | 9067288 | 1 | [5 empty] | Removed from Ground | Gas (Historical Use) | 8000 | Marked Unknown | 1996-06-15 | Unknown
PATTERSON'S GROCERY | 737 US HWY 78 | LOGANVILLE | Gwinnett | 9067288 | 2 | [5 empty] | Removed from Ground | Gas (Historical Use) | 4000 | Marked Unknown | 1996-06-15 | Unknown
PATTERSON'S GROCERY | 737 US HWY 78 | LOGANVILLE | Gwinnett | 9067288 | 3 | [5 empty] | Removed from Ground | Gas (Historical Use) | 4000 | Marked Unknown | 1996-06-15 | Unknown
PROPOSED ECKERD DRUG STORE | SE CORNER ROSEBUD & HWY 78 | LOGANVILLE | Gwinnett | 9067289 | 1 | [5 empty] | Removed from Ground | Gas (Historical Use) | 0 | Not Marked/Unknown | 1980-01-01 | Not Marked
PROPOSED ECKERD DRUG STORE | SE CORNER ROSEBUD & HWY 78 | LOGANVILLE | Gwinnett | 9067289 | 2 | [5 empty] | Removed from Ground | Diesel | 0 | Not Marked/Unknown | 1980-01-01 | Not Marked
CITY OF SNELLVILLE POLICE DEPT | 2460 EAST MAIN STREET | SNELLVILLE | Gwinnett | 9067290 | 1 | [5 empty] | Removed from Ground | Gas (Historical Use) | 4000 | Not Marked/Unknown | 1996-12-01 | Not Marked
CITY OF SNELLVILLE POLICE DEPT | 2460 EAST MAIN STREET | SNELLVILLE | Gwinnett | 9067290 | 2 | [5 empty] | Closed in Ground | Gas (Historical Use) | 4000 | Not Marked/Unknown | 1996-12-01 | Not Marked
QUIKTRIP #714 | 1515 BEAVER RUIN RD | NORCROSS | Gwinnett | 9067291 | 1 | Flapper Valve | 1996-06-12 | FALSE | 1996-06-12 | FALSE | Currently in Use | Regular | 12000 | Fiberglass | 1996-06-07 | Flex | Pressurized
QUIKTRIP #714 | 1515 BEAVER RUIN RD | NORCROSS | Gwinnett | 9067291 | 2 | Flapper Valve | 1996-06-12 | FALSE | 1996-06-12 | FALSE | Currently in Use | Regular | 12000 | Fiberglass | 1996-06-07 | Flex | Pressurized
QUIKTRIP #714 | 1515 BEAVER RUIN RD | NORCROSS | Gwinnett | 9067291 | 3 | Flapper Valve | 1996-06-12 | FALSE | 1996-06-12 | FALSE | Currently in Use | Premium | 12000 | Fiberglass | 1996-06-07 | Flex | Pressurized
QUIKTRIP #714 | 1515 BEAVER RUIN RD | NORCROSS | Gwinnett | 9067291 | 4 | Flapper Valve | 1996-06-12 | FALSE | 1996-06-12 | FALSE | Currently in Use | Diesel | 8000 | Fiberglass | 1996-06-07 | Flex | Pressurized
SUWANEE EXPRESS | 1072 PEACHTREE IND BLVD | SUWANEE | Gwinnett | 9067292 | 1 | Ball Float | 1996-05-01 | FALSE | 1996-05-01 | FALSE | Currently in Use | Regular | 20000 | Fiberglass Double Walled | 1996-05-01 |  | Pressurized
SUWANEE EXPRESS | 1072 PEACHTREE IND BLVD | SUWANEE | Gwinnett | 9067292 | 2 | Ball Float | 1996-05-01 | FALSE | 1996-05-01 | FALSE | Currently in Use | Premium | 12000 | Fiberglass Double Walled | 1996-05-01 |  | Pressurized
SUWANEE EXPRESS | 1072 PEACHTREE IND BLVD | SUWANEE | Gwinnett | 9067292 | 3 | Ball Float | 2007-10-01 | FALSE | 2007-10-01 | FALSE | Currently in Use | Diesel | 10000 | Fiberglass Double Walled | 2007-10-05 |  | Pressurized
GA0041 3739 HWY 48 W | 3739 STONE MOUNTAIN HWY | SNELLVILLE | Gwinnett | 9067293 | 1 | Ball Float | 1996-08-01 | FALSE | 1996-08-01 | FALSE | Currently in Use | Regular | 15000 | Fiberglass | 1996-08-01 | Double-Walled Flex | Pressurized
GA0041 3739 HWY 48 W | 3739 STONE MOUNTAIN HWY | SNELLVILLE | Gwinnett | 9067293 | 2 | Ball Float | 1996-08-01 | FALSE | 1996-08-01 | FALSE | Currently in Use | Premium | 8000 | Fiberglass | 1996-08-01 | Double-Walled Flex | Pressurized
DELMAR GARDENS ENTERPRISES INC | 3100 CLUB DRIVE | LAWRENCEVILLE | Gwinnett | 9067294 | 1 |  | 1998-07-01 | FALSE | 1998-07-01 | FALSE | Removed from Ground | Diesel | 550 | Fiberglass | 1988-11-10 | Steel (Impressed Current) | Suction (American)
QUIKTRIP #706 | 2571 SATELLITE BLVD | DULUTH | Gwinnett | 9067295 | 1 | Flapper Valve | 1996-07-23 | FALSE | 1996-07-23 | FALSE | Temporarily out of use | Gas (Historical Use) | 12000 | Fiberglass Double Walled | 1996-06-28 | Flex | Pressurized
QUIKTRIP #706 | 2571 SATELLITE BLVD | DULUTH | Gwinnett | 9067295 | 2 | Flapper Valve | 1996-07-23 | FALSE | 1996-07-23 | FALSE | Temporarily out of use | Gas (Historical Use) | 12000 | Fiberglass Double Walled | 1996-06-28 | Flex | Pressurized
QUIKTRIP #706 | 2571 SATELLITE BLVD | DULUTH | Gwinnett | 9067295 | 3 | Flapper Valve | 1996-07-23 | FALSE | 1996-07-23 | FALSE | Temporarily out of use | Gas (Historical Use) | 12000 | Fiberglass Double Walled | 1996-06-28 | Flex | Pressurized
QUIKTRIP #706 | 2571 SATELLITE BLVD | DULUTH | Gwinnett | 9067295 | 4 | Flapper Valve | 1996-07-23 | FALSE | 1996-07-23 | FALSE | Temporarily out of use | Diesel | 8000 | Fiberglass Double Walled | 1996-06-28 | Flex | Pressurized
QUIKTRIP #706 | 2571 SATELLITE BLVD | DULUTH | Gwinnett | 9067295 | 5 | Flapper Valve | 2017-02-01 | FALSE | 2017-02-01 | FALSE | Currently in Use | Regular | 20000 | Fiberglass Double Walled | 2016-11-01 | Double-Walled Fiberglass | Pressurized
QUIKTRIP #706 | 2571 SATELLITE BLVD | DULUTH | Gwinnett | 9067295 | 6 | Flapper Valve | 2017-02-01 | FALSE | 2017-02-01 | FALSE | Currently in Use | Regular | 20000 | Fiberglass Double Walled | 2016-11-01 | Double-Walled Fiberglass | Pressurized
QUIKTRIP #706 | 2571 SATELLITE BLVD | DULUTH | Gwinnett | 9067295 | 7A | Flapper Valve | 2017-02-01 | FALSE | 2017-02-01 | FALSE | Currently in Use | E-0 | 10000 | Fiberglass Double Walled | 2016-11-01 | Double-Walled Fiberglass | Pressurized
QUIKTRIP #706 | 2571 SATELLITE BLVD | DULUTH | Gwinnett | 9067295 | 7B | Flapper Valve | 2017-02-01 | FALSE | 2017-02-01 | FALSE | Currently in Use | Premium | 9500 | Fiberglass Double Walled | 2016-11-01 | Double-Walled Fiberglass | Pressurized
QUIKTRIP #706 | 2571 SATELLITE BLVD | DULUTH | Gwinnett | 9067295 | 8 | Flapper Valve | 2017-02-01 | FALSE | 2017-02-01 | FALSE | Currently in Use | Diesel | 12000 | Fiberglass Double Walled | 2016-11-01 | Double-Walled Fiberglass | Pressurized
SUWANEE ONE STOP | #6 HWY US 23 | SUWANEE | Gwinnett | 9067296 | 1 | [5 empty] | Removed from Ground | Gas (Historical Use) | 2000 | Bare Steel | 1976-01-01 | Bare Steel | Suction (American)
SUWANEE ONE STOP | #6 HWY US 23 | SUWANEE | Gwinnett | 9067296 | 2 | [5 empty] | Removed from Ground | Diesel | 2000 | Bare Steel | 1976-01-01 | Bare Steel | Suction (American)
SUWANEE ONE STOP | #6 HWY US 23 | SUWANEE | Gwinnett | 9067296 | 3 | [5 empty] | Removed from Ground | Diesel | 1000 | Bare Steel | 1976-01-01 | Bare Steel | Suction (American)
SUWANEE ONE STOP | #6 HWY US 23 | SUWANEE | Gwinnett | 9067296 | 4 | [5 empty] | Removed from Ground | Diesel | 1000 | Bare Steel | 1976-01-01 | Bare Steel | Suction (American)
QUIKTRIP #774 | 3195 PEACHTREE IND BLVD | DULUTH | Gwinnett | 9067297 | 1 | Flapper Valve | 1996-10-21 | FALSE | 1996-10-21 | FALSE | Currently in Use | Gas (Historical Use) | 12000 | Fiberglass | 1996-10-11 | Flex | Pressurized
QUIKTRIP #774 | 3195 PEACHTREE IND BLVD | DULUTH | Gwinnett | 9067297 | 2 | Flapper Valve | 1996-10-21 | FALSE | 1996-10-21 | FALSE | Currently in Use | Gas (Historical Use) | 12000 | Fiberglass | 1996-10-11 | Flex | Pressurized
QUIKTRIP #774 | 3195 PEACHTREE IND BLVD | DULUTH | Gwinnett | 9067297 | 3 | Flapper Valve | 1996-10-21 | FALSE | 1996-10-21 | FALSE | Currently in Use | Gas (Historical Use) | 12000 | Fiberglass | 1996-10-11 | Flex | Pressurized
QUIKTRIP #774 | 3195 PEACHTREE IND BLVD | DULUTH | Gwinnett | 9067297 | 4 | Flapper Valve | 1996-10-21 | FALSE | 1996-10-21 | FALSE | Currently in Use | Diesel | 8000 | Fiberglass | 1996-10-11 | Flex | Pressurized
PUBLIC WORKS PUMP STATION | HI HOPE RD | LAWRENCEVILLE | Gwinnett | 9067303 | 1 | [5 empty] | Removed from Ground | Diesel | 2000 | Bare Steel | 1980-01-01 | Bare Steel | Safe Suction (Euro)
GREG TOTH MOTOR CARS | 258 HWY 23 | BUFORD | Gwinnett | 9067304 | 1 | [5 empty] | Removed from Ground | Gas (Historical Use) | 2000 | Not Marked/Unknown | 1997-02-27 | Not Marked
GREG TOTH MOTOR CARS | 258 HWY 23 | BUFORD | Gwinnett | 9067304 | 2 | [5 empty] | Removed from Ground | Gas (Historical Use) | 2000 | Not Marked/Unknown | 1997-02-27 | Not Marked
DODGE COUNTRY | 3254 COMMERCE AVE | DULUTH | Gwinnett | 9067305 | 1 |  |  | TRUE |  | TRUE | Removed from Ground | Used Oil | 1000 | Not Marked/Unknown | 1997-04-09 | Not Marked
DODGE COUNTRY | 3254 COMMERCE AVE | DULUTH | Gwinnett | 9067305 | 2 | [5 empty] | Removed from Ground | Other | 1000 | Not Marked/Unknown | 1997-04-09 | Not Marked
DODGE COUNTRY | 3254 COMMERCE AVE | DULUTH | Gwinnett | 9067305 | 3 | [5 empty] | Removed from Ground | Gas (Historical Use) | 5000 | Not Marked/Unknown | 1997-04-09 | Not Marked
GWINNETT AMBULATORY SURGICAL UNI | 2131 FOUNTAIN DRIVE | SNELLVILLE | Gwinnett | 9067306 | 1 | [5 empty] | Removed from Ground | Diesel | 150 | Not Marked/Unknown | 1997-07-10 | Not Marked
E CROGAN TEXACO | 139 -B E CROGAN ST | LAWRENCEVILLE | Gwinnett | 9067307 | 145104 | Ball Float | 1997-02-25 | FALSE | 1997-02-25 | FALSE | Currently in Use | Premium | 12000 | Fiberglass | 1997-02-24 | Fiberglass Reinforced Plastic | Pressurized
E CROGAN TEXACO | 139 -B E CROGAN ST | LAWRENCEVILLE | Gwinnett | 9067307 | 145153 | Ball Float | 1997-02-25 | FALSE | 1997-02-25 | FALSE | Currently in Use | Regular | 15000 | Fiberglass | 1997-02-24 | Fiberglass Reinforced Plastic | Pressurized
GA0061 2483 HAMILTON MILL | 2483 HAMILTON MILL PKWY | DACULA | Gwinnett | 9067308 | 1 | Ball Float | 1996-08-06 | FALSE | 1996-08-06 | FALSE | Currently in Use | Regular | 15000 | Fiberglass Double Walled | 1996-08-06 | Double-Walled Flex | Pressurized
GA0061 2483 HAMILTON MILL | 2483 HAMILTON MILL PKWY | DACULA | Gwinnett | 9067308 | 2 | Ball Float | 1996-08-06 | FALSE | 1996-08-06 | FALSE | Currently in Use | Premium | 8000 | Fiberglass Double Walled | 1996-08-06 | Double-Walled Flex | Pressurized
BP #02769 | 1065 HWY 120 | LAWRENCEVILLE | Gwinnett | 9067309 | 1 |  | 1996-11-01 |  | 1996-11-01 |  | Removed from Ground | Gas (Historical Use) | 15000 | Fiberglass | 2003-02-18 | Fiberglass Reinforced Plastic | Pressurized
BP #02769 | 1065 HWY 120 | LAWRENCEVILLE | Gwinnett | 9067309 | 2 |  | 1996-11-01 |  | 1996-11-01 |  | Removed from Ground | Gas (Historical Use) | 8000 | Fiberglass | 2003-02-18 | Fiberglass Reinforced Plastic | Pressurized
PLESANT HILL RD PROJECT | 1286 PLEASANT HILL RD | LAWRENCEVILLE | Gwinnett | 9067310 | 1 | [5 empty] | Removed from Ground | Gas (Historical Use) | 2000 | Not Marked/Unknown | 1996-06-18 | Not Marked
PLESANT HILL RD PROJECT | 1286 PLEASANT HILL RD | LAWRENCEVILLE | Gwinnett | 9067310 | 2 | [5 empty] | Removed from Ground | Used Oil | 1000 | Not Marked/Unknown | 1996-06-18 | Not Marked
PLESANT HILL RD PROJECT | 1286 PLEASANT HILL RD | LAWRENCEVILLE | Gwinnett | 9067310 | 3 | [5 empty] | Removed from Ground | Diesel | 1000 | Not Marked/Unknown | 1996-06-18 | Not Marked
PROPOSED ECKERD | ROCKBRIDGE RD & FIVE FORKS-TRICK | STONE MOUNTAIN | Gwinnett | 9067311 | 1 | [5 empty] | Removed from Ground | Gas (Historical Use) | 1000 | Not Marked/Unknown | 1982-01-01 | Not Marked
PROPOSED ECKERD | ROCKBRIDGE RD & FIVE FORKS-TRICK | STONE MOUNTAIN | Gwinnett | 9067311 | 2 | [5 empty] | Removed from Ground | Gas (Historical Use) | 1000 | Not Marked/Unknown | 1982-01-01 | Not Marked
GWINNETT COUNTY DOT DIST 2 MAINT | SW CORNER AT INTERSECTION OF SR | DULUTH | Gwinnett | 9067312 | 1 | [5 empty] | Removed from Ground | Other | 1000 | Not Marked/Unknown | 1997-06-24 | Not Marked
GWINNETT COUNTY DOT DIST 2 MAINT | SW CORNER AT INTERSECTION OF SR | DULUTH | Gwinnett | 9067312 | 2 | [5 empty] | Removed from Ground | Other | 2000 | Not Marked/Unknown | 1997-06-24 | Not Marked
TEXACO | 2585 CRUSE ROAD STE D | LAWRENCEVILLE | Gwinnett | 9067313 | 1 | Overfill Alarm | 1996-08-06 | FALSE | 1996-08-06 | FALSE | Currently in Use | Regular | 10000 | Composite | 1996-08-01 | Fiberglass Reinforced Plastic | Pressurized
TEXACO | 2585 CRUSE ROAD STE D | LAWRENCEVILLE | Gwinnett | 9067313 | 2 | Overfill Alarm | 1996-08-06 | FALSE | 1996-08-06 | FALSE | Currently in Use | Premium | 10000 | Composite | 1996-08-01 | Fiberglass Reinforced Plastic | Pressurized
TEXACO | 2585 CRUSE ROAD STE D | LAWRENCEVILLE | Gwinnett | 9067313 | 3 | Overfill Alarm | 1996-08-06 | FALSE | 1996-08-06 | FALSE | Currently in Use | Diesel | 10000 | Composite | 1996-08-01 | Fiberglass Reinforced Plastic | Pressurized
GWINNETT MEDICAL CENTER-ENGINEERING DEPT | 1000 MEDICAL CENTER BLVD NW | LAWRENCEVILLE | Gwinnett | 9067315 | 1 | [5 empty] | Removed from Ground | Diesel | 10000 | Not Marked/Unknown | 1993-12-01 | Not Marked
GWINNETT MEDICAL CENTER-ENGINEERING DEPT | 1000 MEDICAL CENTER BLVD NW | LAWRENCEVILLE | Gwinnett | 9067315 | 2 |  | 1995-04-01 | FALSE | 1995-04-01 | FALSE | Currently in Use | Diesel | 10000 | Fiberglass Double Walled | 1986-01-01 | Fiberglass Reinforced Plastic | Pressurized
GWINNETT MEDICAL CENTER-ENGINEERING DEPT | 1000 MEDICAL CENTER BLVD NW | LAWRENCEVILLE | Gwinnett | 9067315 | 3 |  | 1998-01-01 | FALSE | 1998-01-01 | FALSE | Currently in Use | Diesel | 10000 | Fiberglass Double Walled | 1988-01-01 | Fiberglass Reinforced Plastic | Pressurized
VILLAGE MARKET | 15 GRAYSON-NEW HOPE RD @ ST RTE | GRAYSON | Gwinnett | 9067316 | T-1REG | Ball Float | 1997-05-01 |  | 1997-05-01 |  | Removed from Ground | Gas (Historical Use) | 15000 | Epoxy | 1997-05-15 | Fiberglass Reinforced Plastic | Pressurized
VILLAGE MARKET | 15 GRAYSON-NEW HOPE RD @ ST RTE | GRAYSON | Gwinnett | 9067316 | T-2PREM | Ball Float | 1997-05-01 |  | 1997-05-01 |  | Removed from Ground | Gas (Historical Use) | 10000 | Epoxy | 1997-05-15 | Fiberglass Reinforced Plastic | Pressurized
VILLAGE MARKET | 15 GRAYSON-NEW HOPE RD @ ST RTE | GRAYSON | Gwinnett | 9067316 | T-3DIESEL | Ball Float | 1997-05-01 |  | 1997-05-01 |  | Removed from Ground | Diesel | 6000 | Epoxy | 1997-05-15 | Double Walled | Pressurized
EASTSIDE MEDICAL CENTER | 1700 MEDICAL WAY | SNELLVILLE | Gwinnett | 9067317 | 1 | Flapper Valve | 1999-11-30 | FALSE | 1999-11-30 | FALSE | Currently in Use | Diesel | 8000 | Fiberglass Double Walled | 1994-01-01 | Fiberglass Reinforced Plastic | Suction (American)
EASTSIDE MEDICAL CENTER | 1700 MEDICAL WAY | SNELLVILLE | Gwinnett | 9067317 | 2 | Flapper Valve | 2012-08-15 | FALSE | 2012-08-15 | FALSE | Currently in Use | Diesel | 15000 | Fiberglass Double Walled | 2012-07-16 | Double-Walled Fiberglass | Suction (American)
PEACH STATE FOUNDATIONS | 1537 BEAVER RUIN RD | NORCROSS | Gwinnett | 9067318 | 1 | [5 empty] | Removed from Ground | Other | 20000 | Fiberglass | 1997-09-30 | Galvanized Steel | Pressurized
PEACH STATE FOUNDATIONS | 1537 BEAVER RUIN RD | NORCROSS | Gwinnett | 9067318 | 2 | [5 empty] | Removed from Ground | Other | 5000 | Fiberglass | 1997-09-30 | Galvanized Steel | Pressurized
KOALA #8 | 3125 LENORA CHURCH ROAD | SNELLVILLE | Gwinnett | 9067319 | 1 | Flapper Valve | 1997-03-01 | FALSE | 1997-03-01 | FALSE | Currently in Use | Regular | 15000 | Fiberglass Double Walled | 1997-03-01 | Fiberglass Reinforced Plastic | Pressurized
KOALA #8 | 3125 LENORA CHURCH ROAD | SNELLVILLE | Gwinnett | 9067319 | 2 | Flapper Valve | 1997-03-01 | FALSE | 1997-03-01 | FALSE | Currently in Use | Premium | 15000 | Fiberglass Double Walled | 1997-03-01 | Fiberglass Reinforced Plastic | Pressurized
VALERO | 5910 JIMMY CARTER BLVD | NORCROSS | Gwinnett | 9067320 | 1 | Ball Float | 1997-01-01 | FALSE | 1997-01-01 | FALSE | Currently in Use | Regular | 12000 | Fiberglass | 1997-01-01 | Double-Walled Fiberglass | Pressurized
VALERO | 5910 JIMMY CARTER BLVD | NORCROSS | Gwinnett | 9067320 | 2 | Ball Float | 1997-01-01 | FALSE | 1997-01-01 | FALSE | Currently in Use | Plus | 12000 | Fiberglass | 1997-01-01 | Double-Walled Fiberglass | Pressurized
VALERO | 5910 JIMMY CARTER BLVD | NORCROSS | Gwinnett | 9067320 | 3 | Ball Float | 1997-01-01 | FALSE | 1997-01-01 | FALSE | Currently in Use | Premium | 10000 | Fiberglass | 1997-01-01 | Double-Walled Fiberglass | Pressurized
VALERO | 5910 JIMMY CARTER BLVD | NORCROSS | Gwinnett | 9067320 | 4 | Ball Float | 1997-01-01 |  | 1997-01-01 |  | Currently in Use | Diesel | 8000 | Fiberglass | 1997-01-01 | Double-Walled Fiberglass | Pressurized
ROCKBRIDGE AMOCO | 5474 LAWRENCEVILLE HWY | LILBURN | Gwinnett | 9067321 | 1 | Overfill Alarm | 1997-07-01 | FALSE | 1997-07-01 | FALSE | Currently in Use | Regular | 10000 | Epoxy | 1997-09-01 | Fiberglass Reinforced Plastic | Pressurized
ROCKBRIDGE AMOCO | 5474 LAWRENCEVILLE HWY | LILBURN | Gwinnett | 9067321 | 2 | Ball Float | 1997-07-01 | FALSE | 1997-07-01 | FALSE | Currently in Use | Diesel | 10000 | Epoxy | 1997-09-01 | Fiberglass Reinforced Plastic | Pressurized
ROCKBRIDGE AMOCO | 5474 LAWRENCEVILLE HWY | LILBURN | Gwinnett | 9067321 | 3 | Overfill Alarm | 1997-07-01 | FALSE | 1997-07-01 | FALSE | Currently in Use | Premium | 10000 | Epoxy | 1997-09-01 | Fiberglass Reinforced Plastic | Pressurized
GA0027 1380 LAWRENCEVILLE | 1380 LAWRENCEVILLE SUWANEE RD NW | LAWRENCEVILLE | Gwinnett | 9067322 | 1 | Ball Float | 1997-07-07 | FALSE | 1997-07-07 | FALSE | Currently in Use | Regular | 12000 | Fiberglass Double Walled | 1997-07-07 | Double-Walled Fiberglass | Pressurized
GA0027 1380 LAWRENCEVILLE | 1380 LAWRENCEVILLE SUWANEE RD NW | LAWRENCEVILLE | Gwinnett | 9067322 | 2 | Ball Float | 1997-07-07 | FALSE | 1997-07-07 | FALSE | Currently in Use | Plus | 12000 | Fiberglass Double Walled | 1997-07-07 | Double-Walled Fiberglass | Pressurized
GA0027 1380 LAWRENCEVILLE | 1380 LAWRENCEVILLE SUWANEE RD NW | LAWRENCEVILLE | Gwinnett | 9067322 | 3 | Ball Float | 1997-07-07 | FALSE | 1997-07-07 | FALSE | Currently in Use | Premium | 12000 | Fiberglass Double Walled | 1997-07-07 | Double-Walled Fiberglass | Pressurized
SHELL EXPRESS | 722 HARBINS RD STE B | LILBURN | Gwinnett | 9067323 | 1 |  | 1997-06-15 | FALSE | 1997-06-15 | FALSE | Currently in Use | Regular | 10000 | Epoxy | 1997-06-14 | Fiberglass Reinforced Plastic | Pressurized
SHELL EXPRESS | 722 HARBINS RD STE B | LILBURN | Gwinnett | 9067323 | 2 |  | 1997-06-15 | FALSE | 1997-06-15 | FALSE | Currently in Use | Premium | 12000 | Epoxy | 1997-06-14 | Fiberglass Reinforced Plastic | Pressurized
SHAMIL GROCERY INC DBA NEW HOPE CITGO | 880 NEW HOPE RD | LAWRENCEVILLE | Gwinnett | 9067324 | 1 | Ball Float | 1997-05-21 | FALSE | 1997-05-21 | FALSE | Currently in Use | Premium | 10000 | Epoxy | 1997-05-20 | Fiberglass Reinforced Plastic | Pressurized
SHAMIL GROCERY INC DBA NEW HOPE CITGO | 880 NEW HOPE RD | LAWRENCEVILLE | Gwinnett | 9067324 | 2 | Ball Float | 1997-05-21 | FALSE | 1997-05-21 | FALSE | Currently in Use | Regular | 12000 | Epoxy | 1997-05-20 | Fiberglass Reinforced Plastic | Pressurized
NORTH GWINNETT HIGH SCHOOL | 20 LEVEL CREEK RD | SUWANEE | Gwinnett | 9067325 | 1 | [5 empty] | Permanently Out of Use - historical purposes | Gas (Historical Use) | 1000 | Not Marked/Unknown |  | Bare Steel
FOOD SHOP | 2110 DULUTH HWY | DULUTH | Gwinnett | 9067326 | 1 |  | 1997-09-08 |  | 1997-09-08 |  | Currently in Use | Gas (Historical Use) | 12000 | Fiberglass Double Walled | 1997-09-08 | Double-Walled Fiberglass | Pressurized
FOOD SHOP | 2110 DULUTH HWY | DULUTH | Gwinnett | 9067326 | 2 |  | 1997-09-08 |  | 1997-09-08 |  | Currently in Use | Gas (Historical Use) | 12000 | Fiberglass Double Walled | 1997-09-08 | Double-Walled Fiberglass | Pressurized
FOOD SHOP | 2110 DULUTH HWY | DULUTH | Gwinnett | 9067326 | 3 |  | 1997-09-08 |  | 1997-09-08 |  | Currently in Use | Gas (Historical Use) | 12000 | Fiberglass Double Walled | 1997-09-08 | Double-Walled Fiberglass | Pressurized
CHEVRON #304502 | 1495 BUFORD DR | LAWRENCEVILLE | Gwinnett | 9067327 | 1 | Ball Float | 1997-11-03 |  | 1997-11-03 |  | Removed from Ground | Gas (Historical Use) | 10000 | Fiberglass | 1997-11-03 | Fiberglass Reinforced Plastic | Pressurized
CHEVRON #304502 | 1495 BUFORD DR | LAWRENCEVILLE | Gwinnett | 9067327 | 2 | Ball Float | 1997-11-03 |  | 1997-11-03 |  | Removed from Ground | Gas (Historical Use) | 10000 | Fiberglass | 1997-11-03 | Fiberglass Reinforced Plastic | Pressurized
CHEVRON #304502 | 1495 BUFORD DR | LAWRENCEVILLE | Gwinnett | 9067327 | 3 | Ball Float | 1997-11-03 |  | 1997-11-03 |  | Removed from Ground | Gas (Historical Use) | 10000 | Fiberglass | 1997-11-03 | Fiberglass Reinforced Plastic | Pressurized
BP FOODMART | 2990 ROSEBUD RD | LOGANVILLE | Gwinnett | 9067328 | 1 | Ball Float | 1997-10-06 | FALSE | 1997-10-06 | FALSE | Currently in Use | Regular | 12000 | Fiberglass Double Walled | 1997-10-06 | Double-Walled Flex | Pressurized
BP FOODMART | 2990 ROSEBUD RD | LOGANVILLE | Gwinnett | 9067328 | 2 | Ball Float | 1997-10-06 | FALSE | 1997-10-06 | FALSE | Currently in Use | Premium | 12000 | Fiberglass Double Walled | 1997-10-06 | Double-Walled Flex | Pressurized
BP FOODMART | 2990 ROSEBUD RD | LOGANVILLE | Gwinnett | 9067328 | 3 | Ball Float | 1997-10-06 | FALSE | 1997-10-06 | FALSE | Currently in Use | E-85 | 12000 | Fiberglass Double Walled | 1997-10-06 | Double-Walled Flex | Pressurized
ATKINSON RD HUFF TRACT | ATKINSON RD & STATE HWY 120 | DULUTH | Gwinnett | 9067329 | 1 | [5 empty] | Removed from Ground | Gas (Historical Use) | 4000 | Not Marked/Unknown | 1998-02-01 | Not Marked
ATKINSON RD HUFF TRACT | ATKINSON RD & STATE HWY 120 | DULUTH | Gwinnett | 9067329 | 2 | [5 empty] | Removed from Ground | Gas (Historical Use) | 4000 | Not Marked/Unknown | 1998-02-01 | Not Marked
DULUTH HIGHWAY FOOD MART TEXACO | 2255 DULUTH HWY | DULUTH | Gwinnett | 9067330 | 1 |  | 1997-12-01 |  | 1997-12-01 |  | Currently in Use | Gas (Historical Use) | 15000 | Composite Double Walled | 1997-12-01 | Double-Walled Fiberglass | Pressurized
DULUTH HIGHWAY FOOD MART TEXACO | 2255 DULUTH HWY | DULUTH | Gwinnett | 9067330 | 2 |  | 1997-12-01 |  | 1997-12-01 |  | Temporarily out of use | Gas (Historical Use) | 12000 | Composite Double Walled | 1997-12-01 | Double-Walled Fiberglass | Pressurized
DULUTH HIGHWAY FOOD MART TEXACO | 2255 DULUTH HWY | DULUTH | Gwinnett | 9067330 | 3 |  | 1997-12-01 |  | 1997-12-01 |  | Currently in Use | Gas (Historical Use) | 12000 | Composite Double Walled | 1997-12-01 | Double-Walled Fiberglass | Pressurized
GEORGIA MASONRY SUPPLY INC | 95 INDUSTRIAL PARK CIRCLE | LAWRENCEVILLE | Gwinnett | 9067331 | 1 |  |  | TRUE |  | TRUE | Removed from Ground | Used Oil | 1000 | Bare Steel | 1998-04-13 | Bare Steel | Gravity Fed
LAWRENCEVILLE | 200 HOSEA RD | LAWRENCEVILLE | Gwinnett | 9067332 | 1 | Ball Float | 1996-11-01 |  | 1996-11-01 |  | Currently in Use | Diesel | 20000 | Fiberglass Double Walled | 1996-11-01 | Double-Walled Fiberglass | Pressurized
BP #79679 | 500 PEACHTREE IND BLVD | SUWANEE | Gwinnett | 9067333 | 1 | Ball Float | 1997-10-01 | FALSE | 1997-10-01 | FALSE | Currently in Use | Regular | 15000 | Fiberglass | 1997-10-01 | Fiberglass Reinforced Plastic | Pressurized
BP #79679 | 500 PEACHTREE IND BLVD | SUWANEE | Gwinnett | 9067333 | 2 | Ball Float | 1997-10-01 | FALSE | 1997-10-01 | FALSE | Currently in Use | Premium | 8000 | Fiberglass | 1997-10-01 | Double-Walled Flex | Pressurized
GOLDEN PANTRY #48 | 2995 OLD FOUNTAIN RD | DACULA | Gwinnett | 9067334 | 1 | Ball Float | 1998-04-29 | FALSE | 1998-04-29 | FALSE | Currently in Use | Regular | 10000 | Fiberglass Double Walled | 1998-03-28 | Double-Walled Fiberglass | Pressurized
GOLDEN PANTRY #48 | 2995 OLD FOUNTAIN RD | DACULA | Gwinnett | 9067334 | 2 | Ball Float | 1998-04-29 | FALSE | 1998-04-29 | FALSE | Currently in Use | Regular | 10000 | Fiberglass Double Walled | 1998-03-28 | Double-Walled Fiberglass | Pressurized
GOLDEN PANTRY #48 | 2995 OLD FOUNTAIN RD | DACULA | Gwinnett | 9067334 | 3 | Ball Float | 1998-04-29 | FALSE | 1998-04-29 | FALSE | Currently in Use | Premium | 10000 | Fiberglass Double Walled | 1998-03-28 | Double-Walled Fiberglass | Pressurized
GOLDEN PANTRY #48 | 2995 OLD FOUNTAIN RD | DACULA | Gwinnett | 9067334 | 4 | Ball Float | 1998-04-29 | FALSE | 1998-04-29 | FALSE | Currently in Use | Diesel | 4000 | Fiberglass Double Walled | 1998-03-28 | Double-Walled Fiberglass | Pressurized
QUIKTRIP #755 | 1055 OLD PEACHTREE RD | LAWRENCEVILLE | Gwinnett | 9067335 | 1 |  | 1996-09-24 |  | 1996-09-24 |  | Removed from Ground | Gas (Historical Use) | 12000 | Fiberglass | 1996-09-24 | Double Walled | Pressurized
QUIKTRIP #755 | 1055 OLD PEACHTREE RD | LAWRENCEVILLE | Gwinnett | 9067335 | 2 |  | 1996-09-24 |  | 1996-09-24 |  | Removed from Ground | Gas (Historical Use) | 12000 | Fiberglass | 1996-09-24 | Double Walled | Pressurized
QUIKTRIP #755 | 1055 OLD PEACHTREE RD | LAWRENCEVILLE | Gwinnett | 9067335 | 3 |  | 1996-09-24 |  | 1996-09-24 |  | Removed from Ground | Gas (Historical Use) | 12000 | Fiberglass | 1996-09-24 | Double Walled | Pressurized
QUIKTRIP #755 | 1055 OLD PEACHTREE RD | LAWRENCEVILLE | Gwinnett | 9067335 | 4 | Flapper Valve |  | FALSE |  | FALSE | Currently in Use | Regular | 20000 | Fiberglass Double Walled | 2015-08-01 | Double-Walled Fiberglass | Pressurized
QUIKTRIP #755 | 1055 OLD PEACHTREE RD | LAWRENCEVILLE | Gwinnett | 9067335 | 5 | Flapper Valve |  | FALSE |  | FALSE | Currently in Use | Regular | 20000 | Fiberglass Double Walled | 2015-08-20 | Double-Walled Fiberglass | Pressurized
QUIKTRIP #755 | 1055 OLD PEACHTREE RD | LAWRENCEVILLE | Gwinnett | 9067335 | 6A | Flapper Valve |  | FALSE |  | FALSE | Currently in Use | Premium | 10000 | Fiberglass Double Walled | 2015-08-01 | Double-Walled Fiberglass | Pressurized
QUIKTRIP #755 | 1055 OLD PEACHTREE RD | LAWRENCEVILLE | Gwinnett | 9067335 | 6B | Flapper Valve |  | FALSE |  | FALSE | Currently in Use | E-0 | 9500 | Fiberglass Double Walled | 2015-08-01 | Double-Walled Fiberglass | Pressurized
QUIKTRIP #755 | 1055 OLD PEACHTREE RD | LAWRENCEVILLE | Gwinnett | 9067335 | 7 | Flapper Valve |  | FALSE |  | FALSE | Currently in Use | Diesel | 12000 | Fiberglass Double Walled | 2015-08-01 | Double-Walled Fiberglass | Pressurized
SHELL FOOD MART | 1095 DULUTH HWY | LAWRENCEVILLE | Gwinnett | 9067336 | 1 |  | 1997-03-01 |  | 1997-03-01 |  | Currently in Use | Gas (Historical Use) | 15000 | Double Walled | 1997-03-01 | Fiberglass Reinforced Plastic | Pressurized
SHELL FOOD MART | 1095 DULUTH HWY | LAWRENCEVILLE | Gwinnett | 9067336 | 2 |  | 1997-03-01 |  | 1997-03-01 |  | Currently in Use | Gas (Historical Use) | 15000 | Double Walled | 1997-03-01 | Fiberglass Reinforced Plastic | Pressurized
SHILOH HIGH SCHOOL | 4285 SHILOH RD | LITHONIA | Gwinnett | 9067337 | 1 | [5 empty] | Closed in Ground | Other | 1000 | Bare Steel | 1978-01-08 | Bare Steel
BROOKWOOD HIGH SCHOOL | 1225 DOGWOOD RD SW | SNELLVILLE | Gwinnett | 9067338 | 1 | [5 empty] | Closed in Ground | Other | 1000 | Not Marked/Unknown | 1998-08-15 | Not Marked
BUFORD EXPRESS | 3798 BUFORD DRIVE | BUFORD | Gwinnett | 9067339 | 1 | Ball Float | 1997-04-01 | FALSE | 1997-04-01 | FALSE | Currently in Use | Regular | 15000 | Epoxy | 1997-04-01 | Double-Walled Flex | Pressurized
BUFORD EXPRESS | 3798 BUFORD DRIVE | BUFORD | Gwinnett | 9067339 | 2 | Ball Float | 1997-04-01 | FALSE | 1997-04-01 | FALSE | Temporarily out of use | Regular | 10000 | Epoxy | 1997-04-01 | Double-Walled Flex | Pressurized
BUFORD EXPRESS | 3798 BUFORD DRIVE | BUFORD | Gwinnett | 9067339 | 3 | Ball Float | 1997-04-01 | FALSE | 1997-04-01 | FALSE | Currently in Use | Premium | 10000 | Epoxy | 1997-04-01 | Double-Walled Flex | Pressurized
BUFORD EXPRESS | 3798 BUFORD DRIVE | BUFORD | Gwinnett | 9067339 | 4 | Ball Float | 1997-04-01 | FALSE | 1997-04-01 | FALSE | Currently in Use | Diesel | 6000 | Epoxy | 1997-04-01 | Double-Walled Flex | Pressurized
SHELL FOODMART | 225 A LANGELY DR | LAWRENCEVILLE | Gwinnett | 9067340 | 1 | Ball Float | 1988-06-01 | FALSE | 1988-06-01 | FALSE | Currently in Use | Regular | 10000 | Fiberglass Double Walled | 1988-06-01 | Fiberglass Reinforced Plastic | Pressurized
SHELL FOODMART | 225 A LANGELY DR | LAWRENCEVILLE | Gwinnett | 9067340 | 2 | Ball Float | 1988-06-01 | FALSE | 1988-06-01 | FALSE | Currently in Use | Premium | 10000 | Fiberglass Double Walled | 1988-06-01 | Fiberglass Reinforced Plastic | Pressurized
SHELL FOODMART | 225 A LANGELY DR | LAWRENCEVILLE | Gwinnett | 9067340 | 3 | Ball Float | 1988-06-01 | FALSE | 1988-06-01 | FALSE | Currently in Use | Gas (Historical Use) | 10000 | Fiberglass Double Walled | 1988-06-01 | Fiberglass Reinforced Plastic | Pressurized
SHELL FOODMART | 225 A LANGELY DR | LAWRENCEVILLE | Gwinnett | 9067340 | 4 | Ball Float | 1988-06-01 | FALSE | 1988-06-01 | FALSE | Currently in Use | Diesel | 8000 | Fiberglass Double Walled | 1988-06-01 | Fiberglass Reinforced Plastic | Pressurized
PARSONS INC | 3780 OLD PEACHTREE RD | DULUTH | Gwinnett | 9067341 | 1 | [5 empty] | Removed from Ground | Kerosene | 550 | Not Marked/Unknown | 1998-11-01 | Not Marked
STATION AT SWEET WATER CITGO | 3255 PLESANT HILL RD | DULUTH | Gwinnett | 9067342 | 1 | Flapper Valve | 1997-11-01 | FALSE | 1997-11-01 | FALSE | Currently in Use | Regular | 12000 | Epoxy | 1997-11-01 | Fiberglass Reinforced Plastic | Pressurized
STATION AT SWEET WATER CITGO | 3255 PLESANT HILL RD | DULUTH | Gwinnett | 9067342 | 2 | Flapper Valve | 1997-11-01 | FALSE | 1997-11-01 | FALSE | Currently in Use | Premium | 10000 | Epoxy | 1997-11-01 | Fiberglass Reinforced Plastic | Pressurized
HUB FORD | 6275 LAWRENCEVILLE HIGHWAY | TUCKER | Gwinnett | 9067343 | 1 | [5 empty] | Closed in Ground | Gas (Historical Use) | 10000 | Not Marked/Unknown | 1998-09-29 | Not Marked
BIG H FOOD STORE #85 | 2700 US HWY 29 | LAWRENCEVILLE | Gwinnett | 9067344 | 1 | Ball Float | 2010-08-30 |  | 2010-08-30 |  | Currently in Use | Gas (Historical Use) | 12000 | Epoxy | 1998-09-01 | Fiberglass Reinforced Plastic | Pressurized
BIG H FOOD STORE #85 | 2700 US HWY 29 | LAWRENCEVILLE | Gwinnett | 9067344 | 2 | Ball Float | 2010-08-30 |  | 2010-08-30 |  | Currently in Use | Gas (Historical Use) | 10000 | Epoxy | 1998-09-01 | Fiberglass Reinforced Plastic | Pressurized
KIMS SHELL FOOD MART | 490 PLEASANT HILL RD | LILBURN | Gwinnett | 9067345 | 1 | Ball Float |  | FALSE |  | FALSE | Currently in Use | Regular | 12000 | Composite | 1998-10-09 | Fiberglass Reinforced Plastic | Pressurized
KIMS SHELL FOOD MART | 490 PLEASANT HILL RD | LILBURN | Gwinnett | 9067345 | 2 | Ball Float |  | FALSE |  | FALSE | Currently in Use | Premium | 10000 | Composite | 1998-10-09 | Fiberglass Reinforced Plastic | Pressurized
KIMS SHELL FOOD MART | 490 PLEASANT HILL RD | LILBURN | Gwinnett | 9067345 | 3 | Ball Float | 2006-09-15 | FALSE | 2006-09-15 | FALSE | Currently in Use | Diesel | 4000 | Composite | 2006-09-15 | Fiberglass Reinforced Plastic | Pressurized
BIG H FOOD STORE #90 | 2655 BUFORD HWY/ 23 | BUFORD | Gwinnett | 9067346 | 1 | Ball Float | 1998-08-01 | FALSE | 1998-08-01 | FALSE | Currently in Use | Regular | 15000 | Epoxy | 1998-08-01 | Fiberglass Reinforced Plastic | Pressurized
BIG H FOOD STORE #90 | 2655 BUFORD HWY/ 23 | BUFORD | Gwinnett | 9067346 | 2 | Ball Float | 1998-08-01 | FALSE | 1998-08-01 | FALSE | Currently in Use | Premium | 15000 | Epoxy | 1998-08-01 | Fiberglass Reinforced Plastic | Pressurized
BIG H FOOD STORE #91 | 2800 HAMILTON MILL RD | BUFORD | Gwinnett | 9067347 | 1 | Ball Float | 2010-08-30 | FALSE | 2010-08-30 | FALSE | Currently in Use | Regular | 15000 | Epoxy | 1998-10-09 | Fiberglass Reinforced Plastic | Pressurized
BIG H FOOD STORE #91 | 2800 HAMILTON MILL RD | BUFORD | Gwinnett | 9067347 | 2 | Ball Float | 2010-08-30 | FALSE | 2010-08-30 | FALSE | Currently in Use | Premium | 15000 | Epoxy | 1998-10-09 | Fiberglass Reinforced Plastic | Pressurized
BIG H FOOD STORE #92 | 3595 HWY 124 | DACULA | Gwinnett | 9067348 | 1 | Ball Float | 2010-08-30 | FALSE | 2010-08-30 | FALSE | Currently in Use | Regular | 15000 | Epoxy | 1998-10-09 | Fiberglass Reinforced Plastic | Pressurized
BIG H FOOD STORE #92 | 3595 HWY 124 | DACULA | Gwinnett | 9067348 | 2 | Ball Float | 2010-08-30 | FALSE | 2010-08-30 | FALSE | Currently in Use | Premium | 15000 | Epoxy | 1998-10-09 | Fiberglass Reinforced Plastic | Pressurized
CHEVRON FOOD MART | 3505 CENTERVILLE HWY | LITHONIA | Gwinnett | 9067349 | 1 | Ball Float | 1998-01-30 |  | 1998-01-30 |  | Removed from Ground | Gas (Historical Use) | 15000 | Composite | 1998-01-30 | Double Walled | Pressurized
CHEVRON FOOD MART | 3505 CENTERVILLE HWY | LITHONIA | Gwinnett | 9067349 | 2 | Ball Float | 1998-01-30 |  | 1998-01-30 |  | Removed from Ground | Gas (Historical Use) | 15000 | Composite | 1998-01-30 | Double Walled | Pressurized
Amrin Enterprises Inc. | 4725 NELSON BROGDEN BLVD | SUGAR HILL | Gwinnett | 9067350 | 1 | Ball Float | 1998-02-01 | FALSE | 1998-02-01 | FALSE | Currently in Use | Regular | 15000 | Fiberglass | 1998-02-01 | Double-Walled Flex | Pressurized
Amrin Enterprises Inc. | 4725 NELSON BROGDEN BLVD | SUGAR HILL | Gwinnett | 9067350 | 2 | Ball Float | 1998-02-01 | FALSE | 1998-02-01 | FALSE | Currently in Use | Premium | 15000 | Fiberglass | 1998-02-01 | Double-Walled Flex | Pressurized
Amrin Enterprises Inc. | 4725 NELSON BROGDEN BLVD | SUGAR HILL | Gwinnett | 9067350 | 3 | Ball Float | 2007-01-01 | FALSE | 2007-01-01 | FALSE | Currently in Use | Diesel | 6000 | Composite Double Walled | 2007-01-01 | Double-Walled Fiberglass | Pressurized
ABANDONED FACILITY | 29 JONES STREET | NORCROSS | Gwinnett | 9067351 | 1 | [5 empty] | Closed in Ground | Gas (Historical Use) | 500 | Marked Unknown | 1998-10-27 | Unknown
CITY HALL | 4988 WEST BROAD STREET | SUGAR HILL | Gwinnett | 9067352 | 1 | [5 empty] | Removed from Ground | Gas (Historical Use) | 1000 | Bare Steel | 1998-11-16 | Bare Steel | Safe Suction (Euro)
SHELL FOOD MART | 2700 BUFORD HWY | DULUTH | Gwinnett | 9067353 | 1 | Ball Float | 1998-03-01 | FALSE | 1998-03-01 | FALSE | Currently in Use | Diesel | 10000 | Fiberglass | 1998-03-01 | Fiberglass Reinforced Plastic | Pressurized
SHELL FOOD MART | 2700 BUFORD HWY | DULUTH | Gwinnett | 9067353 | 2 | Ball Float | 1998-03-01 | FALSE | 1998-03-01 | FALSE | Currently in Use | Regular | 10000 | Fiberglass | 1998-03-01 | Fiberglass Reinforced Plastic | Pressurized
SHELL FOOD MART | 2700 BUFORD HWY | DULUTH | Gwinnett | 9067353 | 3 | Ball Float | 1998-03-01 | FALSE | 1998-03-01 | FALSE | Currently in Use | Premium | 10000 | Fiberglass | 1998-03-01 | Fiberglass Reinforced Plastic | Pressurized
SAFA EXPRESS | 725 GRAYSON HWY | LAWRENCEVILLE | Gwinnett | 9067354 | 1A | Ball Float | 1998-07-01 | FALSE | 1998-07-01 | FALSE | Currently in Use | Regular | 12000 | Epoxy | 1998-07-01 | Double-Walled Fiberglass | Pressurized
SAFA EXPRESS | 725 GRAYSON HWY | LAWRENCEVILLE | Gwinnett | 9067354 | 1B | Ball Float | 1998-07-01 | FALSE | 1998-07-01 | FALSE | Currently in Use | Diesel | 3000 | Epoxy | 1998-07-01 | Double-Walled Flex | Pressurized
SAFA EXPRESS | 725 GRAYSON HWY | LAWRENCEVILLE | Gwinnett | 9067354 | 2 | Ball Float | 1998-07-01 | FALSE | 1998-07-01 | FALSE | Currently in Use | Premium | 10000 | Epoxy | 1998-07-01 | Double-Walled Flex | Pressurized
SAFA EXPRESS | 725 GRAYSON HWY | LAWRENCEVILLE | Gwinnett | 9067354 | 3 | Ball Float | 1998-07-01 | FALSE | 1998-07-01 | FALSE | Currently in Use | E-85 | 10000 | Epoxy | 1998-07-01 | Double-Walled Flex | Pressurized
SAFA EXPRESS | 725 GRAYSON HWY | LAWRENCEVILLE | Gwinnett | 9067354 | 4A | Ball Float | 1998-07-01 | FALSE | 1998-07-01 | FALSE | Currently in Use | Diesel Off Road | 10000 | Epoxy | 1998-07-01 | Double-Walled Flex | Pressurized
SAFA EXPRESS | 725 GRAYSON HWY | LAWRENCEVILLE | Gwinnett | 9067354 | 4B | Ball Float | 1998-07-01 | FALSE | 1998-07-01 | FALSE | Currently in Use | E-0 | 5000 | Epoxy | 1998-07-01 | Double-Walled Flex | Pressurized
QUIKTRIP #766 | 1750 WINDER HWY | DACULA | Gwinnett | 9067355 | 1 |  | 1998-06-24 | FALSE | 1998-06-24 | FALSE | Currently in Use | Gas (Historical Use) | 12000 | Fiberglass | 1998-11-05 | Double Walled | Pressurized
QUIKTRIP #766 | 1750 WINDER HWY | DACULA | Gwinnett | 9067355 | 2 |  | 1998-06-24 | FALSE | 1998-06-24 | FALSE | Currently in Use | Gas (Historical Use) | 12000 | Fiberglass | 1998-11-05 | Double Walled | Pressurized
QUIKTRIP #766 | 1750 WINDER HWY | DACULA | Gwinnett | 9067355 | 3 |  | 1998-06-24 | FALSE | 1998-06-24 | FALSE | Currently in Use | Gas (Historical Use) | 12000 | Fiberglass | 1998-11-05 | Double Walled | Pressurized
QUIKTRIP #766 | 1750 WINDER HWY | DACULA | Gwinnett | 9067355 | 4 |  | 2011-06-01 | FALSE | 2011-06-01 | FALSE | Currently in Use | Diesel | 20000 | Fiberglass Double Walled | 2011-06-01 | Double-Walled Fiberglass | Pressurized
QUIKTRIP #766 | 1750 WINDER HWY | DACULA | Gwinnett | 9067355 | 5 |  | 2011-06-01 | FALSE | 2011-06-01 | FALSE | Currently in Use | Diesel | 20000 | Fiberglass Double Walled | 2011-06-01 | Double-Walled Fiberglass | Pressurized
RaceWay #6908 - Suwanee | 3195 LAWRENCEVILLE SUWANEE RD | SUWANEE | Gwinnett | 9067356 | 1 | Overfill Alarm | 1998-11-20 | FALSE | 1998-11-20 | FALSE | Currently in Use | Premium | 15000 | Composite Double Walled | 1998-11-20 | Double-Walled Fiberglass | Pressurized
RaceWay #6908 - Suwanee | 3195 LAWRENCEVILLE SUWANEE RD | SUWANEE | Gwinnett | 9067356 | 2 | Overfill Alarm | 1998-11-20 | FALSE | 1998-11-20 | FALSE | Currently in Use | Diesel | 12000 | Composite Double Walled | 1998-11-20 | Double-Walled Fiberglass | Pressurized
RaceWay #6908 - Suwanee | 3195 LAWRENCEVILLE SUWANEE RD | SUWANEE | Gwinnett | 9067356 | 3 | Overfill Alarm | 1998-11-20 | FALSE | 1998-11-20 | FALSE | Currently in Use | Regular | 12000 | Composite Double Walled | 1998-11-20 | Double-Walled Fiberglass | Pressurized
F A SIMS OIL CO/BULK PLANT | BUCHANAN ST | LAWRENCEVILLE | Gwinnett | 9067357 | 1 |  | 1994-05-01 |  | 1994-05-01 |  | Removed from Ground | Gas (Historical Use) | 10000 | Lined Interior | 1978-05-10 |  | Pressurized
F A SIMS OIL CO/BULK PLANT | BUCHANAN ST | LAWRENCEVILLE | Gwinnett | 9067357 | 2 |  | 1994-05-01 |  | 1994-05-01 |  | Removed from Ground | Diesel | 6000 | Bare Steel | 1978-05-10 | Galvanized Steel | Pressurized
F A SIMS OIL CO/BULK PLANT | BUCHANAN ST | LAWRENCEVILLE | Gwinnett | 9067357 | 3 |  |  | FALSE |  | FALSE | Removed from Ground | Diesel | 6000 | Bare Steel | 1966-05-13 | Galvanized Steel | Pressurized
F A SIMS OIL CO/BULK PLANT | BUCHANAN ST | LAWRENCEVILLE | Gwinnett | 9067357 | 4 |  |  | FALSE |  | FALSE | Removed from Ground | Kerosene | 6000 | Bare Steel | 1966-05-13 | Galvanized Steel | Pressurized
F A SIMS OIL CO/BULK PLANT | BUCHANAN ST | LAWRENCEVILLE | Gwinnett | 9067357 | 5 |  |  | FALSE |  | FALSE | Removed from Ground | Gas (Historical Use) | 3000 | Bare Steel | 1966-05-13 | Galvanized Steel | Pressurized
F A SIMS OIL CO/BULK PLANT | BUCHANAN ST | LAWRENCEVILLE | Gwinnett | 9067357 | 6 |  |  | FALSE |  | FALSE | Removed from Ground | Diesel | 10000 | Bare Steel | 1978-05-10 | Galvanized Steel | Pressurized
BUTLER & BYERS ESTATE | 4405 BUFORD HIGHWAY | NORCROSS | Gwinnett | 9067358 | 1 | [5 empty] | Removed from Ground | Gas (Historical Use) | 560 | Bare Steel | 1998-06-25 | Bare Steel
BUTLER & BYERS ESTATE | 4405 BUFORD HIGHWAY | NORCROSS | Gwinnett | 9067358 | 2 | [5 empty] | Removed from Ground | Gas (Historical Use) | 560 | Bare Steel | 1998-06-25 | Bare Steel
BUTLER & BYERS ESTATE | 4405 BUFORD HIGHWAY | NORCROSS | Gwinnett | 9067358 | 3 | [5 empty] | Removed from Ground | Kerosene | 300 | Bare Steel | 1998-06-25 | Bare Steel
CHEVRON FOOD MART | 310 PEACHTREE IND BLVD | SUWANEE | Gwinnett | 9067359 | 1 | Ball Float | 1998-10-01 | FALSE | 1998-10-01 | FALSE | Currently in Use | Regular | 15000 | Fiberglass | 1998-10-01 | Double-Walled Fiberglass | Pressurized
CHEVRON FOOD MART | 310 PEACHTREE IND BLVD | SUWANEE | Gwinnett | 9067359 | 2 | Ball Float | 1998-10-01 | FALSE | 1998-10-01 | FALSE | Currently in Use | Premium | 15000 | Fiberglass | 1998-10-01 | Double-Walled Fiberglass | Pressurized
CHEVRON FOOD MART | 310 PEACHTREE IND BLVD | SUWANEE | Gwinnett | 9067359 | 3 | Flapper Valve | 1998-10-01 | FALSE | 1998-10-01 | FALSE | Currently in Use | Diesel | 1000 | Fiberglass | 1998-10-01 | Double-Walled Fiberglass | Safe Suction (Euro)
SUGAR HILL TEXACO | 5905 SUWANEE DAM RD | BUFORD | Gwinnett | 9067360 | 1 |  | 1998-04-01 | FALSE | 1998-04-01 | TRUE | Removed from Ground | Regular | 20000 | Fiberglass | 1998-04-01 | Fiberglass Reinforced Plastic | Pressurized
SUGAR HILL TEXACO | 5905 SUWANEE DAM RD | BUFORD | Gwinnett | 9067360 | 2 |  | 1998-04-01 | FALSE | 1998-04-01 | TRUE | Removed from Ground | Premium | 12000 | Fiberglass | 1998-04-01 | Fiberglass Reinforced Plastic | Pressurized
SUGAR HILL TEXACO | 5905 SUWANEE DAM RD | BUFORD | Gwinnett | 9067360 | 3 |  | 1998-04-01 | FALSE | 1998-04-01 | TRUE | Removed from Ground | Diesel | 8000 | Fiberglass | 1998-04-01 | Fiberglass Reinforced Plastic | Pressurized
FORMER BRICKYARD FACILITY | 116 HARMONY GROVE CHURCH RD | LILBURN | Gwinnett | 9067361 | 1 | [5 empty] | Removed from Ground | Gas (Historical Use) | 1000 | Bare Steel | 1998-10-01 | Bare Steel
FORMER BRICKYARD FACILITY | 116 HARMONY GROVE CHURCH RD | LILBURN | Gwinnett | 9067361 | 2 | [5 empty] | Removed from Ground | Diesel | 1000 | Bare Steel | 1998-10-01 | Bare Steel
SHELL #7 | 2525 HAMILTON MILL RD | BUFORD | Gwinnett | 9067362 | 1 | Ball Float | 1998-12-01 | FALSE | 1998-12-01 | FALSE | Currently in Use | Regular | 12000 | Fiberglass | 1998-12-01 | Fiberglass Reinforced Plastic | Pressurized
SHELL #7 | 2525 HAMILTON MILL RD | BUFORD | Gwinnett | 9067362 | 2 | Ball Float | 1998-12-01 | FALSE | 1998-12-01 | FALSE | Currently in Use | Premium | 12000 | Fiberglass | 1998-12-01 | Fiberglass Reinforced Plastic | Pressurized
SHELL #7 | 2525 HAMILTON MILL RD | BUFORD | Gwinnett | 9067362 | 3 | Ball Float | 1998-12-01 | FALSE | 1998-12-01 | FALSE | Currently in Use | Diesel | 12000 | Fiberglass | 1998-12-01 | Fiberglass Reinforced Plastic | Pressurized
SUGAR HILL CONVENIENCE STORE | 5192 HWY 20 | SUGAR HILL | Gwinnett | 9067365 | 1 | [5 empty] | Removed from Ground | Empty | 2000 | Marked Unknown | 1969-01-01 | Unknown
SUGAR HILL CONVENIENCE STORE | 5192 HWY 20 | SUGAR HILL | Gwinnett | 9067365 | 2 | [5 empty] | Removed from Ground | Empty | 2000 | Marked Unknown | 1969-01-01 | Unknown
SUGAR HILL CONVENIENCE STORE | 5192 HWY 20 | SUGAR HILL | Gwinnett | 9067365 | 3 | [5 empty] | Removed from Ground | Empty | 0 | Marked Unknown | 1969-01-01 | Unknown
SUGAR HILL CONVENIENCE STORE | 5192 HWY 20 | SUGAR HILL | Gwinnett | 9067365 | 4 | [5 empty] | Removed from Ground | Empty | 270 | Marked Unknown | 1969-01-01 | Unknown
SUGAR HILL CONVENIENCE STORE | 5192 HWY 20 | SUGAR HILL | Gwinnett | 9067365 | 5 | [5 empty] | Removed from Ground | Empty | 1000 | Marked Unknown | 1969-01-01 | Unknown
SUGAR HILL CONVENIENCE STORE | 5192 HWY 20 | SUGAR HILL | Gwinnett | 9067365 | 6 |  |  | FALSE |  | FALSE | Removed from Ground | Not Marked/Tank Removed | 1000 | Bare Steel | 2015-01-16
SUGAR HILL CONVENIENCE STORE | 5192 HWY 20 | SUGAR HILL | Gwinnett | 9067365 | 7 |  |  | FALSE |  | FALSE | Removed from Ground |  | 1000 | Bare Steel | 2015-01-16
BILL HEARD CHEVROLET INC -BUFORD | 4490 LEE STREET | BUFORD | Gwinnett | 9067366 | 1 | [5 empty] | Removed from Ground | Gas (Historical Use) | 1000 | Bare Steel | 1999-03-24 | Galvanized Steel | Suction (American)
MICKEYS LUMBER & SUPPLY CO INC | 3898 MAY RD | DULUTH | Gwinnett | 9067367 | 1 |  | 1999-05-01 |  | 1999-05-01 |  | Removed from Ground | Diesel | 6000 | Steel-Impressed Current | 1974-01-01 | Cathodically Protected | Suction (American)
MICKEYS LUMBER & SUPPLY CO INC | 3898 MAY RD | DULUTH | Gwinnett | 9067367 | 2 |  | 1999-05-01 |  | 1999-05-01 |  | Removed from Ground | Diesel | 6000 | Steel-Impressed Current | 1974-01-01 | Cathodically Protected | Suction (American)
PRINCE BLESSING'S | 1155 -A BUFORD HWY | SUGAR HILL | Gwinnett | 9067368 | 1 | Ball Float | 1999-01-01 | FALSE | 1999-01-01 | FALSE | Currently in Use | Regular | 10000 | Epoxy | 1999-01-01 | Fiberglass Reinforced Plastic | Pressurized
PRINCE BLESSING'S | 1155 -A BUFORD HWY | SUGAR HILL | Gwinnett | 9067368 | 2 | Ball Float | 1999-01-01 | FALSE | 1999-01-01 | FALSE | Currently in Use | Premium | 10000 | Epoxy | 1999-01-01 | Fiberglass Reinforced Plastic | Pressurized
PRINCE BLESSING'S | 1155 -A BUFORD HWY | SUGAR HILL | Gwinnett | 9067368 | 3 | Ball Float | 1999-01-01 | FALSE | 1999-01-01 | FALSE | Currently in Use | Diesel | 6000 | Epoxy | 1999-01-01 | Fiberglass Reinforced Plastic | Pressurized
PEACHTREE EXPRESS | 1895 Braselton HWY | LAWRENCEVILLE | Gwinnett | 9067369 | 1 | Ball Float | 1999-07-01 | FALSE | 1999-07-01 | FALSE | Currently in Use | Regular | 12000 | Fiberglass | 1999-07-01 | Fiberglass Reinforced Plastic | Pressurized
PEACHTREE EXPRESS | 1895 Braselton HWY | LAWRENCEVILLE | Gwinnett | 9067369 | 2 | Ball Float | 1999-07-01 | FALSE | 1999-07-01 | FALSE | Currently in Use | Premium | 8000 | Fiberglass | 1999-07-01 | Fiberglass Reinforced Plastic | Pressurized
PEACHTREE EXPRESS | 1895 Braselton HWY | LAWRENCEVILLE | Gwinnett | 9067369 | 3 | Ball Float | 1999-07-01 | FALSE | 1999-07-01 | FALSE | Currently in Use | Diesel | 8000 | Fiberglass | 1999-07-01 | Fiberglass Reinforced Plastic | Pressurized
SHELL FOOD MART #939 | 901 OAKLAND RD | LAWRENCEVILLE | Gwinnett | 9067370 | 1 | Ball Float | 2010-09-04 | FALSE | 2010-09-04 | FALSE | Currently in Use | Regular | 12000 | Epoxy |  | Fiberglass Reinforced Plastic | Pressurized
SHELL FOOD MART #939 | 901 OAKLAND RD | LAWRENCEVILLE | Gwinnett | 9067370 | 2 | Ball Float | 2010-09-04 | FALSE | 2010-09-04 | FALSE | Currently in Use | Premium | 10000 | Epoxy |  | Fiberglass Reinforced Plastic | Pressurized
QUIKTRIP NO 703 | 2185 BEAVER RUIN RD | NORCROSS | Gwinnett | 9067371 | 1 | Flapper Valve | 1999-05-01 | FALSE | 1999-05-01 | FALSE | Removed from Ground |  | 12000 | Fiberglass | 1999-04-01 | Double-Walled Fiberglass | Pressurized
QUIKTRIP NO 703 | 2185 BEAVER RUIN RD | NORCROSS | Gwinnett | 9067371 | 2 | Flapper Valve | 1999-05-01 | FALSE | 1999-05-01 | FALSE | Removed from Ground |  | 12000 | Fiberglass | 1999-04-01 | Double-Walled Fiberglass | Pressurized
QUIKTRIP NO 703 | 2185 BEAVER RUIN RD | NORCROSS | Gwinnett | 9067371 | 3 | Flapper Valve | 1999-05-01 | FALSE | 1999-05-01 | FALSE | Removed from Ground |  | 12000 | Fiberglass | 1999-04-01 | Double-Walled Fiberglass | Pressurized
CHEVRON FOOD FOOD MART | 842 HARBINS RD | DACULA | Gwinnett | 9067372 | 1 | Ball Float | 1999-04-29 | FALSE | 1999-04-29 | FALSE | Currently in Use | Regular | 10000 | Epoxy | 1999-01-01 | Fiberglass Reinforced Plastic | Pressurized
CHEVRON FOOD FOOD MART | 842 HARBINS RD | DACULA | Gwinnett | 9067372 | 2 | Ball Float | 1999-04-29 | FALSE | 1999-04-29 | FALSE | Currently in Use | Premium | 12000 | Epoxy | 1999-01-01 | Fiberglass Reinforced Plastic | Pressurized
DAVENPORT HOP IN CHEVRON | 3547 OLD NORCROSS RD | DULUTH | Gwinnett | 9067373 | 1 | Ball Float | 1999-09-01 | FALSE | 1999-09-01 | FALSE | Currently in Use | Premium | 10000 | Epoxy | 1999-01-01 | Fiberglass Reinforced Plastic | Pressurized
DAVENPORT HOP IN CHEVRON | 3547 OLD NORCROSS RD | DULUTH | Gwinnett | 9067373 | 2 | Ball Float | 1999-09-01 | FALSE | 1999-09-01 | FALSE | Currently in Use | Regular | 12000 | Epoxy | 1999-01-01 | Fiberglass Reinforced Plastic | Pressurized
BP | 2723 MEADOW CHURCH RD | DULUTH | Gwinnett | 9067374 | 1 | Ball Float | 1999-07-06 | FALSE | 1999-07-06 | FALSE | Currently in Use | Regular | 10000 | Fiberglass Double Walled | 1999-07-06 | Double-Walled Flex | Pressurized
BP | 2723 MEADOW CHURCH RD | DULUTH | Gwinnett | 9067374 | 2 | Ball Float | 1999-07-06 | FALSE | 1999-07-06 | FALSE | Currently in Use | Premium | 10000 | Fiberglass Double Walled | 1999-07-06 | Double-Walled Flex | Pressurized
BP | 2723 MEADOW CHURCH RD | DULUTH | Gwinnett | 9067374 | 3 | Ball Float | 1999-07-06 | FALSE | 1999-07-06 | FALSE | Currently in Use | Diesel | 10000 | Fiberglass Double Walled | 1999-07-06 | Double-Walled Flex | Pressurized
QUIKTRIP #785 | 2900 BUFORD DR | BUFORD | Gwinnett | 9067375 | 1 | Flapper Valve | 1998-12-01 | FALSE | 1998-12-01 | FALSE | Currently in Use | Regular | 12000 | Fiberglass Double Walled | 1998-12-01 | Double-Walled Fiberglass | Pressurized
QUIKTRIP #785 | 2900 BUFORD DR | BUFORD | Gwinnett | 9067375 | 2 | Flapper Valve | 1998-12-01 | FALSE | 1998-12-01 | FALSE | Currently in Use | Regular | 12000 | Fiberglass Double Walled | 1998-12-01 | Double-Walled Fiberglass | Pressurized
QUIKTRIP #785 | 2900 BUFORD DR | BUFORD | Gwinnett | 9067375 | 3 | Flapper Valve | 1998-12-01 | FALSE | 1998-12-01 | FALSE | Currently in Use | Premium | 12000 | Fiberglass Double Walled | 1998-12-01 | Double-Walled Fiberglass | Pressurized
QUIKTRIP #784 | 2460 HAMILTON MILL RD | DACULA | Gwinnett | 9067376 | 1 | Flapper Valve | 1999-09-01 | FALSE | 1999-09-01 | FALSE | Currently in Use | Regular | 12000 | Fiberglass | 1999-07-01 | Double-Walled Flex | Pressurized
QUIKTRIP #784 | 2460 HAMILTON MILL RD | DACULA | Gwinnett | 9067376 | 2 | Flapper Valve | 1999-09-01 | FALSE | 1999-09-01 | FALSE | Currently in Use | Regular | 12000 | Fiberglass | 1999-07-01 | Double-Walled Flex | Pressurized
QUIKTRIP #784 | 2460 HAMILTON MILL RD | DACULA | Gwinnett | 9067376 | 3 | Flapper Valve | 1999-09-01 | FALSE | 1999-09-01 | FALSE | Currently in Use | Premium | 12000 | Fiberglass | 1999-07-01 | Double-Walled Flex | Pressurized
QUIKTRIP #784 | 2460 HAMILTON MILL RD | DACULA | Gwinnett | 9067376 | 4A | Flapper Valve | 2017-05-17 | FALSE | 2017-05-17 | FALSE | Currently in Use | E-0 | 10000 | Fiberglass Double Walled | 2017-05-05 | Double-Walled Flex | Pressurized
QUIKTRIP #784 | 2460 HAMILTON MILL RD | DACULA | Gwinnett | 9067376 | 4B | Flapper Valve | 2017-05-17 | FALSE | 2017-05-17 | FALSE | Currently in Use | Diesel | 12000 | Fiberglass Double Walled | 2017-05-05 | Double-Walled Flex
LOGANVILLE COOPER | 2705 LOGANVILLE HWY 20 / COOPER RD | LOGANVILLE | Gwinnett | 9067377 | 1 | Ball Float | 1999-03-15 |  | 1999-03-15 |  | Currently in Use | Gas (Historical Use) | 15000 | Epoxy | 1999-03-14 | Fiberglass Reinforced Plastic | Pressurized
LOGANVILLE COOPER | 2705 LOGANVILLE HWY 20 / COOPER RD | LOGANVILLE | Gwinnett | 9067377 | 2 | Ball Float | 1999-03-15 |  | 1999-03-15 |  | Currently in Use | Gas (Historical Use) | 15000 | Epoxy | 1999-03-14 | Fiberglass Reinforced Plastic | Pressurized
TEXACO FOOD MART | 2815 CLUB DRIVE | LAWRENCEVILLE | Gwinnett | 9067378 | 1 | Ball Float | 1999-03-23 | FALSE | 1999-03-23 | FALSE | Currently in Use | Regular | 10000 | Epoxy | 1999-03-22 | Fiberglass Reinforced Plastic | Pressurized
TEXACO FOOD MART | 2815 CLUB DRIVE | LAWRENCEVILLE | Gwinnett | 9067378 | 2 | Ball Float | 1999-03-23 | FALSE | 1999-03-23 | FALSE | Currently in Use | Premium | 12000 | Epoxy | 1999-03-22 | Fiberglass Reinforced Plastic | Pressurized
GAS AND FOOD 2 | 2733 GA HWY 124 | DACULA | Gwinnett | 9067380 | 1 | Ball Float | 2000-07-19 | FALSE | 2000-07-19 | FALSE | Currently in Use | Regular | 12000 | Epoxy | 2000-07-17 | Fiberglass Reinforced Plastic | Pressurized
GAS AND FOOD 2 | 2733 GA HWY 124 | DACULA | Gwinnett | 9067380 | 2 | Ball Float | 2000-07-19 | FALSE | 2000-07-19 | FALSE | Currently in Use | Premium | 10000 | Epoxy | 2000-07-17 | Fiberglass Reinforced Plastic | Pressurized
GAS AND FOOD 2 | 2733 GA HWY 124 | DACULA | Gwinnett | 9067380 | 3 | Ball Float | 2000-07-19 | FALSE | 2000-07-19 | FALSE | Currently in Use | Diesel | 8000 | Epoxy | 2000-07-17 | Fiberglass Reinforced Plastic | Pressurized
XPO LOGISTICS FREIGHT INC | 1449 OAKLAND RD | LAWRENCEVILLE | Gwinnett | 9067381 | 1 | Flapper Valve | 2000-03-09 | FALSE | 2000-03-09 | FALSE | Currently in Use | Diesel | 20000 | Fiberglass Double Walled | 2000-02-18 | Double-Walled Fiberglass | Pressurized
XPO LOGISTICS FREIGHT INC | 1449 OAKLAND RD | LAWRENCEVILLE | Gwinnett | 9067381 | 2 | Flapper Valve | 2000-02-18 | FALSE | 2000-02-18 | FALSE | Currently in Use | New Oil | 3000 | Fiberglass Double Walled | 2000-02-18 | Double-Walled Fiberglass
XPO LOGISTICS FREIGHT INC | 1449 OAKLAND RD | LAWRENCEVILLE | Gwinnett | 9067381 | 3 |  | 2000-02-18 | FALSE | 2000-02-18 | FALSE | Currently in Use | Used Oil | 1000 | Fiberglass Double Walled | 2000-02-18 | Double-Walled Fiberglass | Pressurized
Chevron Food Mart | 4900 Stone Mountain Hwy | Lilburn | Gwinnett | 9067382 | 1 |  | 1999-10-01 |  | 1999-10-01 |  | Removed from Ground | Gas (Historical Use) | 12000 | Fiberglass | 1999-10-01 | Double Walled | Pressurized
Chevron Food Mart | 4900 Stone Mountain Hwy | Lilburn | Gwinnett | 9067382 | 2 |  | 1999-10-01 |  | 1999-10-01 |  | Removed from Ground | Gas (Historical Use) | 12000 | Fiberglass | 1999-10-01 | Double Walled | Pressurized
Chevron Food Mart | 4900 Stone Mountain Hwy | Lilburn | Gwinnett | 9067382 | 3 |  | 1999-10-01 |  | 1999-10-01 |  | Removed from Ground | Gas (Historical Use) | 12000 | Fiberglass | 1999-10-01 | Double Walled | Pressurized
Chevron Food Mart | 4900 Stone Mountain Hwy | Lilburn | Gwinnett | 9067382 | 4 | Flapper Valve | 2020-04-15 | FALSE | 2020-04-15 | FALSE | Currently in Use | Regular | 20000 | Composite Double Walled | 2020-04-15 | Double-Walled Fiberglass | Pressurized
Chevron Food Mart | 4900 Stone Mountain Hwy | Lilburn | Gwinnett | 9067382 | 5A | Flapper Valve | 2020-04-15 | FALSE | 2020-04-15 | FALSE | Currently in Use | Premium | 12000 | Composite Double Walled | 2020-04-15 | Double-Walled Fiberglass | Pressurized
Chevron Food Mart | 4900 Stone Mountain Hwy | Lilburn | Gwinnett | 9067382 | 5B | Flapper Valve | 2020-04-15 | FALSE | 2020-04-15 | FALSE | Currently in Use | Diesel On Road | 8000 | Composite Double Walled | 2020-04-15 | Double-Walled Fiberglass | Pressurized
MR MACS QUICKMART | 704 HWY 78 | LOGANVILLE | Gwinnett | 9067383 | 1 | Ball Float | 1996-10-14 | FALSE | 1996-10-14 | FALSE | Currently in Use | Regular | 12000 | Epoxy | 1996-10-08 | Fiberglass Reinforced Plastic | Pressurized
MR MACS QUICKMART | 704 HWY 78 | LOGANVILLE | Gwinnett | 9067383 | 2 |  | 1996-10-14 |  | 1996-10-14 |  | Currently in Use | Gas (Historical Use) | 12000 | Epoxy | 1996-10-08 | Fiberglass Reinforced Plastic | Pressurized
MR MACS QUICKMART | 704 HWY 78 | LOGANVILLE | Gwinnett | 9067383 | 3 |  | 1996-10-14 |  | 1996-10-14 |  | Currently in Use | Diesel | 2000 | Epoxy | 1996-10-08 | Fiberglass Reinforced Plastic | Pressurized
SUGARLOAF MTSO | 2349 MEADOW CHURCH WAY | DULUTH | Gwinnett | 9067384 | 1 |  | 1998-03-30 |  | 1998-03-30 |  | Removed from Ground | Diesel | 6000 | Fiberglass | 1998-03-13 | Double-Walled Fiberglass | Gravity Fed
SOUTHSIDE FUEL SITE | 2180 STONE DR | LILBURN | Gwinnett | 9067385 | 1 | Ball Float | 1998-05-01 | FALSE | 1998-05-01 | FALSE | Currently in Use | Regular | 15000 | Fiberglass Double Walled | 1998-05-05 | Double-Walled Fiberglass | Pressurized
SOUTHSIDE FUEL SITE | 2180 STONE DR | LILBURN | Gwinnett | 9067385 | 2 | Ball Float | 1998-05-01 | FALSE | 1998-05-01 | FALSE | Currently in Use | Diesel | 15000 | Fiberglass Double Walled | 1998-05-05 | Double-Walled Fiberglass | Pressurized
FORMER PROMISE LAND STROE | SR 124 & LEE RD | LITHONIA | Gwinnett | 9067386 | 1 | [5 empty] | Removed from Ground | Diesel | 500 | Bare Steel | 2000-08-01 | Bare Steel
FORMER PROMISE LAND STROE | SR 124 & LEE RD | LITHONIA | Gwinnett | 9067386 | 2 | [5 empty] | Removed from Ground | Gas (Historical Use) | 6000 | Bare Steel | 2000-08-01 | Bare Steel
FORMER PROMISE LAND STROE | SR 124 & LEE RD | LITHONIA | Gwinnett | 9067386 | 3 | [5 empty] | Removed from Ground | Gas (Historical Use) | 6000 | Bare Steel | 2000-08-01 | Bare Steel
FORMER PROMISE LAND STROE | SR 124 & LEE RD | LITHONIA | Gwinnett | 9067386 | 4 | [5 empty] | Removed from Ground | Gas (Historical Use) | 6000 | Bare Steel | 2000-08-01 | Bare Steel
OAKLAND CONVENIENCE INC | 2339 LAWRENCEVILLE HWY | LAWRENCEVILLE | Gwinnett | 9067387 | 1 | Ball Float | 2000-05-01 | FALSE | 2000-05-01 | FALSE | Currently in Use | Gas (Historical Use) | 12000 | Fiberglass Double Walled | 2000-05-01 | Double-Walled Fiberglass | Pressurized
OAKLAND CONVENIENCE INC | 2339 LAWRENCEVILLE HWY | LAWRENCEVILLE | Gwinnett | 9067387 | 2 | Ball Float | 2000-05-01 | FALSE | 2000-05-01 | FALSE | Currently in Use | Gas (Historical Use) | 10000 | Fiberglass Double Walled | 2000-05-01 | Double-Walled Fiberglass | Pressurized
QUIKTRIP #794 | 2008 SCENIC HWY | SNELLVILLE | Gwinnett | 9067388 | 1 | Ball Float | 2000-07-01 | FALSE | 2000-07-01 | FALSE | Currently in Use | Regular | 12000 | Fiberglass | 2000-06-30 | Fiberglass Reinforced Plastic | Pressurized
QUIKTRIP #794 | 2008 SCENIC HWY | SNELLVILLE | Gwinnett | 9067388 | 2 | Ball Float | 2000-07-01 | FALSE | 2000-07-01 | FALSE | Currently in Use | Regular | 12000 | Fiberglass | 2000-06-30 | Fiberglass Reinforced Plastic | Pressurized
QUIKTRIP #794 | 2008 SCENIC HWY | SNELLVILLE | Gwinnett | 9067388 | 3 | Flapper Valve | 2000-07-01 | FALSE | 2000-07-01 | FALSE | Currently in Use | Premium | 12000 | Fiberglass | 2000-06-30 | Fiberglass Reinforced Plastic | Pressurized
QUIKTRIP #794 | 2008 SCENIC HWY | SNELLVILLE | Gwinnett | 9067388 | 4A | Ball Float | 2017-02-03 | FALSE | 2017-02-03 | FALSE | Currently in Use | E-0 | 10000 | Fiberglass Double Walled | 2017-02-03 | Double-Walled Flex | Pressurized
QUIKTRIP #794 | 2008 SCENIC HWY | SNELLVILLE | Gwinnett | 9067388 | 4B | Ball Float | 2017-02-03 | FALSE | 2017-02-03 | FALSE | Currently in Use | Diesel | 12000 | Fiberglass Double Walled | 2017-02-03 | Double-Walled Flex | Pressurized
QUIKTRIP #790 | 3747 LAWRENCEVILLE HWY | LAWRENCEVILLE | Gwinnett | 9067389 | 1 | Flapper Valve | 2000-06-02 | FALSE | 2000-06-02 | FALSE | Currently in Use | Regular | 12000 | Fiberglass | 2000-05-26 | Double-Walled Fiberglass | Pressurized
QUIKTRIP #790 | 3747 LAWRENCEVILLE HWY | LAWRENCEVILLE | Gwinnett | 9067389 | 2 | Flapper Valve | 2000-06-02 | FALSE | 2000-06-02 | FALSE | Currently in Use | Regular | 12000 | Fiberglass | 2000-05-26 | Double-Walled Fiberglass | Pressurized
QUIKTRIP #790 | 3747 LAWRENCEVILLE HWY | LAWRENCEVILLE | Gwinnett | 9067389 | 3 | Flapper Valve | 2000-06-02 | FALSE | 2000-06-02 | FALSE | Currently in Use | Premium | 12000 | Fiberglass | 2000-05-26 | Double-Walled Fiberglass | Pressurized
SCHWANS LOGISTICS LLC | 2900 ROLLING PIN LANE STE A | SUWANEE | Gwinnett | 9067390 | 1 |  | 1994-12-30 | FALSE | 1994-12-30 | FALSE | Currently in Use | Diesel | 10000 | Composite | 1994-12-21 |  | Suction (American)
VDC II | 2836 PETERSON PL | NORCROSS | Gwinnett | 9067391 | 1 |  | 2000-09-25 | FALSE | 2000-09-25 | TRUE | Currently in Use | Diesel | 12000 | Fiberglass Double Walled | 2000-09-01 | Double-Walled Flex | Safe Suction (Euro)
VDC II | 2836 PETERSON PL | NORCROSS | Gwinnett | 9067391 | 2 |  | 2000-09-25 | FALSE | 2000-09-25 | TRUE | Currently in Use | Diesel | 12000 | Fiberglass Double Walled | 2000-09-01 | Double-Walled Flex | Safe Suction (Euro)
BERKELEY HILLS COUNTRY CLUB | 2300 POND RD | DULUTH | Gwinnett | 9067392 | 1 | [5 empty] | Removed from Ground | Gas (Historical Use) | 0 | Marked Unknown | 1985-01-01 | Unknown
PENSKE TRUCK LEASING CO LP | 1655 DISTRIBUTION DRIVE | DULUTH | Gwinnett | 9067393 | 1 | Flapper Valve | 2001-03-01 | FALSE | 2001-03-01 | FALSE | Currently in Use | Diesel | 20000 | Composite | 2001-03-01 | Flex | Pressurized
PENSKE TRUCK LEASING CO LP | 1655 DISTRIBUTION DRIVE | DULUTH | Gwinnett | 9067393 | 2 | Flapper Valve | 2001-03-01 | FALSE | 2001-03-01 | FALSE | Currently in Use | Regular | 12000 | Composite | 2001-03-01 | Flex | Pressurized
QUIKTRIP #786 | 4080 BUFORD DR | BUFORD | Gwinnett | 9067394 | 1 |  | 2001-02-01 | FALSE | 2001-02-01 | FALSE | Currently in Use | Gas (Historical Use) | 20000 | Fiberglass Double Walled | 2000-12-01 | Double-Walled Fiberglass | Pressurized
QUIKTRIP #786 | 4080 BUFORD DR | BUFORD | Gwinnett | 9067394 | 2 |  | 2001-02-01 | FALSE | 2001-02-01 | FALSE | Currently in Use | Gas (Historical Use) | 20000 | Fiberglass Double Walled | 2000-12-01 | Double-Walled Fiberglass | Pressurized
QUIKTRIP #786 | 4080 BUFORD DR | BUFORD | Gwinnett | 9067394 | 3 |  | 2001-02-01 | FALSE | 2001-02-01 | FALSE | Currently in Use | Gas (Historical Use) | 12000 | Fiberglass Double Walled | 2000-12-01 | Double-Walled Fiberglass | Pressurized
QUIKTRIP #786 | 4080 BUFORD DR | BUFORD | Gwinnett | 9067394 | 4A | Flapper Valve | 2019-12-06 | FALSE | 2019-12-06 | FALSE | Currently in Use | Diesel | 12000 | Fiberglass Double Walled | 2019-12-06 | Double-Walled Fiberglass | Pressurized
QUIKTRIP #786 | 4080 BUFORD DR | BUFORD | Gwinnett | 9067394 | 4B | Flapper Valve | 2019-12-06 | FALSE | 2019-12-06 | FALSE | Currently in Use | E-0 | 10000 | Fiberglass Double Walled | 2019-12-06 | Double-Walled Flex | Pressurized
ROGERS BRIDGE ROAD TEXACO | 2590 PEACHTREE IND BLVD | DULUTH | Gwinnett | 9067395 | 1 | Ball Float | 2000-06-21 | FALSE | 2000-06-21 | FALSE | Currently in Use | Gas (Historical Use) | 12000 | Epoxy | 2000-06-21 |  | Pressurized
ROGERS BRIDGE ROAD TEXACO | 2590 PEACHTREE IND BLVD | DULUTH | Gwinnett | 9067395 | 2 | Ball Float | 2000-06-21 | FALSE | 2000-06-21 | FALSE | Currently in Use | Gas (Historical Use) | 10000 | Epoxy | 2000-06-21 |  | Pressurized
CHADWICK GROCERY | 1579 BUFORD DAM RD | BUFORD | Gwinnett | 9067396 | 1 | [5 empty] | Removed from Ground | Gas (Historical Use) | 500 | Bare Steel | 1960-01-01 | Not Marked
CHADWICK GROCERY | 1579 BUFORD DAM RD | BUFORD | Gwinnett | 9067396 | 2 | [5 empty] | Removed from Ground | Gas (Historical Use) | 500 | Bare Steel | 1960-01-01 | Not Marked
BP #79389 | 774 BUFORD HWY | LAWRENCEVILLE | Gwinnett | 9067397 | 1 |  | 2001-04-11 |  | 2001-04-11 |  | Removed from Ground | Gas (Historical Use) | 10000 | Double Walled | 2001-04-11 | Double Walled | Pressurized
BP #79389 | 774 BUFORD HWY | LAWRENCEVILLE | Gwinnett | 9067397 | 2 |  | 2001-04-11 |  | 2001-04-11 |  | Removed from Ground | Gas (Historical Use) | 10000 | Double Walled | 2001-04-11 | Double Walled | Pressurized
BP #79389 | 774 BUFORD HWY | LAWRENCEVILLE | Gwinnett | 9067397 | 3 |  | 2001-04-11 |  | 2001-04-11 |  | Removed from Ground | Gas (Historical Use) | 10000 | Double Walled | 2001-04-11 | Double Walled | Pressurized
BP #79389 | 774 BUFORD HWY | LAWRENCEVILLE | Gwinnett | 9067397 | 4 |  | 2001-04-11 |  | 2001-04-11 |  | Removed from Ground | Gas (Historical Use) | 10000 | Double Walled | 2001-04-11 | Double Walled | Pressurized
SEABOARD FUEL SITE GWINNETT COUNTY DPU COMPLEX | 684 WINDER HWY | LAWRENCEVILLE | Gwinnett | 9067398 | 1 | Ball Float | 2001-12-01 | FALSE | 2001-12-01 | FALSE | Currently in Use | Regular | 15000 | Fiberglass | 2001-12-01 | Fiberglass Reinforced Plastic | Pressurized
SEABOARD FUEL SITE GWINNETT COUNTY DPU COMPLEX | 684 WINDER HWY | LAWRENCEVILLE | Gwinnett | 9067398 | 2 | Flapper Valve | 2001-12-01 | FALSE | 2001-12-01 | FALSE | Currently in Use | Diesel | 15000 | Fiberglass | 2001-12-01 | Fiberglass Reinforced Plastic | Pressurized
SHELL FOOD MART | 3585 LEE RD | SNELLVILLE | Gwinnett | 9067399 | 1 | Ball Float | 2001-08-01 | FALSE | 2001-08-01 | FALSE | Currently in Use | Regular | 10000 | Composite | 2001-08-01 | Fiberglass Reinforced Plastic | Pressurized
SHELL FOOD MART | 3585 LEE RD | SNELLVILLE | Gwinnett | 9067399 | 2 | Ball Float | 2001-08-01 | FALSE | 2001-08-01 | FALSE | Currently in Use | Premium | 8000 | Composite | 2001-08-01 | Fiberglass Reinforced Plastic | Pressurized
SHELL FOOD MART | 3585 LEE RD | SNELLVILLE | Gwinnett | 9067399 | 3 | Ball Float | 2001-08-01 | FALSE | 2001-08-01 | FALSE | Currently in Use | Diesel | 6000 | Composite | 2001-08-01 | Fiberglass Reinforced Plastic | Pressurized
WILLIAMS FARM | 2055 WEBB GIN HOUSE | SNELLVILLE | Gwinnett | 9067400 | 1 | [5 empty] | Removed from Ground | Gas (Historical Use) | 12000 | Not Marked/Unknown | 2001-08-29 | Not Marked
WILLIAMS FARM | 2055 WEBB GIN HOUSE | SNELLVILLE | Gwinnett | 9067400 | 2 | [5 empty] | Removed from Ground | Gas (Historical Use) | 12000 | Not Marked/Unknown | 2001-08-29 | Not Marked
WILLIAMS FARM | 2055 WEBB GIN HOUSE | SNELLVILLE | Gwinnett | 9067400 | 3 | [5 empty] | Removed from Ground | Gas (Historical Use) | 500 | Not Marked/Unknown | 2001-08-28 | Not Marked
WILLIAMS FARM | 2055 WEBB GIN HOUSE | SNELLVILLE | Gwinnett | 9067400 | 4 | [5 empty] | Removed from Ground | Gas (Historical Use) | 500 | Not Marked/Unknown | 2001-08-28 | Not Marked
EXXON FOOD MART | 3020 FIVE FORKS TRICKUM RD | LILBURN | Gwinnett | 9000704 | 1 | [5 empty] | Removed from Ground | Gas (Historical Use) | 6000 | Bare Steel | 1979-05-07 | Galvanized Steel | Pressurized
EXXON FOOD MART | 3020 FIVE FORKS TRICKUM RD | LILBURN | Gwinnett | 9000704 | 10 | Ball Float | 1997-09-22 | FALSE | 1997-09-22 | FALSE | Currently in Use | Premium | 12000 | Fiberglass Double Walled | 1997-09-22 | Double-Walled Fiberglass | Pressurized
EXXON FOOD MART | 3020 FIVE FORKS TRICKUM RD | LILBURN | Gwinnett | 9000704 | 2 | [5 empty] | Removed from Ground | Gas (Historical Use) | 6000 | Bare Steel | 1979-05-07 | Galvanized Steel | Pressurized
EXXON FOOD MART | 3020 FIVE FORKS TRICKUM RD | LILBURN | Gwinnett | 9000704 | 3 | [5 empty] | Removed from Ground | Gas (Historical Use) | 6000 | Bare Steel | 1979-05-07 | Galvanized Steel | Pressurized
EXXON FOOD MART | 3020 FIVE FORKS TRICKUM RD | LILBURN | Gwinnett | 9000704 | 4 | [5 empty] | Removed from Ground | Gas (Historical Use) | 6000 | Bare Steel | 1979-05-07 | Galvanized Steel | Pressurized
EXXON FOOD MART | 3020 FIVE FORKS TRICKUM RD | LILBURN | Gwinnett | 9000704 | 5 |  | 1991-01-01 |  | 1991-01-01 |  | Removed from Ground | Gas (Historical Use) | 10000 | Cathodically Protected Steel | 1991-10-15 | Fiberglass Reinforced Plastic | Pressurized
EXXON FOOD MART | 3020 FIVE FORKS TRICKUM RD | LILBURN | Gwinnett | 9000704 | 6 |  | 1991-01-01 |  | 1991-01-01 |  | Removed from Ground | Gas (Historical Use) | 10000 | Cathodically Protected Steel | 1991-10-15 | Fiberglass Reinforced Plastic | Pressurized
EXXON FOOD MART | 3020 FIVE FORKS TRICKUM RD | LILBURN | Gwinnett | 9000704 | 7 |  | 1991-01-01 |  | 1991-01-01 |  | Removed from Ground | Gas (Historical Use) | 10000 | Cathodically Protected Steel | 1991-10-15 | Fiberglass Reinforced Plastic | Pressurized
EXXON FOOD MART | 3020 FIVE FORKS TRICKUM RD | LILBURN | Gwinnett | 9000704 | 8 | Ball Float | 1997-09-22 | FALSE | 1997-09-22 | FALSE | Currently in Use | Regular | 12000 | Fiberglass Double Walled | 1997-09-22 | Double-Walled Fiberglass | Pressurized
EXXON FOOD MART | 3020 FIVE FORKS TRICKUM RD | LILBURN | Gwinnett | 9000704 | 9 | Ball Float | 1997-09-22 | FALSE | 1997-09-22 | FALSE | Currently in Use | Diesel | 12000 | Fiberglass Double Walled | 1997-09-22 | Double-Walled Fiberglass | Pressurized
FROZEN FOOD EXP/ATLANTA BEV WHSE | 6878 BEST FRIEND RD | NORCROSS | Gwinnett | 9000715 | 1 | [5 empty] | Removed from Ground | Diesel | 10000 | Bare Steel | 1979-02-01 | Bare Steel | Safe Suction (Euro)
FROZEN FOOD EXP/ATLANTA BEV WHSE | 6878 BEST FRIEND RD | NORCROSS | Gwinnett | 9000715 | 2 | [5 empty] | Removed from Ground | Diesel | 10000 | Bare Steel | 1981-01-31 | Bare Steel | Safe Suction (Euro)
FROZEN FOOD EXP/ATLANTA BEV WHSE | 6878 BEST FRIEND RD | NORCROSS | Gwinnett | 9000715 | 3 | [5 empty] | Removed from Ground | Gas (Historical Use) | 10000 | Bare Steel | 1981-01-31 | Bare Steel | Safe Suction (Euro)
FROZEN FOOD EXP/ATLANTA BEV WHSE | 6878 BEST FRIEND RD | NORCROSS | Gwinnett | 9000715 | 4 | [5 empty] | Removed from Ground | Other | 1000 | Bare Steel | 1981-01-31 | Bare Steel | Safe Suction (Euro)
FROZEN FOOD EXP/ATLANTA BEV WHSE | 6878 BEST FRIEND RD | NORCROSS | Gwinnett | 9000715 | 5 |  |  | TRUE |  | TRUE | Removed from Ground | Used Oil | 500 | Bare Steel | 1981-01-31 | Bare Steel | Safe Suction (Euro)
GREATER ATLANTA CHRISTIAN SCHOOL | 1575 INDIAN TRAIL RD | NORCROSS | Gwinnett | 9000719 | 1 | [5 empty] | Removed from Ground | Gas (Historical Use) | 2005 | Bare Steel | 1969-03-24 | Galvanized Steel
BP #00243/GULF #00243 | 3940 PEACHTREE IND BLVD | DULUTH | Gwinnett | 9000548 | 1 | [5 empty] | Removed from Ground | Diesel | 0 | Marked Unknown |  | Unknown
SPEEDWAY #105 | 1996 DULUTH HWY | LAWRENCEVILLE | Gwinnett | 9000612 | 1 |  | 1993-10-01 |  | 1993-10-01 |  | Removed from Ground | Diesel | 20000 | Cathodically Protected Steel | 1984-01-01 | Fiberglass Reinforced Plastic | Pressurized
SPEEDWAY #105 | 1996 DULUTH HWY | LAWRENCEVILLE | Gwinnett | 9000612 | 2 |  | 1993-10-01 |  | 1993-10-01 |  | Removed from Ground | Diesel | 20000 | Cathodically Protected Steel | 1984-01-01 | Fiberglass Reinforced Plastic | Pressurized
SPEEDWAY #105 | 1996 DULUTH HWY | LAWRENCEVILLE | Gwinnett | 9000612 | 3 |  | 1993-10-01 |  | 1993-10-01 |  | Removed from Ground | Kerosene | 4000 | Cathodically Protected Steel | 1984-01-01 | Fiberglass Reinforced Plastic | Pressurized
SPEEDWAY #105 | 1996 DULUTH HWY | LAWRENCEVILLE | Gwinnett | 9000612 | 4 |  | 1993-10-01 |  | 1993-10-01 |  | Removed from Ground | Gas (Historical Use) | 8000 | Cathodically Protected Steel | 1984-01-01 | Fiberglass Reinforced Plastic | Pressurized
SPEEDWAY #105 | 1996 DULUTH HWY | LAWRENCEVILLE | Gwinnett | 9000612 | 5 |  | 1993-10-01 |  | 1993-10-01 |  | Removed from Ground | Gas (Historical Use) | 12000 | Cathodically Protected Steel | 1984-01-01 | Fiberglass Reinforced Plastic | Pressurized
SPEEDWAY #105 | 1996 DULUTH HWY | LAWRENCEVILLE | Gwinnett | 9000612 | 6 |  | 1993-10-01 |  | 1993-10-01 |  | Removed from Ground | Gas (Historical Use) | 4000 | Bare Steel | 1984-01-01 | Fiberglass Reinforced Plastic | Pressurized
SPEEDWAY #105 | 1996 DULUTH HWY | LAWRENCEVILLE | Gwinnett | 9000612 | A | [5 empty] | Removed from Ground | Gas (Historical Use) | 10000 | Bare Steel | 1984-03-01 | Galvanized Steel
SPEEDWAY #105 | 1996 DULUTH HWY | LAWRENCEVILLE | Gwinnett | 9000612 | B | [5 empty] | Removed from Ground | Gas (Historical Use) | 10000 | Bare Steel | 1984-03-01 | Galvanized Steel
SPEEDWAY #105 | 1996 DULUTH HWY | LAWRENCEVILLE | Gwinnett | 9000612 | C | [5 empty] | Removed from Ground | Gas (Historical Use) | 10000 | Bare Steel | 1984-03-01 | Galvanized Steel
THRUWAY SERVICE CITY INC | BEAVER RUIN RD @ I-85 | NORCROSS | Gwinnett | 9000665 | DUMMY | [5 empty] | Removed from Ground | Diesel | 0 | Marked Unknown |  | Unknown
UNITED TOOL RENTAL | 3509 HWY 120 | DULUTH | Gwinnett | 9000666 | 1 | [5 empty] | Removed from Ground | Gas (Historical Use) | 4000 | Bare Steel | 1976-04-11 | Galvanized Steel | Safe Suction (Euro)
UNITED TOOL RENTAL | 3509 HWY 120 | DULUTH | Gwinnett | 9000666 | 2 | [5 empty] | Removed from Ground | Gas (Historical Use) | 4000 | Bare Steel | 1976-04-11 | Galvanized Steel | Safe Suction (Euro)
UNITED TOOL RENTAL | 3509 HWY 120 | DULUTH | Gwinnett | 9000666 | 3 | [5 empty] | Removed from Ground | Diesel | 560 | Bare Steel | 1976-04-11 | Galvanized Steel | Safe Suction (Euro)
UNITED TOOL RENTAL | 3509 HWY 120 | DULUTH | Gwinnett | 9000666 | 4 | [5 empty] | Removed from Ground | Kerosene | 560 | Bare Steel | 1976-04-11 | Galvanized Steel | Safe Suction (Euro)
UNITED TOOL RENTAL | 3509 HWY 120 | DULUTH | Gwinnett | 9000666 | 5 |  |  | TRUE |  | TRUE | Removed from Ground | Used Oil | 1500 | Bare Steel | 1993-03-08 | Galvanized Steel | Safe Suction (Euro)
NABORS USED CARS | 3465 GA HWY 124 | LITHONIA | Gwinnett | 9000513 | 1 | [5 empty] | Removed from Ground | Gas (Historical Use) | 1000 | Bare Steel | 1993-03-01 | Unknown
NABORS USED CARS | 3465 GA HWY 124 | LITHONIA | Gwinnett | 9000513 | 2 | [5 empty] | Removed from Ground | Gas (Historical Use) | 1000 | Bare Steel | 1993-03-01 | Unknown
CHEVRON STATION #43251 | 2549 HAMILTON MILL RD | BUFORD | Gwinnett | 9000576 | 1 | [5 empty] | Removed from Ground | Gas (Historical Use) | 0 | Marked Unknown | 1991-01-01 | Unknown
SHELL FOOD MART | 723 BUFORD DR | LAWRENCEVILLE | Gwinnett | 9000578 | 31882 |  | 1993-09-01 |  | 1993-09-01 |  | Removed from Ground | Diesel | 10000 | Steel-Impressed Current | 1982-03-18 | Fiberglass Reinforced Plastic | Pressurized
SHELL FOOD MART | 723 BUFORD DR | LAWRENCEVILLE | Gwinnett | 9000578 | 1 |  | 1993-09-01 |  | 1993-09-01 |  | Removed from Ground | Gas (Historical Use) | 12000 | Steel-Impressed Current | 1982-03-18 | Fiberglass Reinforced Plastic | Pressurized
SHELL FOOD MART | 723 BUFORD DR | LAWRENCEVILLE | Gwinnett | 9000578 | 2 |  | 1993-09-01 |  | 1993-09-01 |  | Removed from Ground | Gas (Historical Use) | 12000 | Steel-Impressed Current | 1982-03-18 | Fiberglass Reinforced Plastic | Pressurized
SHELL FOOD MART | 723 BUFORD DR | LAWRENCEVILLE | Gwinnett | 9000578 | 4 |  | 1993-09-01 |  | 1993-09-01 |  | Removed from Ground | Gas (Historical Use) | 8000 | Steel-Impressed Current | 1982-03-18 | Fiberglass Reinforced Plastic | Pressurized
CITGO QUIK MART | 3056 BUFORD HWY (US 23) | DULUTH | Gwinnett | 9000419 | 1U | [5 empty] | Removed from Ground | Gas (Historical Use) | 6000 | Bare Steel | 1970-02-14 | Galvanized Steel
CITGO QUIK MART | 3056 BUFORD HWY (US 23) | DULUTH | Gwinnett | 9000419 | 2P | [5 empty] | Removed from Ground | Gas (Historical Use) | 6000 | Bare Steel | 1970-02-14 | Galvanized Steel
CITGO QUIK MART | 3056 BUFORD HWY (US 23) | DULUTH | Gwinnett | 9000419 | 3S | [5 empty] | Removed from Ground | Gas (Historical Use) | 6000 | Bare Steel | 1990-02-01 | Fiberglass Reinforced Plastic
CITGO QUIK MART | 3056 BUFORD HWY (US 23) | DULUTH | Gwinnett | 9000419 | 4A |  | 1990-05-02 |  | 1990-05-02 |  | Currently in Use | Diesel | 7000 | Epoxy | 1990-04-20 | Fiberglass Reinforced Plastic | Pressurized
CITGO QUIK MART | 3056 BUFORD HWY (US 23) | DULUTH | Gwinnett | 9000419 | 4B |  | 1990-05-02 | FALSE | 1990-05-02 | FALSE | Temporarily out of use | Kerosene | 2000 | Epoxy | 1990-04-20 | Fiberglass Reinforced Plastic | Safe Suction (Euro)
CITGO QUIK MART | 3056 BUFORD HWY (US 23) | DULUTH | Gwinnett | 9000419 | 5 |  | 1990-05-02 | FALSE | 1990-05-02 | FALSE | Currently in Use | Gas (Historical Use) | 10000 | Galvanic (STIP-3) | 1990-05-02 | Fiberglass Reinforced Plastic | Pressurized
CITGO QUIK MART | 3056 BUFORD HWY (US 23) | DULUTH | Gwinnett | 9000419 | 6 |  | 1990-05-02 | FALSE | 1990-05-02 | FALSE | Currently in Use | Gas (Historical Use) | 5000 | Galvanic (STIP-3) | 1990-05-02 | Fiberglass Reinforced Plastic | Pressurized
CITGO QUIK MART | 3056 BUFORD HWY (US 23) | DULUTH | Gwinnett | 9000419 | 7 |  | 1990-05-02 | FALSE | 1990-05-02 | FALSE | Currently in Use | Gas (Historical Use) | 5000 | Galvanic (STIP-3) | 1990-05-02 | Fiberglass Reinforced Plastic | Pressurized
GA POWER/GWINNETT DIST OPER HQ | 1453 GA HWY 120 @ PURCELL | LAWRENCEVILLE | Gwinnett | 9000391 | 1 | [5 empty] | Removed from Ground | Other | 550 | Composite | 1986-01-01 | Copper | Safe Suction (Euro)
GA POWER/GWINNETT DIST OPER HQ | 1453 GA HWY 120 @ PURCELL | LAWRENCEVILLE | Gwinnett | 9000391 | 12601 | [5 empty] | Closed in Ground | Gas (Historical Use) | 10000 | Bare Steel | 1979-01-10 | Bare Steel | Pressurized
GA POWER/GWINNETT DIST OPER HQ | 1453 GA HWY 120 @ PURCELL | LAWRENCEVILLE | Gwinnett | 9000391 | 12602 |  |  | FALSE |  | FALSE | Removed from Ground | Diesel | 10000 | Unknown | 1993-11-01
GA POWER/GWINNETT DIST OPER HQ | 1453 GA HWY 120 @ PURCELL | LAWRENCEVILLE | Gwinnett | 9000391 | 2 | [5 empty] | Removed from Ground | Gas (Historical Use) | 10000 | Bare Steel | 1980-01-01 | Bare Steel | Pressurized
GA POWER/GWINNETT DIST OPER HQ | 1453 GA HWY 120 @ PURCELL | LAWRENCEVILLE | Gwinnett | 9000391 | 235038 | Flapper Valve | 1993-11-04 | FALSE | 1993-11-04 | FALSE | Removed from Ground | Diesel | 10000 | Fiberglass | 1993-11-04 | Fiberglass Reinforced Plastic | Pressurized
GA POWER/GWINNETT DIST OPER HQ | 1453 GA HWY 120 @ PURCELL | LAWRENCEVILLE | Gwinnett | 9000391 | 3 | [5 empty] | Removed from Ground | Diesel | 6000 | Bare Steel | 1961-05-13 | Bare Steel
GA POWER/GWINNETT DIST OPER HQ | 1453 GA HWY 120 @ PURCELL | LAWRENCEVILLE | Gwinnett | 9000391 | 4 |  |  | TRUE |  | TRUE | Removed from Ground | Used Oil | 550 | Fiberglass | 1986-01-01 | Not Marked | Gravity Fed
GA POWER/GWINNETT DIST OPER HQ | 1453 GA HWY 120 @ PURCELL | LAWRENCEVILLE | Gwinnett | 9000391 | 619259 | Flapper Valve | 1992-08-14 | FALSE | 1992-08-14 | FALSE | Removed from Ground | Regular | 10000 | Fiberglass | 1992-08-14 | Fiberglass Reinforced Plastic | Pressurized
GA POWER/GWINNETT DIST OPER HQ | 1453 GA HWY 120 @ PURCELL | LAWRENCEVILLE | Gwinnett | 9000391 | A | [5 empty] | Closed in Ground | Other | 1000 | Fiberglass | 1986-01-01 | Galvanized Steel
GA POWER/GWINNETT DIST OPER HQ | 1453 GA HWY 120 @ PURCELL | LAWRENCEVILLE | Gwinnett | 9000391 | B | [5 empty] | Closed in Ground | Other | 1000 | Fiberglass | 1986-01-01 | Galvanized Steel | Gravity Fed
GA POWER/GWINNETT DIST OPER HQ | 1453 GA HWY 120 @ PURCELL | LAWRENCEVILLE | Gwinnett | 9000391 | C | [5 empty] | Closed in Ground | Other | 1000 | Fiberglass | 1986-01-01 | Galvanized Steel | Gravity Fed
GA POWER/GWINNETT DIST OPER HQ | 1453 GA HWY 120 @ PURCELL | LAWRENCEVILLE | Gwinnett | 9000391 | D | [5 empty] | Closed in Ground | Other | 1000 | Fiberglass | 1986-01-01 | Galvanized Steel | Gravity Fed
NORTH GWINNETT EXXON | 3034 LAWRENCEVILLE SUWANEE RD | SUWANEE | Gwinnett | 9000318 | 1 | Ball Float | 1998-12-01 | FALSE | 1998-12-01 | FALSE | Currently in Use | Regular | 12000 | Fiberglass | 1989-10-24 | Fiberglass Reinforced Plastic | Pressurized
NORTH GWINNETT EXXON | 3034 LAWRENCEVILLE SUWANEE RD | SUWANEE | Gwinnett | 9000318 | 2 | Ball Float | 1998-12-01 | FALSE | 1998-12-01 | FALSE | Currently in Use | Premium | 12000 | Fiberglass | 1989-10-24 | Fiberglass Reinforced Plastic | Pressurized
NORTH GWINNETT EXXON | 3034 LAWRENCEVILLE SUWANEE RD | SUWANEE | Gwinnett | 9000318 | 3 | Ball Float | 1998-12-01 | FALSE | 1998-12-01 | FALSE | Currently in Use | Diesel | 12000 | Fiberglass | 1989-10-24 | Fiberglass Reinforced Plastic | Pressurized
NORTH GWINNETT EXXON | 3034 LAWRENCEVILLE SUWANEE RD | SUWANEE | Gwinnett | 9000318 | 4 |  |  | TRUE |  | TRUE | Currently in Use | Used Oil | 1000 | Fiberglass | 1989-10-24 | Fiberglass Reinforced Plastic
NORTH GWINNETT EXXON | 3034 LAWRENCEVILLE SUWANEE RD | SUWANEE | Gwinnett | 9000318 | 5 |  | 1998-12-01 |  | 1998-12-01 |  | Closed in Ground | Diesel | 1000 | Fiberglass | 1989-10-24 | Fiberglass Reinforced Plastic
CHEVRON FOOD MART | 6141 PEACHTREE PKWY | NORCROSS | Gwinnett | 9000376 | 1 | [5 empty] | Removed from Ground | Gas (Historical Use) | 12000 | Bare Steel | 1978-04-25 | Galvanized Steel
CHEVRON FOOD MART | 6141 PEACHTREE PKWY | NORCROSS | Gwinnett | 9000376 | 2 | [5 empty] | Removed from Ground | Gas (Historical Use) | 12000 | Bare Steel | 1978-04-25 | Galvanized Steel
CHEVRON FOOD MART | 6141 PEACHTREE PKWY | NORCROSS | Gwinnett | 9000376 | 3 | [5 empty] | Removed from Ground | Gas (Historical Use) | 12000 | Bare Steel | 1978-04-25 | Galvanized Steel
CHEVRON FOOD MART | 6141 PEACHTREE PKWY | NORCROSS | Gwinnett | 9000376 | 4 | [5 empty] | Removed from Ground | Gas (Historical Use) | 12000 | Bare Steel | 1978-04-25 | Galvanized Steel
CHEVRON FOOD MART | 6141 PEACHTREE PKWY | NORCROSS | Gwinnett | 9000376 | 5 |  | 1994-11-07 |  | 1994-11-07 |  | Removed from Ground | Gas (Historical Use) | 10000 | Fiberglass Double Walled | 1989-08-08 | Double-Walled Fiberglass | Pressurized
CHEVRON FOOD MART | 6141 PEACHTREE PKWY | NORCROSS | Gwinnett | 9000376 | 6 |  | 1994-11-07 |  | 1994-11-07 |  | Removed from Ground | Gas (Historical Use) | 10000 | Fiberglass Double Walled | 1989-08-08 | Double-Walled Fiberglass | Pressurized
CHEVRON FOOD MART | 6141 PEACHTREE PKWY | NORCROSS | Gwinnett | 9000376 | 7 |  | 1994-11-07 |  | 1994-11-07 |  | Removed from Ground | Gas (Historical Use) | 10000 | Fiberglass Double Walled | 1989-08-08 | Double-Walled Fiberglass | Pressurized
FOOD MART | 2411 LAWRENCEVILLE HWY | LAWRENCEVILLE | Gwinnett | 9000478 | 1 | Ball Float | 1989-11-28 | FALSE | 1989-11-28 | FALSE | Currently in Use | Plus | 10000 | Galvanic (STIP-3) | 1989-11-28 | Fiberglass Reinforced Plastic | Pressurized
FOOD MART | 2411 LAWRENCEVILLE HWY | LAWRENCEVILLE | Gwinnett | 9000478 | 2 | Ball Float | 1989-11-28 | FALSE | 1989-11-28 | FALSE | Currently in Use | Regular | 10000 | Galvanic (STIP-3) | 1989-11-28 | Fiberglass Reinforced Plastic | Pressurized
FOOD MART | 2411 LAWRENCEVILLE HWY | LAWRENCEVILLE | Gwinnett | 9000478 | 3 | Ball Float | 1989-11-28 | FALSE | 1989-11-28 | FALSE | Currently in Use | Premium | 10000 | Galvanic (STIP-3) | 1989-11-28 | Fiberglass Reinforced Plastic | Pressurized
FOOD MART | 2411 LAWRENCEVILLE HWY | LAWRENCEVILLE | Gwinnett | 9000478 | 4 | Ball Float | 1989-11-28 | FALSE | 1989-11-28 | FALSE | Currently in Use | Diesel | 8000 | Galvanic (STIP-3) | 1989-11-28 | Fiberglass Reinforced Plastic | Pressurized
H & W MERCHANDISE | 2786 HAMILTON MILL RD | BUFORD | Gwinnett | 9000487 | 1 | [5 empty] | Removed from Ground | Gas (Historical Use) | 5000 | Bare Steel | 1974-07-04 | Fiberglass Reinforced Plastic | Suction (American)
H & W MERCHANDISE | 2786 HAMILTON MILL RD | BUFORD | Gwinnett | 9000487 | 2 | [5 empty] | Removed from Ground | Gas (Historical Use) | 5000 | Bare Steel | 1974-07-04 | Fiberglass Reinforced Plastic | Suction (American)
H & W MERCHANDISE | 2786 HAMILTON MILL RD | BUFORD | Gwinnett | 9000487 | 3 | [5 empty] | Removed from Ground | Gas (Historical Use) | 6000 | Bare Steel | 1983-07-02 | Fiberglass Reinforced Plastic | Suction (American)
GOLDEN PANTRY #39 (FORMER/CLOSED | 1930 GA HWY 13 @ LEE ST | BUFORD | Gwinnett | 9000428 | 1 | [5 empty] | Removed from Ground | Gas (Historical Use) | 10000 | Bare Steel | 1966-04-22 | Galvanized Steel
GOLDEN PANTRY #39 (FORMER/CLOSED | 1930 GA HWY 13 @ LEE ST | BUFORD | Gwinnett | 9000428 | 2 | [5 empty] | Removed from Ground | Gas (Historical Use) | 3000 | Bare Steel | 1966-04-22 | Galvanized Steel
GOLDEN PANTRY #39 (FORMER/CLOSED | 1930 GA HWY 13 @ LEE ST | BUFORD | Gwinnett | 9000428 | 3 | [5 empty] | Removed from Ground | Gas (Historical Use) | 3000 | Bare Steel | 1966-04-22 | Galvanized Steel
GOLDEN PANTRY #39 (FORMER/CLOSED | 1930 GA HWY 13 @ LEE ST | BUFORD | Gwinnett | 9000428 | 4 | [5 empty] | Removed from Ground | Gas (Historical Use) | 3000 | Bare Steel | 1966-04-22 | Galvanized Steel
GOLDEN PANTRY #39 (FORMER/CLOSED | 1930 GA HWY 13 @ LEE ST | BUFORD | Gwinnett | 9000428 | 5 | [5 empty] | Removed from Ground | Gas (Historical Use) | 3000 | Bare Steel | 1966-04-22 | Galvanized Steel
GOLDEN PANTRY #39 (FORMER/CLOSED | 1930 GA HWY 13 @ LEE ST | BUFORD | Gwinnett | 9000428 | 6 | [5 empty] | Removed from Ground | Gas (Historical Use) | 1000 | Bare Steel | 1966-04-22 | Galvanized Steel
MANSFIELD OK | US HWY 78 & ROSEBUD RD | LOGANVILLE | Gwinnett | 9000436 | 1 | [5 empty] | Removed from Ground | Gas (Historical Use) | 10000 | Bare Steel | 1981-05-02 | Galvanized Steel
MANSFIELD OK | US HWY 78 & ROSEBUD RD | LOGANVILLE | Gwinnett | 9000436 | 2 | [5 empty] | Removed from Ground | Gas (Historical Use) | 4000 | Bare Steel | 1976-05-03 | Galvanized Steel
MANSFIELD OK | US HWY 78 & ROSEBUD RD | LOGANVILLE | Gwinnett | 9000436 | 3 | [5 empty] | Removed from Ground | Gas (Historical Use) | 4000 | Bare Steel | 1976-05-03 | Galvanized Steel
MANSFIELD OK | US HWY 78 & ROSEBUD RD | LOGANVILLE | Gwinnett | 9000436 | 4 | [5 empty] | Removed from Ground | Gas (Historical Use) | 8000 | Bare Steel | 1981-05-02 | Galvanized Steel
MAJIK MARKET #09172 | 685 SCENIC HWY | LAWRENCEVILLE | Gwinnett | 9000044 | 1 | [5 empty] | Removed from Ground | Gas (Historical Use) | 8000 | Bare Steel | 1975-05-16 | Galvanized Steel
MAJIK MARKET #09172 | 685 SCENIC HWY | LAWRENCEVILLE | Gwinnett | 9000044 | 2 | [5 empty] | Removed from Ground | Gas (Historical Use) | 8000 | Bare Steel | 1975-05-16 | Galvanized Steel
MAJIK MARKET #09172 | 685 SCENIC HWY | LAWRENCEVILLE | Gwinnett | 9000044 | 3 | [5 empty] | Removed from Ground | Gas (Historical Use) | 8000 | Fiberglass | 1988-01-01 | Galvanized Steel
CROWN STATION GA #32 | 157 SCENIC HWY | LAWRENCEVILLE | Gwinnett | 9000045 | 1 | [5 empty] | Removed from Ground | Gas (Historical Use) | 15060 | Bare Steel | 1975-04-07 | Galvanized Steel
CROWN STATION GA #32 | 157 SCENIC HWY | LAWRENCEVILLE | Gwinnett | 9000045 | 2 | [5 empty] | Removed from Ground | Gas (Historical Use) | 15060 | Bare Steel | 1975-04-07 | Galvanized Steel
CROWN STATION GA #32 | 157 SCENIC HWY | LAWRENCEVILLE | Gwinnett | 9000045 | 3 | [5 empty] | Removed from Ground | Gas (Historical Use) | 10200 | Bare Steel | 1977-04-06 | Galvanized Steel
STOP N GO MARKET #1058 | 2989 FIVE FORKS-TRICKUM RD | LILBURN/LAWRENCEVILL | Gwinnett | 9000046 | 1 | [5 empty] | Removed from Ground | Empty | 10000 | Bare Steel | 1975-05-11 | Galvanized Steel
STOP N GO MARKET #1058 | 2989 FIVE FORKS-TRICKUM RD | LILBURN/LAWRENCEVILL | Gwinnett | 9000046 | 2 | [5 empty] | Removed from Ground | Empty | 10000 | Bare Steel | 1975-05-11 | Galvanized Steel
STOP N GO MARKET #1058 | 2989 FIVE FORKS-TRICKUM RD | LILBURN/LAWRENCEVILL | Gwinnett | 9000046 | 4 | [5 empty] | Removed from Ground | Gas (Historical Use) | 10000 | Bare Steel | 1976-03-12 | Galvanized Steel
STOP N GO MARKET #1058 | 2989 FIVE FORKS-TRICKUM RD | LILBURN/LAWRENCEVILL | Gwinnett | 9000046 | 5 | [5 empty] | Removed from Ground | Gas (Historical Use) | 10000 | Bare Steel | 1976-03-12 | Galvanized Steel
STOP N GO MARKET #1058 | 2989 FIVE FORKS-TRICKUM RD | LILBURN/LAWRENCEVILL | Gwinnett | 9000046 | 6 | [5 empty] | Removed from Ground | Gas (Historical Use) | 10000 | Bare Steel | 1979-03-12 | Galvanized Steel
STOP N GO MARKET #1058 | 2989 FIVE FORKS-TRICKUM RD | LILBURN/LAWRENCEVILL | Gwinnett | 9000046 | 7 | [5 empty] | Removed from Ground | Gas (Historical Use) | 10000 | Fiberglass | 1986-01-01 | Fiberglass Reinforced Plastic
STOP N GO MARKET #1058 | 2989 FIVE FORKS-TRICKUM RD | LILBURN/LAWRENCEVILL | Gwinnett | 9000046 | 8 | [5 empty] | Removed from Ground | Gas (Historical Use) | 10000 | Fiberglass | 1987-01-01 | Fiberglass Reinforced Plastic
STOP N GO MARKET #1058 | 2989 FIVE FORKS-TRICKUM RD | LILBURN/LAWRENCEVILL | Gwinnett | 9000046 | 9 | [5 empty] | Removed from Ground | Gas (Historical Use) | 10000 | Fiberglass | 1987-01-01 | Fiberglass Reinforced Plastic
LUCENT TECHNOLOGIES-ATLANTA FACI | 2000 N E EXPRESSWAY | NORCROSS | Gwinnett | 9000047 | 1 | [5 empty] | Removed from Ground | Hazardous Substance | 2000 | Concrete | 1974-05-02 | Galvanized Steel
LUCENT TECHNOLOGIES-ATLANTA FACI | 2000 N E EXPRESSWAY | NORCROSS | Gwinnett | 9000047 | 2 | [5 empty] | Removed from Ground | Hazardous Substance | 2000 | Concrete | 1974-05-02 | Galvanized Steel
LUCENT TECHNOLOGIES-ATLANTA FACI | 2000 N E EXPRESSWAY | NORCROSS | Gwinnett | 9000047 | 3 | [5 empty] | Removed from Ground | Hazardous Substance | 600 | Concrete | 1974-05-02 | Galvanized Steel
LUCENT TECHNOLOGIES-ATLANTA FACI | 2000 N E EXPRESSWAY | NORCROSS | Gwinnett | 9000047 | 4 | [5 empty] | Removed from Ground | Hazardous Substance | 2000 | Concrete | 1974-05-02 | Galvanized Steel
LUCENT TECHNOLOGIES-ATLANTA FACI | 2000 N E EXPRESSWAY | NORCROSS | Gwinnett | 9000047 | 5 | [5 empty] | Removed from Ground | Gas (Historical Use) | 6110 | Bare Steel | 1971-05-03 | Galvanized Steel
LUCENT TECHNOLOGIES-ATLANTA FACI | 2000 N E EXPRESSWAY | NORCROSS | Gwinnett | 9000047 | 6 | [5 empty] | Removed from Ground | Diesel | 10000 | Bare Steel | 1971-05-03 | Galvanized Steel
GWINNETT CO/PHILLIPS 66 | 3115 BUFORD HWY | DULUTH | Gwinnett | 7067001 | 1 | [5 empty] | Removed from Ground | Gas (Historical Use) | 6000 | Bare Steel | 1993-02-10 | Galvanized Steel | Safe Suction (Euro)
GWINNETT CO/PHILLIPS 66 | 3115 BUFORD HWY | DULUTH | Gwinnett | 7067001 | 2 | [5 empty] | Removed from Ground | Gas (Historical Use) | 6000 | Bare Steel | 1993-02-10 | Galvanized Steel | Safe Suction (Euro)
GWINNETT CO/PHILLIPS 66 | 3115 BUFORD HWY | DULUTH | Gwinnett | 7067001 | 3 | [5 empty] | Removed from Ground | Diesel | 5000 | Bare Steel | 1993-02-10 | Galvanized Steel | Safe Suction (Euro)
GWINNETT CO/PHILLIPS 66 | 3115 BUFORD HWY | DULUTH | Gwinnett | 7067001 | 4 | [5 empty] | Removed from Ground | Kerosene | 560 | Bare Steel | 1993-02-10 | Galvanized Steel | Safe Suction (Euro)
GWINNETT CO | BUFORD HWY & MT TABOR CIR | DULUTH | Gwinnett | 7067002 | 1 | [5 empty] | Removed from Ground | Gas (Historical Use) | 560 | Bare Steel | 1993-03-04 | Galvanized Steel | Safe Suction (Euro)
GWINNETT CO | BUFORD HWY & MT TABOR CIR | DULUTH | Gwinnett | 7067002 | 2 | [5 empty] | Removed from Ground | Gas (Historical Use) | 560 | Bare Steel | 1993-03-04 | Galvanized Steel | Safe Suction (Euro)
WEE WILLY'S FOOD STORE #7 | 1875 PEACHTREE IND BLVD | BUFORD | Gwinnett | 9000002 | 1 | Flapper Valve | 1988-01-01 | FALSE | 1988-01-01 | FALSE | Temporarily out of use | Diesel | 6000 | Galvanic (STIP-3) | 1988-06-20 | Fiberglass Reinforced Plastic | Pressurized
WEE WILLY'S FOOD STORE #7 | 1875 PEACHTREE IND BLVD | BUFORD | Gwinnett | 9000002 | 2 | Flapper Valve | 1988-01-01 | FALSE | 1988-01-01 | FALSE | Temporarily out of use | Regular | 6000 | Galvanic (STIP-3) | 1988-06-20 | Fiberglass Reinforced Plastic | Pressurized
WEE WILLY'S FOOD STORE #7 | 1875 PEACHTREE IND BLVD | BUFORD | Gwinnett | 9000002 | 3 | Flapper Valve | 1988-01-01 | FALSE | 1988-01-01 | FALSE | Currently in Use | Premium | 6000 | Galvanic (STIP-3) | 1988-06-20 | Fiberglass Reinforced Plastic | Pressurized
WEE WILLY'S FOOD STORE #7 | 1875 PEACHTREE IND BLVD | BUFORD | Gwinnett | 9000002 | 4 | Flapper Valve | 1988-01-01 | FALSE | 1988-01-01 | FALSE | Currently in Use | Diesel Off Road | 2000 | Galvanic (STIP-3) | 1988-06-20 | Fiberglass Reinforced Plastic | Safe Suction (Euro)
QUICK PICK FOOD STORE | 5032 ANNISTOWN RD | STONE MOUNTAIN | Gwinnett | 9000020 | 1 | [5 empty] | Removed from Ground | Gas (Historical Use) | 8000 | Bare Steel | 1976-05-15 | Galvanized Steel
QUICK PICK FOOD STORE | 5032 ANNISTOWN RD | STONE MOUNTAIN | Gwinnett | 9000020 | 2 | [5 empty] | Removed from Ground | Gas (Historical Use) | 8000 | Bare Steel | 1976-05-15 | Galvanized Steel
QUICK PICK FOOD STORE | 5032 ANNISTOWN RD | STONE MOUNTAIN | Gwinnett | 9000020 | 3 | [5 empty] | Removed from Ground | Gas (Historical Use) | 8000 | Bare Steel | 1985-05-13 | Galvanized Steel
QUICK PICK FOOD STORE | 5032 ANNISTOWN RD | STONE MOUNTAIN | Gwinnett | 9000020 | 4 | Ball Float | 2002-06-01 | FALSE | 2002-06-01 | FALSE | Currently in Use | Regular | 10000 | Fiberglass | 2002-06-01 | Fiberglass Reinforced Plastic | Pressurized
QUICK PICK FOOD STORE | 5032 ANNISTOWN RD | STONE MOUNTAIN | Gwinnett | 9000020 | 5 | Ball Float | 2002-06-01 | FALSE | 2002-06-01 | FALSE | Currently in Use | Premium | 8000 | Fiberglass | 2002-06-01 | Fiberglass Reinforced Plastic | Pressurized
SCHWERMAN TRUCKING CO | 6555 BUTTON GWINNETT DR | DORAVILLE | Gwinnett | 9000150 | 1 | [5 empty] | Removed from Ground | Diesel | 8000 | Bare Steel | 1961-04-15 | Unknown
SATELLITE FOOD | 4025 SATELLITE BLVD Ste A | DULUTH | Gwinnett | 9000212 | 1 | Ball Float | 1994-05-26 | FALSE | 1994-05-26 | FALSE | Currently in Use | Regular | 10000 | Fiberglass | 1986-05-01 | Fiberglass Reinforced Plastic | Pressurized
SATELLITE FOOD | 4025 SATELLITE BLVD Ste A | DULUTH | Gwinnett | 9000212 | 2 | Ball Float | 1994-05-26 | FALSE | 1994-05-26 | FALSE | Currently in Use | Diesel | 10000 | Fiberglass | 1986-05-01 | Fiberglass Reinforced Plastic | Pressurized
SATELLITE FOOD | 4025 SATELLITE BLVD Ste A | DULUTH | Gwinnett | 9000212 | 3 | Ball Float | 1994-05-26 | FALSE | 1994-05-26 | FALSE | Currently in Use | Premium | 10000 | Fiberglass | 1986-05-01 | Fiberglass Reinforced Plastic | Pressurized
MAJIK MARKET 16409/TENNECO #1640 | 4205 LAWRENCEVILLE HWY | LILBURN | Gwinnett | 9000220 | 1 | [5 empty] | Removed from Ground | Gas (Historical Use) | 12000 | Bare Steel | 1980-02-05 | Galvanized Steel | Pressurized
MAJIK MARKET 16409/TENNECO #1640 | 4205 LAWRENCEVILLE HWY | LILBURN | Gwinnett | 9000220 | 2 | [5 empty] | Removed from Ground | Gas (Historical Use) | 12000 | Cathodically Protected Steel | 1980-02-05 | Galvanized Steel | Pressurized
MAJIK MARKET 16409/TENNECO #1640 | 4205 LAWRENCEVILLE HWY | LILBURN | Gwinnett | 9000220 | 3 | [5 empty] | Removed from Ground | Gas (Historical Use) | 12000 | Cathodically Protected Steel | 1980-02-05 | Galvanized Steel | Pressurized
US POSTAL SERVICE-NORCROSS | 265 MITCHELL RD | NORCROSS | Gwinnett | 9000244 | 1 | [5 empty] | Removed from Ground | Gas (Historical Use) | 12000 | Fiberglass | 1984-04-07 | Galvanized Steel
US POSTAL SERVICE-NORCROSS | 265 MITCHELL RD | NORCROSS | Gwinnett | 9000244 | 2 | [5 empty] | Removed from Ground | Gas (Historical Use) | 12000 | Fiberglass | 1984-04-07 | Unknown
US POSTAL SERVICE-NORCROSS | 265 MITCHELL RD | NORCROSS | Gwinnett | 9000244 | 3 | [5 empty] | Removed from Ground | Gas (Historical Use) | 12000 | Double Walled | 1991-01-01 | Fiberglass Reinforced Plastic | Pressurized
MARSHA ENTERPRISES LLC | 5965 BUFORD HWY | NORCROSS | Gwinnett | 9000253 | 1 | Ball Float | 1994-10-17 | FALSE | 1994-10-17 | FALSE | Currently in Use | Regular | 11459 | Fiberglass | 1978-01-01 | Fiberglass Reinforced Plastic | Pressurized
MARSHA ENTERPRISES LLC | 5965 BUFORD HWY | NORCROSS | Gwinnett | 9000253 | 2 | Ball Float | 1994-10-17 | FALSE | 1994-10-17 | FALSE | Currently in Use | Premium | 11459 | Fiberglass | 1978-01-01 | Fiberglass Reinforced Plastic | Pressurized
MARSHA ENTERPRISES LLC | 5965 BUFORD HWY | NORCROSS | Gwinnett | 9000253 | 3 | Ball Float | 1994-10-17 | FALSE | 1994-10-17 | FALSE | Currently in Use | Diesel | 11459 | Fiberglass | 1978-01-01 | Fiberglass Reinforced Plastic | Pressurized
CENTERVILLE STORE | 3485 HWY 124 | SNELLVILLE | Gwinnett | 9000262 | 1MU |  | 1995-12-01 |  | 1995-12-01 |  | Removed from Ground | Gas (Historical Use) | 3000 | Steel-Impressed Current | 1961-04-29 | Fiberglass Reinforced Plastic | Suction (American)
CENTERVILLE STORE | 3485 HWY 124 | SNELLVILLE | Gwinnett | 9000262 | 2-PU |  | 1995-12-01 |  | 1995-12-01 |  | Removed from Ground | Gas (Historical Use) | 2000 | Steel-Impressed Current | 1961-04-29 | Fiberglass Reinforced Plastic | Suction (American)
CENTERVILLE STORE | 3485 HWY 124 | SNELLVILLE | Gwinnett | 9000262 | 3-RU |  | 1995-12-01 |  | 1995-12-01 |  | Removed from Ground | Gas (Historical Use) | 10000 | Steel-Impressed Current | 1984-04-29 | Fiberglass Reinforced Plastic | Suction (American)
CENTERVILLE STORE | 3485 HWY 124 | SNELLVILLE | Gwinnett | 9000262 | 4 |  | 1999-01-21 |  | 1995-12-01 |  | Removed from Ground | Diesel | 2000 | Steel-Impressed Current | 1961-04-29 | Fiberglass Reinforced Plastic | Suction (American)
CENTERVILLE STORE | 3485 HWY 124 | SNELLVILLE | Gwinnett | 9000262 | 5 |  | 1999-01-25 |  | 1999-01-21 |  | Removed from Ground | Kerosene | 280 | Steel-Impressed Current | 1961-04-29 | Cathodically Protected | Suction (American)
EXXON R/S #40304 | 1995 INDIAN TRAIL DR | NORCROSS | Gwinnett | 9000270 | 1 |  | 1985-06-01 |  | 1985-06-01 |  | Removed from Ground | Empty | 12000 | Fiberglass | 1985-05-06 | Fiberglass Reinforced Plastic | Pressurized
EXXON R/S #40304 | 1995 INDIAN TRAIL DR | NORCROSS | Gwinnett | 9000270 | 2 |  | 1985-06-01 |  | 1985-06-01 |  | Removed from Ground | Empty | 10000 | Fiberglass | 1985-05-06 | Fiberglass Reinforced Plastic | Pressurized
EXXON R/S #40304 | 1995 INDIAN TRAIL DR | NORCROSS | Gwinnett | 9000270 | 3 |  | 1985-06-01 |  | 1985-06-01 |  | Removed from Ground | Empty | 10000 | Fiberglass | 1985-05-06 | Fiberglass Reinforced Plastic
EXXON R/S #40304 | 1995 INDIAN TRAIL DR | NORCROSS | Gwinnett | 9000270 | 4 |  | 1985-06-01 |  | 1985-06-01 |  | Removed from Ground | Empty | 8000 | Fiberglass | 1985-05-06 | Fiberglass Reinforced Plastic | Pressurized
EXXON R/S #40304 | 1995 INDIAN TRAIL DR | NORCROSS | Gwinnett | 9000270 | 5 |  | 1985-06-01 |  | 1985-06-01 |  | Removed from Ground | Empty | 1000 | Fiberglass | 1985-05-06 | Fiberglass Reinforced Plastic | Pressurized
DACULA FOOD MART | 700 A DACULA RD | DACULA | Gwinnett | 9067402 | 1 |  | 2001-10-22 | FALSE | 2001-10-22 | FALSE | Currently in Use | Gas (Historical Use) | 12000 | Epoxy | 2001-10-22 | Double-Walled Fiberglass | Pressurized
DACULA FOOD MART | 700 A DACULA RD | DACULA | Gwinnett | 9067402 | 2 | Overfill Alarm | 2001-10-22 | FALSE | 2001-10-22 | FALSE | Currently in Use | Gas (Historical Use) | 8000 | Epoxy | 2001-10-22 | Double-Walled Fiberglass | Pressurized
DACULA FOOD MART | 700 A DACULA RD | DACULA | Gwinnett | 9067402 | 3 |  | 2001-10-22 | FALSE | 2001-10-22 | FALSE | Currently in Use | Diesel | 4000 | Epoxy | 2001-10-22 | Double-Walled Fiberglass | Pressurized
SAMS CLUB #4780 | 3383 BUFORD DR | BUFORD | Gwinnett | 9067403 | 1 | Flapper Valve | 2001-10-16 | FALSE | 2001-10-16 | FALSE | Currently in Use | Regular | 20000 | Fiberglass Double Walled | 2001-10-01 | Double-Walled Flex | Pressurized
SAMS CLUB #4780 | 3383 BUFORD DR | BUFORD | Gwinnett | 9067403 | 2 | Flapper Valve | 2001-10-16 | FALSE | 2001-10-16 | FALSE | Currently in Use | Regular | 20000 | Fiberglass Double Walled | 2001-10-01 | Double-Walled Flex | Pressurized
SAMS CLUB #4780 | 3383 BUFORD DR | BUFORD | Gwinnett | 9067403 | 3 | Flapper Valve | 2001-10-16 | FALSE | 2001-10-16 | FALSE | Currently in Use | Premium | 20000 | Fiberglass Double Walled | 2001-10-01 | Double-Walled Flex | Pressurized
THREE RISING STARS INVESTMENTS LLC | 2595 HIGHPOINT RD | SNELLVILLE | Gwinnett | 9067404 | 1 | Ball Float | 2001-10-01 | FALSE | 2001-10-01 | FALSE | Currently in Use | Regular | 12000 | Composite | 2001-10-01 | Fiberglass Reinforced Plastic | Pressurized
THREE RISING STARS INVESTMENTS LLC | 2595 HIGHPOINT RD | SNELLVILLE | Gwinnett | 9067404 | 2 | Ball Float | 2001-10-01 | FALSE | 2001-10-01 | FALSE | Currently in Use | Premium | 8000 | Composite | 2001-10-01 | Fiberglass Reinforced Plastic | Pressurized
THREE RISING STARS INVESTMENTS LLC | 2595 HIGHPOINT RD | SNELLVILLE | Gwinnett | 9067404 | 3A | Ball Float | 2001-10-01 | FALSE | 2001-10-01 | FALSE | Currently in Use | Diesel | 6000 | Composite | 2001-10-01 | Fiberglass Reinforced Plastic | Pressurized
THREE RISING STARS INVESTMENTS LLC | 2595 HIGHPOINT RD | SNELLVILLE | Gwinnett | 9067404 | 3B | Ball Float | 2001-10-01 | FALSE | 2001-10-01 | FALSE | Temporarily out of use | Kerosene | 2000 | Composite | 2001-10-01 | Fiberglass Reinforced Plastic | Suction (American)
QUIKTRIP #725 | 600 GRAYSON HWY | LAWRENCEVILLE | Gwinnett | 9067405 | 1 | Overfill Alarm | 2002-02-01 |  | 2002-02-01 |  | Removed from Ground | Gas (Historical Use) | 20000 | Fiberglass Double Walled | 2002-01-01 | Double-Walled Fiberglass | Pressurized
QUIKTRIP #725 | 600 GRAYSON HWY | LAWRENCEVILLE | Gwinnett | 9067405 | 2 | Overfill Alarm | 2002-02-01 |  | 2002-02-01 |  | Removed from Ground | Gas (Historical Use) | 20000 | Fiberglass Double Walled | 2002-01-01 | Double-Walled Fiberglass | Pressurized
QUIKTRIP #725 | 600 GRAYSON HWY | LAWRENCEVILLE | Gwinnett | 9067405 | 3 | Overfill Alarm | 2002-02-01 |  | 2002-02-01 |  | Removed from Ground | Gas (Historical Use) | 12000 | Fiberglass Double Walled | 2002-01-01 | Double-Walled Fiberglass | Pressurized
QUIKTRIP #804 | 1912 MAIN ST E | SNELLVILLE | Gwinnett | 9067406 | 1 | Flapper Valve | 2001-11-01 | FALSE | 2001-11-01 | FALSE | Currently in Use | Regular | 20000 | Fiberglass Double Walled | 2001-07-01 | Double-Walled Flex | Pressurized
QUIKTRIP #804 | 1912 MAIN ST E | SNELLVILLE | Gwinnett | 9067406 | 2 | Flapper Valve | 2001-11-01 | FALSE | 2001-11-01 | FALSE | Currently in Use | Regular | 20000 | Fiberglass Double Walled | 2001-07-01 | Double-Walled Flex | Pressurized
QUIKTRIP #804 | 1912 MAIN ST E | SNELLVILLE | Gwinnett | 9067406 | 3 | Flapper Valve | 2001-11-01 | FALSE | 2001-11-01 | FALSE | Currently in Use | Premium | 12000 | Fiberglass Double Walled | 2001-07-01 | Double-Walled Flex | Pressurized
EXXON FOOD MART #102 | 4545 S LEE ST | BUFORD | Gwinnett | 9067407 | 1 | Ball Float | 2001-09-26 | FALSE | 2001-09-27 | FALSE | Currently in Use | E-10 | 12000 | Composite | 2001-09-25 | Double-Walled Flex | Pressurized
EXXON FOOD MART #102 | 4545 S LEE ST | BUFORD | Gwinnett | 9067407 | 2 | Ball Float | 2001-09-26 | FALSE | 2001-09-27 | FALSE | Currently in Use | E-10 | 10000 | Composite | 2001-09-25 | Double-Walled Flex | Pressurized
EXXON FOOD MART #102 | 4545 S LEE ST | BUFORD | Gwinnett | 9067407 | 3 | Ball Float | 2001-09-26 | FALSE | 2001-09-27 | FALSE | Currently in Use | Diesel | 8000 | Composite | 2001-09-25 | Double-Walled Flex | Pressurized
CHEVRON FOOD MART | 452 WINDER HWY | LAWRENCEVILLE | Gwinnett | 9067408 | 1 | Ball Float | 2001-10-10 | FALSE | 2001-10-10 | FALSE | Currently in Use | Gas (Historical Use) | 12000 | Fiberglass | 2001-10-01 | Double-Walled Flex | Pressurized
CHEVRON FOOD MART | 452 WINDER HWY | LAWRENCEVILLE | Gwinnett | 9067408 | 2 | Ball Float | 2001-10-10 | FALSE | 2001-10-10 | FALSE | Currently in Use | Gas (Historical Use) | 10000 | Fiberglass | 2001-10-09 | Double-Walled Flex | Pressurized
CHEVRON FOOD MART | 452 WINDER HWY | LAWRENCEVILLE | Gwinnett | 9067408 | 3 | Ball Float | 2001-10-10 | FALSE | 2001-10-10 | FALSE | Currently in Use | Diesel | 8000 | Fiberglass | 2001-10-09 | Double-Walled Flex | Pressurized
TEXACO FOOD MART | 2074 OLD NORCROSS RD | LAWRENCEVILLE | Gwinnett | 9067411 | 1 | Ball Float | 2001-05-01 |  | 2001-05-01 |  | Currently in Use | Gas (Historical Use) | 12000 | Composite | 2001-02-28 | Double-Walled Fiberglass | Pressurized
TEXACO FOOD MART | 2074 OLD NORCROSS RD | LAWRENCEVILLE | Gwinnett | 9067411 | 2 | Ball Float | 2001-05-01 |  | 2001-05-01 |  | Currently in Use | Gas (Historical Use) | 8000 | Composite | 2001-02-28 | Double-Walled Fiberglass | Pressurized
TEXACO FOOD MART | 2074 OLD NORCROSS RD | LAWRENCEVILLE | Gwinnett | 9067411 | 3 | Ball Float | 2001-05-01 |  | 2001-05-01 |  | Currently in Use | Diesel | 6000 | Composite | 2001-02-28 | Double-Walled Fiberglass | Pressurized
CHEVRON | 1490 BUFORD DR | LAWRENCEVILLE | Gwinnett | 9067416 | 1 | Ball Float | 1999-06-01 | FALSE | 1999-06-01 | FALSE | Currently in Use | Regular | 15000 | Composite | 1999-06-01 | Double-Walled Flex | Pressurized
CHEVRON | 1490 BUFORD DR | LAWRENCEVILLE | Gwinnett | 9067416 | 2 | Ball Float | 1999-06-01 | FALSE | 1999-06-01 | FALSE | Currently in Use | Premium | 8000 | Composite | 1999-06-01 | Double-Walled Flex | Pressurized
SHELL FOOD MART #97 | 2161 -A LAWRENCEVILLE-SUWANEE RD | SUWANEE | Gwinnett | 9067417 | 1 | Ball Float | 2000-09-04 | FALSE | 2000-09-04 | FALSE | Currently in Use | Regular | 12000 | Epoxy | 2000-09-01 | Fiberglass Reinforced Plastic | Pressurized
SHELL FOOD MART #97 | 2161 -A LAWRENCEVILLE-SUWANEE RD | SUWANEE | Gwinnett | 9067417 | 2 |  | 2000-09-04 |  | 2000-09-04 |  | Currently in Use | Gas (Historical Use) | 10000 | Epoxy | 2000-09-01 | Fiberglass Reinforced Plastic | Pressurized
OXFORD TRANSPORTATION/DIVISION O | 2776 HAMILTON MILL RD | BUFORD | Gwinnett | 9069097 | 1 |  |  | TRUE |  | TRUE | Removed from Ground | Used Oil | 1000 | Not Marked/Unknown | 1994-08-31 | Not Marked
OXFORD TRANSPORTATION/DIVISION O | 2776 HAMILTON MILL RD | BUFORD | Gwinnett | 9069097 | 2 | [5 empty] | Removed from Ground | Diesel | 24000 | Bare Steel | 1997-01-07 | Galvanized Steel | Safe Suction (Euro)
OXFORD TRANSPORTATION/DIVISION O | 2776 HAMILTON MILL RD | BUFORD | Gwinnett | 9069097 | 3 | [5 empty] | Removed from Ground | Diesel | 24000 | Bare Steel | 1997-01-07 | Galvanized Steel | Safe Suction (Euro)
OXFORD TRANSPORTATION/DIVISION O | 2776 HAMILTON MILL RD | BUFORD | Gwinnett | 9069097 | 4 |  | 1997-01-24 |  | 1997-01-24 |  | Removed from Ground | Diesel | 20000 | Cathodically Protected Steel | 1997-01-24 | Fiberglass Reinforced Plastic | Pressurized
TARGET STORE T-375 | 6425 LAWRENCEVILLE HWY | TUCKER | Gwinnett | 9044146 | 1 |  |  | TRUE |  | TRUE | Removed from Ground | Used Oil | 500 | Bare Steel | 2000-02-28 | Galvanized Steel
NAUREEN INC D/B/A DULUTH CITGO | 3775 BUFORD HWY | DULUTH | Gwinnett | 9044312 | 1 |  | 1989-02-01 |  | 1989-02-01 |  | Removed from Ground | Gas (Historical Use) | 10000 | Galvanic (STIP-3) | 1989-02-01 | Cathodically Protected | Pressurized
NAUREEN INC D/B/A DULUTH CITGO | 3775 BUFORD HWY | DULUTH | Gwinnett | 9044312 | 2 |  | 1989-02-01 |  | 1989-02-01 |  | Removed from Ground | Gas (Historical Use) | 10000 | Galvanic (STIP-3) | 1989-02-01 | Cathodically Protected | Pressurized
NAUREEN INC D/B/A DULUTH CITGO | 3775 BUFORD HWY | DULUTH | Gwinnett | 9044312 | 3 |  | 1989-02-01 |  | 1989-02-01 |  | Removed from Ground | Gas (Historical Use) | 10000 | Galvanic (STIP-3) | 1989-02-01 | Cathodically Protected | Pressurized
NAUREEN INC D/B/A DULUTH CITGO | 3775 BUFORD HWY | DULUTH | Gwinnett | 9044312 | 4 |  | 1989-02-01 |  | 1989-02-01 |  | Removed from Ground | Gas (Historical Use) | 10000 | Cathodically Protected Steel | 1989-02-01 | Cathodically Protected | Pressurized
QUIKTRIP #816 | 3490 CENTERVILLE HWY | SNELLVILLE | Gwinnett | 9044347 | 1 | Ball Float | 1995-11-01 |  | 1995-11-01 |  | Removed from Ground | Gas (Historical Use) | 10000 | Double Walled | 1995-09-15 | Fiberglass Reinforced Plastic | Pressurized
QUIKTRIP #816 | 3490 CENTERVILLE HWY | SNELLVILLE | Gwinnett | 9044347 | 2 | Ball Float | 1995-11-01 |  | 1995-11-01 |  | Removed from Ground | Gas (Historical Use) | 10000 | Double Walled | 1995-09-15 | Fiberglass Reinforced Plastic | Pressurized
QUIKTRIP #816 | 3490 CENTERVILLE HWY | SNELLVILLE | Gwinnett | 9044347 | 3 | Ball Float | 1995-11-01 |  | 1995-11-01 |  | Removed from Ground | Gas (Historical Use) | 10000 | Double Walled | 1995-09-15 | Fiberglass Reinforced Plastic | Pressurized
QUIKTRIP #816 | 3490 CENTERVILLE HWY | SNELLVILLE | Gwinnett | 9044347 | 4 | Flapper Valve | 2010-11-01 | FALSE | 2010-11-01 | FALSE | Currently in Use | Regular | 20000 | Fiberglass Double Walled | 2010-12-01 | Double-Walled Fiberglass | Pressurized
QUIKTRIP #816 | 3490 CENTERVILLE HWY | SNELLVILLE | Gwinnett | 9044347 | 5 | Flapper Valve | 2010-11-01 | FALSE | 2010-11-01 | FALSE | Currently in Use | Regular | 20000 | Fiberglass Double Walled | 2010-12-01 | Double-Walled Fiberglass | Pressurized
QUIKTRIP #816 | 3490 CENTERVILLE HWY | SNELLVILLE | Gwinnett | 9044347 | 6 | Flapper Valve | 2010-11-01 | FALSE | 2010-11-01 | FALSE | Currently in Use | Diesel | 12000 | Fiberglass Double Walled | 2010-12-01 | Double-Walled Fiberglass | Pressurized
QUIKTRIP #816 | 3490 CENTERVILLE HWY | SNELLVILLE | Gwinnett | 9044347 | 7 | Flapper Valve | 2010-11-01 | FALSE | 2010-11-01 | FALSE | Currently in Use | Premium | 8000 | Fiberglass Double Walled | 2010-12-01 | Double-Walled Fiberglass | Pressurized
VALERO FASTMART | 3730 HWY 124 | SNELLVILLE | Gwinnett | 9044446 | 1 | Ball Float | 1999-01-12 |  | 1995-01-01 |  | Currently in Use | Gas (Historical Use) | 10000 | Steel-Impressed Current | 1983-01-01 | Steel (Impressed Current) | Pressurized
VALERO FASTMART | 3730 HWY 124 | SNELLVILLE | Gwinnett | 9044446 | 2 | Ball Float | 1999-01-12 |  | 1995-01-01 |  | Currently in Use | Gas (Historical Use) | 10000 | Steel-Impressed Current | 1983-01-01 | Steel (Impressed Current) | Pressurized
VALERO FASTMART | 3730 HWY 124 | SNELLVILLE | Gwinnett | 9044446 | 3 | Ball Float | 1999-01-12 |  | 1995-01-01 |  | Currently in Use | Gas (Historical Use) | 6000 | Steel-Impressed Current | 1983-01-01 | Steel (Impressed Current) | Pressurized
VALERO FASTMART | 3730 HWY 124 | SNELLVILLE | Gwinnett | 9044446 | 4 | Ball Float | 1999-01-12 |  | 1995-01-01 |  | Currently in Use | Diesel | 6000 | Steel-Impressed Current | 1983-01-01 | Steel (Impressed Current) | Pressurized
TANNER ESTATE | HWY 20 & HWY 124 | LAWRENCEVILLE | Gwinnett | 9036016 | 1 | [5 empty] | Removed from Ground | Other | 3000 | Not Marked/Unknown | 1992-09-01 | Not Marked
TANNER ESTATE | HWY 20 & HWY 124 | LAWRENCEVILLE | Gwinnett | 9036016 | 2 | [5 empty] | Removed from Ground | Other | 3000 | Not Marked/Unknown | 1991-09-01 | Not Marked
HAMILTON MILL FUEL SITE | 3608 BRASELTON HWY | DACULA | Gwinnett | 9037386 | 1 | Ball Float | 1998-09-01 | FALSE | 1998-09-01 | FALSE | Currently in Use | Regular | 15000 | Fiberglass | 1998-09-01 | Double-Walled Flex | Pressurized
HAMILTON MILL FUEL SITE | 3608 BRASELTON HWY | DACULA | Gwinnett | 9037386 | 2 | Ball Float | 1998-09-01 | FALSE | 1998-09-01 | FALSE | Currently in Use | Diesel | 15000 | Fiberglass | 1998-09-01 | Double-Walled Flex | Pressurized
FLORIDA ROCK & TANK LINES INC | 4788 OLD PEACHTREE RD | NORCROSS | Gwinnett | 9000731 | 1 | [5 empty] | Removed from Ground | Diesel | 3000 | Bare Steel | 1976-04-04 | Galvanized Steel
FLORIDA ROCK & TANK LINES INC | 4788 OLD PEACHTREE RD | NORCROSS | Gwinnett | 9000731 | 2 |  |  | TRUE |  | TRUE | Removed from Ground | Used Oil | 250 | Bare Steel | 1976-04-04 | Galvanized Steel
MEDLOCK FOOD MART | 5175 S OLD PEACHTREE RD | NORCROSS | Gwinnett | 9000735 | 1 | Flapper Valve | 1988-06-01 | FALSE | 1988-06-01 | FALSE | Removed from Ground | Regular | 10000 | Fiberglass | 1988-06-01 | Fiberglass Reinforced Plastic | Pressurized
MEDLOCK FOOD MART | 5175 S OLD PEACHTREE RD | NORCROSS | Gwinnett | 9000735 | 2 | Flapper Valve | 1988-06-01 | FALSE | 1988-06-01 | FALSE | Removed from Ground | Premium | 10000 | Fiberglass | 1988-06-01 | Fiberglass Reinforced Plastic | Pressurized
MEDLOCK FOOD MART | 5175 S OLD PEACHTREE RD | NORCROSS | Gwinnett | 9000735 | 3 | Flapper Valve | 1988-06-01 | FALSE | 1988-06-01 | FALSE | Removed from Ground | Diesel | 10000 | Fiberglass | 1988-06-01 | Fiberglass Reinforced Plastic | Pressurized
MURPHY USA #6783 | 17 SATELLITE BLVD | SUWANEE | Gwinnett | 9069393 | 1 | Flapper Valve | 2002-03-01 | FALSE | 2002-03-01 | FALSE | Currently in Use | Regular | 20000 | Fiberglass Double Walled | 2002-02-25 | Double-Walled Flex | Pressurized
MURPHY USA #6783 | 17 SATELLITE BLVD | SUWANEE | Gwinnett | 9069393 | 2A | Flapper Valve | 2002-03-01 | FALSE | 2002-03-01 | FALSE | Currently in Use | Diesel | 14000 | Fiberglass Double Walled | 2002-02-25 | Double-Walled Flex | Pressurized
MURPHY USA #6783 | 17 SATELLITE BLVD | SUWANEE | Gwinnett | 9069393 | 2B | Flapper Valve | 2002-03-01 | FALSE | 2002-03-01 | FALSE | Currently in Use | Premium | 7000 | Fiberglass Double Walled | 2002-02-25 | Double-Walled Flex | Pressurized
SHELL FOOD SHOP | 3283 CENTERVILLE HWY | SNELLVILLE | Gwinnett | 9060167 | 1 | Flapper Valve | 1993-10-28 | FALSE | 1993-10-28 | FALSE | Temporarily out of use | Regular | 10000 | Fiberglass | 1988-01-15 | Fiberglass Reinforced Plastic | Pressurized
SHELL FOOD SHOP | 3283 CENTERVILLE HWY | SNELLVILLE | Gwinnett | 9060167 | 2 | Flapper Valve | 1993-10-28 | FALSE | 1993-10-28 | FALSE | Temporarily out of use | Premium | 10000 | Fiberglass | 1988-01-15 | Fiberglass Reinforced Plastic | Pressurized
SHELL FOOD SHOP | 3283 CENTERVILLE HWY | SNELLVILLE | Gwinnett | 9060167 | 3 | Flapper Valve | 1993-10-28 | FALSE | 1993-10-28 | FALSE | Temporarily out of use | Diesel | 10000 | Fiberglass | 1988-01-15 | Fiberglass Reinforced Plastic | Pressurized
EXXON R/S #40356 | 2350 PLEASANT HILL RD | DULUTH | Gwinnett | 9060213 | 1 |  | 1988-06-01 |  | 1988-06-01 |  | Removed from Ground | Empty | 12000 | Fiberglass | 1988-05-01 | Fiberglass Reinforced Plastic | Pressurized
EXXON R/S #40356 | 2350 PLEASANT HILL RD | DULUTH | Gwinnett | 9060213 | 2 |  | 1988-06-01 |  | 1988-06-01 |  | Removed from Ground | Empty | 10000 | Fiberglass | 1988-05-01 | Fiberglass Reinforced Plastic | Pressurized
EXXON R/S #40356 | 2350 PLEASANT HILL RD | DULUTH | Gwinnett | 9060213 | 3 |  | 1988-06-01 |  | 1988-06-01 |  | Removed from Ground | Empty | 10000 | Fiberglass | 1988-05-01 | Fiberglass Reinforced Plastic | Pressurized
MALIBU GRAND PRIX | 5400 BROOK HOLLOW PKWY | NORCROSS | Gwinnett | 9060506 | 1 | [5 empty] | Removed from Ground | Gas (Historical Use) | 1000 | Cathodically Protected Steel | 1992-01-01 | Galvanized Steel | Suction (American)
MALIBU GRAND PRIX | 5400 BROOK HOLLOW PKWY | NORCROSS | Gwinnett | 9060506 | 2 | [5 empty] | Removed from Ground | Gas (Historical Use) | 1000 | Cathodically Protected Steel | 1992-01-01 | Galvanized Steel | Suction (American)
HIGH-TECH TRANSMISSION SERVICE | 7207 BUFORD HWY | DORAVILLE | Gwinnett | 9060834 | 1 |  |  | TRUE |  | TRUE | Removed from Ground | Used Oil | 550 | Bare Steel | 2000-11-20 | Galvanized Steel | Gravity Fed
RaceTrac #206 - Rock Springs | 2683 BUFORD DR | LAWRENCEVILLE | Gwinnett | 9069391 | 1 | Overfill Alarm | 2000-10-01 | FALSE | 2000-10-01 | FALSE | Currently in Use | Regular | 20000 | Fiberglass Double Walled | 2000-10-18 | Double-Walled Fiberglass | Pressurized
RaceTrac #206 - Rock Springs | 2683 BUFORD DR | LAWRENCEVILLE | Gwinnett | 9069391 | 2 | Overfill Alarm | 2000-10-01 | FALSE | 2000-10-01 | FALSE | Currently in Use | Diesel | 12000 | Fiberglass Double Walled | 2000-10-18 | Double-Walled Fiberglass | Pressurized
RaceTrac #206 - Rock Springs | 2683 BUFORD DR | LAWRENCEVILLE | Gwinnett | 9069391 | 3 | Overfill Alarm | 2000-10-01 | FALSE | 2000-10-01 | FALSE | Currently in Use | Premium | 12000 | Fiberglass Double Walled | 2000-10-18 | Double-Walled Fiberglass | Pressurized
K & B FOOD MART #1 | 3290 GA HWY 124 & ZOAR RD | SNELLVILLE | Gwinnett | 9111009 | 1 | Ball Float | 1988-01-01 | FALSE | 1988-01-01 | FALSE | Currently in Use | Regular | 8000 | Fiberglass | 1988-01-01 | Fiberglass Reinforced Plastic | Pressurized
K & B FOOD MART #1 | 3290 GA HWY 124 & ZOAR RD | SNELLVILLE | Gwinnett | 9111009 | 2 | Ball Float | 1988-01-01 | FALSE | 1988-01-01 | FALSE | Currently in Use | Regular | 8000 | Fiberglass | 1988-01-01 | Fiberglass Reinforced Plastic | Pressurized
K & B FOOD MART #1 | 3290 GA HWY 124 & ZOAR RD | SNELLVILLE | Gwinnett | 9111009 | 3 | Ball Float | 1988-01-01 | FALSE | 1988-01-01 | FALSE | Currently in Use | Regular | 8000 | Fiberglass | 1988-01-01 | Fiberglass Reinforced Plastic | Pressurized
K & B FOOD MART #1 | 3290 GA HWY 124 & ZOAR RD | SNELLVILLE | Gwinnett | 9111009 | 4 | Ball Float | 1988-01-01 | FALSE | 1988-01-01 | FALSE | Currently in Use | Premium | 8000 | Fiberglass | 1988-01-01 | Fiberglass Reinforced Plastic | Pressurized
K & B FOOD MART #1 | 3290 GA HWY 124 & ZOAR RD | SNELLVILLE | Gwinnett | 9111009 | 5 | Ball Float | 1988-01-01 | FALSE | 1988-01-01 | FALSE | Currently in Use | Gas (Historical Use) | 8000 | Fiberglass | 1988-01-01 | Fiberglass Reinforced Plastic | Pressurized
GWINNETT COUNTY | 620 SWANSON DR | LAWRENCEVILLE | Gwinnett | UST-SLOC-9067302 | 1 |  |  | TRUE |  | TRUE | Removed from Ground | Used Oil | 2000 | Bare Steel | 1983-01-01 | Bare Steel | Gravity Fed
GWINNETT COUNTY | 620 SWANSON DR | LAWRENCEVILLE | Gwinnett | UST-SLOC-670196 | 1 | [5 empty] | Removed from Ground | Gas (Historical Use) | 10000 | Bare Steel | 1978-05-04 | Fiberglass Reinforced Plastic | Pressurized
GWINNETT COUNTY | 620 SWANSON DR | LAWRENCEVILLE | Gwinnett | UST-SLOC-670196 | 2 | [5 empty] | Removed from Ground | Gas (Historical Use) | 10000 | Bare Steel | 1978-05-04 | Fiberglass Reinforced Plastic | Pressurized
GWINNETT COUNTY | 620 SWANSON DR | LAWRENCEVILLE | Gwinnett | UST-SLOC-670196 | 3 | [5 empty] | Removed from Ground | Diesel | 10000 | Bare Steel | 1978-05-04 | Fiberglass Reinforced Plastic | Pressurized
GWINNETT COUNTY | 620 SWANSON DR | LAWRENCEVILLE | Gwinnett | UST-SLOC-670196 | 4 | Overfill Alarm | 1998-12-21 | FALSE | 2011-06-24 | FALSE | Currently in Use | Regular | 15000 | Fiberglass | 1998-10-21 | Fiberglass Reinforced Plastic | Pressurized
GWINNETT COUNTY | 620 SWANSON DR | LAWRENCEVILLE | Gwinnett | UST-SLOC-670196 | 5 | Overfill Alarm | 1998-12-21 | FALSE | 1998-12-21 | FALSE | Removed from Ground | Diesel | 15000 | Fiberglass | 1998-10-21 | Fiberglass Reinforced Plastic | Pressurized
GWINNETT COUNTY | 620 SWANSON DR | LAWRENCEVILLE | Gwinnett | UST-SLOC-670196 | 6 |  | 1998-12-21 | FALSE | 2011-06-24 | FALSE | Currently in Use | Diesel | 30000 | Fiberglass | 2008-12-15 | Fiberglass Reinforced Plastic | Pressurized
CROWES GROCERY | 301 US HWY 78/ATLANTA HWY | LOGANVILLE | Gwinnett | 9147020 | 1 | [5 empty] | Removed from Ground | Gas (Historical Use) | 6000 | Bare Steel | 1984-01-01 | Galvanized Steel
CROWES GROCERY | 301 US HWY 78/ATLANTA HWY | LOGANVILLE | Gwinnett | 9147020 | 2 | [5 empty] | Removed from Ground | Gas (Historical Use) | 6000 | Bare Steel | 1984-01-01 | Galvanized Steel
CROWES GROCERY | 301 US HWY 78/ATLANTA HWY | LOGANVILLE | Gwinnett | 9147020 | 3 | [5 empty] | Removed from Ground | Gas (Historical Use) | 4000 | Bare Steel | 1984-01-01 | Galvanized Steel
GDE Clarksville | 1500 GA-197 | Clarksville | Habersham | UST-SLOC-9068043 | 1 | [5 empty] | Currently in Use | Diesel | 5000 | Bare Steel |  | Unknown
GDE Clarksville | 1500 GA-197 | Clarksville | Habersham | UST-SLOC-9068045 | 1 | [5 empty] | Currently in Use | Diesel | 6000 | Bare Steel | 1958-01-01 | Copper | Safe Suction (Euro)
GDE Clarksville | 1500 GA-197 | Clarksville | Habersham | UST-SLOC-9068045 | 2 | [5 empty] | Currently in Use | Diesel | 1000 | Bare Steel | 1969-01-01 | Copper | Safe Suction (Euro)
GDE Clarksville | 1500 GA-197 | Clarksville | Habersham | UST-SLOC-9068047 | 1 | [5 empty] | Currently in Use | Diesel | 6000 | Bare Steel | 1958-01-01 | Copper | Safe Suction (Euro)
GDE Clarksville | 1500 GA-197 | Clarksville | Habersham | UST-SLOC-9068049 | 1 | [5 empty] | Removed from Ground | Diesel | 6000 | Bare Steel | 1962-01-01 | Copper | Safe Suction (Euro)
GDE Clarksville | 1500 GA-197 | Clarksville | Habersham | UST-SLOC-9068052 | 1 | [5 empty] | Currently in Use | Diesel | 4000 | Bare Steel | 1964-01-01 | Copper | Safe Suction (Euro)
GDC ALTO | 2023 Gainesville Hwy | Alto | Habersham | UST-SLOC-9068090 | 1 | Flapper Valve | 1994-01-01 | FALSE | 1994-01-01 | FALSE | Currently in Use | Diesel | 1000 | Composite | 1994-01-01 | Copper/Secondry Containment | Suction (American)
GDC ALTO | 2023 Gainesville Hwy | Alto | Habersham | UST-SLOC-9068091 | 1 | [5 empty] | Removed from Ground | Other | 1 | Marked Unknown | 1987-01-01 | Unknown
GDC ALTO | 2023 Gainesville Hwy | Alto | Habersham | UST-SLOC-9068091 | 2 | [5 empty] | Closed in Ground | Diesel | 12160 | Bare Steel | 1965-01-06 | Bare Steel
GDC ALTO | 2023 Gainesville Hwy | Alto | Habersham | UST-SLOC-9068091 | 3 | [5 empty] | Closed in Ground | Diesel | 12748 | Bare Steel | 1973-01-04 | Bare Steel
GDC ALTO | 2023 Gainesville Hwy | Alto | Habersham | UST-SLOC-9068091 | 4 | Flapper Valve | 1997-12-17 | FALSE | 1997-12-17 | FALSE | Currently in Use | Diesel | 1000 | Fiberglass Double Walled | 1997-12-17 | Copper/Secondry Containment | Suction (American)
GDC ALTO | 2023 Gainesville Hwy | Alto | Habersham | UST-SLOC-9068092 | 1 | [5 empty] | Removed from Ground | Diesel | 285 | Bare Steel | 1980-01-03 | Unknown
GDC ALTO | 2023 Gainesville Hwy | Alto | Habersham | UST-SLOC-9068092 | 2 | Flapper Valve | 1997-02-01 | FALSE | 1997-02-01 | FALSE | Temporarily out of use | Diesel | 650 | Fiberglass Double Walled | 1997-02-01 | Copper/Secondry Containment | Safe Suction (Euro)
GDC ALTO | 2023 Gainesville Hwy | Alto | Habersham | UST-SLOC-9068093 | 1 | [5 empty] | Removed from Ground | Diesel | 3008 | Bare Steel | 1979-01-06 | Bare Steel
GDC ALTO | 2023 Gainesville Hwy | Alto | Habersham | UST-SLOC-9068094 | 1 | [5 empty] | Removed from Ground | Diesel | 10000 | Bare Steel | 1997-02-11 | Bare Steel
GDC ALTO | 2023 Gainesville Hwy | Alto | Habersham | UST-SLOC-9068098 | 1 |  | 1997-12-17 |  | 1997-12-17 |  | Currently in Use | Diesel | 20000 | Galvanic (STIP-3) | 1997-12-17 | Copper | Safe Suction (Euro)
GDC ALTO | 2023 Gainesville Hwy | Alto | Habersham | UST-SLOC-9068099 | 1 | Flapper Valve | 1997-12-17 | FALSE | 1997-12-17 | FALSE | Currently in Use | Diesel | 1000 | Fiberglass Double Walled | 1997-12-17 | Steel/FG Secondary containment | Safe Suction (Euro)
WHEALLER PROPERTY/FORMER SVC STA | OLD HWY 23 @ WHEELER CIR | ALTO | Habersham | 9068001 | 1 | [5 empty] | Removed from Ground | Other | 500 | Bare Steel | 1991-12-06 | Unknown
WHEALLER PROPERTY/FORMER SVC STA | OLD HWY 23 @ WHEELER CIR | ALTO | Habersham | 9068001 | 2 | [5 empty] | Removed from Ground | Other | 500 | Bare Steel | 1991-12-06 | Unknown
DONALD KIMBALL GROCERY | GA HWY 105/RT 1 | DEMOREST | Habersham | 9068002 | 1 | [5 empty] | Removed from Ground | Gas (Historical Use) | 1000 | Bare Steel | 1971-05-09 | Galvanized Steel | Safe Suction (Euro)
DONALD KIMBALL GROCERY | GA HWY 105/RT 1 | DEMOREST | Habersham | 9068002 | 2 | [5 empty] | Removed from Ground | Gas (Historical Use) | 1000 | Bare Steel | 1971-05-09 | Galvanized Steel | Safe Suction (Euro)
DONALD KIMBALL GROCERY | GA HWY 105/RT 1 | DEMOREST | Habersham | 9068002 | 3 | [5 empty] | Removed from Ground | Gas (Historical Use) | 1000 | Bare Steel | 1971-05-09 | Galvanized Steel | Safe Suction (Euro)
DONALD KIMBALL GROCERY | GA HWY 105/RT 1 | DEMOREST | Habersham | 9068002 | 4 | [5 empty] | Removed from Ground | Diesel | 280 | Bare Steel | 1981-05-06 | Galvanized Steel
CORNELIA FORD LINCOLN-MERCURY IN | CLARKESVILLE HWY | CORNELIA | Habersham | 9068003 | 1 | [5 empty] | Removed from Ground | Diesel | 0 | Marked Unknown | 1991-07-25 | Unknown
CORNELIA FORD LINCOLN-MERCURY IN | CLARKESVILLE HWY | CORNELIA | Habersham | 9068003 | 2 | [5 empty] | Removed from Ground | Gas (Historical Use) | 0 | Marked Unknown | 1991-07-25 | Unknown
GROGAN CHEVROLET OLDSMOBILE (FOR | 301 SOUTH MAIN ST | CORNELIA | Habersham | 9068004 | 1 | [5 empty] | Installed | Other | 2000 | Marked Unknown |  | Unknown
CHORETIME FUEL ISLAND | 334 WEST LOUISE ST | CLARKESVILLE | Habersham | 9068005 | 3 | [5 empty] | Removed from Ground | Diesel | 8500 | Bare Steel | 1959-01-01 | Bare Steel
CHORETIME FUEL ISLAND | 334 WEST LOUISE ST | CLARKESVILLE | Habersham | 9068005 | 4 | [5 empty] | Removed from Ground | Gas (Historical Use) | 500 | Bare Steel | 1948-01-01 | Galvanized Steel
CHORETIME FUEL ISLAND | 334 WEST LOUISE ST | CLARKESVILLE | Habersham | 9068005 | CHFI-1 | Flapper Valve | 1995-05-31 | FALSE | 1995-05-31 | FALSE | Currently in Use | Diesel | 15000 | Composite | 1990-03-01 | Fiberglass Reinforced Plastic | Safe Suction (Euro)
CHORETIME FUEL ISLAND | 334 WEST LOUISE ST | CLARKESVILLE | Habersham | 9068005 | CHFI-2 | Flapper Valve | 1995-05-31 | FALSE | 1995-05-31 | FALSE | Currently in Use | Diesel | 15000 | Composite | 1990-03-01 | Fiberglass Reinforced Plastic | Safe Suction (Euro)
CORNELIA FUEL ISLAND | 2063 INDUSTRIAL BLVD | CORNELIA | Habersham | 9068006 | CFI-1 | Flapper Valve | 1995-05-31 | TRUE | 1995-05-31 | TRUE | Currently in Use | Diesel | 15000 | Composite | 1989-11-01 | Fiberglass Reinforced Plastic | Pressurized
CORNELIA FUEL ISLAND | 2063 INDUSTRIAL BLVD | CORNELIA | Habersham | 9068006 | CFI-2 | Flapper Valve | 1995-05-31 | TRUE | 1995-05-31 | TRUE | Currently in Use | Diesel | 15000 | Composite | 1989-11-01 | Fiberglass Reinforced Plastic | Pressurized
CORNELIA FUEL ISLAND | 2063 INDUSTRIAL BLVD | CORNELIA | Habersham | 9068006 | CFI-3 | Flapper Valve |  | TRUE |  | TRUE | Currently in Use | Used Oil | 2000 | Composite | 2007-05-07 | Flex | Safe Suction (Euro)
TURNERVILLE GENERAL STORE | 3134 OLD HISTORIC HWY 441 N | TURNERVILLE | Habersham | 9068007 | 1 |  | 1998-12-14 |  | 1998-12-14 |  | Removed from Ground | Diesel | 2000 | Cathodically Protected Steel | 1991-01-01 | Fiberglass Reinforced Plastic | Suction (American)
HI TECH FUELS #16 | 1291 LEVEL GROVE RD | CORNELIA | Habersham | 9068009 | 1 | Flapper Valve | 1989-01-01 | FALSE | 1989-01-01 | FALSE | Currently in Use | Premium | 10000 | Galvanic (STIP-3) | 1989-01-01 | Fiberglass Reinforced Plastic | Pressurized
HI TECH FUELS #16 | 1291 LEVEL GROVE RD | CORNELIA | Habersham | 9068009 | 2 | Flapper Valve | 1989-01-01 | FALSE | 1989-01-01 | FALSE | Currently in Use | Regular | 10000 | Galvanic (STIP-3) | 1989-01-01 | Fiberglass Reinforced Plastic | Pressurized
HI TECH FUELS #16 | 1291 LEVEL GROVE RD | CORNELIA | Habersham | 9068009 | 3 | Flapper Valve | 1989-01-01 | FALSE | 1989-01-01 | FALSE | Currently in Use | Plus | 10000 | Galvanic (STIP-3) | 1989-01-01 | Fiberglass Reinforced Plastic | Pressurized
HI TECH FUELS #16 | 1291 LEVEL GROVE RD | CORNELIA | Habersham | 9068009 | 4 | Ball Float | 1989-01-01 | FALSE | 1989-01-01 | FALSE | Currently in Use | Diesel | 8000 | Galvanic (STIP-3) | 1989-01-01 | Fiberglass Reinforced Plastic | Pressurized
HI TECH FUELS #16 | 1291 LEVEL GROVE RD | CORNELIA | Habersham | 9068009 | 5 | Ball Float | 1989-01-01 | FALSE | 1989-01-01 | FALSE | Currently in Use | Kerosene | 2000 | Galvanic (STIP-3) | 1989-01-01 | Fiberglass Reinforced Plastic | Pressurized
CORNELIA CONCRETE PLANT | 16 WAYSIDE ST | CORNELIA | Habersham | 9068011 | 1 | [5 empty] | Removed from Ground | Diesel | 9500 | Bare Steel | 1965-01-01 | Bare Steel | Suction (American)
CORNELIA CONCRETE PLANT | 16 WAYSIDE ST | CORNELIA | Habersham | 9068011 | 2 | [5 empty] | Removed from Ground | Gas (Historical Use) | 1000 | Bare Steel | 1965-01-01 | Bare Steel
CORNELIA CONCRETE PLANT | 16 WAYSIDE ST | CORNELIA | Habersham | 9068011 | 3 | Ball Float | 1998-11-01 |  | 1998-11-01 |  | Temporarily out of use | Diesel | 12000 | Composite | 1998-11-01 | Double-Walled Fiberglass | Pressurized
MOUNTAIN EXPRESS | 8 CLARKESVILLE HWY- 155-441 BUSINESS HWY | CORNELIA | Habersham | 9068012 | 1 | Ball Float | 1992-10-20 | FALSE | 1992-10-20 | FALSE | Currently in Use | Regular | 8000 | Steel-Impressed Current | 1978-03-15 | Fiberglass Reinforced Plastic | Pressurized
MOUNTAIN EXPRESS | 8 CLARKESVILLE HWY- 155-441 BUSINESS HWY | CORNELIA | Habersham | 9068012 | 2 | Ball Float | 1992-10-20 | FALSE | 1992-10-20 | FALSE | Currently in Use | Plus | 8000 | Steel-Impressed Current | 1978-03-15 | Fiberglass Reinforced Plastic | Pressurized
MOUNTAIN EXPRESS | 8 CLARKESVILLE HWY- 155-441 BUSINESS HWY | CORNELIA | Habersham | 9068012 | 3 | Ball Float | 1992-10-20 | FALSE | 1992-10-20 | FALSE | Currently in Use | Premium | 8000 | Steel-Impressed Current | 1978-03-15 | Fiberglass Reinforced Plastic | Pressurized
MOUNTAIN EXPRESS | 8 CLARKESVILLE HWY- 155-441 BUSINESS HWY | CORNELIA | Habersham | 9068012 | 4 | Flapper Valve | 1992-10-20 | FALSE | 1992-10-20 | FALSE | Currently in Use | Diesel | 10000 | Steel-Impressed Current | 1992-10-20 | Fiberglass Reinforced Plastic | Suction (American)
TUGALO CONSTRUCTION CO | DOUBLE SPRINGS RD | DEMOREST | Habersham | 9068013 | 1 | [5 empty] | Removed from Ground | Diesel | 1000 | Bare Steel | 1966-01-01 | Unknown
CORNELIA TRUCK SHOP & TRAILER RE | 234 FAY ST NW | CORNELIA | Habersham | 9068014 | CTR-1 |  |  | TRUE |  | TRUE | Removed from Ground | Used Oil | 2000 | Composite | 1990-05-01 | Fiberglass Reinforced Plastic | Gravity Fed
CORNELIA TRUCK SHOP & TRAILER RE | 234 FAY ST NW | CORNELIA | Habersham | 9068014 | CTS-1 | [5 empty] | Removed from Ground | Diesel | 10000 | Bare Steel | 1980-01-01 | Not Marked
CORNELIA TRUCK SHOP & TRAILER RE | 234 FAY ST NW | CORNELIA | Habersham | 9068014 | CTS-2 |  |  | TRUE |  | TRUE | Removed from Ground | Used Oil | 500 | Bare Steel | 1980-01-01 | Not Marked | Gravity Fed
CORNELIA TRUCK SHOP & TRAILER RE | 234 FAY ST NW | CORNELIA | Habersham | 9068014 | CTS-3 |  |  | TRUE |  | TRUE | Removed from Ground | Used Oil | 2000 | Composite | 1990-05-01 | Fiberglass Reinforced Plastic | Gravity Fed
MACS CONVENIENCE STORE | 507 US HWY 441 | BALDWIN | Habersham | 9068016 | 1 | Flapper Valve | 1997-08-01 | FALSE | 1997-08-01 | FALSE | Currently in Use | Regular | 6000 | Steel-Impressed Current | 1976-01-01 | Fiberglass Reinforced Plastic | Pressurized
MACS CONVENIENCE STORE | 507 US HWY 441 | BALDWIN | Habersham | 9068016 | 2 | Flapper Valve | 1997-08-01 | FALSE | 1997-08-01 | FALSE | Temporarily out of use | Regular | 3000 | Steel-Impressed Current | 1976-01-01 | Fiberglass Reinforced Plastic | Pressurized
MACS CONVENIENCE STORE | 507 US HWY 441 | BALDWIN | Habersham | 9068016 | 3 | Flapper Valve | 1997-08-01 | FALSE | 1997-08-01 | FALSE | Currently in Use | Premium | 3000 | Steel-Impressed Current | 1976-01-01 | Fiberglass Reinforced Plastic | Pressurized
MACS CONVENIENCE STORE | 507 US HWY 441 | BALDWIN | Habersham | 9068016 | 4 | Flapper Valve | 1997-08-01 | FALSE | 1997-08-01 | FALSE | Currently in Use | Diesel | 2000 | Steel-Impressed Current | 1976-01-01 | Steel (Impressed Current) | Safe Suction (Euro)
MACS CONVENIENCE STORE | 507 US HWY 441 | BALDWIN | Habersham | 9068016 | 5 |  | 2014-07-01 | FALSE | 2014-07-01 | FALSE | Currently in Use | Gas (Historical Use) | 5000 | Composite Double Walled | 2014-07-01 | Fiberglass Reinforced Plastic | Safe Suction (Euro)
E Z BUY #8 | RT 2 | HOLLYWOOD | Habersham | 9068017 | 1 | [5 empty] | Removed from Ground | Gas (Historical Use) | 6000 | Bare Steel | 1971-01-01 | Galvanized Steel
E Z BUY #8 | RT 2 | HOLLYWOOD | Habersham | 9068017 | 2 | [5 empty] | Removed from Ground | Gas (Historical Use) | 6000 | Bare Steel | 1971-01-01 | Galvanized Steel
E Z BUY #8 | RT 2 | HOLLYWOOD | Habersham | 9068017 | 3 | [5 empty] | Removed from Ground | Gas (Historical Use) | 3000 | Bare Steel | 1971-01-01 | Galvanized Steel
E Z BUY #8 | RT 2 | HOLLYWOOD | Habersham | 9068017 | 4 | [5 empty] | Removed from Ground | Diesel | 2000 | Bare Steel | 1971-01-01 | Galvanized Steel
E Z BUY #8 | RT 2 | HOLLYWOOD | Habersham | 9068017 | 5 | [5 empty] | Removed from Ground | Kerosene | 500 | Bare Steel | 1998-09-14 | Galvanized Steel
US FOREST SVC-CHATTOOGA WORK CTR | BURTON RD/GA HWY 197 N | CLARKESVILLE | Habersham | 9068018 | 40 | [5 empty] | Removed from Ground | Diesel | 560 | Bare Steel | 1958-01-01 | Galvanized Steel
US FOREST SVC-CHATTOOGA WORK CTR | BURTON RD/GA HWY 197 N | CLARKESVILLE | Habersham | 9068018 | 44 | [5 empty] | Removed from Ground | Gas (Historical Use) | 1000 | Bare Steel | 1959-01-01 | Galvanized Steel
HABERSHAM COUNTY SCHOOL BUS SHOP | GA HWY 197 | MOUNT AIRY | Habersham | 9068019 | 1 |  | 1990-01-01 |  | 1990-01-01 |  | Removed from Ground | Diesel | 10000 | Composite | 1990-01-01 | Fiberglass Reinforced Plastic
HABERSHAM COUNTY SCHOOL BUS SHOP | GA HWY 197 | MOUNT AIRY | Habersham | 9068019 | 2 |  | 1990-01-01 |  | 1990-01-01 |  | Removed from Ground | Gas (Historical Use) | 10000 | Composite | 1990-01-01 | Fiberglass Reinforced Plastic
SKELL | 354 HISTORIC US HWY 441 N | CORNELIA | Habersham | 9068020 | 1 |  | 1998-11-01 |  | 1998-11-01 |  | Removed from Ground | Gas (Historical Use) | 10000 | Galvanic (STIP-3) | 1987-01-01 | Fiberglass Reinforced Plastic | Pressurized
SKELL | 354 HISTORIC US HWY 441 N | CORNELIA | Habersham | 9068020 | 2 |  | 1998-11-01 |  | 1998-11-01 |  | Removed from Ground | Gas (Historical Use) | 10000 | Galvanic (STIP-3) | 1987-01-01 | Fiberglass Reinforced Plastic | Pressurized
SKELL | 354 HISTORIC US HWY 441 N | CORNELIA | Habersham | 9068020 | 3 |  | 1998-11-01 |  | 1998-11-01 |  | Removed from Ground | Gas (Historical Use) | 10000 | Galvanic (STIP-3) | 1987-01-01 | Fiberglass Reinforced Plastic | Pressurized
SKELL | 354 HISTORIC US HWY 441 N | CORNELIA | Habersham | 9068020 | 4 |  | 1998-11-01 |  | 1998-11-01 |  | Removed from Ground | Diesel | 10000 | Galvanic (STIP-3) | 1987-01-01 | Fiberglass Reinforced Plastic | Pressurized
WIN-N-GO | 643 HISTORIC 441 HWY | CORNELIA | Habersham | 9068022 | 1 | Flapper Valve | 1994-04-01 | FALSE | 1994-04-01 | FALSE | Currently in Use | Regular | 8000 | Steel-Impressed Current | 1980-01-01 | Steel (Impressed Current) | Pressurized
WIN-N-GO | 643 HISTORIC 441 HWY | CORNELIA | Habersham | 9068022 | 2 | Flapper Valve | 1994-04-01 | FALSE | 1994-04-01 | FALSE | Currently in Use | Premium | 8000 | Steel-Impressed Current | 1980-01-01 | Steel (Impressed Current) | Pressurized
WIN-N-GO | 643 HISTORIC 441 HWY | CORNELIA | Habersham | 9068022 | 3 | Flapper Valve | 1994-04-01 | FALSE | 1994-04-01 | FALSE | Currently in Use | Diesel | 8000 | Steel-Impressed Current | 1980-01-01 | Steel (Impressed Current) | Pressurized
WIN-N-GO | 643 HISTORIC 441 HWY | CORNELIA | Habersham | 9068022 | 4 | Flapper Valve | 1994-04-01 | FALSE | 1994-04-01 | FALSE | Currently in Use | Plus | 2000 | Steel-Impressed Current | 1980-01-01 | Steel (Impressed Current) | Safe Suction (Euro)
VEND INC | WAYSIDE ST | CORNELIA | Habersham | 9068024 | 1 | [5 empty] | Closed in Ground | Gas (Historical Use) | 2000 | Bare Steel | 1993-05-10 | Bare Steel
COCA-COLA ENTERPRISES INC | 1071 WAYSIDE ST | CORNELIA | Habersham | 9068025 | 1 | [5 empty] | Removed from Ground | Gas (Historical Use) | 2000 | Marked Unknown | 1993-05-06 | Unknown
MOUNTAIN EXPRESS GROCERIES | 3834 HWY 365 | ALTO | Habersham | 9068026 | 1 | Ball Float | 1993-03-01 | FALSE | 1993-03-01 | FALSE | Currently in Use | Regular | 10000 | Galvanic (STIP-3) | 1993-03-01 | Fiberglass Reinforced Plastic | Pressurized
MOUNTAIN EXPRESS GROCERIES | 3834 HWY 365 | ALTO | Habersham | 9068026 | 2 | Ball Float | 1993-03-01 | FALSE | 1993-03-01 | FALSE | Currently in Use | Regular | 10000 | Galvanic (STIP-3) | 1993-03-01 | Fiberglass Reinforced Plastic | Pressurized
MOUNTAIN EXPRESS GROCERIES | 3834 HWY 365 | ALTO | Habersham | 9068026 | 3 | Ball Float | 1993-03-01 | FALSE | 1993-03-01 | FALSE | Currently in Use | Premium | 10000 | Galvanic (STIP-3) | 1993-03-01 | Fiberglass Reinforced Plastic | Pressurized
MOUNTAIN EXPRESS GROCERIES | 3834 HWY 365 | ALTO | Habersham | 9068026 | 4 | Ball Float | 1993-03-01 | FALSE | 1993-03-01 | FALSE | Currently in Use | Diesel | 10000 | Galvanic (STIP-3) | 1993-03-01 | Fiberglass Reinforced Plastic | Pressurized
MOUNTAIN EXPRESS GROCERIES | 3834 HWY 365 | ALTO | Habersham | 9068026 | 5 | Flapper Valve | 1993-03-01 | FALSE | 1993-03-01 | FALSE | Currently in Use | E-0 | 4000 | Galvanic (STIP-3) | 1993-03-01 | Fiberglass Reinforced Plastic | Suction (American)
HARDY CHEVROLET | 1043 LEVEL GROVE RD | CORNELIA | Habersham | 9068027 | 1 | [5 empty] | Removed from Ground | Empty | 1000 | Not Marked/Unknown | 1993-09-01 | Not Marked
U S AUTOMOTIVE INC FORMER | US HWY 441 SOUTH | CLARKESVILLE | Habersham | 9068030 | 1 | [5 empty] | Removed from Ground | Gas (Historical Use) | 0 | Bare Steel |  | Bare Steel | Safe Suction (Euro)
HABERSHAM COUNTY AIRPORT | 1112 AIRPORT RD | CORNELIA | Habersham | 9068031 | 1 | [5 empty] | Removed from Ground | Gas (Historical Use) | 10000 | Bare Steel | 1971-01-01 | Unknown | Suction (American)
HABERSHAM COUNTY AIRPORT | 1112 AIRPORT RD | CORNELIA | Habersham | 9068031 | 2 | Flapper Valve | 1999-03-16 |  | 1999-03-16 |  | Removed from Ground | Aviation Gas/AV Gas | 10000 | Steel-Impressed Current | 1971-01-01 | Steel (Impressed Current) | Suction (American)
HABERSHAM COUNTY AIRPORT | 1112 AIRPORT RD | CORNELIA | Habersham | 9068031 | 3 | Flapper Valve | 1999-03-16 |  | 1999-03-16 |  | Removed from Ground | Gas (Historical Use) | 10000 | Steel-Impressed Current | 1971-01-01 | Steel (Impressed Current) | Suction (American)
HABERSHAM CO COURTHOUSE | 555 MONROE ST | CLARKESVILLE | Habersham | 9068032 | 2 | [5 empty] | Removed from Ground | Gas (Historical Use) | 1000 | Bare Steel | 1964-01-01 | Galvanized Steel
HABERSHAM CO EMERGENCY MGMT AGEN | 175 EOC DR | MOUNT AIRY | Habersham | 9068033 | 1 | Flapper Valve | 1998-12-19 |  | 1998-12-19 |  | Removed from Ground | Diesel | 4000 | Fiberglass | 1988-11-01 | Fiberglass Reinforced Plastic | Suction (American)
HABERSHAM CO AMBULANCE SVC | 240 ADAMS DR | DEMOREST | Habersham | 9068034 | 1 | [5 empty] | Removed from Ground | Gas (Historical Use) | 2000 | Bare Steel | 1986-01-01 | Galvanized Steel | Suction (American)
HABERSHAM CO RD DEPT | 4218 TOCCOA HWY | CLARKESVILLE | Habersham | 9068035 | 1 | [5 empty] | Removed from Ground | Gas (Historical Use) | 3000 | Bare Steel | 1981-01-01 | Galvanized Steel | Suction (American)
HABERSHAM CO RD DEPT | 4218 TOCCOA HWY | CLARKESVILLE | Habersham | 9068035 | 2 | Flapper Valve | 1991-06-01 |  | 1991-06-01 |  | Removed from Ground | Diesel | 3000 | Galvanic (STIP-3) | 1991-06-01 | Galvanized Steel | Safe Suction (Euro)
HABERSHAM CO RD DEPT | 4218 TOCCOA HWY | CLARKESVILLE | Habersham | 9068035 | 3 | Ball Float | 1998-12-01 | FALSE | 1998-12-01 | FALSE | Currently in Use | Diesel | 10000 | Composite | 1998-12-01 | Fiberglass Reinforced Plastic | Pressurized
HABERSHAM CO RD DEPT | 4218 TOCCOA HWY | CLARKESVILLE | Habersham | 9068035 | 4 | Ball Float | 1998-12-01 | FALSE | 1998-12-01 | FALSE | Currently in Use | Regular | 10000 | Composite | 1998-12-01 | Fiberglass Reinforced Plastic | Pressurized
CIRCLE K 2723324 | 5000 TALMADGE DR | HOLLYWOOD | Habersham | 9068036 | 1 | Flapper Valve | 1994-05-01 | TRUE | 1994-05-01 | FALSE | Currently in Use | Regular | 10000 | Fiberglass | 1994-05-18 | Double-Walled Flex | Pressurized
CIRCLE K 2723324 | 5000 TALMADGE DR | HOLLYWOOD | Habersham | 9068036 | 2 | Flapper Valve | 1994-05-01 | TRUE | 1994-05-01 | FALSE | Currently in Use | Premium | 10000 | Fiberglass | 1994-05-18 | Double-Walled Flex | Pressurized
CIRCLE K 2723324 | 5000 TALMADGE DR | HOLLYWOOD | Habersham | 9068036 | 3 | Flapper Valve | 1994-05-01 | TRUE | 1994-05-01 | FALSE | Currently in Use | Diesel | 12000 | Fiberglass | 1994-05-18 | Double-Walled Flex | Pressurized
CIRCLE K 2723324 | 5000 TALMADGE DR | HOLLYWOOD | Habersham | 9068036 | 4 | Flapper Valve | 1994-05-01 | TRUE | 1994-05-01 | FALSE | Currently in Use | Kerosene | 2000 | Fiberglass | 1994-05-18 | Double-Walled Flex | Safe Suction (Euro)
FIELDALE/CLARKESVILLE HATCHERY E | 208 MONROE ST | CLARKESVILLE | Habersham | 9068038 | 1 | [5 empty] | Removed from Ground | Diesel | 10000 | Bare Steel | 1965-01-01 | Bare Steel
EXPRESS MART #6 | 4900 TALMADGE DR /ALT HWY 17 | CLARKESVILLE | Habersham | 9068057 | 1 | Ball Float | 1994-09-21 | FALSE | 1994-09-21 | FALSE | Currently in Use | Regular | 11627 | Fiberglass | 1994-09-21 | Fiberglass Reinforced Plastic | Pressurized
EXPRESS MART #6 | 4900 TALMADGE DR /ALT HWY 17 | CLARKESVILLE | Habersham | 9068057 | 2 | Ball Float | 1994-09-21 | FALSE | 1994-09-21 | FALSE | Currently in Use | Plus | 7829 | Fiberglass | 1994-09-21 | Fiberglass Reinforced Plastic | Pressurized
EXPRESS MART #6 | 4900 TALMADGE DR /ALT HWY 17 | CLARKESVILLE | Habersham | 9068057 | 3 | Ball Float | 1994-09-21 | FALSE | 1994-09-21 | FALSE | Currently in Use | Diesel | 7829 | Fiberglass | 1994-09-21 | Fiberglass Reinforced Plastic | Pressurized
CITY OF CORNELIA | 118 LARKIN ST | CORNELIA | Habersham | 9068058 | 1 | [5 empty] | Removed from Ground | Gas (Historical Use) | 10000 | Bare Steel | 1995-02-23 | Galvanized Steel | Safe Suction (Euro)
CITY OF CORNELIA | 118 LARKIN ST | CORNELIA | Habersham | 9068058 | 2 | [5 empty] | Removed from Ground | Diesel | 1000 | Bare Steel | 1995-02-23 | Galvanized Steel | Safe Suction (Euro)
BURKE & SONS SHAVINGS & GRAIN IN | 1316 ROBERTSON LOOP RD | CLARKESVILLE | Habersham | 9068059 | 1 |  | 1990-01-01 |  | 1990-01-01 |  | Removed from Ground | Gas (Historical Use) | 12500 | Galvanic (STIP-3) | 1990-01-01 | Fiberglass Reinforced Plastic | Suction (American)
BURKE & SONS SHAVINGS & GRAIN IN | 1316 ROBERTSON LOOP RD | CLARKESVILLE | Habersham | 9068059 | 2 |  | 1990-01-01 |  | 1990-01-01 |  | Removed from Ground | Diesel | 4000 | Galvanic (STIP-3) | 1990-01-01 | Fiberglass Reinforced Plastic | Suction (American)
L P SERVICES INC | 2339 HOLLYWOOD HWY | CLARKESVILLE | Habersham | 9068060 | 1 | Flapper Valve | 1990-06-11 | FALSE | 1990-06-11 | FALSE | Currently in Use | Diesel | 20000 | Composite | 1990-06-11 | Fiberglass Reinforced Plastic | Safe Suction (Euro)
RONNIES SHELL STATION | 212 NORTH MAIN ST | CORNELIA | Habersham | 9068061 | 1 | [5 empty] | Removed from Ground | Gas (Historical Use) | 6000 | Bare Steel | 1999-09-01 | Galvanized Steel | Safe Suction (Euro)
RONNIES SHELL STATION | 212 NORTH MAIN ST | CORNELIA | Habersham | 9068061 | 2 | [5 empty] | Removed from Ground | Gas (Historical Use) | 4000 | Bare Steel | 1999-09-01 | Galvanized Steel | Safe Suction (Euro)
RONNIES SHELL STATION | 212 NORTH MAIN ST | CORNELIA | Habersham | 9068061 | 3 | [5 empty] | Removed from Ground | Gas (Historical Use) | 2000 | Bare Steel | 1999-09-01 | Galvanized Steel | Safe Suction (Euro)
A&A ELECTRIC INC | 3699 BC GRANT RD | CORNELIA | Habersham | 9068062 | 1 |  | 1998-09-01 |  | 1998-09-01 |  | Removed from Ground | Gas (Historical Use) | 3000 | Cathodically Protected Steel | 1987-01-01 | Cathodically Protected | Safe Suction (Euro)
JAEMOR FARM MARKET | 5340 CORNELIA HWY | ALTO | Habersham | 9068063 | 1 |  | 1998-09-12 |  | 1998-09-12 |  | Removed from Ground | Gas (Historical Use) | 8000 | Steel-Impressed Current | 1981-01-05 | Cathodically Protected | Pressurized
JAEMOR FARM MARKET | 5340 CORNELIA HWY | ALTO | Habersham | 9068063 | 2 |  | 1998-09-12 |  | 1998-09-12 |  | Removed from Ground | Gas (Historical Use) | 3000 | Steel-Impressed Current | 1981-01-05 | Cathodically Protected | Pressurized
JAEMOR FARM MARKET | 5340 CORNELIA HWY | ALTO | Habersham | 9068063 | 3 |  | 1998-09-12 |  | 1998-09-12 |  | Removed from Ground | Gas (Historical Use) | 4000 | Steel-Impressed Current | 1981-01-05 | Cathodically Protected | Pressurized
JAEMOR FARM MARKET | 5340 CORNELIA HWY | ALTO | Habersham | 9068063 | 4 |  | 1998-09-12 |  | 1998-09-12 |  | Removed from Ground | Gas (Historical Use) | 4000 | Steel-Impressed Current | 1981-01-05 | Cathodically Protected | Pressurized
WOODALL'S GROC | RT 2 CRANE MILL RD | ALTO | Habersham | 9068064 | 1 | [5 empty] | Removed from Ground | Gas (Historical Use) | 3000 | Marked Unknown | 1979-04-11 | Unknown | Suction (American)
WOODALL'S GROC | RT 2 CRANE MILL RD | ALTO | Habersham | 9068064 | 2 | [5 empty] | Removed from Ground | Gas (Historical Use) | 1000 | Marked Unknown | 1979-04-11 | Unknown | Suction (American)
WOODALL'S GROC | RT 2 CRANE MILL RD | ALTO | Habersham | 9068064 | 3 | [5 empty] | Removed from Ground | Gas (Historical Use) | 1000 | Marked Unknown | 1979-04-11 | Unknown | Suction (American)
WOODALL'S GROC | RT 2 CRANE MILL RD | ALTO | Habersham | 9068064 | 4 | [5 empty] | Removed from Ground | Gas (Historical Use) | 2000 | Marked Unknown | 1979-04-11 | Unknown | Suction (American)
NORTH GEORGIA TECHNICAL INSTITUTE | HWY 197 NORTH | CLARKESVILLE | Habersham | 9068065 | 1 |  |  | FALSE |  | FALSE | Removed from Ground | Gas (Historical Use) | 6000 | Unknown | 2004-01-26 | Unknown
NORTH GEORGIA TECHNICAL INSTITUTE | HWY 197 NORTH | CLARKESVILLE | Habersham | 9068065 | 2 | [5 empty] | Removed from Ground | Diesel | 2000 | Bare Steel | 2004-01-26 | Galvanized Steel | Suction (American)
NORTH GEORGIA TECHNICAL INSTITUTE | HWY 197 NORTH | CLARKESVILLE | Habersham | 9068065 | 3 | [5 empty] | Removed from Ground | Gas (Historical Use) | 2000 | Bare Steel | 2004-01-26 | Galvanized Steel
NORTH GEORGIA TECHNICAL INSTITUTE | HWY 197 NORTH | CLARKESVILLE | Habersham | 9068065 | 4 |  |  | FALSE |  | FALSE | Removed from Ground | Other | 1000 | Unknown | 2004-01-26 | Unknown
NORTH GEORGIA TECHNICAL INSTITUTE | HWY 197 NORTH | CLARKESVILLE | Habersham | 9068065 | 5 |  |  | FALSE |  | FALSE | Removed from Ground | Other | 500 | Unknown | 2004-01-26 | Unknown
Alto Police Department | 3895 GAINESVILLE HWY | ALTO | Habersham | 9068066 | 1 | Flapper Valve | 1998-12-20 | FALSE | 1998-12-20 | FALSE | Temporarily out of use | Regular | 10000 | Steel-Impressed Current | 1988-12-01 | Fiberglass Reinforced Plastic | Pressurized
Alto Police Department | 3895 GAINESVILLE HWY | ALTO | Habersham | 9068066 | 2 | Flapper Valve | 1998-12-20 | FALSE | 1998-12-20 | FALSE | Temporarily out of use | Premium | 6000 | Steel-Impressed Current | 1988-12-01 | Fiberglass Reinforced Plastic | Safe Suction (Euro)
Alto Police Department | 3895 GAINESVILLE HWY | ALTO | Habersham | 9068066 | 3 | Flapper Valve | 1998-12-20 | FALSE | 1998-12-20 | FALSE | Temporarily out of use | Diesel | 5000 | Steel-Impressed Current | 1988-12-01 | Fiberglass Reinforced Plastic | Safe Suction (Euro)
PIEDMONT COLLEGE | 165 CENTRAL AVE | DEMOREST | Habersham | 9068069 | 1 | [5 empty] | Removed from Ground | Gas (Historical Use) | 5000 | Bare Steel | 1995-10-11 | Galvanized Steel | Suction (American)
MUD CREEK GROCERY | 4432 MUD CREEK RD | CORNELIA | Habersham | 9068070 | 1 |  | 1998-09-24 |  | 1998-09-24 |  | Removed from Ground | Gas (Historical Use) | 1000 | Steel-Impressed Current | 1998-09-24 | Cathodically Protected | Suction (American)
MUD CREEK GROCERY | 4432 MUD CREEK RD | CORNELIA | Habersham | 9068070 | 2 |  | 1998-09-24 |  | 1998-09-24 |  | Removed from Ground | Gas (Historical Use) | 1000 | Steel-Impressed Current | 1998-09-24 | Cathodically Protected | Suction (American)
FOREST LANE MINI-MART | 2811 LEVEL GROVE RD | CORNELIA | Habersham | 9068071 | 1 | Flapper Valve | 1999-01-01 | FALSE | 1999-01-01 | FALSE | Currently in Use | Diesel | 2000 | Steel-Impressed Current | 1986-01-01 |  | Suction (American)
FOREST LANE MINI-MART | 2811 LEVEL GROVE RD | CORNELIA | Habersham | 9068071 | 2 | Flapper Valve | 1999-01-01 | FALSE | 1999-01-01 | FALSE | Currently in Use | E-85 | 6000 | Steel-Impressed Current | 1986-01-01 |  | Suction (American)
FOREST LANE MINI-MART | 2811 LEVEL GROVE RD | CORNELIA | Habersham | 9068071 | 3 | Flapper Valve | 1999-01-01 | FALSE | 1999-01-01 | FALSE | Currently in Use | Regular | 6000 | Steel-Impressed Current | 1986-01-01 |  | Suction (American)
FOREST LANE MINI-MART | 2811 LEVEL GROVE RD | CORNELIA | Habersham | 9068071 | 4 | Flapper Valve | 1999-01-01 | FALSE | 1999-01-01 | FALSE | Currently in Use | Diesel Off Road | 1000 | Steel-Impressed Current | 1986-01-01 |  | Safe Suction (Euro)
CITY OF BALDWIN | 130 AIRPORT RD | BALDWIN | Habersham | 9068076 | 1 | [5 empty] | Removed from Ground | Gas (Historical Use) | 1020 | Bare Steel | 1997-02-13 | Galvanized Steel | Suction (American)
THE ORCHARD(MAINT AREA) | 1057 ORCHARD DR | CLARKESVILLE | Habersham | 9068077 | 1 |  | 1990-01-01 |  | 1990-01-01 |  | Removed from Ground | Gas (Historical Use) | 2000 | Steel-Impressed Current | 1990-01-01 | Cathodically Protected | Suction (American)
THE ORCHARD(MAINT AREA) | 1057 ORCHARD DR | CLARKESVILLE | Habersham | 9068077 | 2 |  | 1990-01-01 |  | 1990-01-01 |  | Removed from Ground | Diesel | 2000 | Galvanic (STIP-3) | 1990-01-01 | Cathodically Protected | Suction (American)
HUBERT LOVELL | RAMSEY RD | CLARKESVILLE | Habersham | 9068079 | 1 | [5 empty] | Removed from Ground | Gas (Historical Use) | 550 | Bare Steel | 1999-02-01 | Bare Steel | Suction (American)
CITY HALL & FIRE DEPT | 210 E WATER ST | CLARKESVILLE | Habersham | 9068080 | 1 | [5 empty] | Removed from Ground | Gas (Historical Use) | 1000 | Bare Steel | 1999-12-01 | Bare Steel | Safe Suction (Euro)
CLARKESVILE UNITED METHODIST CHU | PO BOX 365 | CLARKESVILLE | Habersham | 9068081 | 1 | [5 empty] | Closed in Ground | Diesel | 500 | Marked Unknown | 1995-10-01 | Galvanized Steel | Safe Suction (Euro)
CLARKESVILE UNITED METHODIST CHU | PO BOX 365 | CLARKESVILLE | Habersham | 9068081 | 2 | [5 empty] | Closed in Ground | Diesel | 500 | Marked Unknown | 1995-10-01 | Galvanized Steel | Safe Suction (Euro)
DJ SIKES INC D/B/A PIEDMONT COLL | HWY 365 @ DEMOREST & MT-AIRY RD | DEMOREST | Habersham | 9068082 | 1 | [5 empty] | Removed from Ground | Gas (Historical Use) | 550 | Marked Unknown | 1998-08-03 | Unknown
ABC FOOD STORE | 873 N MAIN ST | CORNELIA | Habersham | 9068083 | 1 | Flapper Valve | 1998-12-01 | FALSE | 1998-12-01 | FALSE | Currently in Use | Regular | 8000 | Steel-Impressed Current | 1998-12-01 | Steel (Impressed Current) | Safe Suction (Euro)
ABC FOOD STORE | 873 N MAIN ST | CORNELIA | Habersham | 9068083 | 2 | Flapper Valve | 1998-12-01 | FALSE | 1998-12-01 | FALSE | Currently in Use | Premium | 8000 | Steel-Impressed Current | 1998-12-01 | Steel (Impressed Current) | Safe Suction (Euro)
ABC FOOD STORE | 873 N MAIN ST | CORNELIA | Habersham | 9068083 | 3 | Flapper Valve | 1998-12-01 | FALSE | 1998-12-01 | FALSE | Currently in Use | Diesel | 8000 | Steel-Impressed Current | 1998-12-01 | Steel (Impressed Current) | Safe Suction (Euro)
REGENCY THERMOGRAPHICS INC | 1 PAPER LANE | CLARKESVILLE | Habersham | 9068088 | 1 | [5 empty] | Removed from Ground | Gas (Historical Use) | 0 | Not Marked/Unknown | 1988-01-01 | Not Marked
AUTOZONE | 230 CARPENTERS COVE | CORNELIA | Habersham | 9068089 | 1 | [5 empty] | Removed from Ground | Gas (Historical Use) | 0 | Not Marked/Unknown | 1996-01-01 | Not Marked
AUTOZONE | 230 CARPENTERS COVE | CORNELIA | Habersham | 9068089 | 2 | [5 empty] | Removed from Ground | Gas (Historical Use) | 0 | Not Marked/Unknown | 1996-01-01 | Not Marked
AUTOZONE | 230 CARPENTERS COVE | CORNELIA | Habersham | 9068089 | 3 | [5 empty] | Removed from Ground | Gas (Historical Use) | 0 | Not Marked/Unknown | 1996-01-01 | Not Marked
TC BAYCOR | 1288 OLD CLEVELAND ROAD | CORNELIA | Habersham | 9068095 | 1 |  |  | TRUE |  | TRUE | Removed from Ground | Used Oil | 550 | Concrete | 1983-01-01 | Bare Steel | Gravity Fed
MOUNT AIRY EXPRESS | 2085 DICKS HILL PKWY | MOUNT AIRY | Habersham | 9068096 | 1A | Ball Float | 1997-12-01 |  | 1997-12-01 |  | Currently in Use | Gas (Historical Use) | 10000 | Composite | 1997-12-01 | Fiberglass Reinforced Plastic | Pressurized
MOUNT AIRY EXPRESS | 2085 DICKS HILL PKWY | MOUNT AIRY | Habersham | 9068096 | 1B | Ball Float | 1997-12-01 |  | 1997-12-01 |  | Currently in Use | Gas (Historical Use) | 5000 | Composite | 1997-12-01 | Fiberglass Reinforced Plastic | Pressurized
MOUNT AIRY EXPRESS | 2085 DICKS HILL PKWY | MOUNT AIRY | Habersham | 9068096 | 3 | Flapper Valve | 1997-12-01 |  | 1997-12-01 |  | Currently in Use | Diesel | 1000 | Composite | 1997-12-01 | Fiberglass Reinforced Plastic | Suction (American)
GATORS BP | 229 S MAIN STREET | CORNELIA | Habersham | 9068097 | 1 | [5 empty] | Removed from Ground | Gas (Historical Use) | 10000 | Not Marked/Unknown |  | Not Marked
GATORS BP | 229 S MAIN STREET | CORNELIA | Habersham | 9068097 | 2 | [5 empty] | Removed from Ground | Gas (Historical Use) | 10000 | Not Marked/Unknown |  | Not Marked
GATORS BP | 229 S MAIN STREET | CORNELIA | Habersham | 9068097 | 3 | [5 empty] | Removed from Ground | Gas (Historical Use) | 10000 | Not Marked/Unknown |  | Not Marked
GATORS BP | 229 S MAIN STREET | CORNELIA | Habersham | 9068097 | 4 | [5 empty] | Removed from Ground | Diesel | 1000 | Not Marked/Unknown |  | Not Marked
CHIPS SERVICE CENTER | 944 MAIN STREET NORTH | CORNELIA | Habersham | 9068100 | 1 | [5 empty] | Removed from Ground | Gas (Historical Use) | 6000 | Not Marked/Unknown | 1998-09-14 | Not Marked
CHIPS SERVICE CENTER | 944 MAIN STREET NORTH | CORNELIA | Habersham | 9068100 | 2 | [5 empty] | Removed from Ground | Gas (Historical Use) | 6000 | Not Marked/Unknown | 1998-09-14 | Not Marked
CHIPS SERVICE CENTER | 944 MAIN STREET NORTH | CORNELIA | Habersham | 9068100 | 3 | [5 empty] | Removed from Ground | Gas (Historical Use) | 4000 | Not Marked/Unknown | 1998-09-14 | Not Marked
CHIPS SERVICE CENTER | 944 MAIN STREET NORTH | CORNELIA | Habersham | 9068100 | 4 |  | 1998-09-17 | FALSE | 1998-09-17 | FALSE | Temporarily out of use | Empty | 10000 | Composite | 1998-09-15 |  | Pressurized
CHIPS SERVICE CENTER | 944 MAIN STREET NORTH | CORNELIA | Habersham | 9068100 | 5 |  | 1998-09-17 | FALSE | 1998-09-17 | FALSE | Temporarily out of use | Empty | 10000 | Composite | 1998-09-15 |  | Pressurized
RaceTrac #625 - Cornelia | 505 HISTORIC HWY 441 | CORNELIA | Habersham | 9068103 | 1 | Overfill Alarm | 1997-03-01 |  | 1997-03-01 |  | Currently in Use | Gas (Historical Use) | 15000 | Composite Double Walled | 1997-03-01 | Double-Walled Fiberglass | Pressurized
RaceTrac #625 - Cornelia | 505 HISTORIC HWY 441 | CORNELIA | Habersham | 9068103 | 2 | Overfill Alarm | 1997-03-01 |  | 1997-03-01 |  | Currently in Use | Diesel | 12000 | Composite Double Walled | 1997-03-01 | Double-Walled Fiberglass | Pressurized
RaceTrac #625 - Cornelia | 505 HISTORIC HWY 441 | CORNELIA | Habersham | 9068103 | 3 | Overfill Alarm | 1997-03-01 |  | 1997-03-01 |  | Currently in Use | Gas (Historical Use) | 12000 | Composite Double Walled | 1997-03-01 | Double-Walled Fiberglass | Pressurized
FLEMING FOODS | S WASHINGTON ST | CORNELIA | Habersham | 9068104 | A | [5 empty] | Removed from Ground | Diesel | 10000 | Bare Steel | 1998-12-01 | Bare Steel | Pressurized
FLEMING FOODS | S WASHINGTON ST | CORNELIA | Habersham | 9068104 | B | [5 empty] | Removed from Ground | Gas (Historical Use) | 8000 | Bare Steel | 1998-12-01 | Bare Steel | Pressurized
HWY 441 FOOD MART | 1167 HISTORIC HWY 441 | CLARKESVILLE | Habersham | 9068105 | 1 |  | 2000-04-06 | FALSE | 2000-04-06 | FALSE | Removed from Ground | Gas (Historical Use) | 6000 |  | 1972-10-01 |  | Suction (American)
HWY 441 FOOD MART | 1167 HISTORIC HWY 441 | CLARKESVILLE | Habersham | 9068105 | 2 |  | 2000-04-06 | FALSE | 2000-04-06 | FALSE | Removed from Ground | Gas (Historical Use) | 5000 |  | 1972-10-01 |  | Suction (American)
HWY 441 FOOD MART | 1167 HISTORIC HWY 441 | CLARKESVILLE | Habersham | 9068105 | 3 |  | 2000-04-06 | FALSE | 2000-04-06 | FALSE | Removed from Ground | Gas (Historical Use) | 5000 |  | 1972-10-01 |  | Suction (American)
GRIFFIN AUTO PARTS | 589 N MAIN ST | CORNELIA | Habersham | 9068106 | A | [5 empty] | Removed from Ground | Gas (Historical Use) | 2000 | Bare Steel | 1999-05-14 | Galvanized Steel | Pressurized
GRIFFIN AUTO PARTS | 589 N MAIN ST | CORNELIA | Habersham | 9068106 | B | [5 empty] | Removed from Ground | Gas (Historical Use) | 1000 | Bare Steel | 1999-05-14 | Galvanized Steel | Pressurized
GRIFFIN AUTO PARTS | 589 N MAIN ST | CORNELIA | Habersham | 9068106 | C | [5 empty] | Removed from Ground | Gas (Historical Use) | 3000 | Bare Steel | 1999-05-14 | Galvanized Steel | Pressurized
GRIFFIN AUTO PARTS | 589 N MAIN ST | CORNELIA | Habersham | 9068106 | D | [5 empty] | Removed from Ground | Gas (Historical Use) | 3000 | Bare Steel | 1999-05-14 | Galvanized Steel | Pressurized
GRIFFIN AUTO PARTS | 589 N MAIN ST | CORNELIA | Habersham | 9068106 | E | [5 empty] | Removed from Ground | Gas (Historical Use) | 3000 | Bare Steel | 1999-05-14 | Galvanized Steel | Pressurized
HOLLIFIELD GROCERY | 6725 HIGHWAY 17 | CLARKESVILLE | Habersham | 9068107 | 1 | [5 empty] | Permanently Out Of Use | Gas (Historical Use) | 1000 | Bare Steel | 1964-01-01 | Bare Steel | Safe Suction (Euro)
HOLLIFIELD GROCERY | 6725 HIGHWAY 17 | CLARKESVILLE | Habersham | 9068107 | 2 | [5 empty] | Permanently Out Of Use | Gas (Historical Use) | 1000 | Bare Steel | 1964-01-01 | Bare Steel | Safe Suction (Euro)
HOLLIFIELD GROCERY | 6725 HIGHWAY 17 | CLARKESVILLE | Habersham | 9068107 | 3 | [5 empty] | Permanently Out Of Use | Gas (Historical Use) | 1000 | Bare Steel | 1964-01-01 | Bare Steel | Safe Suction (Euro)
HOLLIFIELD GROCERY | 6725 HIGHWAY 17 | CLARKESVILLE | Habersham | 9068107 | 4 | Flapper Valve | 2001-06-01 |  | 2001-06-01 |  | Removed from Ground | Diesel | 1000 | Galvanic (STIP-3) | 2001-06-01 | Fiberglass Reinforced Plastic | Safe Suction (Euro)
HOLLIFIELD GROCERY | 6725 HIGHWAY 17 | CLARKESVILLE | Habersham | 9068107 | 5 | Flapper Valve | 2001-06-01 |  | 2001-06-01 |  | Removed from Ground | Gas (Historical Use) | 2000 | Galvanic (STIP-3) | 2001-06-01 | Fiberglass Reinforced Plastic | Safe Suction (Euro)
HOLLIFIELD GROCERY | 6725 HIGHWAY 17 | CLARKESVILLE | Habersham | 9068107 | 6 | Flapper Valve | 2001-06-01 |  | 2001-06-01 |  | Removed from Ground | Gas (Historical Use) | 2000 | Galvanic (STIP-3) | 2001-06-01 | Fiberglass Reinforced Plastic | Safe Suction (Euro)
MOUNT AIRY BP | 310 TOCCOA HWY | MOUNT AIRY | Habersham | 9068108 | 1 | Ball Float | 2000-09-19 | FALSE | 2000-09-28 | FALSE | Currently in Use | Regular | 12000 | Fiberglass | 2000-09-15 | Double-Walled Flex | Pressurized
MOUNT AIRY BP | 310 TOCCOA HWY | MOUNT AIRY | Habersham | 9068108 | 2 | Ball Float | 2000-09-19 | FALSE | 2000-09-28 | FALSE | Currently in Use | Premium | 8000 | Fiberglass | 2000-09-15 | Double-Walled Flex | Pressurized
MOUNT AIRY BP | 310 TOCCOA HWY | MOUNT AIRY | Habersham | 9068108 | 3 | Ball Float | 2000-09-19 | FALSE | 2000-09-28 | FALSE | Currently in Use | Diesel | 8000 | Fiberglass | 2000-09-15 | Double-Walled Flex | Pressurized
MOUNT AIRY BP | 310 TOCCOA HWY | MOUNT AIRY | Habersham | 9068108 | 4 | Flapper Valve | 2000-09-19 | FALSE | 2000-09-28 | FALSE | Currently in Use | Diesel | 2000 | Fiberglass | 2000-09-15 | Double-Walled Flex | Safe Suction (Euro)
MOUNT AIRY BP | 310 TOCCOA HWY | MOUNT AIRY | Habersham | 9068108 | 5 | Flapper Valve | 2000-09-19 | FALSE | 2000-09-28 | FALSE | Currently in Use | Kerosene | 2000 | Fiberglass | 2000-09-15 | Double-Walled Flex | Safe Suction (Euro)
WHISTLE EXPRESS | 150 FINIS SPRINGS DR | CORNELIA | Habersham | 9068109 | 1 | Ball Float | 2001-05-21 | FALSE | 2001-05-21 | FALSE | Currently in Use | Regular | 12000 | Epoxy | 2001-05-21 | Double-Walled Flex | Pressurized
WHISTLE EXPRESS | 150 FINIS SPRINGS DR | CORNELIA | Habersham | 9068109 | 2 | Ball Float | 2001-05-21 | FALSE | 2001-05-21 | FALSE | Currently in Use | Premium | 10000 | Epoxy | 2001-05-21 | Double-Walled Flex | Pressurized
WHISTLE EXPRESS | 150 FINIS SPRINGS DR | CORNELIA | Habersham | 9068109 | 3 | Ball Float | 2001-05-21 | FALSE | 2001-05-21 | FALSE | Currently in Use | Diesel | 10000 | Epoxy | 2001-05-21 | Double-Walled Flex | Pressurized
WHISTLE EXPRESS | 150 FINIS SPRINGS DR | CORNELIA | Habersham | 9068109 | 4 | Flapper Valve | 2002-08-28 | FALSE | 2002-08-28 | FALSE | Currently in Use | Diesel Off Road | 6000 | Epoxy | 2002-08-27 | Double-Walled Flex | Safe Suction (Euro)
BATESVILLE JUNCTION | 13440 HWY 197 N | CLARKESVILLE | Habersham | 9068110 | 1 | Ball Float | 2001-06-01 |  | 2001-06-01 |  | Currently in Use | Gas (Historical Use) | 10000 | Composite | 2001-06-01 | Fiberglass Reinforced Plastic | Pressurized
BATESVILLE JUNCTION | 13440 HWY 197 N | CLARKESVILLE | Habersham | 9068110 | 2 | Ball Float | 2001-06-01 |  | 2001-06-01 |  | Currently in Use | Gas (Historical Use) | 6000 | Composite | 2001-06-01 | Fiberglass Reinforced Plastic | Pressurized
BATESVILLE JUNCTION | 13440 HWY 197 N | CLARKESVILLE | Habersham | 9068110 | 3 | Flapper Valve | 2001-06-01 |  | 2001-06-01 |  | Currently in Use | Diesel | 4000 | Composite | 2001-06-01 | Fiberglass Reinforced Plastic | Safe Suction (Euro)
BATESVILLE JUNCTION | 13440 HWY 197 N | CLARKESVILLE | Habersham | 9068110 | 4 | Flapper Valve | 2001-06-01 |  | 2001-06-01 |  | Currently in Use | Diesel | 2000 | Composite | 2001-06-01 | Fiberglass Reinforced Plastic | Safe Suction (Euro)
HARRYS PANTRY | 2059 COOL SPRINGS RD | CLARKESVILLE | Habersham | 9068111 | 1 | Flapper Valve | 2001-11-28 | FALSE | 2001-11-28 | FALSE | Currently in Use | Regular | 12000 | Composite | 2001-11-28 | Fiberglass Reinforced Plastic | Pressurized
HARRYS PANTRY | 2059 COOL SPRINGS RD | CLARKESVILLE | Habersham | 9068111 | 2A | Flapper Valve | 2001-11-28 | FALSE | 2001-11-28 | FALSE | Currently in Use | Premium | 8000 | Composite | 2001-11-28 | Fiberglass Reinforced Plastic | Pressurized
HARRYS PANTRY | 2059 COOL SPRINGS RD | CLARKESVILLE | Habersham | 9068111 | 2B | Flapper Valve | 2001-11-28 | FALSE | 2001-11-28 | FALSE | Currently in Use | Diesel | 6000 | Composite | 2001-11-28 | Fiberglass Reinforced Plastic | Pressurized
HARRYS PANTRY | 2059 COOL SPRINGS RD | CLARKESVILLE | Habersham | 9068111 | 3 | Flapper Valve | 2001-11-28 | FALSE | 2001-11-28 | FALSE | Currently in Use | Diesel | 2000 | Composite | 2001-11-28 | Fiberglass Reinforced Plastic | Safe Suction (Euro)
MOUNTAIN EXPRESS #165 | 186 S MAIN ST | CORNELIA | Habersham | 9000409 | 1 |  |  | FALSE |  | FALSE | Removed from Ground | Gas (Historical Use) | 2000 | Bare Steel | 1967-05-13 | Galvanized Steel
MOUNTAIN EXPRESS #165 | 186 S MAIN ST | CORNELIA | Habersham | 9000409 | 2 | Flapper Valve | 1998-12-17 | FALSE | 1998-12-17 | FALSE | Temporarily out of use | Regular | 6000 | Steel-Impressed Current | 1967-05-13 | Fiberglass Reinforced Plastic | Pressurized
MOUNTAIN EXPRESS #165 | 186 S MAIN ST | CORNELIA | Habersham | 9000409 | 3 | Flapper Valve | 1998-12-17 | FALSE | 1998-12-17 | FALSE | Temporarily out of use | Regular | 6000 | Steel-Impressed Current | 1967-05-13 | Fiberglass Reinforced Plastic | Pressurized
MOUNTAIN EXPRESS #165 | 186 S MAIN ST | CORNELIA | Habersham | 9000409 | 4 | Flapper Valve | 1998-12-17 | FALSE | 1998-12-17 | FALSE | Temporarily out of use | Gas (Historical Use) | 6000 | Steel-Impressed Current | 1967-05-13 | Fiberglass Reinforced Plastic | Pressurized
MOUNTAIN EXPRESS #165 | 186 S MAIN ST | CORNELIA | Habersham | 9000409 | 5 | Flapper Valve | 1998-12-17 | FALSE | 1998-12-17 | FALSE | Temporarily out of use | Diesel | 10000 | Steel-Impressed Current | 1987-01-01 | Fiberglass Reinforced Plastic | Pressurized
MILLER PROPERTY | 1045 S WASHINGTON ST | CLARKESVILLE | Habersham | 9000627 | 1 | [5 empty] | Removed from Ground | Other | 0 | Not Marked/Unknown | 1990-09-24 | Not Marked
MILLER PROPERTY | 1045 S WASHINGTON ST | CLARKESVILLE | Habersham | 9000627 | 2 | [5 empty] | Removed from Ground | Other | 0 | Not Marked/Unknown | 1990-09-24 | Not Marked
MILLER PROPERTY | 1045 S WASHINGTON ST | CLARKESVILLE | Habersham | 9000627 | 3 | [5 empty] | Removed from Ground | Other | 0 | Not Marked/Unknown | 1990-09-24 | Not Marked
MILLER PROPERTY | 1045 S WASHINGTON ST | CLARKESVILLE | Habersham | 9000627 | 4 | [5 empty] | Removed from Ground | Other | 0 | Not Marked/Unknown | 1990-09-24 | Not Marked
MILLER PROPERTY | 1045 S WASHINGTON ST | CLARKESVILLE | Habersham | 9000627 | DUMMY | [5 empty] | Currently in Use | Other | 0 | Not Marked/Unknown |  | Not Marked
FORMER EMRO #147 | 735 N HISTORIC HWY 441 | DEMOREST | Habersham | 10000348 | 1 |  |  | FALSE |  | FALSE | Removed from Ground | Empty | 6000 | Unknown | 1963-01-01 | Galvanized Steel | Pressurized
FORMER EMRO #147 | 735 N HISTORIC HWY 441 | DEMOREST | Habersham | 10000348 | 2 |  |  | FALSE |  | FALSE | Removed from Ground | Empty | 8000 | Unknown | 1963-01-01 | Galvanized Steel | Pressurized
FORMER EMRO #147 | 735 N HISTORIC HWY 441 | DEMOREST | Habersham | 10000348 | 3 |  |  | FALSE |  | FALSE | Removed from Ground | Empty | 8000 | Unknown | 1963-01-01 | Galvanized Steel | Pressurized
H&H CONVENIENCE STORE | 1405 CENTRAL HWY | DEMOREST | Habersham | 10000058 | 1A | Flapper Valve | 2002-05-01 | FALSE | 2002-05-01 | FALSE | Currently in Use | Regular | 12000 | Composite | 2002-05-01 | Fiberglass Reinforced Plastic | Pressurized
H&H CONVENIENCE STORE | 1405 CENTRAL HWY | DEMOREST | Habersham | 10000058 | 1B | Flapper Valve | 2002-05-01 | FALSE | 2002-05-01 | FALSE | Currently in Use | Premium | 8000 | Composite | 2002-05-01 | Fiberglass Reinforced Plastic | Pressurized
H&H CONVENIENCE STORE | 1405 CENTRAL HWY | DEMOREST | Habersham | 10000058 | 2A | Flapper Valve | 2002-05-01 | FALSE | 2002-05-01 | FALSE | Currently in Use | Diesel | 8000 | Composite | 2002-05-01 | Fiberglass Reinforced Plastic | Pressurized
H&H CONVENIENCE STORE | 1405 CENTRAL HWY | DEMOREST | Habersham | 10000058 | 2B | Flapper Valve | 2002-05-01 | FALSE | 2002-05-01 | FALSE | Currently in Use | Diesel | 4000 | Composite | 2002-05-01 | Fiberglass Reinforced Plastic | Pressurized
H&H CONVENIENCE STORE | 1405 CENTRAL HWY | DEMOREST | Habersham | 10000058 | 3 | Flapper Valve | 2002-05-01 | FALSE | 2002-05-01 | FALSE | Currently in Use | Kerosene | 2000 | Composite | 2002-05-01 | Fiberglass Reinforced Plastic | Pressurized
HABERSHAM COUNTY SCHOOLS TRANSPORTATION FACILITY | 3115 DEMOREST/MT AIRY RD | DEMOREST | Habersham | 10001029 | 1 | Flapper Valve | 2005-08-17 | FALSE | 2005-08-17 | FALSE | Currently in Use | Gas (Historical Use) | 10000 | Fiberglass Double Walled | 2005-08-01 | Fiberglass Reinforced Plastic | Pressurized
HABERSHAM COUNTY SCHOOLS TRANSPORTATION FACILITY | 3115 DEMOREST/MT AIRY RD | DEMOREST | Habersham | 10001029 | 2 | Flapper Valve | 2005-08-17 | FALSE | 2005-08-17 | FALSE | Currently in Use | Diesel | 10000 | Fiberglass Double Walled | 2005-08-01 | Fiberglass Reinforced Plastic | Pressurized
CLARKESVILLE CITGO | 305 PANTHER BROOK LN | CLARKESVILLE | Habersham | 10000983 | 1 | Flapper Valve | 2005-10-05 | FALSE | 2005-10-05 | FALSE | Currently in Use | Regular | 12000 | Fiberglass | 2005-10-01 | Fiberglass Reinforced Plastic | Pressurized
CLARKESVILLE CITGO | 305 PANTHER BROOK LN | CLARKESVILLE | Habersham | 10000983 | 2 | Flapper Valve | 2005-10-05 | FALSE | 2005-10-05 | FALSE | Currently in Use | Premium | 8000 | Fiberglass | 2005-10-01 | Fiberglass Reinforced Plastic | Pressurized
CLARKESVILLE CITGO | 305 PANTHER BROOK LN | CLARKESVILLE | Habersham | 10000983 | 3 | Flapper Valve | 2005-10-05 | FALSE | 2005-10-05 | FALSE | Currently in Use | Diesel | 12000 | Fiberglass | 2005-10-01 | Fiberglass Reinforced Plastic | Pressurized
CLARKESVILLE CITGO | 305 PANTHER BROOK LN | CLARKESVILLE | Habersham | 10000983 | 4 | Flapper Valve | 2005-10-05 | FALSE | 2005-10-05 | FALSE | Currently in Use | Diesel | 2000 | Fiberglass | 2005-10-01 | Fiberglass Reinforced Plastic | Safe Suction (Euro)
CLARKESVILLE CITGO | 305 PANTHER BROOK LN | CLARKESVILLE | Habersham | 10000983 | 5 | Flapper Valve | 2005-10-05 | FALSE | 2005-10-05 | FALSE | Currently in Use | Kerosene | 2000 | Fiberglass | 2005-10-01 | Fiberglass Reinforced Plastic | Safe Suction (Euro)
INGLES GAS EXPRESS #428 | 199 E LOUISE ST | CLARKESVILLE | Habersham | 10001086 | 1A | Ball Float | 2006-01-10 | FALSE | 2006-01-10 | FALSE | Currently in Use | Gas (Historical Use) | 25000 | Fiberglass Double Walled | 2006-01-10 | Double-Walled Flex | Pressurized
INGLES GAS EXPRESS #428 | 199 E LOUISE ST | CLARKESVILLE | Habersham | 10001086 | 1B | Ball Float | 2006-01-10 | FALSE | 2006-01-10 | FALSE | Currently in Use | Gas (Historical Use) | 7000 | Fiberglass Double Walled | 2006-01-10 | Double-Walled Flex | Pressurized
INGLES GAS EXPRESS #428 | 199 E LOUISE ST | CLARKESVILLE | Habersham | 10001086 | 2 | Ball Float | 2006-01-10 | FALSE | 2006-01-10 | FALSE | Currently in Use | Diesel | 8000 | Fiberglass Double Walled | 2006-01-10 | Double-Walled Flex | Pressurized
FORMER SCHNADIG FACILITY | 160 FURNITURE DRIVE | CORNELIA | Habersham | 10001765 | 1 |  |  | FALSE |  | FALSE | Removed from Ground | Diesel | 6000 | Unknown | 1989-01-01 | Unknown
MURPHY EXPRESS #8695 | 111 VFW POST RD | CORNELIA | Habersham | 10002233 | 1 |  | 2013-08-05 | FALSE | 2013-08-05 | FALSE | Currently in Use | Gas (Historical Use) | 200000 | Fiberglass Double Walled | 2013-03-25 | Double-Walled Flex | Pressurized
MURPHY EXPRESS #8695 | 111 VFW POST RD | CORNELIA | Habersham | 10002233 | 2A |  | 2013-08-05 | FALSE | 2013-08-05 | FALSE | Currently in Use | Diesel | 12000 | Fiberglass Double Walled | 2013-03-25 | Double-Walled Flex | Pressurized
MURPHY EXPRESS #8695 | 111 VFW POST RD | CORNELIA | Habersham | 10002233 | 2B |  | 2013-08-05 | FALSE | 2013-08-05 | FALSE | Currently in Use | Gas (Historical Use) | 8000 | Fiberglass Double Walled | 2013-03-25 | Double-Walled Flex | Pressurized
I MARKET #761 | 1590 HWY 441 BYPASS | CORNELIA | Habersham | 10001981 | 1A | Flapper Valve | 2011-07-13 | FALSE | 2011-06-13 | FALSE | Currently in Use | Gas (Historical Use) | 25000 | Fiberglass Double Walled | 2011-05-13 | Double-Walled Flex | Pressurized
I MARKET #761 | 1590 HWY 441 BYPASS | CORNELIA | Habersham | 10001981 | 1B | Flapper Valve | 2011-07-13 | FALSE | 2011-06-13 | FALSE | Currently in Use | Gas (Historical Use) | 7000 | Fiberglass Double Walled | 2011-05-13 | Double-Walled Flex | Pressurized
I MARKET #761 | 1590 HWY 441 BYPASS | CORNELIA | Habersham | 10001981 | 2A | Flapper Valve | 2011-07-13 | FALSE | 2011-06-13 | FALSE | Currently in Use | Gas (Historical Use) | 5000 | Fiberglass Double Walled | 2011-05-13 | Double-Walled Flex | Pressurized
I MARKET #761 | 1590 HWY 441 BYPASS | CORNELIA | Habersham | 10001981 | 2B | Flapper Valve | 2011-07-13 | FALSE | 2011-06-13 | FALSE | Currently in Use | Diesel | 5000 | Fiberglass Double Walled | 2011-05-13 | Double-Walled Flex | Pressurized
M MART 3 | 1384 TOM BORN RD | CLARKESVILLE | Habersham | 10001115 | 1 | Ball Float | 2006-02-13 | FALSE | 2006-02-13 | FALSE | Currently in Use | Regular | 10000 | Composite | 2006-01-12 | Double-Walled Fiberglass | Pressurized
M MART 3 | 1384 TOM BORN RD | CLARKESVILLE | Habersham | 10001115 | 2 | Ball Float | 2006-02-13 | FALSE | 2006-02-13 | FALSE | Currently in Use | Plus | 10000 | Composite | 2006-01-12 | Double-Walled Fiberglass | Pressurized
M MART 3 | 1384 TOM BORN RD | CLARKESVILLE | Habersham | 10001115 | 3 | Ball Float | 2006-02-13 | FALSE | 2006-02-13 | FALSE | Currently in Use | Diesel | 12000 | Composite | 2006-01-12 | Double-Walled Fiberglass | Pressurized
M MART 3 | 1384 TOM BORN RD | CLARKESVILLE | Habersham | 10001115 | 4A | Ball Float | 2006-02-13 | FALSE | 2006-02-13 | FALSE | Currently in Use | Premium | 8000 | Composite | 2006-02-13 | Double-Walled Fiberglass | Pressurized
M MART 3 | 1384 TOM BORN RD | CLARKESVILLE | Habersham | 10001115 | 4B | Ball Float | 2006-02-13 | FALSE | 2006-02-13 | FALSE | Currently in Use | Diesel | 4000 | Composite | 2006-01-12 | Double-Walled Fiberglass | Pressurized
NORTH GEORGIA TECH-MARINE SHOP | HIGHWAY 197 NORTH | CLARKESVILLE | Habersham | 10001194 | 1 |  |  | FALSE |  | FALSE | Removed from Ground | Gas (Historical Use) | 250 | Unknown | 2005-09-22 | Unknown
NORTH GEORGIA TECHNICAL COLLEGE-PARKER NELLIS BUILDING | HIGHWAY 197 NORTH | CLARKESVILLE | Habersham | 10001291 | 1 |  |  | FALSE |  | FALSE | Removed from Ground | Gas (Historical Use) | 500 | Unknown | 2006-12-19 | Unknown
WESTSIDE BP | 6640 HWY 115 | CLARKESVILLE | Habersham | 10001236 | 1 | Ball Float | 2005-08-01 | FALSE | 2005-08-01 | FALSE | Currently in Use | Regular | 12000 | Epoxy | 2005-08-01 | Fiberglass Reinforced Plastic | Pressurized
WESTSIDE BP | 6640 HWY 115 | CLARKESVILLE | Habersham | 10001236 | 2A | Ball Float | 2005-08-01 | FALSE | 2005-08-01 | FALSE | Currently in Use | Premium | 5000 | Epoxy | 2005-08-01 | Fiberglass Reinforced Plastic | Pressurized
WESTSIDE BP | 6640 HWY 115 | CLARKESVILLE | Habersham | 10001236 | 2B | Ball Float | 2005-08-01 | FALSE | 2005-08-01 | FALSE | Currently in Use | Diesel | 5000 | Epoxy | 2005-08-01 | Fiberglass Reinforced Plastic | Pressurized
JAY KHODIAR LLC | 2368 STATE HWY 115 | DEMOREST | Habersham | 10001510 | 1A | Flapper Valve | 2007-10-02 | FALSE | 2007-10-02 | FALSE | Currently in Use | Regular | 8000 | Composite | 2007-09-28 | Fiberglass Reinforced Plastic | Pressurized
JAY KHODIAR LLC | 2368 STATE HWY 115 | DEMOREST | Habersham | 10001510 | 1B | Flapper Valve | 2007-10-02 | FALSE | 2007-10-02 | FALSE | Currently in Use | Premium | 4000 | Composite | 2007-09-28 | Fiberglass Reinforced Plastic | Pressurized
JAY KHODIAR LLC | 2368 STATE HWY 115 | DEMOREST | Habersham | 10001510 | 2A | Flapper Valve | 2007-10-02 | FALSE | 2007-10-02 | FALSE | Currently in Use | Diesel | 8000 | Composite | 2007-09-28 | Fiberglass Reinforced Plastic | Pressurized
JAY KHODIAR LLC | 2368 STATE HWY 115 | DEMOREST | Habersham | 10001510 | 2B | Flapper Valve | 2007-10-02 | FALSE | 2007-10-02 | FALSE | Currently in Use | Diesel Off Road | 4000 | Composite | 2007-09-28 | Fiberglass Reinforced Plastic | Safe Suction (Euro)
ONE STOP | 2027 CAMP CREEK RD | MT AIRY | Habersham | 10002557 | 1A |  | 2015-12-15 | FALSE | 2015-12-15 | FALSE | Currently in Use | Gas (Historical Use) | 11000 | Composite Double Walled | 2015-12-01 | Double-Walled Fiberglass | Pressurized
ONE STOP | 2027 CAMP CREEK RD | MT AIRY | Habersham | 10002557 | 1B |  | 2015-12-15 | FALSE | 2015-12-15 | FALSE | Currently in Use | Gas (Historical Use) | 4000 | Composite Double Walled | 2015-12-01 | Double-Walled Fiberglass | Pressurized
ONE STOP | 2027 CAMP CREEK RD | MT AIRY | Habersham | 10002557 | 2 |  | 2015-12-15 | FALSE | 2015-12-15 | FALSE | Currently in Use | Diesel | 2000 | Composite Double Walled | 2015-12-01 | Double-Walled Fiberglass | Pressurized
CITY OF CORNELIA BUILDING DEMO | 966 S MAIN Street | CORNELIA | Habersham | 10002766 | 1 |  |  | FALSE |  | FALSE | Removed from Ground |  | 1000
CITY OF CORNELIA BUILDING DEMO | 966 S MAIN Street | CORNELIA | Habersham | 10002766 | 2 |  |  | FALSE |  | FALSE | Removed from Ground |  | 1000
CITY OF CORNELIA BUILDING DEMO | 966 S MAIN Street | CORNELIA | Habersham | 10002766 | 3
1607 HIGHWAY 197 NORTH | 1607 HIGHWAY 197 NORTH | CLARKSVILLE | Habersham | 10002826 | 1 |  |  | FALSE |  | FALSE | Removed from Ground | Gas (Historical Use) | 500 |  |  | Galvanized Steel
1607 HIGHWAY 197 NORTH | 1607 HIGHWAY 197 NORTH | CLARKSVILLE | Habersham | 10002826 | 2 |  |  | FALSE |  | FALSE | Removed from Ground | Gas (Historical Use) | 500 |  |  | Galvanized Steel
1607 HIGHWAY 197 NORTH | 1607 HIGHWAY 197 NORTH | CLARKSVILLE | Habersham | 10002826 | 3 |  |  | FALSE |  | FALSE | Removed from Ground | Kerosene | 500 |  |  | Galvanized Steel
VACANT STORE | 6477 HIGHWAY 17 | CLARKESVILLE | Habersham | 10002415 | 1 |  |  | FALSE |  | FALSE | Removed from Ground | Not Marked/Tank Removed | 0 | Unknown
BROOKS LIL GENERAL STORE | 15838 HWY 197/ BURTON DAM RD | CLARKESVILLE | Habersham | 1190036 | 1 | Flapper Valve | 2015-04-06 | FALSE | 2015-04-06 | FALSE | Currently in Use | Regular | 4000 | Composite Double Walled | 2015-04-06 | Double-Walled Fiberglass | Safe Suction (Euro)
BROOKS LIL GENERAL STORE | 15838 HWY 197/ BURTON DAM RD | CLARKESVILLE | Habersham | 1190036 | D60002 | Flapper Valve | 1998-01-28 | FALSE | 1998-01-28 | FALSE | Currently in Use | Diesel | 1000 | Steel-Impressed Current | 1989-01-01 | Steel (Impressed Current) | Suction (American)
BROOKS LIL GENERAL STORE | 15838 HWY 197/ BURTON DAM RD | CLARKESVILLE | Habersham | 1190036 | P60001 | Flapper Valve | 1998-01-28 | FALSE | 1998-01-28 | FALSE | Temporarily out of use | Premium | 2000 | Steel-Impressed Current | 1980-05-02 | Steel (Impressed Current) | Suction (American)
BROOKS LIL GENERAL STORE | 15838 HWY 197/ BURTON DAM RD | CLARKESVILLE | Habersham | 1190036 | S60001 | Flapper Valve | 1998-01-28 | FALSE | 1998-01-28 | FALSE | Currently in Use | E-0 | 2000 | Steel-Impressed Current | 1980-05-02 | Steel (Impressed Current) | Suction (American)
BROOKS LIL GENERAL STORE | 15838 HWY 197/ BURTON DAM RD | CLARKESVILLE | Habersham | 1190036 | U60001 | Flapper Valve | 1998-01-28 | FALSE | 1998-01-28 | FALSE | Temporarily out of use | Regular | 3000 | Steel-Impressed Current | 1980-05-02 | Steel (Impressed Current) | Suction (American)
TALLULAH DAM | OLD US 441 | TALLULAH | Habersham | 1190045 | 4 |  |  | TRUE |  | TRUE | Removed from Ground | Used Oil | 300 | Bare Steel | 1966-05-12 | Unknown
TALLULAH DAM | OLD US 441 | TALLULAH | Habersham | 1190045 | 5 |  |  | TRUE |  | TRUE | Closed in Ground | Used Oil | 250 | Bare Steel | 1966-05-12 | Unknown
TALLULAH DAM | OLD US 441 | TALLULAH | Habersham | 1190045 | 7 | [5 empty] | Removed from Ground | Diesel | 500 | Bare Steel | 1971-05-11 | Unknown
TALLULAH DAM | OLD US 441 | TALLULAH | Habersham | 1190045 | 8 | [5 empty] | Closed in Ground | Gas (Historical Use) | 1000 | Bare Steel | 1966-05-12 | Unknown
TALLULAH DAM | OLD US 441 | TALLULAH | Habersham | 1190045 | DUP175 |  |  | TRUE |  | TRUE | Closed in Ground | Used Oil | 200 | Bare Steel | 1971-05-11 | Unknown
ENGLISH GRO & EXXON | 2315 TALMADGE DR | TOCCOA | Habersham | 1270043 | 1 | [5 empty] | Removed from Ground | Gas (Historical Use) | 1000 | Bare Steel | 1974-05-08 | Galvanized Steel
ENGLISH GRO & EXXON | 2315 TALMADGE DR | TOCCOA | Habersham | 1270043 | 2 | [5 empty] | Removed from Ground | Gas (Historical Use) | 1000 | Bare Steel | 1974-05-08 | Galvanized Steel
ENGLISH GRO & EXXON | 2315 TALMADGE DR | TOCCOA | Habersham | 1270043 | 3 | [5 empty] | Removed from Ground | Gas (Historical Use) | 560 | Bare Steel | 1974-05-08 | Galvanized Steel
ARIAIL TIRE | 1000 SOUTH MAIN | CORNELIA | Habersham | 680001 | 1 | [5 empty] | Closed in Ground | Gas (Historical Use) | 500 | Bare Steel | 1980-03-14 | Galvanized Steel | Suction (American)
ARIAIL TIRE | 1000 SOUTH MAIN | CORNELIA | Habersham | 680001 | 2 |  | 1998-11-18 |  | 1998-11-18 |  | Removed from Ground | Gas (Historical Use) | 1000 | Steel-Impressed Current | 1980-03-14 | Cathodically Protected | Suction (American)
ARIAIL TIRE | 1000 SOUTH MAIN | CORNELIA | Habersham | 680001 | 3 |  | 1998-11-18 |  | 1998-11-18 |  | Removed from Ground | Gas (Historical Use) | 1000 | Steel-Impressed Current | 1980-03-14 | Cathodically Protected | Suction (American)
HABERSHAM EMC | 6135 STATE HWY 115 W | CLARKESVILLE | Habersham | 680011 | 1 | [5 empty] | Removed from Ground | Gas (Historical Use) | 1000 | Bare Steel | 1959-03-06 | Galvanized Steel
HABERSHAM EMC | 6135 STATE HWY 115 W | CLARKESVILLE | Habersham | 680011 | 2 | [5 empty] | Removed from Ground | Gas (Historical Use) | 1000 | Bare Steel | 1959-03-06 | Galvanized Steel
HABERSHAM EMC | 6135 STATE HWY 115 W | CLARKESVILLE | Habersham | 680011 | 3 | [5 empty] | Removed from Ground | Gas (Historical Use) | 10000 | Bare Steel | 1978-03-01 | Galvanized Steel
HABERSHAM EMC | 6135 STATE HWY 115 W | CLARKESVILLE | Habersham | 680011 | 4 | [5 empty] | Removed from Ground | Gas (Historical Use) | 10000 | Bare Steel | 1979-03-01 | Galvanized Steel
HABERSHAM EMC | 6135 STATE HWY 115 W | CLARKESVILLE | Habersham | 680011 | 5 | [5 empty] | Removed from Ground | Diesel | 10000 | Bare Steel | 1983-02-28
HABERSHAM EMC | 6135 STATE HWY 115 W | CLARKESVILLE | Habersham | 680011 | 6 | [5 empty] | Removed from Ground | Diesel | 500 | Bare Steel | 1959-03-06
HABERSHAM EMC | 6135 STATE HWY 115 W | CLARKESVILLE | Habersham | 680011 | 7 |  |  | TRUE |  | TRUE | Removed from Ground | Used Oil | 500 | Bare Steel | 1962-03-05 | Galvanized Steel
HABERSHAM EMC | 6135 STATE HWY 115 W | CLARKESVILLE | Habersham | 680011 | 8 | Flapper Valve | 1990-08-15 | FALSE | 1990-08-15 | FALSE | Removed from Ground | Regular | 10000 | Fiberglass | 1990-01-01 | Fiberglass Reinforced Plastic | Safe Suction (Euro)
HABERSHAM EMC | 6135 STATE HWY 115 W | CLARKESVILLE | Habersham | 680011 | 9 | Flapper Valve | 1990-08-15 | FALSE | 1990-08-15 | FALSE | Removed from Ground | Diesel | 10000 | Fiberglass | 1990-01-01 | Fiberglass Reinforced Plastic | Safe Suction (Euro)
PIEDMONT AUTO PRODUCTS INC | ROCKY BRANCH RD | CLARKESVILLE | Habersham | 680012 | 1 | [5 empty] | Removed from Ground | Diesel | 2000 | Bare Steel | 1975-02-27 | Galvanized Steel
PIEDMONT AUTO PRODUCTS INC | ROCKY BRANCH RD | CLARKESVILLE | Habersham | 680012 | 2 | [5 empty] | Removed from Ground | Gas (Historical Use) | 2000 | Bare Steel | 1981-02-25 | Galvanized Steel
STANDARD TELEPHONE CO | ELROD ST | CORNELIA | Habersham | 680013 | 1 | [5 empty] | Removed from Ground | Gas (Historical Use) | 1000 | Bare Steel | 1965-01-01 | Galvanized Steel
STANDARD TELEPHONE CO | ELROD ST | CORNELIA | Habersham | 680013 | 2 | [5 empty] | Removed from Ground | Gas (Historical Use) | 10000 | Bare Steel | 1977-01-01 | Galvanized Steel
STANDARD TELEPHONE CO | 2000 IND BLVD | CORNELIA | Habersham | 680014 | 1 |  | 1991-12-01 |  | 1991-12-01 |  | Removed from Ground | Gas (Historical Use) | 10000 | Cathodically Protected Steel | 1986-01-01 | Fiberglass Reinforced Plastic | Suction (American)
STANDARD TELEPHONE CO | 2000 IND BLVD | CORNELIA | Habersham | 680014 | 2 |  | 1991-12-01 |  | 1991-12-01 |  | Removed from Ground | Diesel | 1000 | Cathodically Protected Steel | 1987-01-01 | Fiberglass Reinforced Plastic | Suction (American)
STANDARD TELEPHONE CO | 140 JEFFERSON ST | CLARKESVILLE | Habersham | 680015 | 1 | [5 empty] | Removed from Ground | Gas (Historical Use) | 1000 | Bare Steel | 1977-02-26 | Galvanized Steel
WINDSTREAM CORNELIA CENTRAL OFFICE | 350 MAIN ST | CORNELIA | Habersham | 680016 | 1 | [5 empty] | Removed from Ground | Diesel | 1000 | Bare Steel | 1973-02-27 | Galvanized Steel
WINDSTREAM CORNELIA CENTRAL OFFICE | 350 MAIN ST | CORNELIA | Habersham | 680016 | 2 |  | 1997-06-09 |  | 1997-06-09 |  | Removed from Ground | Diesel | 1000 | Epoxy | 1997-06-09 | Fiberglass Reinforced Plastic | Suction (American)
CLAYTON SHELL STATION | US HWY 441 NORTH | CORNELIA | Habersham | 680017 | 1 | [5 empty] | Removed from Ground | Gas (Historical Use) | 5000 | Bare Steel | 1975-03-16 | Galvanized Steel
CLAYTON SHELL STATION | US HWY 441 NORTH | CORNELIA | Habersham | 680017 | 2 | [5 empty] | Removed from Ground | Gas (Historical Use) | 5000 | Bare Steel | 1975-03-16 | Galvanized Steel
CLAYTON SHELL STATION | US HWY 441 NORTH | CORNELIA | Habersham | 680017 | 3 | [5 empty] | Removed from Ground | Gas (Historical Use) | 5000 | Bare Steel | 1975-03-16 | Galvanized Steel
CLAYTON SHELL STATION | US HWY 441 NORTH | CORNELIA | Habersham | 680017 | 4 | [5 empty] | Removed from Ground | Diesel | 2000 | Bare Steel | 1981-03-14 | Galvanized Steel
HASTY MART #6 | 1435 WILLINGHAM AVE | BALDWIN | Habersham | 680018 | 1 | [5 empty] | Removed from Ground | Gas (Historical Use) | 5000 | Bare Steel | 1976-03-15 | Galvanized Steel
HASTY MART #6 | 1435 WILLINGHAM AVE | BALDWIN | Habersham | 680018 | 2 | [5 empty] | Removed from Ground | Gas (Historical Use) | 5000 | Bare Steel | 1976-03-15 | Galvanized Steel
HASTY MART #6 | 1435 WILLINGHAM AVE | BALDWIN | Habersham | 680018 | 3 | [5 empty] | Removed from Ground | Gas (Historical Use) | 3000 | Bare Steel | 1978-03-15 | Galvanized Steel
HASTY MART #6 | 1435 WILLINGHAM AVE | BALDWIN | Habersham | 680018 | 4 | Ball Float | 1993-07-23 | FALSE | 1993-07-23 | FALSE | Currently in Use | Regular | 8200 | Galvanic (STIP-3) | 1993-07-21 | Fiberglass Reinforced Plastic | Pressurized
HASTY MART #6 | 1435 WILLINGHAM AVE | BALDWIN | Habersham | 680018 | 5 | Ball Float | 1993-07-23 | FALSE | 1993-07-23 | FALSE | Currently in Use | Plus | 8200 | Galvanic (STIP-3) | 1993-07-21 | Fiberglass Reinforced Plastic | Pressurized
HASTY MART #6 | 1435 WILLINGHAM AVE | BALDWIN | Habersham | 680018 | 6 | Ball Float | 1993-07-21 | FALSE | 1993-07-21 | FALSE | Currently in Use | Premium | 8200 | Galvanic (STIP-3) | 1993-07-21 | Fiberglass Reinforced Plastic | Pressurized
HASTY MART #6 | 1435 WILLINGHAM AVE | BALDWIN | Habersham | 680018 | 7 | Flapper Valve | 1993-07-21 | FALSE | 1993-07-21 | FALSE | Currently in Use | Kerosene | 4000 | Galvanic (STIP-3) | 1993-07-21 | Fiberglass Reinforced Plastic | Safe Suction (Euro)
RAC MART LLC | 442 S WASHINGTON ST | CLARKESVILLE | Habersham | 680019 | 1 | [5 empty] | Removed from Ground | Gas (Historical Use) | 5000 | Bare Steel | 1975-03-16 | Galvanized Steel | Suction (American)
RAC MART LLC | 442 S WASHINGTON ST | CLARKESVILLE | Habersham | 680019 | 2 | [5 empty] | Removed from Ground | Gas (Historical Use) | 5000 | Bare Steel | 1975-03-16 | Galvanized Steel | Suction (American)
RAC MART LLC | 442 S WASHINGTON ST | CLARKESVILLE | Habersham | 680019 | 3 | [5 empty] | Removed from Ground | Gas (Historical Use) | 3000 | Bare Steel |  | Galvanized Steel | Suction (American)
RAC MART LLC | 442 S WASHINGTON ST | CLARKESVILLE | Habersham | 680019 | 4 | Ball Float | 1996-05-01 | FALSE | 1996-05-01 | FALSE | Currently in Use | Regular | 10000 | Galvanic (STIP-3) | 1996-05-01 | Fiberglass Reinforced Plastic | Pressurized
RAC MART LLC | 442 S WASHINGTON ST | CLARKESVILLE | Habersham | 680019 | 5 | Ball Float | 1996-05-01 | FALSE | 1996-05-01 | FALSE | Currently in Use | Plus | 8000 | Galvanic (STIP-3) | 1996-05-01 | Fiberglass Reinforced Plastic | Pressurized
RAC MART LLC | 442 S WASHINGTON ST | CLARKESVILLE | Habersham | 680019 | 6 | Ball Float | 1996-05-01 | FALSE | 1996-05-01 | FALSE | Currently in Use | Diesel | 8000 | Galvanic (STIP-3) | 1996-05-01 | Fiberglass Reinforced Plastic | Pressurized
RAC MART LLC | 442 S WASHINGTON ST | CLARKESVILLE | Habersham | 680019 | 7 | Ball Float | 1996-05-01 | FALSE | 1996-05-01 | FALSE | Currently in Use | Kerosene | 4000 | Galvanic (STIP-3) | 1996-05-01 | Fiberglass Reinforced Plastic | Safe Suction (Euro)
HARRISON GROCERY | DUNCAN BRIDGE RD | CORNELIA | Habersham | 680020 | 1 | [5 empty] | Removed from Ground | Empty | 2000 | Bare Steel | 1977-03-15 | Galvanized Steel
HARRISON GROCERY | DUNCAN BRIDGE RD | CORNELIA | Habersham | 680020 | 2 | [5 empty] | Removed from Ground | Gas (Historical Use) | 1000 | Bare Steel | 1977-03-15 | Galvanized Steel
HARRISON GROCERY | DUNCAN BRIDGE RD | CORNELIA | Habersham | 680020 | 3 | [5 empty] | Removed from Ground | Gas (Historical Use) | 560 | Bare Steel | 1977-03-15 | Galvanized Steel
LAKE RUSSELL CONVENIENCE | 1321 DICKSHILL PKWY | MOUNT AIRY | Habersham | 680021 | 1 | Flapper Valve | 1999-01-19 | FALSE | 1999-01-19 | FALSE | Currently in Use | Diesel | 10000 | STIP-3/Impressed Current | 1979-01-01 | Steel (Impressed Current) | Pressurized
LAKE RUSSELL CONVENIENCE | 1321 DICKSHILL PKWY | MOUNT AIRY | Habersham | 680021 | 2 | Flapper Valve | 1999-01-19 | FALSE | 1999-01-19 | FALSE | Currently in Use | Gas (Historical Use) | 10000 | STIP-3/Impressed Current | 1979-01-01 | Steel (Impressed Current) | Safe Suction (Euro)
LAKE RUSSELL CONVENIENCE | 1321 DICKSHILL PKWY | MOUNT AIRY | Habersham | 680021 | 3 | Flapper Valve | 1999-01-19 | FALSE | 1999-01-19 | FALSE | Currently in Use | Gas (Historical Use) | 5000 | STIP-3/Impressed Current | 1979-01-01 |  | Safe Suction (Euro)
LAFAYETTE INC | 122 ELLISON STREET | CLARKESVILLE | Habersham | 680022 | 1 | [5 empty] | Removed from Ground | Gas (Historical Use) | 5000 | Bare Steel | 1980-03-08 | Galvanized Steel
LAFAYETTE INC | 122 ELLISON STREET | CLARKESVILLE | Habersham | 680022 | 2 | [5 empty] | Removed from Ground | Gas (Historical Use) | 5000 | Bare Steel | 1980-03-08 | Galvanized Steel
LAFAYETTE INC | 122 ELLISON STREET | CLARKESVILLE | Habersham | 680022 | 3 | [5 empty] | Removed from Ground | Gas (Historical Use) | 5000 | Bare Steel | 1980-03-08 | Galvanized Steel
LAFAYETTE INC | 122 ELLISON STREET | CLARKESVILLE | Habersham | 680022 | 4 | [5 empty] | Removed from Ground | Diesel | 10000 | Bare Steel | 1982-03-08 | Galvanized Steel
CORNELIA VENEER CO INC | 231 SECOND ST | CORNELIA | Habersham | 680023 | 1 | [5 empty] | Removed from Ground | Gas (Historical Use) | 10000 | Bare Steel | 1966-03-12 | Galvanized Steel
HABERSHAM COUNTY MEDICAL CENTER | 541 HISTORIC HWY 441 | DEMOREST | Habersham | 680024 | 1 | [5 empty] | Removed from Ground | Diesel | 10000 | Bare Steel | 1966-03-12 | Galvanized Steel
HABERSHAM COUNTY MEDICAL CENTER | 541 HISTORIC HWY 441 | DEMOREST | Habersham | 680024 | 2 | [5 empty] | Removed from Ground | Diesel | 1000 | Bare Steel | 1978-03-09 | Galvanized Steel
HABERSHAM COUNTY MEDICAL CENTER | 541 HISTORIC HWY 441 | DEMOREST | Habersham | 680024 | 3 | [5 empty] | Removed from Ground | Diesel | 250 | Bare Steel | 1981-01-01 | Unknown
HABERSHAM COUNTY MEDICAL CENTER | 541 HISTORIC HWY 441 | DEMOREST | Habersham | 680024 | 4 |  | 1990-01-01 | FALSE | 1990-01-01 | FALSE | Removed from Ground | Diesel | 6000 | Fiberglass Double Walled | 1990-01-01 | Secondary Containment | Safe Suction (Euro)
ALBERT GARY | 28 FOSTER ST | CORNELIA | Habersham | 680025 | 1 | [5 empty] | Removed from Ground | Gas (Historical Use) | 0 | Bare Steel | 2000-09-13 | Galvanized Steel
ALBERT GARY | 28 FOSTER ST | CORNELIA | Habersham | 680025 | 2 | [5 empty] | Removed from Ground | Diesel | 0 | Bare Steel | 1993-01-01 | Galvanized Steel
GRANDVIEW SVC STA | US HWY 23 & US 441 HWY | BALDWIN | Habersham | 680026 | 1 | [5 empty] | Removed from Ground | Gas (Historical Use) | 2000 | Bare Steel | 1951-03-28 | Galvanized Steel
GRANDVIEW SVC STA | US HWY 23 & US 441 HWY | BALDWIN | Habersham | 680026 | 2 | [5 empty] | Removed from Ground | Gas (Historical Use) | 2000 | Bare Steel | 1961-03-25 | Galvanized Steel
GRANDVIEW SVC STA | US HWY 23 & US 441 HWY | BALDWIN | Habersham | 680026 | 3 | [5 empty] | Removed from Ground | Gas (Historical Use) | 2000 | Bare Steel | 1951-03-28 | Galvanized Steel
GOLDEN PANTRY #38 | 514 SOUTH WASHINGTON ST/RT 4 | CLARKESVILLE | Habersham | 680027 | 1 | [5 empty] | Removed from Ground | Gas (Historical Use) | 10134 | Bare Steel | 1976-04-19 | Galvanized Steel | Pressurized
GOLDEN PANTRY #38 | 514 SOUTH WASHINGTON ST/RT 4 | CLARKESVILLE | Habersham | 680027 | 2 | [5 empty] | Removed from Ground | Gas (Historical Use) | 10134 | Bare Steel | 1976-04-19 | Galvanized Steel | Pressurized
GOLDEN PANTRY #38 | 514 SOUTH WASHINGTON ST/RT 4 | CLARKESVILLE | Habersham | 680027 | 3 | [5 empty] | Removed from Ground | Gas (Historical Use) | 10000 | Bare Steel | 1984-04-17 | Galvanized Steel | Pressurized
GOLDEN PANTRY #49 | 733 CLARKESVILLE ST | CORNELIA | Habersham | 680028 | 1 | [5 empty] | Removed from Ground | Gas (Historical Use) | 8000 | Bare Steel | 1979-04-19 | Galvanized Steel
GOLDEN PANTRY #49 | 733 CLARKESVILLE ST | CORNELIA | Habersham | 680028 | 2 | [5 empty] | Removed from Ground | Gas (Historical Use) | 8000 | Bare Steel | 1979-04-19 | Galvanized Steel
GOLDEN PANTRY #49 | 733 CLARKESVILLE ST | CORNELIA | Habersham | 680028 | 3 | [5 empty] | Removed from Ground | Gas (Historical Use) | 8000 | Bare Steel | 1979-04-19 | Galvanized Steel
ATLANTA COCA-COLA BTLG CO | 560 NORTH MAIN ST | CORNELIA | Habersham | 680029 | 1 | [5 empty] | Removed from Ground | Gas (Historical Use) | 10000 | Bare Steel | 1966-04-26 | Galvanized Steel
ATLANTA COCA-COLA BTLG CO | 560 NORTH MAIN ST | CORNELIA | Habersham | 680029 | 2 | [5 empty] | Removed from Ground | Diesel | 10000 | Bare Steel | 1974-01-01 | Galvanized Steel
CENTRAL GROCERY | 2423 HWY 197 | MOUNT AIRY | Habersham | 680030 | 1 |  | 1999-01-01 |  | 1999-01-01 |  | Removed from Ground | Gas (Historical Use) | 560 | Galvanic (STIP-3) | 1964-04-16 | Fiberglass Reinforced Plastic | Safe Suction (Euro)
CENTRAL GROCERY | 2423 HWY 197 | MOUNT AIRY | Habersham | 680030 | 2 |  | 1999-01-01 |  | 1999-01-01 |  | Removed from Ground | Gas (Historical Use) | 1060 | Galvanic (STIP-3) | 1964-04-16 | Fiberglass Reinforced Plastic | Safe Suction (Euro)
CENTRAL GROCERY | 2423 HWY 197 | MOUNT AIRY | Habersham | 680030 | 3 |  | 1999-01-01 |  | 1999-01-01 |  | Removed from Ground | Gas (Historical Use) | 2000 | Galvanic (STIP-3) | 1979-04-13 | Fiberglass Reinforced Plastic | Safe Suction (Euro)
CENTRAL GROCERY | 2423 HWY 197 | MOUNT AIRY | Habersham | 680030 | 4 |  | 1999-01-01 |  | 1999-01-01 |  | Removed from Ground | Gas (Historical Use) | 2000 | Galvanic (STIP-3) | 1999-01-01 | Fiberglass Reinforced Plastic | Safe Suction (Euro)
CENTRAL GROCERY | 2423 HWY 197 | MOUNT AIRY | Habersham | 680030 | 5 |  | 1999-01-01 |  | 1999-01-01 |  | Removed from Ground | Diesel | 2000 | Galvanic (STIP-3) | 1999-01-01 | Fiberglass Reinforced Plastic | Safe Suction (Euro)
SHORE COUNTRY STORE | 4326 PEA RIDGE RD | CORNELIA | Habersham | 680031 | 1 | [5 empty] | Removed from Ground | Gas (Historical Use) | 1060 | Bare Steel | 1964-04-16 | Galvanized Steel
SHORE COUNTRY STORE | 4326 PEA RIDGE RD | CORNELIA | Habersham | 680031 | 2 |  | 1999-02-01 | FALSE | 1999-02-01 | FALSE | Removed from Ground | Gas (Historical Use) | 1060 | Steel-Impressed Current | 1964-04-16 | Fiberglass Reinforced Plastic | Safe Suction (Euro)
SHORE COUNTRY STORE | 4326 PEA RIDGE RD | CORNELIA | Habersham | 680031 | 3 |  | 1999-02-01 | FALSE | 1999-02-01 | FALSE | Removed from Ground | Gas (Historical Use) | 2000 | Steel-Impressed Current | 1979-04-13 | Fiberglass Reinforced Plastic | Safe Suction (Euro)
SHORE COUNTRY STORE | 4326 PEA RIDGE RD | CORNELIA | Habersham | 680031 | 4 |  | 1999-02-01 | FALSE | 1999-02-01 | FALSE | Removed from Ground | Diesel | 550 | Epoxy | 1999-02-01 | Fiberglass Reinforced Plastic | Safe Suction (Euro)
MILAM CONCRETE PRODUCTS | WAYSIDE ST | CORNELIA | Habersham | 680032 | 1 | [5 empty] | Permanently Out of Use - historical purposes | Gas (Historical Use) | 1000 | Bare Steel | 1968-04-15 | Galvanized Steel
LARRY COOK | 1770 WILLINGHAM AVE | BALDWIN | Habersham | 680033 | 1 | [5 empty] | Removed from Ground | Diesel | 4000 | Bare Steel | 1956-04-18 | Galvanized Steel
LARRY COOK | 1770 WILLINGHAM AVE | BALDWIN | Habersham | 680033 | 2 | [5 empty] | Removed from Ground | Gas (Historical Use) | 4000 | Bare Steel | 1956-04-18 | Galvanized Steel
LARRY COOK | 1770 WILLINGHAM AVE | BALDWIN | Habersham | 680033 | 3 | [5 empty] | Removed from Ground | Gas (Historical Use) | 4000 | Bare Steel | 1956-04-18 | Galvanized Steel
LARRY COOK | 1770 WILLINGHAM AVE | BALDWIN | Habersham | 680033 | 4 | [5 empty] | Removed from Ground | Gas (Historical Use) | 1060 | Bare Steel | 1956-04-18 | Galvanized Steel
MIKE REEMS GROCERY | OLD CORNELIA HWY | ALTO | Habersham | 680034 | 1 | [5 empty] | Removed from Ground | Gas (Historical Use) | 2000 | Bare Steel | 1979-04-13 | Galvanized Steel
MIKE REEMS GROCERY | OLD CORNELIA HWY | ALTO | Habersham | 680034 | 2 | [5 empty] | Removed from Ground | Gas (Historical Use) | 1060 | Bare Steel | 1978-04-13 | Galvanized Steel
MIKE REEMS GROCERY | OLD CORNELIA HWY | ALTO | Habersham | 680034 | 3 | [5 empty] | Removed from Ground | Gas (Historical Use) | 1060 | Bare Steel | 1957-04-18 | Galvanized Steel
MIKE REEMS GROCERY | OLD CORNELIA HWY | ALTO | Habersham | 680034 | 4 | [5 empty] | Removed from Ground | Kerosene | 280 | Bare Steel | 1982-04-12 | Galvanized Steel
DEMOREST SERVICE CENTER | 637 CENTRAL AVE | DEMOREST | Habersham | 680035 | 1 | [5 empty] | Removed from Ground | Gas (Historical Use) | 4000 | Bare Steel | 1966-04-16 | Galvanized Steel | Suction (American)
DEMOREST SERVICE CENTER | 637 CENTRAL AVE | DEMOREST | Habersham | 680035 | 2 | [5 empty] | Removed from Ground | Gas (Historical Use) | 4000 | Bare Steel | 1966-04-16 | Galvanized Steel | Suction (American)
DEMOREST SERVICE CENTER | 637 CENTRAL AVE | DEMOREST | Habersham | 680035 | 3 | [5 empty] | Removed from Ground | Diesel | 560 | Bare Steel | 1966-04-16 | Galvanized Steel | Suction (American)
DEMOREST SERVICE CENTER | 637 CENTRAL AVE | DEMOREST | Habersham | 680035 | 4 | [5 empty] | Removed from Ground | Gas (Historical Use) | 2000 | Bare Steel | 1979-04-13 | Galvanized Steel | Suction (American)
DEMOREST SERVICE CENTER | 637 CENTRAL AVE | DEMOREST | Habersham | 680035 | 5 |  |  | FALSE |  | FALSE | Removed from Ground | Kerosene | 500 | Unknown | 2011-11-02
ROGERS SVC CTR | 555 NORTH MAIN ST | CORNELIA | Habersham | 680036 | 1 | [5 empty] | Removed from Ground | Gas (Historical Use) | 3000 | Bare Steel | 1954-04-19 | Galvanized Steel
ROGERS SVC CTR | 555 NORTH MAIN ST | CORNELIA | Habersham | 680036 | 2 | [5 empty] | Removed from Ground | Gas (Historical Use) | 3000 | Bare Steel | 1954-04-19 | Galvanized Steel
ROGERS SVC CTR | 555 NORTH MAIN ST | CORNELIA | Habersham | 680036 | 3 | [5 empty] | Removed from Ground | Diesel | 1060 | Bare Steel | 1954-04-19 | Galvanized Steel
ROGERS SVC CTR | 555 NORTH MAIN ST | CORNELIA | Habersham | 680036 | 4 | [5 empty] | Removed from Ground | Gas (Historical Use) | 2000 | Bare Steel | 1979-04-13 | Galvanized Steel
GA CAROLINA PETROLEUM | US HWY 441 BY PASS | CORNELIA | Habersham | 680037 | 1 |  | 1999-02-01 |  | 1999-02-01 |  | Removed from Ground | Gas (Historical Use) | 20000 | Steel-Impressed Current | 1979-04-13 | Cathodically Protected | Pressurized
GA CAROLINA PETROLEUM | US HWY 441 BY PASS | CORNELIA | Habersham | 680037 | 2 |  | 1999-02-01 |  | 1999-02-01 |  | Removed from Ground | Diesel | 10000 | Steel-Impressed Current | 1983-04-12 | Galvanized Steel | Pressurized
GA CAROLINA PETROLEUM | US HWY 441 BY PASS | CORNELIA | Habersham | 680037 | 3 |  | 1999-02-01 |  | 1999-02-01 |  | Removed from Ground | Diesel | 10000 | Steel-Impressed Current | 1983-04-12 | Fiberglass Reinforced Plastic | Pressurized
GA CAROLINA PETROLEUM | US HWY 441 BY PASS | CORNELIA | Habersham | 680037 | 4 |  | 1999-02-01 |  | 1999-02-01 |  | Removed from Ground | Gas (Historical Use) | 10000 | Steel-Impressed Current | 1983-04-12 | Cathodically Protected | Pressurized
GA CAROLINA PETROLEUM | US HWY 441 BY PASS | CORNELIA | Habersham | 680037 | 5 |  | 1999-02-01 |  | 1999-02-01 |  | Removed from Ground | Gas (Historical Use) | 10000 | Steel-Impressed Current | 1983-04-12 | Cathodically Protected | Pressurized
GA CAROLINA PETROLEUM | US HWY 441 BY PASS | CORNELIA | Habersham | 680037 | 6 | [5 empty] | Removed from Ground | Diesel | 2000 | Bare Steel | 1983-04-12 | Galvanized Steel
GA CAROLINA PETROLEUM | US HWY 441 BY PASS | CORNELIA | Habersham | 680037 | 7 | [5 empty] | Removed from Ground | Other | 2000 | Bare Steel | 1985-04-11 | Galvanized Steel
HASTY MART | 613 HWY 197 NORTH | CLARKESVILLE | Habersham | 680038 | 1 |  | 1989-07-01 | FALSE | 1989-07-01 | FALSE | Currently in Use | Regular | 4000 | Steel-Impressed Current | 1976-04-23 | Fiberglass Reinforced Plastic | Safe Suction (Euro)
HASTY MART | 613 HWY 197 NORTH | CLARKESVILLE | Habersham | 680038 | 2 |  | 1989-07-01 | FALSE | 1989-07-01 | FALSE | Currently in Use | Plus | 3000 | Steel-Impressed Current | 1976-04-23 | Fiberglass Reinforced Plastic | Safe Suction (Euro)
HASTY MART | 613 HWY 197 NORTH | CLARKESVILLE | Habersham | 680038 | 3 |  | 1989-07-01 | FALSE | 1989-07-01 | FALSE | Currently in Use | Kerosene | 3000 | Steel-Impressed Current | 1976-04-23 | Fiberglass Reinforced Plastic | Safe Suction (Euro)
HASTY MART | 613 HWY 197 NORTH | CLARKESVILLE | Habersham | 680038 | 4 |  | 1989-07-01 | FALSE | 1989-07-01 | FALSE | Currently in Use | Premium | 6000 | Steel-Impressed Current | 1989-07-01 | Fiberglass Reinforced Plastic | Safe Suction (Euro)
HASTY MART | 613 HWY 197 NORTH | CLARKESVILLE | Habersham | 680038 | 5 |  | 1995-01-01 | FALSE | 1995-01-01 | FALSE | Currently in Use | Diesel | 3000 | Steel-Impressed Current | 1995-01-01 | Fiberglass Reinforced Plastic | Safe Suction (Euro)
HASTY MART | 613 HWY 197 NORTH | CLARKESVILLE | Habersham | 680038 | 6 |  | 2003-12-10 | FALSE | 2003-12-10 | FALSE | Currently in Use | Regular | 8000 | Epoxy | 2003-12-10 | Fiberglass Reinforced Plastic | Pressurized
KNIGHTS FINA | US HWY 441 | CLARKESVILLE | Habersham | 680039 | 1 | [5 empty] | Removed from Ground | Gas (Historical Use) | 1000 | Bare Steel | 1971-04-25 | Galvanized Steel
KNIGHTS FINA | US HWY 441 | CLARKESVILLE | Habersham | 680039 | 2 | [5 empty] | Removed from Ground | Gas (Historical Use) | 550 | Bare Steel | 1971-04-25 | Galvanized Steel
HILLS SWITCH GROCERY | US HWY 441 NORTH | CLARKESVILLE | Habersham | 680040 | 1 | [5 empty] | Removed from Ground | Gas (Historical Use) | 1000 | Bare Steel | 1974-01-01 | Galvanized Steel
HILLS SWITCH GROCERY | US HWY 441 NORTH | CLARKESVILLE | Habersham | 680040 | 2 | [5 empty] | Removed from Ground | Gas (Historical Use) | 1000 | Bare Steel | 1974-01-01 | Galvanized Steel
HILLS SWITCH GROCERY | US HWY 441 NORTH | CLARKESVILLE | Habersham | 680040 | 3 | [5 empty] | Removed from Ground | Gas (Historical Use) | 3000 | Bare Steel | 1974-01-01 | Galvanized Steel
HASTY MART 14 | 753 US HWY 441BY PASS | BALDWIN | Habersham | 680041 | 1 | [5 empty] | Removed from Ground | Gas (Historical Use) | 6000 | Bare Steel | 1976-04-23 | Galvanized Steel | Pressurized
HASTY MART 14 | 753 US HWY 441BY PASS | BALDWIN | Habersham | 680041 | 2 | [5 empty] | Removed from Ground | Gas (Historical Use) | 6000 | Bare Steel | 1976-04-23 | Galvanized Steel | Pressurized
HASTY MART 14 | 753 US HWY 441BY PASS | BALDWIN | Habersham | 680041 | 3 | [5 empty] | Removed from Ground | Gas (Historical Use) | 4000 | Bare Steel | 1976-04-23 | Galvanized Steel | Pressurized
HASTY MART 14 | 753 US HWY 441BY PASS | BALDWIN | Habersham | 680041 | 4 | [5 empty] | Removed from Ground | Diesel | 1000 | Bare Steel | 1976-04-23 | Galvanized Steel
HASTY MART 14 | 753 US HWY 441BY PASS | BALDWIN | Habersham | 680041 | 5 | Ball Float | 1999-01-01 | FALSE | 1999-01-01 | FALSE | Currently in Use | Regular | 12000 | Composite | 1999-01-01 | Fiberglass Reinforced Plastic | Pressurized
HASTY MART 14 | 753 US HWY 441BY PASS | BALDWIN | Habersham | 680041 | 6 | Ball Float | 1999-01-01 | FALSE | 1999-01-01 | FALSE | Currently in Use | Premium | 12000 | Composite | 1999-01-01 | Fiberglass Reinforced Plastic | Pressurized
CHARLIES QUICK SHOPPE | US HWY 123 | CORNELIA | Habersham | 680042 | 1 | [5 empty] | Removed from Ground | Gas (Historical Use) | 6000 | Bare Steel | 1985-04-21 | Galvanized Steel
CHARLIES QUICK SHOPPE | US HWY 123 | CORNELIA | Habersham | 680042 | 2 | [5 empty] | Removed from Ground | Gas (Historical Use) | 6000 | Bare Steel | 1985-04-21 | Galvanized Steel
CHARLIES QUICK SHOPPE | US HWY 123 | CORNELIA | Habersham | 680042 | 3 | [5 empty] | Removed from Ground | Gas (Historical Use) | 6000 | Bare Steel | 1985-04-21 | Galvanized Steel
CHARLIES QUICK SHOPPE | US HWY 123 | CORNELIA | Habersham | 680042 | 4 | [5 empty] | Removed from Ground | Kerosene | 1000 | Bare Steel | 1985-04-21 | Fiberglass Reinforced Plastic
OWENBYS GROCERY | 7901 DICKS HILL PARKWAY | MOUNT AIRY | Habersham | 680043 | 1 | [5 empty] | Removed from Ground | Gas (Historical Use) | 0 | Bare Steel | 1974-04-24 | Galvanized Steel
OWENBYS GROCERY | 7901 DICKS HILL PARKWAY | MOUNT AIRY | Habersham | 680043 | 2 | [5 empty] | Removed from Ground | Gas (Historical Use) | 0 | Bare Steel | 1974-04-24 | Galvanized Steel
TALLULAH FALLS SCHOOL | US HWY 441 | TALLULAH FALLS | Habersham | 680044 | 1 | [5 empty] | Removed from Ground | Gas (Historical Use) | 550 | Bare Steel |  | Bare Steel | Suction (American)
TALLULAH FALLS SCHOOL | US HWY 441 | TALLULAH FALLS | Habersham | 680044 | 2 | Flapper Valve | 1996-12-26 | FALSE | 1996-12-26 | FALSE | Currently in Use | Regular | 1000 | Composite | 1996-12-26 | Fiberglass Reinforced Plastic | Suction (American)
PETERS ALTO GROCERY | 3705 GAINESVILLE HWY | ALTO | Habersham | 680046 | 1 | Ball Float | 1994-10-01 | FALSE | 1994-10-01 | FALSE | Currently in Use | Regular | 6000 | Galvanic (STIP-3) | 1985-04-18 | Fiberglass Reinforced Plastic | Pressurized
PETERS ALTO GROCERY | 3705 GAINESVILLE HWY | ALTO | Habersham | 680046 | 2 | Ball Float | 1994-10-01 | FALSE | 1994-10-01 | FALSE | Currently in Use | Diesel | 6000 | Galvanic (STIP-3) | 1985-04-18 | Fiberglass Reinforced Plastic | Pressurized
PETERS ALTO GROCERY | 3705 GAINESVILLE HWY | ALTO | Habersham | 680046 | 3 | [5 empty] | Removed from Ground | Kerosene | 1000 | Bare Steel | 1976-04-20 | Galvanized Steel
PETERS ALTO GROCERY | 3705 GAINESVILLE HWY | ALTO | Habersham | 680046 | 4 | [5 empty] | Removed from Ground | Gas (Historical Use) | 4000 | Bare Steel | 1982-04-19 | Galvanized Steel
PETERS ALTO GROCERY | 3705 GAINESVILLE HWY | ALTO | Habersham | 680046 | 5 | Flapper Valve | 1994-10-01 | FALSE | 1994-10-01 | FALSE | Currently in Use | Premium | 10000 | Galvanic (STIP-3) | 1994-09-15 | Fiberglass Reinforced Plastic | Pressurized
PETERS ALTO GROCERY | 3705 GAINESVILLE HWY | ALTO | Habersham | 680046 | 6 | Flapper Valve | 1994-10-01 | FALSE | 1994-10-01 | FALSE | Currently in Use | Kerosene | 2000 | Galvanic (STIP-3) | 1994-09-15 | Fiberglass Reinforced Plastic | Safe Suction (Euro)
GA FC | RT 2 | CLARKESVILLE | Habersham | 680047 | 1 | [5 empty] | Removed from Ground | Gas (Historical Use) | 560 | Bare Steel | 1955-04-30 | Galvanized Steel
GA FC | RT 2 | CLARKESVILLE | Habersham | 680047 | 2 |  | 1991-06-01 |  | 1991-06-01 |  | Removed from Ground | Gas (Historical Use) | 2000 | Galvanic (STIP-3) | 1988-01-01 | Cathodically Protected | Safe Suction (Euro)
GA FC | RT 2 | CLARKESVILLE | Habersham | 680047 | 3 |  | 1991-06-01 |  | 1991-06-01 |  | Removed from Ground | Diesel | 560 | Galvanic (STIP-3) | 1988-01-01 | Cathodically Protected | Safe Suction (Euro)
HABERSHAM CO MAINT HQ CLARKSVILLE | 3030 TOCCOA HWY | CLARKESVILLE | Habersham | 680048 | 109D1 | [5 empty] | Removed from Ground | Diesel | 1000 | Bare Steel | 1967-05-04 | Galvanized Steel | Suction (American)
HABERSHAM CO MAINT HQ CLARKSVILLE | 3030 TOCCOA HWY | CLARKESVILLE | Habersham | 680048 | 109G1 | [5 empty] | Removed from Ground | Gas (Historical Use) | 2000 | Bare Steel | 1967-05-04 | Galvanized Steel | Suction (American)
HABERSHAM CO MAINT HQ CLARKSVILLE | 3030 TOCCOA HWY | CLARKESVILLE | Habersham | 680048 | 109G2 | [5 empty] | Removed from Ground | Gas (Historical Use) | 2000 | Bare Steel | 1967-05-04 | Galvanized Steel | Suction (American)
HABERSHAM CO MAINT HQ CLARKSVILLE | 3030 TOCCOA HWY | CLARKESVILLE | Habersham | 680048 | 4 | Flapper Valve | 1997-10-22 | FALSE | 1997-10-22 | FALSE | Currently in Use | Regular | 2500 | Fiberglass Double Walled | 1997-10-21 | Fiberglass Reinforced Plastic | Suction (American)
HABERSHAM CO MAINT HQ CLARKSVILLE | 3030 TOCCOA HWY | CLARKESVILLE | Habersham | 680048 | 5 | Flapper Valve | 1997-10-22 | FALSE | 1997-10-22 | FALSE | Currently in Use | Diesel | 2500 | Fiberglass Double Walled | 1997-10-21 | Fiberglass Reinforced Plastic | Suction (American)
SUPREME GENETICS CORP | GA HWY 175 | CLARKESVILLE | Habersham | 680050 | 1 | [5 empty] | Removed from Ground | Gas (Historical Use) | 1000 | Bare Steel | 1976-04-24 | Galvanized Steel | Suction (American)
SUPREME GENETICS CORP | GA HWY 175 | CLARKESVILLE | Habersham | 680050 | 2 | [5 empty] | Permanently Out of Use - historical purposes | Gas (Historical Use) | 1000 | Bare Steel | 1976-04-24 | Galvanized Steel
DAVIS BROTHERS LUMBER CO INC | WAYSIDE ST/US HWY 441 BY PASS | CORNELIA | Habersham | 680051 | 1 | [5 empty] | Removed from Ground | Diesel | 10500 | Bare Steel | 1961-04-08 | Galvanized Steel
DAVIS BROTHERS LUMBER CO INC | WAYSIDE ST/US HWY 441 BY PASS | CORNELIA | Habersham | 680051 | 2 | [5 empty] | Removed from Ground | Kerosene | 1000 | Bare Steel | 1971-04-06 | Galvanized Steel
DUNCAN OIL CO INC | 369 MONROE STREET | CLARKESVILLE | Habersham | 680053 | 1 |  | 1989-05-01 |  | 1989-05-01 |  | Removed from Ground | Gas (Historical Use) | 8000 | Cathodically Protected Steel | 1989-05-01 | Fiberglass Reinforced Plastic | Safe Suction (Euro)
DUNCAN OIL CO INC | 369 MONROE STREET | CLARKESVILLE | Habersham | 680053 | 2 |  | 1989-05-01 |  | 1989-05-01 |  | Removed from Ground | Gas (Historical Use) | 8000 | Cathodically Protected Steel | 1989-05-01 | Fiberglass Reinforced Plastic | Safe Suction (Euro)
DUNCAN OIL CO INC | 369 MONROE STREET | CLARKESVILLE | Habersham | 680053 | 3 |  | 1989-05-01 |  | 1989-05-01 |  | Removed from Ground | Gas (Historical Use) | 8000 | Cathodically Protected Steel | 1989-05-01 | Fiberglass Reinforced Plastic | Safe Suction (Euro)
DUNCAN OIL CO INC | 369 MONROE STREET | CLARKESVILLE | Habersham | 680053 | 4 | [5 empty] | Permanently Out Of Use | Gas (Historical Use) | 1000 | Bare Steel | 1976-04-02 | Galvanized Steel
DUNCAN OIL CO INC | 369 MONROE STREET | CLARKESVILLE | Habersham | 680053 | 5 | [5 empty] | Permanently Out Of Use | Kerosene | 6000 | Bare Steel | 1982-04-01 | Galvanized Steel
SANTRAM ENTERPRISES INC | 670 W LOUISE ST | CLARKESVILLE | Habersham | 680054 | 1 | Ball Float | 1996-08-01 |  | 1996-08-01 |  | Temporarily out of use | Gas (Historical Use) | 10000 | Steel-Impressed Current | 1972-03-20 | Fiberglass Reinforced Plastic | Pressurized
SANTRAM ENTERPRISES INC | 670 W LOUISE ST | CLARKESVILLE | Habersham | 680054 | 2 | Ball Float | 1996-08-01 |  | 1996-08-01 |  | Currently in Use | Gas (Historical Use) | 10000 | Steel-Impressed Current | 1972-03-20 | Fiberglass Reinforced Plastic | Pressurized
SANTRAM ENTERPRISES INC | 670 W LOUISE ST | CLARKESVILLE | Habersham | 680054 | 3 |  | 1996-08-01 |  | 1996-08-01 |  | Removed from Ground | Gas (Historical Use) | 8000 | Fiberglass | 1972-03-20 | Fiberglass Reinforced Plastic | Pressurized
SANTRAM ENTERPRISES INC | 670 W LOUISE ST | CLARKESVILLE | Habersham | 680054 | 4 | [5 empty] | Removed from Ground | Kerosene | 4000 | Bare Steel | 1972-03-20 | Galvanized Steel | Safe Suction (Euro)
SANTRAM ENTERPRISES INC | 670 W LOUISE ST | CLARKESVILLE | Habersham | 680054 | 5 | Ball Float | 1996-08-01 |  | 1996-08-01 |  | Currently in Use | Gas (Historical Use) | 8000 | Composite | 1995-08-01 | Fiberglass Reinforced Plastic | Pressurized
GA POWER/NACOOCHEE PLT N GA HYDR | RT 3 | CLARKESVILLE | Habersham | 680056 | 1AST |  |  | FALSE |  | FALSE | Permanently Out of Use - historical purposes |  | 1 | Bare Steel | 1965-05-12 | Unknown
CORNELIA DIST OPER HQ | 400 US HWY 441 BYPASS | CORNELIA | Habersham | 680057 | 1 | Ball Float | 1995-04-13 | FALSE | 1995-04-13 | FALSE | Currently in Use | Diesel | 10000 | Fiberglass | 1995-04-13 | Fiberglass Reinforced Plastic
CORNELIA DIST OPER HQ | 400 US HWY 441 BYPASS | CORNELIA | Habersham | 680057 | 2 | [5 empty] | Closed in Ground | Gas (Historical Use) | 10000 | Marked Unknown | 1981-05-08 | Unknown
CLARKESVILLE MOTORS | 202 GRANT ST | CLARKESVILLE | Habersham | 680059 | 1 | [5 empty] | Closed in Ground | Gas (Historical Use) | 500 | Bare Steel | 1989-12-04 | Galvanized Steel
CLARKESVILLE MOTORS | 202 GRANT ST | CLARKESVILLE | Habersham | 680059 | 2 | [5 empty] | Closed in Ground | Gas (Historical Use) | 500 | Bare Steel | 1989-12-04 | Galvanized Steel
CLARKESVILLE MOTORS | 202 GRANT ST | CLARKESVILLE | Habersham | 680059 | 3 | [5 empty] | Closed in Ground | Gas (Historical Use) | 1000 | Bare Steel | 1989-12-04 | Galvanized Steel
CLARKESVILLE MOTORS | 202 GRANT ST | CLARKESVILLE | Habersham | 680059 | 4 |  | 1990-01-01 |  | 1990-01-01 |  | Removed from Ground | Gas (Historical Use) | 2000 | Cathodically Protected Steel | 1990-01-01 | Cathodically Protected | Suction (American)
CLARKESVILLE MOTORS | 202 GRANT ST | CLARKESVILLE | Habersham | 680059 | 5 |  | 1990-01-01 |  | 1990-01-01 |  | Removed from Ground | Gas (Historical Use) | 2000 | Cathodically Protected Steel | 1990-01-01 | Cathodically Protected | Suction (American)
CLARKESVILLE MOTORS | 202 GRANT ST | CLARKESVILLE | Habersham | 680059 | 6 |  | 1990-01-01 |  | 1990-01-01 |  | Removed from Ground | Gas (Historical Use) | 2000 | Cathodically Protected Steel | 1990-01-01 | Cathodically Protected
HULSEYS CHEVRON | 814 SOUTH MAIN ST | CORNELIA | Habersham | 680060 | 1 |  | 1998-09-16 |  | 1998-09-16 |  | Removed from Ground | Gas (Historical Use) | 3000 | Steel-Impressed Current | 1975-01-01 | Steel (Impressed Current) | Suction (American)
HULSEYS CHEVRON | 814 SOUTH MAIN ST | CORNELIA | Habersham | 680060 | 2 |  | 1998-09-16 |  | 1998-09-16 |  | Removed from Ground | Gas (Historical Use) | 3000 | Steel-Impressed Current | 1998-09-16 | Steel (Impressed Current) | Suction (American)
HULSEYS CHEVRON | 814 SOUTH MAIN ST | CORNELIA | Habersham | 680060 | 3 |  | 1998-09-16 |  | 1998-09-16 |  | Removed from Ground | Gas (Historical Use) | 3000 | Steel-Impressed Current | 1998-09-16 | Steel (Impressed Current) | Suction (American)
HULSEYS CHEVRON | 814 SOUTH MAIN ST | CORNELIA | Habersham | 680060 | 4 | [5 empty] | Removed from Ground | Gas (Historical Use) | 3000 | Bare Steel | 1976-05-09 | Galvanized Steel | Suction (American)
HULSEYS CHEVRON | 814 SOUTH MAIN ST | CORNELIA | Habersham | 680060 | 5 |  | 1998-09-16 |  | 1998-09-16 |  | Removed from Ground | Diesel | 2000 | Steel-Impressed Current | 1988-01-01 | Steel (Impressed Current) | Suction (American)
C E CARTER | GA HWY 115 | DEMOREST | Habersham | 680061 | 1 | [5 empty] | Removed from Ground | Gas (Historical Use) | 1000 | Bare Steel | 1993-03-01 | Galvanized Steel
C E CARTER | GA HWY 115 | DEMOREST | Habersham | 680061 | 2 | [5 empty] | Removed from Ground | Gas (Historical Use) | 1000 | Bare Steel | 1993-03-01 | Galvanized Steel
C E CARTER | GA HWY 115 | DEMOREST | Habersham | 680061 | 3 | [5 empty] | Removed from Ground | Gas (Historical Use) | 2000 | Bare Steel | 1978-05-09 | Galvanized Steel
BATESVILLE GROCERY | GA HWY 197 | CLARKESVILLE | Habersham | 680062 | 1 | [5 empty] | Removed from Ground | Gas (Historical Use) | 500 | Bare Steel | 1988-03-01 | Galvanized Steel
BATESVILLE GROCERY | GA HWY 197 | CLARKESVILLE | Habersham | 680062 | 2 | [5 empty] | Removed from Ground | Gas (Historical Use) | 1000 | Bare Steel | 1993-06-18 | Galvanized Steel
BATESVILLE GROCERY | GA HWY 197 | CLARKESVILLE | Habersham | 680062 | 3 | [5 empty] | Removed from Ground | Gas (Historical Use) | 1000 | Bare Steel | 1976-05-09 | Galvanized Steel
BATESVILLE GROCERY | GA HWY 197 | CLARKESVILLE | Habersham | 680062 | 4 | [5 empty] | Removed from Ground | Gas (Historical Use) | 1000 | Cathodically Protected Steel | 1988-01-01 | Galvanized Steel
A W CHURCH | GA HWY 17 N | CLARKESVILLE | Habersham | 680063 | 1 | [5 empty] | Removed from Ground | Gas (Historical Use) | 500 | Bare Steel | 1989-11-28 | Galvanized Steel
A W CHURCH | GA HWY 17 N | CLARKESVILLE | Habersham | 680063 | 2 | [5 empty] | Removed from Ground | Gas (Historical Use) | 500 | Bare Steel | 1989-11-28 | Galvanized Steel
SPEED WAY | 4753 HWY 115 | CLARKESVILLE | Habersham | 680064 | 1 | [5 empty] | Removed from Ground | Diesel | 1000 | Bare Steel | 1999-03-03 | Galvanized Steel | Suction (American)
SPEED WAY | 4753 HWY 115 | CLARKESVILLE | Habersham | 680064 | 2 | [5 empty] | Removed from Ground | Diesel | 1000 | Bare Steel | 1999-03-03 | Galvanized Steel | Suction (American)
SPEED WAY | 4753 HWY 115 | CLARKESVILLE | Habersham | 680064 | 3 | [5 empty] | Removed from Ground | Gas (Historical Use) | 1000 | Bare Steel | 1999-03-03 | Galvanized Steel | Suction (American)
SPEED WAY | 4753 HWY 115 | CLARKESVILLE | Habersham | 680064 | 4 | [5 empty] | Removed from Ground | Gas (Historical Use) | 1000 | Bare Steel | 1999-03-03 | Galvanized Steel | Suction (American)
SPEED WAY | 4753 HWY 115 | CLARKESVILLE | Habersham | 680064 | 5 | [5 empty] | Removed from Ground | Gas (Historical Use) | 3000 | Bare Steel | 1976-05-09 | Galvanized Steel | Suction (American)
SPEED WAY | 4753 HWY 115 | CLARKESVILLE | Habersham | 680064 | 6 | [5 empty] | Removed from Ground | Gas (Historical Use) | 1000 | Bare Steel | 1999-03-03 | Galvanized Steel | Suction (American)
SPEED WAY | 4753 HWY 115 | CLARKESVILLE | Habersham | 680064 | 7A |  | 1999-03-08 | FALSE | 1999-03-08 | FALSE | Currently in Use | Regular | 3000 | Composite | 1999-03-08 | Double-Walled Fiberglass | Pressurized
SPEED WAY | 4753 HWY 115 | CLARKESVILLE | Habersham | 680064 | 7B |  | 1999-03-08 | FALSE | 1999-03-08 | FALSE | Currently in Use | Plus | 3000 | Composite | 1999-03-08 | Double-Walled Fiberglass | Pressurized
SPEED WAY | 4753 HWY 115 | CLARKESVILLE | Habersham | 680064 | 8 |  | 1999-03-08 |  | 1999-03-08 |  | Currently in Use | Gas (Historical Use) | 8000 | Composite | 1999-03-08 | Double-Walled Fiberglass | Safe Suction (Euro)
SPEED WAY | 4753 HWY 115 | CLARKESVILLE | Habersham | 680064 | 9 |  | 1999-03-08 | FALSE | 1999-03-08 | FALSE | Currently in Use | Diesel | 2000 | Composite | 1999-03-08 | Double-Walled Fiberglass | Pressurized
GLADE CREEK GROCERY | GA HWY 115 N | MOUNT AIRY | Habersham | 680065 | 1 | [5 empty] | Removed from Ground | Gas (Historical Use) | 1000 | Bare Steel |  | Galvanized Steel
GLADE CREEK GROCERY | GA HWY 115 N | MOUNT AIRY | Habersham | 680065 | 2 | [5 empty] | Removed from Ground | Gas (Historical Use) | 1000 | Bare Steel |  | Galvanized Steel
GLADE CREEK GROCERY | GA HWY 115 N | MOUNT AIRY | Habersham | 680065 | 3 | [5 empty] | Removed from Ground | Diesel | 1000 | Bare Steel | 1976-01-01 | Galvanized Steel
CAMP CREEK GROCERY | RT 1 | DEMOREST | Habersham | 680069 | 3 | [5 empty] | Removed from Ground | Gas (Historical Use) | 1066 | Bare Steel | 1976-05-07 | Galvanized Steel
CAMP CREEK GROCERY | RT 1 | DEMOREST | Habersham | 680069 | 4 | [5 empty] | Removed from Ground | Diesel | 560 | Bare Steel | 1976-05-07 | Galvanized Steel
CAMP CREEK GROCERY | RT 1 | DEMOREST | Habersham | 680069 | DIESEL | [5 empty] | Removed from Ground | Diesel | 560 | Bare Steel | 1975-01-01 | Galvanized Steel
CAMP CREEK GROCERY | RT 1 | DEMOREST | Habersham | 680069 | RUL | [5 empty] | Removed from Ground | Gas (Historical Use) | 1000 | Bare Steel | 1975-01-01 | Galvanized Steel
CAMP CREEK GROCERY | RT 1 | DEMOREST | Habersham | 680069 | SUPER | [5 empty] | Removed from Ground | Gas (Historical Use) | 1000 | Bare Steel | 1975-01-01 | Galvanized Steel
TAQUERIA EL MEXICANO RESTAURANT | US HWY 441 & US HWY 123 | BALDWIN | Habersham | 680070 | 1 | [5 empty] | Permanently Out Of Use | Gas (Historical Use) | 1000 | Bare Steel | 1971-05-09 | Galvanized Steel
TAQUERIA EL MEXICANO RESTAURANT | US HWY 441 & US HWY 123 | BALDWIN | Habersham | 680070 | 2 | [5 empty] | Permanently Out Of Use | Gas (Historical Use) | 1000 | Bare Steel | 1971-05-09 | Galvanized Steel
TAQUERIA EL MEXICANO RESTAURANT | US HWY 441 & US HWY 123 | BALDWIN | Habersham | 680070 | 3 | [5 empty] | Permanently Out Of Use | Gas (Historical Use) | 1000 | Bare Steel | 1971-05-09 | Galvanized Steel
HABERSHAM MILLS | HABERSHAM MILLS RD | CLARKESVILLE | Habersham | 680077 | 1 | [5 empty] | Removed from Ground | Empty | 550 | Bare Steel | 1961-05-13 | Galvanized Steel
HABERSHAM MILLS | HABERSHAM MILLS RD | CLARKESVILLE | Habersham | 680077 | 2 | [5 empty] | Removed from Ground | Gas (Historical Use) | 1000 | Bare Steel | 1976-05-09 | Galvanized Steel
WESTERN AUTO | 322 N MAIN STREET | CORNELIA | Habersham | 680078 | 1 | [5 empty] | Removed from Ground | Gas (Historical Use) | 4000 | Bare Steel | 1966-05-12 | Galvanized Steel
WESTERN AUTO | 322 N MAIN STREET | CORNELIA | Habersham | 680078 | 2 | [5 empty] | Removed from Ground | Gas (Historical Use) | 4000 | Bare Steel | 1966-05-12 | Galvanized Steel
WESTERN AUTO | 322 N MAIN STREET | CORNELIA | Habersham | 680078 | 3 | [5 empty] | Removed from Ground | Gas (Historical Use) | 4000 | Bare Steel | 1966-05-12 | Galvanized Steel
WESTERN AUTO | 322 N MAIN STREET | CORNELIA | Habersham | 680078 | 4 | [5 empty] | Removed from Ground | Gas (Historical Use) | 4000 | Bare Steel | 1966-05-12 | Galvanized Steel
WESTERN AUTO | 322 N MAIN STREET | CORNELIA | Habersham | 680078 | 5 |  |  | TRUE |  | TRUE | Removed from Ground | Used Oil | 500 | Bare Steel | 1966-05-12 | Galvanized Steel
SCOVILL APPAREL FASTENERS INC | US HWY 441 SOUTH | CLARKESVILLE | Habersham | 680080 | 1 | [5 empty] | Removed from Ground | Gas (Historical Use) | 1000 | Bare Steel | 1971-05-11 | Galvanized Steel
CHURCH & SON FUNERAL HOME | 402 WASHINGTON ST | CLARKESVILLE | Habersham | 680081 | 1 | [5 empty] | Removed from Ground | Gas (Historical Use) | 275 | Bare Steel | 1974-05-10 | Galvanized Steel
CHURCH & SON FUNERAL HOME | 402 WASHINGTON ST | CLARKESVILLE | Habersham | 680081 | 2 | [5 empty] | Removed from Ground | Gas (Historical Use) | 525 | Bare Steel | 1974-05-10 | Galvanized Steel
DEAN'S TEXACO | GRANT ST/US HWY 441 NORTH | CLARKESVILLE | Habersham | 680082 | 1 | [5 empty] | Removed from Ground | Gas (Historical Use) | 2000 | Bare Steel | 1962-05-13 | Galvanized Steel
DEAN'S TEXACO | GRANT ST/US HWY 441 NORTH | CLARKESVILLE | Habersham | 680082 | 2 | [5 empty] | Removed from Ground | Gas (Historical Use) | 2000 | Bare Steel | 1962-05-13 | Galvanized Steel
DEAN'S TEXACO | GRANT ST/US HWY 441 NORTH | CLARKESVILLE | Habersham | 680082 | 3 | [5 empty] | Removed from Ground | Gas (Historical Use) | 2000 | Bare Steel | 1962-05-13 | Galvanized Steel
DEAN'S TEXACO | GRANT ST/US HWY 441 NORTH | CLARKESVILLE | Habersham | 680082 | 4 |  |  | TRUE |  | TRUE | Removed from Ground | Used Oil | 500 | Bare Steel | 1962-05-13 | Galvanized Steel
DEAN'S TEXACO | GRANT ST/US HWY 441 NORTH | CLARKESVILLE | Habersham | 680082 | 5 |  |  | FALSE |  | FALSE | Removed from Ground | Kerosene | 0 | Unknown
MRS GEORGE BROWN | GA HWY 197/RT 1 | CLARKESVILLE | Habersham | 680083 | 1 | [5 empty] | Removed from Ground | Empty | 1000 | Bare Steel | 1966-05-12 | Galvanized Steel
MRS GEORGE BROWN | GA HWY 197/RT 1 | CLARKESVILLE | Habersham | 680083 | 2 | [5 empty] | Permanently Out of Use - historical purposes | Empty | 1000 | Bare Steel | 1966-05-12 | Galvanized Steel
BURKES COUNTRY STORE | US HWY 441 NORTH/RT 2 | CLARKESVILLE | Habersham | 680084 | 1 | [5 empty] | Removed from Ground | Empty | 3000 | Bare Steel | 1981-05-08 | Galvanized Steel
CAMP CHEROKEE FOR GIRLS | GA HWY 197 N/RT 1 | CLARKESVILLE | Habersham | 680085 | 1 | [5 empty] | Closed in Ground | Gas (Historical Use) | 500 | Bare Steel | 1961-05-13 | Galvanized Steel
NO NAME GIVEN/STORE CLOSED | COUNTY RD/RFD 2 | ALTO | Habersham | 680086 | 1 | [5 empty] | Removed from Ground | Empty | 550 | Bare Steel | 1971-05-11 | Galvanized Steel
D&S FOOD STORE | 1247 BUSINESS HWY 441 | DEMOREST | Habersham | 680087 | 1 |  | 1999-03-12 |  | 1999-03-12 |  | Removed from Ground | Gas (Historical Use) | 2000 | Steel-Impressed Current | 1966-05-11 | Cathodically Protected | Safe Suction (Euro)
D&S FOOD STORE | 1247 BUSINESS HWY 441 | DEMOREST | Habersham | 680087 | 2 |  | 1999-03-12 |  | 1999-03-12 |  | Removed from Ground | Gas (Historical Use) | 1000 | Steel-Impressed Current | 1966-05-11 | Cathodically Protected | Safe Suction (Euro)
D&S FOOD STORE | 1247 BUSINESS HWY 441 | DEMOREST | Habersham | 680087 | 3 |  | 1999-03-12 |  | 1999-03-12 |  | Removed from Ground | Gas (Historical Use) | 1000 | Steel-Impressed Current | 1966-05-11 | Cathodically Protected | Safe Suction (Euro)
TURNERVILLE GENERAL STORE | 3134 HISTORIC HWY | TURNERVILLE | Habersham | 680088 | 1 | [5 empty] | Removed from Ground | Gas (Historical Use) | 4000 | Bare Steel | 1981-05-08 | Galvanized Steel
TURNERVILLE GENERAL STORE | 3134 HISTORIC HWY | TURNERVILLE | Habersham | 680088 | 2 | [5 empty] | Removed from Ground | Gas (Historical Use) | 4000 | Bare Steel | 1981-05-08 | Galvanized Steel
TURNERVILLE GENERAL STORE | 3134 HISTORIC HWY | TURNERVILLE | Habersham | 680088 | 3 | [5 empty] | Removed from Ground | Gas (Historical Use) | 4000 | Bare Steel | 1981-05-08 | Galvanized Steel
TURNERVILLE GENERAL STORE | 3134 HISTORIC HWY | TURNERVILLE | Habersham | 680088 | 4 |  | 1998-12-14 | FALSE | 1998-12-14 | FALSE | Temporarily out of use | Gas (Historical Use) | 2000 | Composite | 1998-12-14 | Fiberglass Reinforced Plastic | Suction (American)
TURNERVILLE GENERAL STORE | 3134 HISTORIC HWY | TURNERVILLE | Habersham | 680088 | 5 |  | 1998-12-14 |  | 1998-12-14 |  | Temporarily out of use | Gas (Historical Use) | 6000 | Composite | 1998-12-14 | Fiberglass Reinforced Plastic | Safe Suction (Euro)
TURNERVILLE GENERAL STORE | 3134 HISTORIC HWY | TURNERVILLE | Habersham | 680088 | 6 |  | 1998-12-14 |  | 1998-12-14 |  | Temporarily out of use | Gas (Historical Use) | 8000 | Composite | 1998-12-14 | Fiberglass Reinforced Plastic | Safe Suction (Euro)
123 WHOLESALE TIRE | 2070 DICKS HILL PKY | MOUNT AIRY | Habersham | 680089 | 1 | [5 empty] | Removed from Ground | Gas (Historical Use) | 2000 | Bare Steel | 1982-01-01 | Galvanized Steel
123 WHOLESALE TIRE | 2070 DICKS HILL PKY | MOUNT AIRY | Habersham | 680089 | 2 | [5 empty] | Removed from Ground | Gas (Historical Use) | 2000 | Bare Steel | 1982-01-01 | Galvanized Steel
123 WHOLESALE TIRE | 2070 DICKS HILL PKY | MOUNT AIRY | Habersham | 680089 | 3 | [5 empty] | Removed from Ground | Gas (Historical Use) | 2000 | Bare Steel | 1982-01-01 | Galvanized Steel
123 WHOLESALE TIRE | 2070 DICKS HILL PKY | MOUNT AIRY | Habersham | 680089 | 4 | [5 empty] | Removed from Ground | Diesel | 550 | Bare Steel | 1998-11-11 | Bare Steel
JOE NIX | US HWY 123/RT 1 | MOUNT AIRY | Habersham | 680090 | 1 | [5 empty] | Removed from Ground | Gas (Historical Use) | 1000 | Bare Steel | 1979-05-09 | Galvanized Steel
JOE NIX | US HWY 123/RT 1 | MOUNT AIRY | Habersham | 680090 | 2 | [5 empty] | Removed from Ground | Gas (Historical Use) | 1000 | Bare Steel | 1979-05-09 | Galvanized Steel
JOE NIX | US HWY 123/RT 1 | MOUNT AIRY | Habersham | 680090 | 3 | [5 empty] | Removed from Ground | Gas (Historical Use) | 1000 | Bare Steel | 1979-05-09 | Galvanized Steel
JOE NIX | US HWY 123/RT 1 | MOUNT AIRY | Habersham | 680090 | 4 | [5 empty] | Removed from Ground | Gas (Historical Use) | 2000 | Bare Steel | 1979-05-09 | Galvanized Steel
JOE NIX | US HWY 123/RT 1 | MOUNT AIRY | Habersham | 680090 | 5 | [5 empty] | Removed from Ground | Gas (Historical Use) | 3000 | Bare Steel | 1979-05-09 | Galvanized Steel
SOUTHSIDE GULF | MAIN ST & US HWY 23 | CORNELIA | Habersham | 680092 | 1 | [5 empty] | Removed from Ground | Gas (Historical Use) | 10000 | Bare Steel | 1974-05-11 | Galvanized Steel
SOUTHSIDE GULF | MAIN ST & US HWY 23 | CORNELIA | Habersham | 680092 | 2 | [5 empty] | Removed from Ground | Gas (Historical Use) | 10000 | Bare Steel | 1974-05-11 | Galvanized Steel
SOUTHSIDE GULF | MAIN ST & US HWY 23 | CORNELIA | Habersham | 680092 | 3 | [5 empty] | Removed from Ground | Gas (Historical Use) | 10000 | Bare Steel | 1974-05-11 | Galvanized Steel
SOUTHSIDE GULF | MAIN ST & US HWY 23 | CORNELIA | Habersham | 680092 | 4 | [5 empty] | Removed from Ground | Diesel | 1000 | Bare Steel | 1966-05-13 | Galvanized Steel
SOUTHSIDE GULF | MAIN ST & US HWY 23 | CORNELIA | Habersham | 680092 | 5 | [5 empty] | Removed from Ground | Gas (Historical Use) | 6000 | Bare Steel | 1966-05-13 | Galvanized Steel
WHITEMIERS OLD STORE | US HWY 441 | DEMOREST | Habersham | 680093 | 1 | [5 empty] | Removed from Ground | Gas (Historical Use) | 1000 | Bare Steel | 1966-05-13 | Unknown
WHITEMIERS OLD STORE | US HWY 441 | DEMOREST | Habersham | 680093 | 2 | [5 empty] | Removed from Ground | Gas (Historical Use) | 1000 | Bare Steel | 1966-05-13 | Unknown
WHITEMIERS OLD STORE | US HWY 441 | DEMOREST | Habersham | 680093 | 3 | [5 empty] | Removed from Ground | Gas (Historical Use) | 1000 | Bare Steel | 1966-05-13 | Unknown
STUCKEY'S | US HWY 441 | TALLULAH FALLS | Habersham | 680094 | 1 | [5 empty] | Removed from Ground | Gas (Historical Use) | 2000 | Bare Steel | 1966-05-12 | Unknown
STUCKEY'S | US HWY 441 | TALLULAH FALLS | Habersham | 680094 | 2 | [5 empty] | Removed from Ground | Gas (Historical Use) | 2000 | Bare Steel | 1966-05-12 | Unknown
CIRCLE K #1269 | US HWY 441 & GA HWY 17 | CLARKESVILLE | Habersham | 680096 | 1 | [5 empty] | Removed from Ground | Gas (Historical Use) | 8000 | Cathodically Protected Steel | 1980-05-08 | Bare Steel | Pressurized
CIRCLE K #1269 | US HWY 441 & GA HWY 17 | CLARKESVILLE | Habersham | 680096 | 2 | [5 empty] | Removed from Ground | Gas (Historical Use) | 6000 | Cathodically Protected Steel | 1980-05-08 | Bare Steel | Pressurized
CIRCLE K #1269 | US HWY 441 & GA HWY 17 | CLARKESVILLE | Habersham | 680096 | 3 | [5 empty] | Removed from Ground | Gas (Historical Use) | 4000 | Cathodically Protected Steel | 1980-05-08 | Bare Steel | Pressurized
CIRCLE K #1269 | US HWY 441 & GA HWY 17 | CLARKESVILLE | Habersham | 680096 | 4 | [5 empty] | Removed from Ground | Gas (Historical Use) | 6000 | Cathodically Protected Steel | 1980-05-08 | Bare Steel | Pressurized
Monroe Street Business, LLC | 332 Monroe St | Clarkesville | Habersham | 680098 | 1 | Ball Float | 1993-11-15 |  | 1993-11-15 |  | Removed from Ground | Gas (Historical Use) | 8000 | Steel-Impressed Current | 1984-01-01 | Fiberglass Reinforced Plastic | Pressurized
Monroe Street Business, LLC | 332 Monroe St | Clarkesville | Habersham | 680098 | 2 | Ball Float | 1993-11-15 |  | 1993-11-15 |  | Removed from Ground | Gas (Historical Use) | 8000 | Steel-Impressed Current | 1984-01-01 | Fiberglass Reinforced Plastic | Pressurized
Monroe Street Business, LLC | 332 Monroe St | Clarkesville | Habersham | 680098 | 3 | Ball Float | 1993-11-15 |  | 1993-11-15 |  | Removed from Ground | Gas (Historical Use) | 6000 | Steel-Impressed Current | 1984-01-01 | Fiberglass Reinforced Plastic | Pressurized
Monroe Street Business, LLC | 332 Monroe St | Clarkesville | Habersham | 680098 | 4A | Flapper Valve | 2020-10-29 | FALSE | 2020-10-07 | FALSE | Currently in Use | Regular | 12000 | Epoxy Double-Walled | 2020-10-08 | Double-Walled Fiberglass | Pressurized
Monroe Street Business, LLC | 332 Monroe St | Clarkesville | Habersham | 680098 | 4B | Flapper Valve | 2020-10-29 | FALSE | 2020-10-07 | FALSE | Currently in Use | Premium | 4000 | Epoxy Double-Walled | 2020-10-08 | Double-Walled Fiberglass | Pressurized
Monroe Street Business, LLC | 332 Monroe St | Clarkesville | Habersham | 680098 | 4C | Flapper Valve | 2020-10-29 | FALSE | 2020-10-07 | FALSE | Currently in Use | Diesel | 4000 | Epoxy Double-Walled | 2020-10-08 | Double-Walled Fiberglass | Pressurized
HAYES CORNER GROCERY | 3226 HWY 17 | CLARKESVILLE | Habersham | 680099 | 1 | [5 empty] | Removed from Ground | Gas (Historical Use) | 1000 | Bare Steel | 1977-01-03 | Galvanized Steel
HAYES CORNER GROCERY | 3226 HWY 17 | CLARKESVILLE | Habersham | 680099 | 2 | [5 empty] | Removed from Ground | Gas (Historical Use) | 1000 | Bare Steel | 1977-01-03 | Galvanized Steel
HAYES CORNER GROCERY | 3226 HWY 17 | CLARKESVILLE | Habersham | 680099 | 3 | [5 empty] | Removed from Ground | Gas (Historical Use) | 1000 | Bare Steel | 1977-01-03 | Galvanized Steel
HAYES CORNER GROCERY | 3226 HWY 17 | CLARKESVILLE | Habersham | 680099 | 4 | Ball Float | 1991-11-24 | FALSE | 1991-11-24 | FALSE | Currently in Use | Regular | 8000 | Galvanic (STIP-3) | 1991-11-24 | Fiberglass Reinforced Plastic | Pressurized
HAYES CORNER GROCERY | 3226 HWY 17 | CLARKESVILLE | Habersham | 680099 | 5 | Ball Float | 1991-11-24 | FALSE | 1991-11-24 | FALSE | Currently in Use | Premium | 8000 | Galvanic (STIP-3) | 1991-11-24 | Fiberglass Reinforced Plastic | Pressurized
THE EXPRESS MART #1 | 674 CENTRAL AVE | DEMOREST | Habersham | 680100 | 1 |  | 1998-10-20 |  | 1998-10-20 |  | Closed in Ground | Gas (Historical Use) | 8000 | Cathodically Protected Steel | 1982-01-02 | Fiberglass Reinforced Plastic | Pressurized
THE EXPRESS MART #1 | 674 CENTRAL AVE | DEMOREST | Habersham | 680100 | 2 | Flapper Valve | 1998-10-20 | FALSE | 1998-10-20 | FALSE | Currently in Use | Regular | 6000 | Steel-Impressed Current | 1982-01-02 | Fiberglass Reinforced Plastic | Pressurized
THE EXPRESS MART #1 | 674 CENTRAL AVE | DEMOREST | Habersham | 680100 | 3 | Flapper Valve | 1998-10-20 | FALSE | 1998-10-20 | FALSE | Currently in Use | Plus | 6000 | Steel-Impressed Current | 1982-01-02 | Fiberglass Reinforced Plastic | Pressurized
THE EXPRESS MART #1 | 674 CENTRAL AVE | DEMOREST | Habersham | 680100 | 4 | Flapper Valve | 1998-10-20 | FALSE | 1998-10-20 | FALSE | Currently in Use | Premium | 6000 | Steel-Impressed Current | 1982-01-02 | Fiberglass Reinforced Plastic | Pressurized
RIVER BEND EXPRESS | 1941 GA HWY 105 | DEMOREST | Habersham | 680101 | 1 | [5 empty] | Removed from Ground | Gas (Historical Use) | 1000 | Bare Steel | 1976-01-04 | Galvanized Steel
RIVER BEND EXPRESS | 1941 GA HWY 105 | DEMOREST | Habersham | 680101 | 2 | [5 empty] | Removed from Ground | Gas (Historical Use) | 1000 | Bare Steel | 1976-01-04 | Galvanized Steel
RIVER BEND EXPRESS | 1941 GA HWY 105 | DEMOREST | Habersham | 680101 | 3 | [5 empty] | Removed from Ground | Gas (Historical Use) | 1000 | Bare Steel | 1976-01-04 | Galvanized Steel
RIVER BEND EXPRESS | 1941 GA HWY 105 | DEMOREST | Habersham | 680101 | 4 | Flapper Valve | 1994-10-01 | FALSE | 1994-10-01 | FALSE | Currently in Use | Regular | 8000 | Galvanic (STIP-3) | 1994-10-01 | Fiberglass Reinforced Plastic | Pressurized
RIVER BEND EXPRESS | 1941 GA HWY 105 | DEMOREST | Habersham | 680101 | 5A | Flapper Valve | 1994-10-01 | FALSE | 1994-10-01 | FALSE | Currently in Use | Premium | 6000 | Galvanic (STIP-3) | 1994-10-01 | Fiberglass Reinforced Plastic | Pressurized
RIVER BEND EXPRESS | 1941 GA HWY 105 | DEMOREST | Habersham | 680101 | 5B | Flapper Valve | 1994-10-01 | FALSE | 1994-10-01 | FALSE | Currently in Use | Diesel | 6000 | Galvanic (STIP-3) | 1994-10-01 | Fiberglass Reinforced Plastic | Safe Suction (Euro)
RIVER BEND EXPRESS | 1941 GA HWY 105 | DEMOREST | Habersham | 680101 | 6 | Flapper Valve | 1994-10-01 | FALSE | 1994-10-01 | FALSE | Currently in Use | Diesel Off Road | 2000 | Galvanic (STIP-3) | 1994-10-01 | Fiberglass Reinforced Plastic | Safe Suction (Euro)
NORTH GEORGIA TECHNICAL INSTITUE | GA HWY 197 N | CLARKESVILLE | Habersham | 680102 | 1 | [5 empty] | Removed from Ground | Gas (Historical Use) | 500 | Bare Steel | 1966-05-24 | Unknown
NORTH GEORGIA TECHNICAL INSTITUE | GA HWY 197 N | CLARKESVILLE | Habersham | 680102 | 2 | [5 empty] | Removed from Ground | Gas (Historical Use) | 6000 | Bare Steel | 1958-01-01 | Copper | Safe Suction (Euro)
NORTH GEORGIA TECHNICAL INSTITUE | GA HWY 197 N | CLARKESVILLE | Habersham | 680102 | 3 | [5 empty] | Removed from Ground | Gas (Historical Use) | 2000 | Bare Steel | 1962-01-01 | Copper | Safe Suction (Euro)
NORTH GEORGIA TECHNICAL INSTITUE | GA HWY 197 N | CLARKESVILLE | Habersham | 680102 | 4 | [5 empty] | Removed from Ground | Gas (Historical Use) | 2000 | Bare Steel | 1954-05-27 | Unknown
NORTH GEORGIA TECHNICAL INSTITUE | GA HWY 197 N | CLARKESVILLE | Habersham | 680102 | 5 | [5 empty] | Removed from Ground | Other | 3000 | Bare Steel | 1981-05-20 | Galvanized Steel
MONK & AUSBURN | 452 FOSTER ST | CORNELIA | Habersham | 680103 | 1 | [5 empty] | Removed from Ground | Empty | 1000 | Bare Steel | 1968-05-11 | Galvanized Steel
AKINS GEN STORE/STORE CLOSED | OLD GA HWY 13 | ALTO | Habersham | 680104 | 1 | [5 empty] | Removed from Ground | Empty | 550 | Marked Unknown | 1946-05-17 | Unknown
AKINS GEN STORE/STORE CLOSED | OLD GA HWY 13 | ALTO | Habersham | 680104 | 2 | [5 empty] | Removed from Ground | Empty | 550 | Marked Unknown | 1946-05-17 | Unknown
BELK GALLANT CO OF CORNELIA | 216 US HWY 441 BY-PASS | CORNELIA | Habersham | 680105 | 1 | [5 empty] | Closed in Ground | Diesel | 100 | Bare Steel | 1979-01-01 | Galvanized Steel
GULF FOOD MART | 183 GRANT ST | CLARKESVILLE | Habersham | 680106 | 1 |  | 1997-07-14 | FALSE | 1997-07-14 | FALSE | Currently in Use | Regular | 3000 | Steel-Impressed Current | 1976-06-19 | Fiberglass Reinforced Plastic | Pressurized
GULF FOOD MART | 183 GRANT ST | CLARKESVILLE | Habersham | 680106 | 2 | Flapper Valve | 1997-07-14 | FALSE | 1997-07-14 | FALSE | Currently in Use | Plus | 3000 | Steel-Impressed Current | 1976-06-19 | Fiberglass Reinforced Plastic | Pressurized
GULF FOOD MART | 183 GRANT ST | CLARKESVILLE | Habersham | 680106 | 3 | Flapper Valve | 1997-07-14 | FALSE | 1997-07-14 | FALSE | Currently in Use | Premium | 3000 | Steel-Impressed Current | 1976-06-19 | Fiberglass Reinforced Plastic | Pressurized
GULF FOOD MART | 183 GRANT ST | CLARKESVILLE | Habersham | 680106 | 4 | Flapper Valve | 1997-07-14 | FALSE | 1997-07-14 | FALSE | Currently in Use | Diesel | 6000 | Steel-Impressed Current | 1985-06-17 | Fiberglass Reinforced Plastic | Pressurized
USA SHOP | 1618 HISTORIC 441 | CLARKESVILLE | Habersham | 680107 | 1 | Flapper Valve | 1998-05-05 | FALSE | 1998-05-05 | FALSE | Currently in Use | Regular | 10000 | Galvanic (STIP-3) | 1987-01-01 | Fiberglass Reinforced Plastic | Pressurized
USA SHOP | 1618 HISTORIC 441 | CLARKESVILLE | Habersham | 680107 | 2 | Flapper Valve | 1998-05-05 | FALSE | 1998-05-05 | FALSE | Currently in Use | Premium | 10000 | Galvanic (STIP-3) | 1987-01-01 | Fiberglass Reinforced Plastic | Pressurized
USA SHOP | 1618 HISTORIC 441 | CLARKESVILLE | Habersham | 680107 | 3A | Flapper Valve | 1998-05-05 | FALSE | 1998-05-05 | FALSE | Currently in Use | Diesel | 5000 | Galvanic (STIP-3) | 1987-01-01 | Fiberglass Reinforced Plastic | Pressurized
USA SHOP | 1618 HISTORIC 441 | CLARKESVILLE | Habersham | 680107 | 3B | Flapper Valve | 1998-05-05 | FALSE | 1998-05-05 | FALSE | Currently in Use | Kerosene | 5000 | Galvanic (STIP-3) | 1987-01-01 | Fiberglass Reinforced Plastic | Pressurized
USA SHOP | 1618 HISTORIC 441 | CLARKESVILLE | Habersham | 680107 | 5 |  | 1998-05-05 | FALSE | 1998-05-05 | FALSE | Removed from Ground | Kerosene | 1000 |  | 1987-01-01 | Fiberglass Reinforced Plastic | Suction (American)
ETHICON INC | 70 CLARKESVILLE HWY | CORNELIA | Habersham | 680108 | 1 | [5 empty] | Permanently Out Of Use | Diesel | 1000 | Bare Steel | 1971-05-06 | Bare Steel
ETHICON INC | 70 CLARKESVILLE HWY | CORNELIA | Habersham | 680108 | 2 | [5 empty] | Removed from Ground | Empty | 12000 | Bare Steel | 1966-05-07 | Bare Steel
ETHICON INC | 70 CLARKESVILLE HWY | CORNELIA | Habersham | 680108 | 3 | [5 empty] | Removed from Ground | Empty | 12000 | Bare Steel | 1966-05-07 | Bare Steel
ETHICON INC | 70 CLARKESVILLE HWY | CORNELIA | Habersham | 680108 | 4 | [5 empty] | Removed from Ground | Empty | 15000 | Bare Steel | 1966-05-07 | Bare Steel
ETHICON INC | 70 CLARKESVILLE HWY | CORNELIA | Habersham | 680108 | 5 | [5 empty] | Removed from Ground | Empty | 15000 | Bare Steel | 1966-05-07 | Bare Steel
ETHICON INC | 70 CLARKESVILLE HWY | CORNELIA | Habersham | 680108 | AST7 | [5 empty] | Permanently Out of Use - historical purposes | Diesel | 42000 | Bare Steel | 1990-01-01 | Bare Steel
ETHICON INC | 70 CLARKESVILLE HWY | CORNELIA | Habersham | 680108 | C1 | [5 empty] | Removed from Ground | Hazardous Substance | 1000 | Unknown | 1984-05-02 | Secondary Containment | Pressurized
ETHICON INC | 70 CLARKESVILLE HWY | CORNELIA | Habersham | 680108 | C2 | [5 empty] | Removed from Ground | Hazardous Substance | 2600 | Unknown | 1984-05-02 | Secondary Containment | Suction (American)
ETHICON INC | 70 CLARKESVILLE HWY | CORNELIA | Habersham | 680108 | C3 | [5 empty] | Removed from Ground | Hazardous Substance | 2600 | Unknown | 1984-05-02 | Secondary Containment | Suction (American)
ETHICON INC | 70 CLARKESVILLE HWY | CORNELIA | Habersham | 680108 | C4 | [5 empty] | Removed from Ground | Hazardous Substance | 2600 | Unknown | 1984-05-02 | Secondary Containment | Suction (American)
ETHICON INC | 70 CLARKESVILLE HWY | CORNELIA | Habersham | 680108 | C5 | [5 empty] | Removed from Ground | Hazardous Substance | 2600 | Unknown | 1984-05-02 | Secondary Containment | Suction (American)
ETHICON INC | 70 CLARKESVILLE HWY | CORNELIA | Habersham | 680108 | C6 | [5 empty] | Removed from Ground | Hazardous Substance | 6000 | Unknown | 1984-05-02 | Secondary Containment | Safe Suction (Euro)
ETHICON INC | 70 CLARKESVILLE HWY | CORNELIA | Habersham | 680108 | C7 | [5 empty] | Removed from Ground | Hazardous Substance | 8000 | Unknown | 1984-05-02 | Secondary Containment | Safe Suction (Euro)
ETHICON INC | 70 CLARKESVILLE HWY | CORNELIA | Habersham | 680108 | P1 | [5 empty] | Closed in Ground | Propane | 15000 | Bare Steel | 1961-05-08 | Bare Steel
ETHICON INC | 70 CLARKESVILLE HWY | CORNELIA | Habersham | 680108 | P2 | [5 empty] | Closed in Ground | Propane | 15000 | Bare Steel | 1961-05-08 | Bare Steel
CMI | P O DRAWER 85 | CLARKESVILLE | Habersham | 680109 | 1 | [5 empty] | Removed from Ground | Diesel | 15000 | Bare Steel | 1950-05-17 | Bare Steel
CMI | P O DRAWER 85 | CLARKESVILLE | Habersham | 680109 | 2 | [5 empty] | Removed from Ground | Diesel | 15000 | Bare Steel | 1950-05-17 | Bare Steel
ROYAL FOOD STORE #34 | 789 SOUTH MAIN ST | CORNELIA | Habersham | 682000 | 1 | Flapper Valve | 1998-11-01 | FALSE | 1998-11-01 | FALSE | Currently in Use | Regular | 8000 | Galvanic (STIP-3) | 1987-11-04 | Fiberglass Reinforced Plastic | Pressurized
ROYAL FOOD STORE #34 | 789 SOUTH MAIN ST | CORNELIA | Habersham | 682000 | 2 | Flapper Valve | 1998-11-01 | FALSE | 1998-11-01 | FALSE | Currently in Use | Premium | 8000 | Galvanic (STIP-3) | 1987-11-04 | Fiberglass Reinforced Plastic | Pressurized
ROYAL FOOD STORE #34 | 789 SOUTH MAIN ST | CORNELIA | Habersham | 682000 | 3 | Flapper Valve | 1998-11-01 | FALSE | 1998-11-01 | FALSE | Currently in Use | Plus | 8000 | Galvanic (STIP-3) | 1987-11-04 | Fiberglass Reinforced Plastic | Pressurized
ROYAL FOOD STORE #34 | 789 SOUTH MAIN ST | CORNELIA | Habersham | 682000 | 4 | Exempted | 1998-11-01 | FALSE | 1998-11-01 | FALSE | Currently in Use | Diesel | 1000 | Galvanic (STIP-3) | 1987-11-04 | Fiberglass Reinforced Plastic | Safe Suction (Euro)
BALDWIN AMOCO | 521 YONAH ST | CORNELIA | Habersham | 690118 | 1 | [5 empty] | Removed from Ground | Gas (Historical Use) | 5000 | Bare Steel | 1961-05-05 | Galvanized Steel | Suction (American)
BALDWIN AMOCO | 521 YONAH ST | CORNELIA | Habersham | 690118 | 2 | [5 empty] | Removed from Ground | Gas (Historical Use) | 5000 | Bare Steel | 1961-05-05 | Galvanized Steel | Suction (American)
CIRCLE K #2723313 | 3951 GEORGIA STATE HWY 365 | ALTO | Habersham | 690196 | 1 | Flapper Valve | 1990-04-01 |  | 1990-04-01 |  | Currently in Use | Gas (Historical Use) | 8000 | Steel-Impressed Current | 1982-01-01 | Fiberglass Reinforced Plastic | Pressurized
CIRCLE K #2723313 | 3951 GEORGIA STATE HWY 365 | ALTO | Habersham | 690196 | 2 | Flapper Valve | 1990-04-01 |  | 1990-04-01 |  | Currently in Use | Gas (Historical Use) | 8000 | Steel-Impressed Current | 1982-01-01 | Fiberglass Reinforced Plastic | Pressurized
CIRCLE K #2723313 | 3951 GEORGIA STATE HWY 365 | ALTO | Habersham | 690196 | 3 | Flapper Valve | 1990-04-01 |  | 1990-04-01 |  | Currently in Use | Gas (Historical Use) | 8000 | Steel-Impressed Current | 1982-01-01 | Fiberglass Reinforced Plastic | Pressurized
CIRCLE K #2723313 | 3951 GEORGIA STATE HWY 365 | ALTO | Habersham | 690196 | 4 | Flapper Valve | 1990-04-01 |  | 1990-04-01 |  | Currently in Use | Diesel | 10000 | Steel-Impressed Current | 1982-01-01 | Fiberglass Reinforced Plastic | Pressurized
CIRCLE K #2723313 | 3951 GEORGIA STATE HWY 365 | ALTO | Habersham | 690196 | 5 | Flapper Valve | 1990-04-01 |  | 1990-04-01 |  | Currently in Use | Kerosene | 2000 | Galvanic (STIP-3) | 1993-01-07 | Fiberglass Reinforced Plastic | Safe Suction (Euro)
QUICKMART OF CORNELIA | 623 MAIN ST | CORNELIA | Habersham | 690208 | 1 | Flapper Valve | 1990-05-01 |  | 1990-05-01 |  | Currently in Use | Gas (Historical Use) | 10000 | Steel-Impressed Current | 1983-05-06 | Steel (Impressed Current) | Pressurized
QUICKMART OF CORNELIA | 623 MAIN ST | CORNELIA | Habersham | 690208 | 2 | Flapper Valve | 1990-05-01 |  | 1990-05-01 |  | Currently in Use | Gas (Historical Use) | 10000 | Steel-Impressed Current | 1983-05-06 | Steel (Impressed Current) | Pressurized
QUICKMART OF CORNELIA | 623 MAIN ST | CORNELIA | Habersham | 690208 | 3 | Flapper Valve | 1990-05-01 |  | 1990-05-01 |  | Currently in Use | Gas (Historical Use) | 8000 | Steel-Impressed Current | 1983-05-06 | Steel (Impressed Current) | Pressurized
USDA FOREST SERVICE | NORTH BURTON RD/GA HWY 197 | CLARKESVILLE | Habersham | 750020 | 2021-06-01 | [5 empty] | Removed from Ground | Diesel | 560 | Bare Steel | 1960-02-20 | Galvanized Steel
USDA FOREST SERVICE | NORTH BURTON RD/GA HWY 197 | CLARKESVILLE | Habersham | 750020 | 2021-06-02 | [5 empty] | Removed from Ground | Gas (Historical Use) | 1000 | Bare Steel | 1961-02-19 | Galvanized Steel
WAYNE POULTRY HATCHERY | HWY 129 | CLERMONT | Hall | 780096 | 1 | [5 empty] | Removed from Ground | Gas (Historical Use) | 1000 | Bare Steel | 1967-02-08 | Unknown
WAYNE POULTRY HATCHERY | HWY 129 | CLERMONT | Hall | 780096 | 2 | [5 empty] | Removed from Ground | Diesel | 3000 | Bare Steel | 1982-02-04 | Unknown
R K FOOD MART | 101 HOLIDAY RD | BUFORD | Hall | 690210 | 1 |  | 1999-01-01 |  | 1999-01-01 |  | Removed from Ground | Gas (Historical Use) | 8000 | Steel-Impressed Current | 1984-05-05 | Fiberglass Reinforced Plastic | Pressurized
R K FOOD MART | 101 HOLIDAY RD | BUFORD | Hall | 690210 | 2 |  | 1999-01-01 |  | 1999-01-01 |  | Removed from Ground | Gas (Historical Use) | 8000 | Steel-Impressed Current | 1984-05-05 | Fiberglass Reinforced Plastic | Pressurized
R K FOOD MART | 101 HOLIDAY RD | BUFORD | Hall | 690210 | 3 |  | 1999-01-01 |  | 1999-01-01 |  | Removed from Ground | Diesel | 6000 | Steel-Impressed Current | 1984-05-05 | Fiberglass Reinforced Plastic | Pressurized
R K FOOD MART | 101 HOLIDAY RD | BUFORD | Hall | 690210 | 4 | [5 empty] | Removed from Ground | Diesel | 1000 | Bare Steel | 1971-05-09 | Galvanized Steel | Suction (American)
R K FOOD MART | 101 HOLIDAY RD | BUFORD | Hall | 690210 | 5 | [5 empty] | Removed from Ground | Diesel | 1000 | Bare Steel | 1971-05-09 | Galvanized Steel | Suction (American)
R K FOOD MART | 101 HOLIDAY RD | BUFORD | Hall | 690210 | 6 |  | 1999-07-01 |  | 1999-07-01 |  | Removed from Ground | Kerosene | 1000 | Fiberglass | 1999-07-01 | Fiberglass Reinforced Plastic | Suction (American)
FAST N FRIENDLY FOOD MART | 1680 PARK HILL DR | GAINESVILLE | Hall | 690197 | 1 | Ball Float | 1990-05-01 | FALSE | 1990-05-01 | FALSE | Currently in Use | Regular | 10000 | Steel-Impressed Current | 1976-07-01 | Double-Walled Fiberglass | Pressurized
FAST N FRIENDLY FOOD MART | 1680 PARK HILL DR | GAINESVILLE | Hall | 690197 | 2 | Ball Float | 1990-05-01 | FALSE | 1990-05-01 | FALSE | Currently in Use | Diesel On Road | 10000 | Steel-Impressed Current | 1976-05-07 | Double-Walled Fiberglass | Pressurized
FAST N FRIENDLY FOOD MART | 1680 PARK HILL DR | GAINESVILLE | Hall | 690197 | 3 | Ball Float | 1990-05-01 | FALSE | 1990-05-01 | FALSE | Currently in Use | Premium | 10000 | Steel-Impressed Current | 1976-05-07 | Double-Walled Fiberglass | Pressurized
FAST N FRIENDLY FOOD MART | 1680 PARK HILL DR | GAINESVILLE | Hall | 690197 | 4 | Flapper Valve | 1993-01-07 | FALSE | 1993-01-07 | FALSE | Currently in Use | E-0 | 2000 | Steel-Impressed Current | 1993-01-07 | Fiberglass Reinforced Plastic | Safe Suction (Euro)
Tony's Food Mart | 1785 BROWNS BRIDGE RD | GAINESVILLE | Hall | 690198 | 1 | [5 empty] | Removed from Ground | Gas (Historical Use) | 8000 | Cathodically Protected Steel | 1969-01-01 | Galvanized Steel | Suction (American)
Tony's Food Mart | 1785 BROWNS BRIDGE RD | GAINESVILLE | Hall | 690198 | 2 | [5 empty] | Removed from Ground | Gas (Historical Use) | 8000 | Cathodically Protected Steel | 1969-01-01 | Galvanized Steel | Suction (American)
Tony's Food Mart | 1785 BROWNS BRIDGE RD | GAINESVILLE | Hall | 690198 | 3 | [5 empty] | Removed from Ground | Gas (Historical Use) | 8000 | Cathodically Protected Steel | 1974-01-01 | Galvanized Steel | Suction (American)
Tony's Food Mart | 1785 BROWNS BRIDGE RD | GAINESVILLE | Hall | 690198 | 4 | Ball Float | 1998-10-01 | FALSE | 1998-10-01 | FALSE | Currently in Use | Regular | 12000 | Fiberglass | 1998-10-01 | Double-Walled Flex | Pressurized
Tony's Food Mart | 1785 BROWNS BRIDGE RD | GAINESVILLE | Hall | 690198 | 5 | Ball Float | 1998-10-01 | FALSE | 1998-10-01 | FALSE | Currently in Use | Premium | 10000 | Fiberglass | 1998-10-01 | Double-Walled Flex | Pressurized
Tony's Food Mart | 1785 BROWNS BRIDGE RD | GAINESVILLE | Hall | 690198 | 6 | Ball Float | 1998-10-01 | FALSE | 1998-10-01 | FALSE | Currently in Use | Diesel | 10000 | Fiberglass | 1998-10-01 | Double-Walled Flex | Pressurized
J & S FOOD MART | 2224 THOMPSON BRIDGE RD | GAINESVILLE | Hall | 690199 | 1 | [5 empty] | Removed from Ground | Gas (Historical Use) | 6000 | Bare Steel | 1968-05-09 | Galvanized Steel
J & S FOOD MART | 2224 THOMPSON BRIDGE RD | GAINESVILLE | Hall | 690199 | 2 | [5 empty] | Removed from Ground | Gas (Historical Use) | 6000 | Bare Steel | 1968-05-09 | Galvanized Steel
J & S FOOD MART | 2224 THOMPSON BRIDGE RD | GAINESVILLE | Hall | 690199 | 3 | [5 empty] | Removed from Ground | Gas (Historical Use) | 6000 | Bare Steel | 1974-05-08 | Galvanized Steel
J & S FOOD MART | 2224 THOMPSON BRIDGE RD | GAINESVILLE | Hall | 690199 | 4 | Ball Float | 1996-08-28 | FALSE | 1996-08-28 | FALSE | Currently in Use | Regular | 10000 | Galvanic (STIP-3) | 1996-08-14 | Flex | Pressurized
J & S FOOD MART | 2224 THOMPSON BRIDGE RD | GAINESVILLE | Hall | 690199 | 5 | Ball Float | 1996-08-28 | FALSE | 1996-08-28 | FALSE | Currently in Use | Premium | 6000 | Galvanic (STIP-3) | 1996-08-14 | Flex | Pressurized
CITY MART #2 | 615 E BUTLER ST | GAINESVILLE | Hall | 690200 | 1 | [5 empty] | Removed from Ground | Gas (Historical Use) | 10000 | Bare Steel | 1986-05-05 | Galvanized Steel | Pressurized
CITY MART #2 | 615 E BUTLER ST | GAINESVILLE | Hall | 690200 | 2 | [5 empty] | Removed from Ground | Gas (Historical Use) | 10000 | Bare Steel | 1986-05-05 | Galvanized Steel | Pressurized
CITY MART #2 | 615 E BUTLER ST | GAINESVILLE | Hall | 690200 | 3 | [5 empty] | Removed from Ground | Gas (Historical Use) | 10000 | Bare Steel | 1986-05-05 | Galvanized Steel | Pressurized
CITY MART #2 | 615 E BUTLER ST | GAINESVILLE | Hall | 690200 | 4 | [5 empty] | Removed from Ground | Diesel | 10000 | Bare Steel | 1986-05-05 | Galvanized Steel | Pressurized
CITY MART #2 | 615 E BUTLER ST | GAINESVILLE | Hall | 690200 | 5 | Ball Float | 1990-01-01 | FALSE | 1990-01-01 | FALSE | Currently in Use | Regular | 10125 | Galvanic (STIP-3) | 1990-01-01 | Fiberglass Reinforced Plastic | Pressurized
CITY MART #2 | 615 E BUTLER ST | GAINESVILLE | Hall | 690200 | 6 | Ball Float | 1990-01-01 | FALSE | 1990-01-01 | FALSE | Currently in Use | Premium | 10125 | Galvanic (STIP-3) | 1990-01-01 | Fiberglass Reinforced Plastic | Pressurized
CITY MART #2 | 615 E BUTLER ST | GAINESVILLE | Hall | 690200 | 7 | Ball Float | 1990-01-01 | FALSE | 1990-01-01 | FALSE | Currently in Use | Plus | 10125 | Galvanic (STIP-3) | 1990-01-01 | Fiberglass Reinforced Plastic | Pressurized
PANTRY 3307 DBA KANGAROO | 1261 THOMPSON BRIDGE RD | GAINESVILLE | Hall | 690201 | 1 |  | 1998-12-01 |  | 1998-12-01 |  | Closed in Ground | Gas (Historical Use) | 10000 | Steel-Impressed Current | 1981-05-06 | Steel (Impressed Current) | Pressurized
PANTRY 3307 DBA KANGAROO | 1261 THOMPSON BRIDGE RD | GAINESVILLE | Hall | 690201 | 2 | Flapper Valve | 1998-12-01 |  | 1998-12-01 |  | Removed from Ground | Gas (Historical Use) | 10000 | Steel-Impressed Current | 1981-05-06 | Steel (Impressed Current) | Pressurized
PANTRY 3307 DBA KANGAROO | 1261 THOMPSON BRIDGE RD | GAINESVILLE | Hall | 690201 | 3 | Flapper Valve | 1998-12-01 |  | 1998-12-01 |  | Removed from Ground | Gas (Historical Use) | 6000 | Steel-Impressed Current | 1981-05-06 | Steel (Impressed Current) | Pressurized
PANTRY 3307 DBA KANGAROO | 1261 THOMPSON BRIDGE RD | GAINESVILLE | Hall | 690201 | 4 | Flapper Valve | 1998-12-01 |  | 1998-12-01 |  | Removed from Ground | Diesel | 10000 | Steel-Impressed Current | 1981-05-06 | Steel (Impressed Current) | Pressurized
GALAXY OIL FOOD MART #1 | 1724 ATLANTA HWY | GAINESVILLE | Hall | 690202 | 1 | Flapper Valve | 1998-09-30 | FALSE | 1998-09-30 | FALSE | Currently in Use | Gas (Historical Use) | 10000 |  | 1980-05-06 | Steel (Impressed Current) | Pressurized
GALAXY OIL FOOD MART #1 | 1724 ATLANTA HWY | GAINESVILLE | Hall | 690202 | 2 | Flapper Valve | 1998-09-30 | FALSE | 1998-09-30 | FALSE | Currently in Use | Regular | 10000 |  | 1980-05-06 | Steel (Impressed Current) | Pressurized
GALAXY OIL FOOD MART #1 | 1724 ATLANTA HWY | GAINESVILLE | Hall | 690202 | 3 | Flapper Valve | 1998-09-30 | FALSE | 1998-09-30 | FALSE | Currently in Use | Aviaion gas/AV Gas | 10000 |  | 1980-05-06 | Steel (Impressed Current) | Pressurized
GALAXY OIL FOOD MART #1 | 1724 ATLANTA HWY | GAINESVILLE | Hall | 690202 | 4 | Flapper Valve | 1998-09-30 | FALSE | 1998-09-30 | FALSE | Currently in Use | Diesel | 10000 |  | 1980-05-06 | Steel (Impressed Current) | Pressurized
GALAXY OIL FOOD MART #1 | 1724 ATLANTA HWY | GAINESVILLE | Hall | 690202 | 5 |  | 1998-09-30 | FALSE | 1998-09-30 | FALSE | Currently in Use | Kerosene | 2000 |  | 1993-01-07 | Double-Walled Fiberglass | Safe Suction (Euro)
SAADS EXPRESS #1 | 5105 MCEVER RD | OAKWOOD | Hall | 690203 | 1 |  |  | FALSE |  | FALSE | Removed from Ground | Gas (Historical Use) | 10000 |  | 1974-01-01 | Galvanized Steel
SAADS EXPRESS #1 | 5105 MCEVER RD | OAKWOOD | Hall | 690203 | 2 |  |  | FALSE |  | FALSE | Removed from Ground | Gas (Historical Use) | 10000 |  | 1974-01-01 | Galvanized Steel
SAADS EXPRESS #1 | 5105 MCEVER RD | OAKWOOD | Hall | 690203 | 3 |  |  | FALSE |  | FALSE | Removed from Ground |  | 10000 |  | 1974-01-01 | Galvanized Steel
SAADS EXPRESS #1 | 5105 MCEVER RD | OAKWOOD | Hall | 690203 | 4 | Flapper Valve | 1993-01-07 | FALSE | 1983-01-07 | FALSE | Currently in Use | Diesel | 2000 | Steel-Impressed Current | 1993-01-07 | Fiberglass Reinforced Plastic | Safe Suction (Euro)
SAADS EXPRESS #1 | 5105 MCEVER RD | OAKWOOD | Hall | 690203 | 5 | Ball Float | 1995-01-30 | FALSE | 1995-01-30 | FALSE | Currently in Use | Premium | 12000 | Fiberglass | 1995-01-30 | Fiberglass Reinforced Plastic | Pressurized
SAADS EXPRESS #1 | 5105 MCEVER RD | OAKWOOD | Hall | 690203 | 6 | Ball Float | 1995-01-30 | FALSE | 1995-01-30 | FALSE | Currently in Use | Regular | 12000 | Fiberglass | 1995-01-30 | Fiberglass Reinforced Plastic | Pressurized
CIRCLE K #2723305 | 937 QUEEN CITY PKWY | GAINESVILLE | Hall | 690204 | 1 | [5 empty] | Permanently Out of Use - historical purposes | Gas (Historical Use) | 10000 | Bare Steel | 1974-05-08 | Galvanized Steel
CIRCLE K #2723305 | 937 QUEEN CITY PKWY | GAINESVILLE | Hall | 690204 | 2 | [5 empty] | Permanently Out of Use - historical purposes | Gas (Historical Use) | 10000 | Bare Steel | 1974-05-08 | Galvanized Steel
CIRCLE K #2723305 | 937 QUEEN CITY PKWY | GAINESVILLE | Hall | 690204 | 3 | [5 empty] | Permanently Out of Use - historical purposes | Gas (Historical Use) | 6000 | Bare Steel | 1974-05-08 | Galvanized Steel
CIRCLE K #2723305 | 937 QUEEN CITY PKWY | GAINESVILLE | Hall | 690204 | 4 | [5 empty] | Permanently Out of Use - historical purposes | Diesel | 10000 | Bare Steel | 1983-05-06 | Galvanized Steel
CIRCLE K #2723305 | 937 QUEEN CITY PKWY | GAINESVILLE | Hall | 690204 | 5 | Ball Float | 1992-03-01 | FALSE | 1992-03-01 | FALSE | Currently in Use | Gas (Historical Use) | 12000 | Composite | 1992-03-23 | Fiberglass Reinforced Plastic | Pressurized
CIRCLE K #2723305 | 937 QUEEN CITY PKWY | GAINESVILLE | Hall | 690204 | 6 | Ball Float | 1992-03-01 | FALSE | 1992-03-01 | FALSE | Currently in Use | Gas (Historical Use) | 12000 | Composite | 1992-03-23 | Fiberglass Reinforced Plastic | Pressurized
CIRCLE K #2723305 | 937 QUEEN CITY PKWY | GAINESVILLE | Hall | 690204 | 7 | Flapper Valve | 1992-03-01 | FALSE | 1992-03-01 | FALSE | Currently in Use | Diesel | 12000 | Composite | 1992-03-23 | Fiberglass Reinforced Plastic | Pressurized
KANGAROO #2 | 3650 MUNDY MILL RD | OAKWOOD | Hall | 690205 | 1 | [5 empty] | Removed from Ground | Gas (Historical Use) | 10000 | Cathodically Protected Steel | 1976-05-07 | Galvanized Steel | Pressurized
KANGAROO #2 | 3650 MUNDY MILL RD | OAKWOOD | Hall | 690205 | 2 | [5 empty] | Removed from Ground | Gas (Historical Use) | 10000 | Cathodically Protected Steel | 1976-05-07 | Galvanized Steel | Pressurized
KANGAROO #2 | 3650 MUNDY MILL RD | OAKWOOD | Hall | 690205 | 3 | [5 empty] | Removed from Ground | Gas (Historical Use) | 10000 | Cathodically Protected Steel | 1976-05-07 | Galvanized Steel | Pressurized
GOLDEN PANTRY #18 | 4989 WINDER HWY | BRASELTON | Hall | 690206 | 1 | Flapper Valve | 1998-04-01 | FALSE | 1998-04-01 | FALSE | Removed from Ground | Empty | 6000 | Steel-Impressed Current | 1976-05-03 | Steel (Impressed Current) | Pressurized
GOLDEN PANTRY #18 | 4989 WINDER HWY | BRASELTON | Hall | 690206 | 2 | Flapper Valve | 1998-04-01 | FALSE | 1998-04-01 | FALSE | Removed from Ground | Empty | 4000 | Steel-Impressed Current | 1968-05-05 | Steel (Impressed Current) | Safe Suction (Euro)
GOLDEN PANTRY #18 | 4989 WINDER HWY | BRASELTON | Hall | 690206 | 3 | Flapper Valve | 1998-04-01 | FALSE | 1998-04-01 | FALSE | Removed from Ground | Empty | 4000 | Steel-Impressed Current | 1968-05-05 | Steel (Impressed Current) | Safe Suction (Euro)
FORMER LITTLE STAR AMOCO | 1845 DAWSONVILLE RD | GAINESVILLE | Hall | 690124 | 1 | [5 empty] | Removed from Ground | Gas (Historical Use) | 1000 | Bare Steel | 1961-05-05 | Unknown
FORMER LITTLE STAR AMOCO | 1845 DAWSONVILLE RD | GAINESVILLE | Hall | 690124 | 2 | [5 empty] | Removed from Ground | Gas (Historical Use) | 1000 | Bare Steel | 1961-05-05 | Unknown
CLIPPER PETROLEUM/BULK PLANT | 876 ATHENS ST | GAINESVILLE | Hall | 690125 | 2 | [5 empty] | Removed from Ground | Empty | 3000 | Bare Steel | 1980-04-30 | Galvanized Steel
CLIPPER PETROLEUM/BULK PLANT | 876 ATHENS ST | GAINESVILLE | Hall | 690125 | GAS | [5 empty] | Removed from Ground | Empty | 1000 | Bare Steel | 1966-05-04 | Unknown
CORNER'S GROCERY | US HWY 129 & GA HWY 53 | GAINESVILLE | Hall | 690127 | 1 | [5 empty] | Removed from Ground | Empty | 1000 | Bare Steel | 1961-05-05 | Unknown
CORNER'S GROCERY | US HWY 129 & GA HWY 53 | GAINESVILLE | Hall | 690127 | 2 | [5 empty] | Removed from Ground | Empty | 550 | Bare Steel | 1961-05-05 | Unknown
CORNER'S GROCERY | US HWY 129 & GA HWY 53 | GAINESVILLE | Hall | 690127 | 3 | [5 empty] | Removed from Ground | Empty | 1000 | Bare Steel | 1961-05-05 | Unknown
STEPHENS WAREHOUSE | DAWSONVILLE HWY 9R | GAINESVILLE | Hall | 690128 | 1 | [5 empty] | Removed from Ground | Empty | 4000 | Bare Steel | 1980-04-30 | Galvanized Steel
BEST FOOD MART | 1708 ATLANTA HWY | GAINESVILLE | Hall | 690130 | 1 | Ball Float | 1992-08-01 |  | 1992-08-01 |  | Currently in Use | Gas (Historical Use) | 10000 | Steel-Impressed Current | 1991-08-01 | Double-Walled Fiberglass | Pressurized
BEST FOOD MART | 1708 ATLANTA HWY | GAINESVILLE | Hall | 690130 | 2 | Ball Float | 1992-08-01 |  | 1992-08-01 |  | Currently in Use | Diesel | 8000 | Steel-Impressed Current | 1991-08-01 | Double-Walled Fiberglass | Pressurized
BEST FOOD MART | 1708 ATLANTA HWY | GAINESVILLE | Hall | 690130 | 3 | Ball Float | 1992-08-01 |  | 1992-08-01 |  | Currently in Use | Gas (Historical Use) | 10000 | Steel-Impressed Current | 1991-08-01 | Double-Walled Fiberglass | Pressurized
CIRCLE M FOOD SHOP #7 | 5140 CLEVELAND HWY | GAINESVILLE | Hall | 690131 | 1 |  | 1998-10-12 |  | 1998-10-12 |  | Removed from Ground | Empty | 5000 | Steel-Impressed Current | 1980-04-30 | Cathodically Protected | Suction (American)
CIRCLE M FOOD SHOP #7 | 5140 CLEVELAND HWY | GAINESVILLE | Hall | 690131 | 2 |  | 1998-10-12 |  | 1998-10-12 |  | Removed from Ground | Empty | 8000 | Steel-Impressed Current | 1980-04-30 | Cathodically Protected | Suction (American)
CIRCLE M FOOD SHOP #7 | 5140 CLEVELAND HWY | GAINESVILLE | Hall | 690131 | 3 |  | 1998-10-12 |  | 1998-10-12 |  | Removed from Ground | Empty | 8000 | Steel-Impressed Current | 1980-04-30 | Cathodically Protected | Suction (American)
QUICK-N-FAST INC | 2300 BROWNS BRIDGE RD | GAINESVILLE | Hall | 690132 | 1 |  | 1995-03-15 | FALSE | 1995-03-15 | FALSE | Currently in Use | Regular | 8000 | Steel-Impressed Current | 1983-04-30 | Fiberglass Reinforced Plastic | Pressurized
QUICK-N-FAST INC | 2300 BROWNS BRIDGE RD | GAINESVILLE | Hall | 690132 | 2 | Ball Float | 1995-03-15 | FALSE | 1995-03-15 | FALSE | Currently in Use | Plus | 10000 | Steel-Impressed Current | 1983-04-30 | Fiberglass Reinforced Plastic | Pressurized
QUICK-N-FAST INC | 2300 BROWNS BRIDGE RD | GAINESVILLE | Hall | 690132 | 3 | Ball Float | 1995-03-15 | FALSE | 1995-03-15 | FALSE | Currently in Use | Premium | 10000 | Steel-Impressed Current | 1983-04-30 | Fiberglass Reinforced Plastic | Pressurized
QUICK-N-FAST INC | 2300 BROWNS BRIDGE RD | GAINESVILLE | Hall | 690132 | 4 | Ball Float | 1995-03-15 | FALSE | 1995-03-15 | FALSE | Currently in Use | Diesel | 10000 | Steel-Impressed Current | 1983-04-30 | Fiberglass Reinforced Plastic | Pressurized
QUICK-N-FAST INC | 2300 BROWNS BRIDGE RD | GAINESVILLE | Hall | 690132 | 5 | Flapper Valve | 1993-10-08 | FALSE | 1993-10-08 | FALSE | Currently in Use | Kerosene | 2000 | Steel-Impressed Current | 1983-04-30 | Fiberglass Reinforced Plastic | Safe Suction (Euro)
AMOCO CONV STORE/CIRCLE M #1 | 1151 THOMPSON BRIDGE RD | GAINESVILLE | Hall | 690134 | 1 | [5 empty] | Removed from Ground | Diesel | 1000 | Bare Steel | 1966-05-04 | Galvanized Steel
AMOCO CONV STORE/CIRCLE M #1 | 1151 THOMPSON BRIDGE RD | GAINESVILLE | Hall | 690134 | 1 | [5 empty] | Removed from Ground | Gas (Historical Use) | 8000 | Bare Steel | 1977-01-01 | Galvanized Steel
AMOCO CONV STORE/CIRCLE M #1 | 1151 THOMPSON BRIDGE RD | GAINESVILLE | Hall | 690134 | 2 | [5 empty] | Removed from Ground | Gas (Historical Use) | 5000 | Bare Steel | 1977-01-01 | Galvanized Steel
AMOCO CONV STORE/CIRCLE M #1 | 1151 THOMPSON BRIDGE RD | GAINESVILLE | Hall | 690134 | 3 | [5 empty] | Removed from Ground | Gas (Historical Use) | 8000 | Bare Steel | 1977-01-01 | Galvanized Steel
AMOCO CONV STORE/CIRCLE M #1 | 1151 THOMPSON BRIDGE RD | GAINESVILLE | Hall | 690134 | 4 | [5 empty] | Removed from Ground | Diesel | 1000 | Bare Steel | 1966-05-04 | Galvanized Steel
AMOCO CONV STORE/CIRCLE M #1 | 1151 THOMPSON BRIDGE RD | GAINESVILLE | Hall | 690134 | 5 | [5 empty] | Removed from Ground | Diesel | 1000 | Bare Steel | 1966-05-04 | Galvanized Steel
AMOCO CONV STORE/CIRCLE M #1 | 1151 THOMPSON BRIDGE RD | GAINESVILLE | Hall | 690134 | 6 | [5 empty] | Removed from Ground | Diesel | 1000 | Bare Steel | 1966-05-04 | Galvanized Steel
HANDY KANDY | RT. 5 BOX 131 | GAINESVILLE | Hall | 690137 | 1 | [5 empty] | Removed from Ground | Gas (Historical Use) | 4000 | Bare Steel | 1980-04-30 | Galvanized Steel
HANDY KANDY | RT. 5 BOX 131 | GAINESVILLE | Hall | 690137 | 2 | [5 empty] | Removed from Ground | Gas (Historical Use) | 4000 | Bare Steel | 1980-04-30 | Galvanized Steel
POPS PLACE | 5614 HOLIDAY RD | BUFORD | Hall | 580084 | 1 | Flapper Valve | 1990-01-01 | FALSE | 1990-01-01 | FALSE | Temporarily out of use | Diesel | 10000 | Steel-Impressed Current | 1983-05-07 | Steel (Impressed Current) | Pressurized
POPS PLACE | 5614 HOLIDAY RD | BUFORD | Hall | 580084 | 2 | Flapper Valve | 1990-01-01 | FALSE | 1990-01-01 | FALSE | Temporarily out of use | Diesel | 10000 | Steel-Impressed Current | 1983-05-07 | Steel (Impressed Current) | Pressurized
POPS PLACE | 5614 HOLIDAY RD | BUFORD | Hall | 580084 | 3 | Flapper Valve | 1990-01-01 | FALSE | 1990-01-01 | FALSE | Temporarily out of use | Regular | 10000 | Steel-Impressed Current | 1983-05-07 | Steel (Impressed Current) | Pressurized
POPS PLACE | 5614 HOLIDAY RD | BUFORD | Hall | 580084 | 4 | Flapper Valve | 1990-01-01 | FALSE | 1990-01-01 | FALSE | Temporarily out of use | Premium | 10000 | Steel-Impressed Current | 1983-05-07 | Steel (Impressed Current) | Pressurized
POPS PLACE | 5614 HOLIDAY RD | BUFORD | Hall | 580084 | 5 | Flapper Valve | 1990-08-10 | FALSE | 1990-08-10 | FALSE | Temporarily out of use | Kerosene | 1000 | Steel-Impressed Current | 1990-08-10 | Fiberglass Reinforced Plastic | Safe Suction (Euro)
SUNRISE COVE MARINA | 5725 FLAT CREEK RD | GAINESVILLE | Hall | 690141 | 1 | [5 empty] | Permanently Out of Use - historical purposes | Gas (Historical Use) | 2000 | Bare Steel | 1971-05-03 | Galvanized Steel
SUNRISE COVE MARINA | 5725 FLAT CREEK RD | GAINESVILLE | Hall | 690141 | 2 | [5 empty] | Permanently Out of Use - historical purposes | Gas (Historical Use) | 3000 | Bare Steel | 1971-05-03 | Galvanized Steel
SUNRISE COVE MARINA | 5725 FLAT CREEK RD | GAINESVILLE | Hall | 690141 | 3 | [5 empty] | Permanently Out of Use - historical purposes | Empty | 2000 | Bare Steel | 1971-05-03 | Galvanized Steel
SUNRISE COVE MARINA | 5725 FLAT CREEK RD | GAINESVILLE | Hall | 690141 | 4 | Flapper Valve | 1988-08-01 | FALSE | 1988-08-01 | FALSE | Currently in Use | Regular | 8000 | Fiberglass | 1988-08-01 | Double-Walled Fiberglass | Pressurized
NITAS BAIT & TACKLE | 193 A CLARKS BRIDGE RD | GAINESVILLE | Hall | 690142 | 1 |  | 1998-07-27 | TRUE | 1998-07-27 | TRUE | Temporarily out of use | Gas (Historical Use) | 4500 | Steel-Impressed Current | 1984-02-01 | Steel (Impressed Current) | Suction (American)
NITAS BAIT & TACKLE | 193 A CLARKS BRIDGE RD | GAINESVILLE | Hall | 690142 | 2 |  | 1998-07-27 | TRUE | 1998-07-27 | TRUE | Temporarily out of use | Gas (Historical Use) | 4500 | Steel-Impressed Current | 1984-02-01 | Steel (Impressed Current) | Suction (American)
NITAS BAIT & TACKLE | 193 A CLARKS BRIDGE RD | GAINESVILLE | Hall | 690142 | 3 |  | 1998-07-27 | TRUE | 1998-07-27 | TRUE | Temporarily out of use | Gas (Historical Use) | 4500 | Steel-Impressed Current | 1984-02-01 | Steel (Impressed Current) | Suction (American)
CARL'S COUNTRY CORNER/Former Danny's Amoco | 4557 PRICE RD | GAINESVILLE | Hall | 690145 | 1 | [5 empty] | Permanently Out of Use - historical purposes | Gas (Historical Use) | 1000 | Bare Steel | 1966-05-04 | Galvanized Steel
CARL'S COUNTRY CORNER/Former Danny's Amoco | 4557 PRICE RD | GAINESVILLE | Hall | 690145 | 2 | [5 empty] | Permanently Out of Use - historical purposes | Gas (Historical Use) | 1000 | Bare Steel | 1966-05-04 | Galvanized Steel
CARL'S COUNTRY CORNER/Former Danny's Amoco | 4557 PRICE RD | GAINESVILLE | Hall | 690145 | 3 | [5 empty] | Removed from Ground | Gas (Historical Use) | 3000 | Cathodically Protected Steel | 1990-01-01 | Fiberglass Reinforced Plastic | Suction (American)
CARL'S COUNTRY CORNER/Former Danny's Amoco | 4557 PRICE RD | GAINESVILLE | Hall | 690145 | 4 | [5 empty] | Removed from Ground | Gas (Historical Use) | 3000 | Cathodically Protected Steel | 1990-01-01 | Fiberglass Reinforced Plastic | Suction (American)
CARL'S COUNTRY CORNER/Former Danny's Amoco | 4557 PRICE RD | GAINESVILLE | Hall | 690145 | 5 | [5 empty] | Removed from Ground | Gas (Historical Use) | 2000 | Cathodically Protected Steel | 1990-01-01 | Fiberglass Reinforced Plastic | Suction (American)
GAINESVILLE PARKS & REC DEPT | 830 GREEN ST | GAINESVILLE | Hall | 690146 | 1 | [5 empty] | Removed from Ground | Gas (Historical Use) | 1 | Marked Unknown | 1986-05-01 | Unknown
SEARS ROEBUCK UNIT 2015 | 601 S. ENOTA DR | GAINESVILLE | Hall | 690148 | 1 | [5 empty] | Removed from Ground | Gas (Historical Use) | 5000 | Bare Steel | 1965-05-06 | Bare Steel | Suction (American)
SEARS ROEBUCK UNIT 2015 | 601 S. ENOTA DR | GAINESVILLE | Hall | 690148 | 2 | [5 empty] | Removed from Ground | Gas (Historical Use) | 5000 | Bare Steel | 1965-05-06 | Galvanized Steel | Suction (American)
SEARS ROEBUCK UNIT 2015 | 601 S. ENOTA DR | GAINESVILLE | Hall | 690148 | 3 | [5 empty] | Removed from Ground | Gas (Historical Use) | 5000 | Bare Steel | 1965-05-06 | Galvanized Steel | Suction (American)
SEARS ROEBUCK UNIT 2015 | 601 S. ENOTA DR | GAINESVILLE | Hall | 690148 | 4 | [5 empty] | Removed from Ground | Gas (Historical Use) | 5000 | Bare Steel | 1965-05-06 | Galvanized Steel | Suction (American)
SEARS ROEBUCK UNIT 2015 | 601 S. ENOTA DR | GAINESVILLE | Hall | 690148 | 5 |  |  | TRUE |  | TRUE | Removed from Ground | Used Oil | 500 | Bare Steel | 1965-05-06 | Galvanized Steel | Suction (American)
UPS HALL (UST) | 2254 CENTENNIAL DR | GAINESVILLE | Hall | 690213 | 1 | Flapper Valve | 1992-07-01 | FALSE | 1992-07-01 | FALSE | Currently in Use | Diesel | 9816 | Fiberglass | 1986-01-15 | Double-Walled Fiberglass | Pressurized
UPS HALL (UST) | 2254 CENTENNIAL DR | GAINESVILLE | Hall | 690213 | 2 |  |  | TRUE |  | TRUE | Removed from Ground | Used Oil | 550 | Fiberglass | 1986-01-01 | Galvanized Steel
UNITED PARCEL SERVICE/ROLLINS TR | 100 INDUSTRIAL WAY/MEMORIAL PARK | GAINESVILLE | Hall | 690214 | 1 | [5 empty] | Removed from Ground | Gas (Historical Use) | 10000 | Bare Steel | 1970-05-09 | Unknown
UNITED PARCEL SERVICE/ROLLINS TR | 100 INDUSTRIAL WAY/MEMORIAL PARK | GAINESVILLE | Hall | 690214 | 2 |  |  | TRUE |  | TRUE | Removed from Ground | Used Oil | 500 | Bare Steel | 1970-05-09 | Unknown
OLYMPIC OIL CO INC | 476 MORENO ST | GAINESVILLE | Hall | 690215 | 1 | [5 empty] | Removed from Ground | Gas (Historical Use) | 1000 | Bare Steel | 1983-05-09 | Galvanized Steel
OLYMPIC OIL CO INC | 476 MORENO ST | GAINESVILLE | Hall | 690215 | 2 | [5 empty] | Removed from Ground | Gas (Historical Use) | 550 | Bare Steel | 1983-05-09 | Galvanized Steel
LANIER ONE STOP | 5825 LANIER ISLAND PKWY | BUFORD | Hall | 690217 | 1 | Flapper Valve | 1998-12-01 | FALSE | 1998-12-01 | FALSE | Currently in Use | Regular | 8000 | Steel-Impressed Current | 1982-05-09 | Fiberglass Reinforced Plastic | Pressurized
LANIER ONE STOP | 5825 LANIER ISLAND PKWY | BUFORD | Hall | 690217 | 2 | Flapper Valve | 1998-12-01 | FALSE | 1998-12-01 | FALSE | Currently in Use | Premium | 6000 | Steel-Impressed Current | 1982-05-09 | Fiberglass Reinforced Plastic | Pressurized
LANIER ONE STOP | 5825 LANIER ISLAND PKWY | BUFORD | Hall | 690217 | 3 | Flapper Valve | 1998-12-01 | FALSE | 1998-12-01 | FALSE | Currently in Use | Diesel | 5000 | Steel-Impressed Current | 1982-05-09 | Fiberglass Reinforced Plastic | Pressurized
L.E. MORRIS & SON HARDWARE | 5953 MAIN STREET | LULA | Hall | 690220 | 1 | [5 empty] | Closed in Ground | Gas (Historical Use) | 1100 | Bare Steel | 1974-05-11 | Cathodically Protected
L.E. MORRIS & SON HARDWARE | 5953 MAIN STREET | LULA | Hall | 690220 | 2 | [5 empty] | Closed in Ground | Gas (Historical Use) | 1100 | Bare Steel | 1974-05-11 | Unknown
L.E. MORRIS & SON HARDWARE | 5953 MAIN STREET | LULA | Hall | 690220 | 3 | [5 empty] | Closed in Ground | Gas (Historical Use) | 1100 | Bare Steel | 1974-05-11 | Unknown
L.E. MORRIS & SON HARDWARE | 5953 MAIN STREET | LULA | Hall | 690220 | 4 | Flapper Valve | 1998-10-01 |  | 1998-10-01 |  | Closed in Ground | Gas (Historical Use) | 6000 | Steel-Impressed Current | 1985-01-01 | Cathodically Protected | Pressurized
L.E. MORRIS & SON HARDWARE | 5953 MAIN STREET | LULA | Hall | 690220 | 5 | Flapper Valve | 1998-10-01 |  | 1998-10-01 |  | Closed in Ground | Gas (Historical Use) | 6000 | Steel-Impressed Current | 1985-01-01 | Cathodically Protected | Pressurized
L.E. MORRIS & SON HARDWARE | 5953 MAIN STREET | LULA | Hall | 690220 | 6 | Flapper Valve | 1998-10-01 |  | 1998-10-01 |  | Closed in Ground | Diesel | 2000 | Cathodically Protected Steel | 1985-01-01 | Cathodically Protected | Suction (American)
EJ HAYNES SVC STATION | RT 4 SARDIS RD | GAINESVILLE | Hall | 690221 | 1 | [5 empty] | Removed from Ground | Gas (Historical Use) | 1000 | Bare Steel | 1968-05-12 | Unknown
EJ HAYNES SVC STATION | RT 4 SARDIS RD | GAINESVILLE | Hall | 690221 | 2 | [5 empty] | Removed from Ground | Gas (Historical Use) | 560 | Bare Steel | 1968-05-12 | Galvanized Steel
EJ HAYNES SVC STATION | RT 4 SARDIS RD | GAINESVILLE | Hall | 690221 | 3 | [5 empty] | Removed from Ground | Gas (Historical Use) | 560 | Bare Steel | 1968-05-12 | Unknown
EJ HAYNES SVC STATION | RT 4 SARDIS RD | GAINESVILLE | Hall | 690221 | 4 | [5 empty] | Removed from Ground | Kerosene | 560 | Bare Steel | 1968-05-12 | Unknown
PETROFAST FOOD STORE #6 | 2415 A OLD CORNELIA HWY | GAINESVILLE | Hall | 690223 | 1 |  |  | FALSE |  | FALSE | Closed in Ground | Gas (Historical Use) | 1100 | Bare Steel | 1971-05-12
PETROFAST FOOD STORE #6 | 2415 A OLD CORNELIA HWY | GAINESVILLE | Hall | 690223 | 2 |  |  | FALSE |  | FALSE | Closed in Ground | Gas (Historical Use) | 1100 |  | 1971-05-12 | Unknown
PETROFAST FOOD STORE #6 | 2415 A OLD CORNELIA HWY | GAINESVILLE | Hall | 690223 | 3 |  |  | FALSE |  | FALSE | Closed in Ground | Gas (Historical Use) | 1100 | Bare Steel | 1971-05-12 | Unknown
PETROFAST FOOD STORE #6 | 2415 A OLD CORNELIA HWY | GAINESVILLE | Hall | 690223 | 4 | Ball Float | 1989-02-01 | FALSE | 1989-02-01 | FALSE | Currently in Use | Gas (Historical Use) | 6000 | Fiberglass | 1989-02-01 | Fiberglass Reinforced Plastic | Pressurized
PETROFAST FOOD STORE #6 | 2415 A OLD CORNELIA HWY | GAINESVILLE | Hall | 690223 | 5 | Ball Float | 1989-02-01 | FALSE | 1989-02-01 | FALSE | Currently in Use | Gas (Historical Use) | 6000 | Fiberglass | 1989-02-01 | Fiberglass Reinforced Plastic | Pressurized
PETROFAST FOOD STORE #6 | 2415 A OLD CORNELIA HWY | GAINESVILLE | Hall | 690223 | 6 | Ball Float | 1989-02-01 | FALSE | 1989-02-01 | FALSE | Currently in Use | Gas (Historical Use) | 6000 | Fiberglass | 1989-02-01 | Fiberglass Reinforced Plastic | Pressurized
PETROFAST FOOD STORE #6 | 2415 A OLD CORNELIA HWY | GAINESVILLE | Hall | 690223 | 7 | Flapper Valve | 1989-02-01 | FALSE | 1989-02-01 | FALSE | Currently in Use | Diesel | 2000 | Fiberglass | 1989-02-01 | Fiberglass Reinforced Plastic | Safe Suction (Euro)
PETROFAST FOOD STORE #6 | 2415 A OLD CORNELIA HWY | GAINESVILLE | Hall | 690223 | 8 | Flapper Valve | 1989-02-01 | FALSE | 1989-02-01 | FALSE | Currently in Use | Diesel | 2000 | Fiberglass | 1989-02-01 | Fiberglass Reinforced Plastic | Safe Suction (Euro)
RAK MOTORS | HWY 129 & GA HWY 284 | GAINESVILLE | Hall | 690224 | 1 | [5 empty] | Removed from Ground | Gas (Historical Use) | 3000 | Bare Steel | 1979-05-10 | Unknown
RAK MOTORS | HWY 129 & GA HWY 284 | GAINESVILLE | Hall | 690224 | 2 | [5 empty] | Removed from Ground | Gas (Historical Use) | 550 | Bare Steel | 1979-05-10 | Unknown
RAK MOTORS | HWY 129 & GA HWY 284 | GAINESVILLE | Hall | 690224 | 3 | [5 empty] | Removed from Ground | Gas (Historical Use) | 1100 | Bare Steel | 1971-05-12 | Unknown
RAK MOTORS | HWY 129 & GA HWY 284 | GAINESVILLE | Hall | 690224 | 4 | [5 empty] | Removed from Ground | Gas (Historical Use) | 1100 | Bare Steel | 1971-05-12 | Unknown
RAK MOTORS | HWY 129 & GA HWY 284 | GAINESVILLE | Hall | 690224 | 5 | [5 empty] | Removed from Ground | Gas (Historical Use) | 1100 | Bare Steel | 1971-05-12 | Unknown
CHAPMAN MOTORS CO | 2320 BROWNS BRIDGE RD | GAINESVILLE | Hall | 690225 | 1 | [5 empty] | Closed in Ground | Gas (Historical Use) | 550 | Marked Unknown | 1981-01-15 | Unknown
CHAPMAN MOTORS CO | 2320 BROWNS BRIDGE RD | GAINESVILLE | Hall | 690225 | 2 | [5 empty] | Closed in Ground | Gas (Historical Use) | 550 | Marked Unknown | 1981-01-15 | Unknown
CHAPMAN MOTORS CO | 2320 BROWNS BRIDGE RD | GAINESVILLE | Hall | 690225 | 3 | [5 empty] | Closed in Ground | Gas (Historical Use) | 2200 | Marked Unknown | 1981-01-15 | Unknown
CHAPMAN MOTORS CO | 2320 BROWNS BRIDGE RD | GAINESVILLE | Hall | 690225 | 4 | [5 empty] | Closed in Ground | Gas (Historical Use) | 2200 | Marked Unknown | 1981-01-15 | Unknown
CHAPMAN MOTORS CO | 2320 BROWNS BRIDGE RD | GAINESVILLE | Hall | 690225 | 5 | [5 empty] | Closed in Ground | Gas (Historical Use) | 2200 | Marked Unknown | 1981-01-15 | Unknown
ABERCROMBIE & HAYES SV STATION | HWY 129 & GA HWY 52 | GAINESVILLE | Hall | 690226 | 1 | [5 empty] | Removed from Ground | Gas (Historical Use) | 1100 | Bare Steel | 1971-05-12 | Unknown
ABERCROMBIE & HAYES SV STATION | HWY 129 & GA HWY 52 | GAINESVILLE | Hall | 690226 | 2 | [5 empty] | Removed from Ground | Gas (Historical Use) | 1100 | Bare Steel | 1966-05-13 | Unknown
ABERCROMBIE & HAYES SV STATION | HWY 129 & GA HWY 52 | GAINESVILLE | Hall | 690226 | 3 | [5 empty] | Removed from Ground | Gas (Historical Use) | 1100 | Bare Steel | 1962-05-14 | Unknown
ABERCROMBIE & HAYES SV STATION | HWY 129 & GA HWY 52 | GAINESVILLE | Hall | 690226 | 4 | [5 empty] | Removed from Ground | Gas (Historical Use) | 550 | Bare Steel | 1962-05-14 | Unknown
GILSTRAP'S GROCERY | CLEVELAND HWY. | GAINESVILLE | Hall | 690228 | 1 | [5 empty] | Removed from Ground | Gas (Historical Use) | 1000 | Bare Steel | 1976-05-09 | Galvanized Steel
GILSTRAP'S GROCERY | CLEVELAND HWY. | GAINESVILLE | Hall | 690228 | 2 | [5 empty] | Removed from Ground | Gas (Historical Use) | 1000 | Bare Steel | 1976-05-09 | Galvanized Steel
GILSTRAP'S GROCERY | CLEVELAND HWY. | GAINESVILLE | Hall | 690228 | 3 | [5 empty] | Removed from Ground | Gas (Historical Use) | 1000 | Bare Steel | 1976-05-09 | Galvanized Steel
JACK & MARSHAS PLACE | WHITE SULPHUR SPRINGS RD | GAINESVILLE | Hall | 690229 | 1 | [5 empty] | Removed from Ground | Gas (Historical Use) | 560 | Bare Steel | 1986-05-07 | Galvanized Steel
JACK & MARSHAS PLACE | WHITE SULPHUR SPRINGS RD | GAINESVILLE | Hall | 690229 | 2 | [5 empty] | Removed from Ground | Gas (Historical Use) | 560 | Bare Steel | 1986-05-07 | Galvanized Steel
JACK & MARSHAS PLACE | WHITE SULPHUR SPRINGS RD | GAINESVILLE | Hall | 690229 | 3 | [5 empty] | Removed from Ground | Kerosene | 560 | Bare Steel | 1986-05-07 | Galvanized Steel
SHM AQUALAND LLC | 6800 LIGHTS FERRY RD | FLOWERY BRANCH | Hall | 690230 | 1 |  | 1998-11-18 |  | 1998-11-18 |  | Removed from Ground | Gas (Historical Use) | 10000 | Steel-Impressed Current | 1980-05-08 | Cathodically Protected | Pressurized
SHM AQUALAND LLC | 6800 LIGHTS FERRY RD | FLOWERY BRANCH | Hall | 690230 | 2 |  | 1998-11-18 |  | 1998-11-18 |  | Removed from Ground | Gas (Historical Use) | 5000 | Steel-Impressed Current | 1993-01-01 | Cathodically Protected | Pressurized
SHM AQUALAND LLC | 6800 LIGHTS FERRY RD | FLOWERY BRANCH | Hall | 690230 | 3 | [5 empty] | Removed from Ground | Gas (Historical Use) | 560 | Bare Steel | 1967-05-12 | Galvanized Steel
SHM AQUALAND LLC | 6800 LIGHTS FERRY RD | FLOWERY BRANCH | Hall | 690230 | 4 | [5 empty] | Removed from Ground | Gas (Historical Use) | 1000 | Bare Steel | 1967-05-12 | Galvanized Steel
SHM AQUALAND LLC | 6800 LIGHTS FERRY RD | FLOWERY BRANCH | Hall | 690230 | 5 | [5 empty] | Removed from Ground | Gas (Historical Use) | 1000 | Bare Steel | 1967-05-13 | Galvanized Steel
SHM AQUALAND LLC | 6800 LIGHTS FERRY RD | FLOWERY BRANCH | Hall | 690230 | 6 | Ball Float | 2007-03-14 | FALSE | 2007-03-14 | FALSE | Currently in Use | Regular | 25000 | Epoxy Double-Walled | 2007-03-14 | Double-Walled Flex | Pressurized
MINIT SAVE #7 | 5422 MCEVER RD | OAKWOOD | Hall | 690231 | 1 |  | 1998-12-30 |  | 1998-12-30 |  | Removed from Ground | Gas (Historical Use) | 8000 | Galvanic (STIP-3) | 1986-05-07 | Cathodically Protected | Pressurized
MINIT SAVE #7 | 5422 MCEVER RD | OAKWOOD | Hall | 690231 | 2 |  | 1998-12-30 |  | 1998-12-30 |  | Removed from Ground | Gas (Historical Use) | 8000 | Galvanic (STIP-3) | 1986-05-07 | Cathodically Protected | Pressurized
MINIT SAVE #7 | 5422 MCEVER RD | OAKWOOD | Hall | 690231 | 3 |  | 1998-12-30 |  | 1998-12-30 |  | Removed from Ground | Gas (Historical Use) | 6000 | Steel-Impressed Current | 1986-05-07 | Cathodically Protected | Pressurized
MINIT SAVE #7 | 5422 MCEVER RD | OAKWOOD | Hall | 690231 | 4 |  | 1998-12-30 |  | 1998-12-30 |  | Removed from Ground | Kerosene | 4000 | Steel-Impressed Current | 1987-01-01 | Cathodically Protected | Suction (American)
MINIT SAVE #7 | 5422 MCEVER RD | OAKWOOD | Hall | 690231 | 5 |  | 1998-12-30 |  | 1998-12-30 |  | Removed from Ground | Diesel | 4000 | Steel-Impressed Current | 1987-01-01 | Cathodically Protected | Suction (American)
MEEKS GROCERY | 315 ATLANTA HWY | GAINESVILLE | Hall | 690233 | 1 | [5 empty] | Removed from Ground | Gas (Historical Use) | 1000 | Bare Steel | 1971-05-11 | Galvanized Steel | Suction (American)
MEEKS GROCERY | 315 ATLANTA HWY | GAINESVILLE | Hall | 690233 | 2 | [5 empty] | Removed from Ground | Gas (Historical Use) | 1000 | Bare Steel | 1971-05-11 | Galvanized Steel | Suction (American)
MEEKS GROCERY | 315 ATLANTA HWY | GAINESVILLE | Hall | 690233 | 3 | [5 empty] | Removed from Ground | Gas (Historical Use) | 1000 | Bare Steel | 1971-05-11 | Galvanized Steel | Suction (American)
MEEKS GROCERY | 315 ATLANTA HWY | GAINESVILLE | Hall | 690233 | 4 | [5 empty] | Removed from Ground | Kerosene | 560 | Bare Steel | 1971-05-11 | Galvanized Steel | Suction (American)
GOSS SHELL | BROAD ST | GAINESVILLE | Hall | 690234 | 1 | [5 empty] | Removed from Ground | Gas (Historical Use) | 1000 | Bare Steel | 1971-05-11 | Galvanized Steel
GOSS SHELL | BROAD ST | GAINESVILLE | Hall | 690234 | 2 | [5 empty] | Removed from Ground | Gas (Historical Use) | 1000 | Bare Steel | 1971-05-11 | Galvanized Steel
GOSS SHELL | BROAD ST | GAINESVILLE | Hall | 690234 | 3 | [5 empty] | Removed from Ground | Gas (Historical Use) | 1000 | Bare Steel | 1971-05-11 | Galvanized Steel
COTTON'S GROCERY | 5844 HWY 52 | GILLSVILLE | Hall | 690235 | 1 | [5 empty] | Removed from Ground | Gas (Historical Use) | 1000 | Bare Steel | 1976-05-09 | Galvanized Steel
COTTON'S GROCERY | 5844 HWY 52 | GILLSVILLE | Hall | 690235 | 2 | [5 empty] | Removed from Ground | Gas (Historical Use) | 560 | Bare Steel | 1976-05-09 | Galvanized Steel
COTTON'S GROCERY | 5844 HWY 52 | GILLSVILLE | Hall | 690235 | 3 | [5 empty] | Removed from Ground | Gas (Historical Use) | 560 | Bare Steel | 1976-05-09 | Galvanized Steel
FERGUSONS | 2121 ATHENS HWY | GAINESVILLE | Hall | 690237 | 1 | [5 empty] | Removed from Ground | Gas (Historical Use) | 6000 | Bare Steel | 1981-05-08 | Galvanized Steel | Suction (American)
FERGUSONS | 2121 ATHENS HWY | GAINESVILLE | Hall | 690237 | 2 | [5 empty] | Removed from Ground | Gas (Historical Use) | 4000 | Bare Steel | 1981-05-08 | Galvanized Steel | Suction (American)
FERGUSONS | 2121 ATHENS HWY | GAINESVILLE | Hall | 690237 | 3 | [5 empty] | Removed from Ground | Gas (Historical Use) | 6000 | Bare Steel | 1981-05-08 | Galvanized Steel | Suction (American)
FERGUSONS | 2121 ATHENS HWY | GAINESVILLE | Hall | 690237 | 4 | [5 empty] | Removed from Ground | Kerosene | 500 | Marked Unknown | 1981-05-08 | Unknown | Suction (American)
SMITH BELL PETROLEUM/PACIFIC PRI | 354 JESSE JEWELL PKWY | GAINESVILLE | Hall | 690238 | 1 |  | 1998-11-17 |  | 1998-11-17 |  | Removed from Ground | Gas (Historical Use) | 8200 | Steel-Impressed Current | 1980-05-08 | Fiberglass Reinforced Plastic | Pressurized
SMITH BELL PETROLEUM/PACIFIC PRI | 354 JESSE JEWELL PKWY | GAINESVILLE | Hall | 690238 | 2 |  | 1998-11-17 |  | 1998-11-17 |  | Removed from Ground | Gas (Historical Use) | 6000 | Steel-Impressed Current | 1980-05-08 | Fiberglass Reinforced Plastic | Pressurized
SMITH BELL PETROLEUM/PACIFIC PRI | 354 JESSE JEWELL PKWY | GAINESVILLE | Hall | 690238 | 3 |  | 1998-11-17 |  | 1998-11-17 |  | Removed from Ground | Gas (Historical Use) | 6000 | Steel-Impressed Current | 1980-05-08 | Fiberglass Reinforced Plastic | Pressurized
SMITH-BELL PETROLEUM | 1819 ATLANTA HWY | GAINESVILLE | Hall | 690239 | 1 | [5 empty] | Removed from Ground | Diesel | 20000 | Bare Steel | 1966-05-12 | Galvanized Steel
SMITH-BELL PETROLEUM | 1819 ATLANTA HWY | GAINESVILLE | Hall | 690239 | 2 | [5 empty] | Removed from Ground | Diesel | 22700 | Bare Steel | 1966-05-12 | Galvanized Steel
SMITH-BELL PETROLEUM | 1819 ATLANTA HWY | GAINESVILLE | Hall | 690239 | 3 | [5 empty] | Removed from Ground | Gas (Historical Use) | 2000 | Bare Steel | 1966-05-12 | Galvanized Steel
SMITH-BELL PETROLEUM | 1819 ATLANTA HWY | GAINESVILLE | Hall | 690239 | 4 | [5 empty] | Removed from Ground | Kerosene | 560 | Bare Steel | 1966-05-12 | Galvanized Steel
AT&T COMMUNICATION | 2205 MICROWAVE TOWER RD | GAINESVILLE | Hall | 690241 | 1 | [5 empty] | Removed from Ground | Diesel | 6000 | Bare Steel | 1965-01-01 | Copper | Suction (American)
AT&T COMMUNICATION | 2205 MICROWAVE TOWER RD | GAINESVILLE | Hall | 690241 | 2 | Flapper Valve | 1992-09-01 | FALSE | 1992-09-01 | FALSE | Currently in Use | Diesel | 1000 | Galvanic (STIP-3) | 1992-09-01 | Copper/Secondry Containment | Suction (American)
BST | OLD OAKWOOD RD | GAINESVILLE | Hall | 690242 | 1 | [5 empty] | Removed from Ground | Gas (Historical Use) | 3000 | Bare Steel | 1981-01-02 | Unknown | Pressurized
BST/GAINESVILLE CO-R3120 | 500 BROAD ST | GAINESVILLE | Hall | 690243 | 1 | [5 empty] | Removed from Ground | Diesel | 15000 | Bare Steel | 1972-01-05 | Copper | Suction (American)
BELLSOUTH TELECOMMUNICATIONS INC | 5248 GREEN CIRCLE | CLERMONT | Hall | 690244 | 1 | [5 empty] | Removed from Ground | Other | 1000 | Bare Steel | 1975-01-04 | Copper | Suction (American)
GA DOT 10138/HALL CO MTC HQ | .1 MI S CR 882 ON CR 876 | GAINESVILLE | Hall | 690245 | 138D1 | [5 empty] | Removed from Ground | Diesel | 2000 | Cathodically Protected Steel | 1986-01-01 | Galvanized Steel | Suction (American)
GA DOT 10138/HALL CO MTC HQ | .1 MI S CR 882 ON CR 876 | GAINESVILLE | Hall | 690245 | 138G1 | [5 empty] | Removed from Ground | Gas (Historical Use) | 2000 | Cathodically Protected Steel | 1986-01-01 | Galvanized Steel | Suction (American)
PETROFAST #7 | 4431 CORNELIA HWY | LULA | Hall | 690246 | 1 | Flapper Valve | 1994-02-11 | FALSE | 1994-02-11 | FALSE | Currently in Use | Diesel | 8000 | Galvanic (STIP-3) | 1986-05-01 | Fiberglass Reinforced Plastic | Pressurized
PETROFAST #7 | 4431 CORNELIA HWY | LULA | Hall | 690246 | 2 | Flapper Valve | 1994-02-11 | FALSE | 1994-02-11 | FALSE | Currently in Use | Gas (Historical Use) | 8000 | Galvanic (STIP-3) | 1986-05-01 | Fiberglass Reinforced Plastic | Pressurized
PETROFAST #7 | 4431 CORNELIA HWY | LULA | Hall | 690246 | 3 | Flapper Valve | 1994-02-11 | FALSE | 1994-02-11 | FALSE | Currently in Use | Gas (Historical Use) | 8000 | Galvanic (STIP-3) | 1986-05-01 | Fiberglass Reinforced Plastic | Pressurized
PETROFAST #7 | 4431 CORNELIA HWY | LULA | Hall | 690246 | 4 |  | 1994-02-11 |  | 1994-02-11 |  | Removed from Ground | Diesel | 2000 | Cathodically Protected Steel | 1986-05-01 | Fiberglass Reinforced Plastic | Pressurized
PETROFAST FOOD STORE #2 | 4250 PRICE RD | GAINESVILLE | Hall | 690247 | 1 | Flapper Valve | 1994-02-01 | FALSE | 1994-02-01 | FALSE | Currently in Use | Gas (Historical Use) | 6000 | Steel-Impressed Current | 1977-05-10 | Fiberglass Reinforced Plastic | Pressurized
PETROFAST FOOD STORE #2 | 4250 PRICE RD | GAINESVILLE | Hall | 690247 | 2 | Flapper Valve | 1994-02-01 | FALSE | 1994-02-01 | FALSE | Currently in Use | Gas (Historical Use) | 3000 | Steel-Impressed Current | 1977-05-10 | Fiberglass Reinforced Plastic | Pressurized
PETROFAST FOOD STORE #2 | 4250 PRICE RD | GAINESVILLE | Hall | 690247 | 3 | Flapper Valve | 1994-02-01 | FALSE | 1994-02-01 | FALSE | Currently in Use | Gas (Historical Use) | 3000 | Steel-Impressed Current | 1977-05-10 | Fiberglass Reinforced Plastic | Pressurized
PARKHILL BP | 1724 PARKHILL DR | GAINESVILLE | Hall | 690248 | 1 | Flapper Valve | 1995-01-01 | FALSE | 1995-01-01 | FALSE | Currently in Use | Regular | 10000 | Steel-Impressed Current | 1976-05-10 | Fiberglass Reinforced Plastic | Pressurized
PARKHILL BP | 1724 PARKHILL DR | GAINESVILLE | Hall | 690248 | 2 | Flapper Valve | 1995-01-01 | FALSE | 1995-01-01 | FALSE | Currently in Use | Plus | 3000 | Steel-Impressed Current | 1976-05-10 | Fiberglass Reinforced Plastic | Pressurized
PARKHILL BP | 1724 PARKHILL DR | GAINESVILLE | Hall | 690248 | 3 | Flapper Valve | 1995-01-01 | FALSE | 1995-01-01 | FALSE | Currently in Use | Premium | 3000 | Steel-Impressed Current | 1976-05-10 | Fiberglass Reinforced Plastic | Pressurized
HALL CO PUBLIC WORKS CAMP | 1694 BARBER RD | GAINESVILLE | Hall | 690249 | 1 | [5 empty] | Removed from Ground | Gas (Historical Use) | 10000 | Bare Steel | 1962-05-25 | Galvanized Steel | Suction (American)
HALL CO PUBLIC WORKS CAMP | 1694 BARBER RD | GAINESVILLE | Hall | 690249 | 2 | [5 empty] | Removed from Ground | Gas (Historical Use) | 8000 | Bare Steel | 1962-05-25 | Galvanized Steel | Suction (American)
HALL CO PUBLIC WORKS CAMP | 1694 BARBER RD | GAINESVILLE | Hall | 690249 | 3 | [5 empty] | Removed from Ground | Diesel | 15000 | Bare Steel | 1962-05-25 | Galvanized Steel | Suction (American)
HALL CO PUBLIC WORKS CAMP | 1694 BARBER RD | GAINESVILLE | Hall | 690249 | 618496 |  | 1992-12-30 |  | 1992-12-30 |  | Removed from Ground | Diesel | 8000 | Fiberglass | 1992-12-30 | Fiberglass Reinforced Plastic | Pressurized
HALL CO PUBLIC WORKS CAMP | 1694 BARBER RD | GAINESVILLE | Hall | 690249 | 618503 |  | 1992-12-30 |  | 1996-12-30 |  | Removed from Ground | Gas (Historical Use) | 10000 | Fiberglass | 1992-12-30 | Fiberglass Reinforced Plastic | Pressurized
HALL CO PUBLIC WORKS CAMP | 1694 BARBER RD | GAINESVILLE | Hall | 690249 | 623152 |  | 1992-12-30 |  | 1992-12-30 |  | Removed from Ground | Gas (Historical Use) | 15000 | Fiberglass | 1992-12-30 | Fiberglass Reinforced Plastic | Pressurized
GAINESVILLE MAINT SHOP | 263 ALTA VISTA RD SW | GAINESVILLE | Hall | 690250 | 1 | [5 empty] | Removed from Ground | Gas (Historical Use) | 10673 | Cathodically Protected Steel | 1956-05-23 | Galvanized Steel
GAINESVILLE MAINT SHOP | 263 ALTA VISTA RD SW | GAINESVILLE | Hall | 690250 | 2 | Flapper Valve | 1996-11-01 | FALSE | 1996-11-01 | FALSE | Currently in Use | Regular | 10134 | Galvanic (STIP-3) | 1976-05-18 | Steel (Impressed Current) | Safe Suction (Euro)
GAINESVILLE MAINT SHOP | 263 ALTA VISTA RD SW | GAINESVILLE | Hall | 690250 | 3 | Flapper Valve | 1996-11-01 | FALSE | 1996-11-01 | FALSE | Currently in Use | Premium | 10000 | Galvanic (STIP-3) | 1981-05-17 | Steel (Impressed Current) | Safe Suction (Euro)
GAINESVILLE MAINT SHOP | 263 ALTA VISTA RD SW | GAINESVILLE | Hall | 690250 | 4 | Flapper Valve | 1996-11-01 | FALSE | 1996-11-01 | FALSE | Currently in Use | Diesel | 10000 | Galvanic (STIP-3) | 1985-05-16 | Steel (Impressed Current) | Safe Suction (Euro)
GAINESVILLE MAINT SHOP | 263 ALTA VISTA RD SW | GAINESVILLE | Hall | 690250 | 5 |  |  | TRUE |  | TRUE | Removed from Ground | Used Oil | 1000 | Bare Steel | 1956-05-23 | Galvanized Steel
GAINESVILLE MAINT SHOP | 263 ALTA VISTA RD SW | GAINESVILLE | Hall | 690250 | 6 |  |  | TRUE |  | TRUE | Removed from Ground | Used Oil | 1000 | Bare Steel | 1956-05-23 | Galvanized Steel
GAINESVILLE MAINT SHOP | 263 ALTA VISTA RD SW | GAINESVILLE | Hall | 690250 | 7 |  |  | TRUE |  | TRUE | Removed from Ground | Used Oil | 1000 | Bare Steel | 1966-05-21 | Galvanized Steel
HYDRO CONDUIT CORP | 1060 DAVIS ST SW | GAINESVILLE | Hall | 690251 | 1 | [5 empty] | Removed from Ground | Diesel | 5000 | Bare Steel | 1961-05-26 | Not Marked
HYDRO CONDUIT CORP | 1060 DAVIS ST SW | GAINESVILLE | Hall | 690251 | 2 | [5 empty] | Removed from Ground | Gas (Historical Use) | 5000 | Bare Steel | 1961-05-26 | Not Marked
HYDRO CONDUIT CORP | 1060 DAVIS ST SW | GAINESVILLE | Hall | 690251 | 3 | [5 empty] | Removed from Ground | Gas (Historical Use) | 3000 | Bare Steel | 1966-05-25 | Not Marked
ROBERTSON OLDS/CADILLAC INC | 2355 BROWNS BRIDGE RD | GAINESVILLE | Hall | 690253 | A |  |  | TRUE |  | TRUE | Removed from Ground | Empty | 1000 | Bare Steel | 1984-12-01 | Bare Steel | Gravity Fed
ROBERTSON OLDS/CADILLAC INC | 2355 BROWNS BRIDGE RD | GAINESVILLE | Hall | 690253 | B | [5 empty] | Removed from Ground | Empty | 550 | Bare Steel | 1984-12-01 | Bare Steel | Gravity Fed
ROBERTSON OLDS/CADILLAC INC | 2355 BROWNS BRIDGE RD | GAINESVILLE | Hall | 690253 | C | [5 empty] | Removed from Ground | Empty | 550 | Bare Steel | 1984-12-01 | Bare Steel | Gravity Fed
A TO Z GROCERY | 1041 ATHENS HWY | GAINESVILLE | Hall | 690256 | 1 | [5 empty] | Removed from Ground | Gas (Historical Use) | 3000 | Bare Steel | 1972-01-05 | Unknown
A TO Z GROCERY | 1041 ATHENS HWY | GAINESVILLE | Hall | 690256 | 2 | [5 empty] | Removed from Ground | Gas (Historical Use) | 500 | Bare Steel | 1962-01-07 | Unknown
MACKLANBURG DUNCAN CO | 2095 MEMORIAL PARK DR | GAINESVILLE | Hall | 690257 | 1 |  |  | TRUE |  | TRUE | Removed from Ground | Used Oil | 1000 | Concrete | 1970-05-26 | Fiberglass Reinforced Plastic
MACKLANBURG DUNCAN CO | 2095 MEMORIAL PARK DR | GAINESVILLE | Hall | 690257 | 2 | [5 empty] | Removed from Ground | Gas (Historical Use) | 500 | Bare Steel | 1974-05-25 | Fiberglass Reinforced Plastic
MACKLANBURG DUNCAN CO | 2095 MEMORIAL PARK DR | GAINESVILLE | Hall | 690257 | 3 |  |  | TRUE |  | TRUE | Removed from Ground | Used Oil | 2000 | Bare Steel | 1979-05-24 | Fiberglass Reinforced Plastic
MACKLANBURG DUNCAN CO | 2095 MEMORIAL PARK DR | GAINESVILLE | Hall | 690257 | 4 | [5 empty] | Removed from Ground | Gas (Historical Use) | 1000 | Bare Steel | 1979-05-24 | Bare Steel
MACKLANBURG DUNCAN CO | 2095 MEMORIAL PARK DR | GAINESVILLE | Hall | 690257 | 5 | [5 empty] | Permanently Out of Use - historical purposes | Diesel | 4000 | Bare Steel |  | Bare Steel
DON HULSEY TEXACO | 1033 WASHINGTON ST | GAINESVILLE | Hall | 690259 | 1 | [5 empty] | Removed from Ground | Gas (Historical Use) | 4000 | Bare Steel | 1968-05-11 | Galvanized Steel
DON HULSEY TEXACO | 1033 WASHINGTON ST | GAINESVILLE | Hall | 690259 | 2 | [5 empty] | Removed from Ground | Gas (Historical Use) | 4000 | Bare Steel | 1968-05-11 | Galvanized Steel
DON HULSEY TEXACO | 1033 WASHINGTON ST | GAINESVILLE | Hall | 690259 | 3 | [5 empty] | Removed from Ground | Gas (Historical Use) | 4000 | Bare Steel | 1968-05-11 | Galvanized Steel
DON HULSEY TEXACO | 1033 WASHINGTON ST | GAINESVILLE | Hall | 690259 | 4 | [5 empty] | Removed from Ground | Gas (Historical Use) | 4000 | Bare Steel | 1968-05-11 | Galvanized Steel
DON HULSEY TEXACO | 1033 WASHINGTON ST | GAINESVILLE | Hall | 690259 | 5 |  |  | TRUE |  | TRUE | Removed from Ground | Used Oil | 1000 | Bare Steel | 1968-05-11 | Galvanized Steel
BENNET & SONS | BOX 523 RTE. 12 | GAINESVILLE | Hall | 690263 | 1 | [5 empty] | Closed in Ground | Gas (Historical Use) | 2000 | Bare Steel | 1968-05-11 | Galvanized Steel
BENNET & SONS | BOX 523 RTE. 12 | GAINESVILLE | Hall | 690263 | 2 | [5 empty] | Closed in Ground | Gas (Historical Use) | 2000 | Bare Steel | 1968-05-11 | Galvanized Steel
GAINESVILLE WATER WORKS | 2120 RIVERSIDE DR | GAINESVILLE | Hall | 690264 | 1 | [5 empty] | Removed from Ground | Diesel | 1500 | Bare Steel | 1953-03-22 | Copper
GAINESVILLE WATER WORKS | 2120 RIVERSIDE DR | GAINESVILLE | Hall | 690264 | 2 | Flapper Valve | 1999-04-23 | FALSE | 1999-04-23 | FALSE | Currently in Use | Diesel | 4000 | Fiberglass | 1980-03-15 | Fiberglass Reinforced Plastic | Suction (American)
HALL COUNTY STADIUM | 3534 East Hall Road | GAINESVILLE | Hall | 690266 | 1 | [5 empty] | Permanently Out of Use - historical purposes | Gas (Historical Use) | 6000 | Bare Steel |  | Galvanized Steel | Gravity Fed
HALL COUNTY STADIUM | 3534 East Hall Road | GAINESVILLE | Hall | 690266 | 2 | Flapper Valve | 1996-07-01 | FALSE | 1996-07-01 | FALSE | Temporarily out of use | Empty | 6000 | STIP-3/Impressed Current | 1996-07-15 | Fiberglass Reinforced Plastic | Safe Suction (Euro)
HALL COUNTY STADIUM | 3534 East Hall Road | GAINESVILLE | Hall | 690266 | 3 | Flapper Valve | 1996-07-01 | FALSE | 1996-07-01 | FALSE | Currently in Use | Diesel | 10000 | STIP-3/Impressed Current | 1985-02-10 | Fiberglass Reinforced Plastic | Safe Suction (Euro)
NORTH HALL HIGH SCHOOL | 4885 MT VERNON RD | GAINESVILLE | Hall | 690267 | 1 | Flapper Valve | 1997-01-29 | FALSE | 1997-01-29 | FALSE | Temporarily out of use | Empty | 6000 | Steel-Impressed Current | 1986-02-10 | Fiberglass Reinforced Plastic | Safe Suction (Euro)
NORTH HALL HIGH SCHOOL | 4885 MT VERNON RD | GAINESVILLE | Hall | 690267 | 2 | Flapper Valve | 1997-01-29 | FALSE | 1997-01-29 | FALSE | Temporarily out of use | Empty | 6000 | Steel-Impressed Current | 1986-02-10 | Fiberglass Reinforced Plastic | Safe Suction (Euro)
NORTH HALL HIGH SCHOOL | 4885 MT VERNON RD | GAINESVILLE | Hall | 690267 | 3 | Flapper Valve | 1997-01-29 | FALSE | 1997-01-29 | FALSE | Currently in Use | Diesel | 10000 | STIP-3/Impressed Current | 1986-02-10 | Fiberglass Reinforced Plastic | Safe Suction (Euro)
SOUTH HALL MIDDLE SCHOOL | 3215 POPLAR SPRINGS RD | GAINESVILLE | Hall | 690268 | 1 | [5 empty] | Removed from Ground | Gas (Historical Use) | 6000 | Bare Steel | 1986-02-10 | Galvanized Steel
SOUTH HALL MIDDLE SCHOOL | 3215 POPLAR SPRINGS RD | GAINESVILLE | Hall | 690268 | 2 | [5 empty] | Removed from Ground | Gas (Historical Use) | 6000 | Bare Steel | 1986-02-10 | Galvanized Steel
SOUTH HALL MIDDLE SCHOOL | 3215 POPLAR SPRINGS RD | GAINESVILLE | Hall | 690268 | 3 | [5 empty] | Removed from Ground | Diesel | 10000 | Cathodically Protected Steel | 1985-02-10 | Galvanized Steel
FAIR STREET ELEM. SCHOOL | 695 FAIR ST. | GAINESVILLE | Hall | 690269 | 1 | [5 empty] | Removed from Ground | Diesel | 8000 | Bare Steel | 1956-02-14 | Galvanized Steel
FAIR STREET ELEM. SCHOOL | 695 FAIR ST. | GAINESVILLE | Hall | 690269 | 2 | [5 empty] | Removed from Ground | Empty | 6000 | Bare Steel | 1956-02-14 | Galvanized Steel
GAINESVILLE HIGH SCHOOL | 830 CENTURY PLACE | GAINESVILLE | Hall | 690270 | 1 | [5 empty] | Removed from Ground | Diesel | 8000 | Bare Steel | 1956-02-14 | Galvanized Steel
GAINESVILLE HIGH SCHOOL | 830 CENTURY PLACE | GAINESVILLE | Hall | 690270 | 2 | [5 empty] | Currently in Use | Diesel | 6000 | Bare Steel | 1956-02-14 | Galvanized Steel
GAINESVILLE SCHOOLS BUS SHOP | 816 WOODS MILL RD | GAINESVILLE | Hall | 690271 | 1 | Flapper Valve | 1997-08-01 | FALSE | 1997-08-01 | FALSE | Currently in Use | Regular | 10000 | Steel-Impressed Current | 1978-02-08 | Steel (Impressed Current) | Safe Suction (Euro)
CON AGRA BROIL CO/PROCESSING PLA | 949 INDUSTRIAL BLVD | GAINESVILLE | Hall | 690272 | 1 | [5 empty] | Removed from Ground | Gas (Historical Use) | 10000 | Bare Steel | 1972-01-01 | Galvanized Steel
CON AGRA BROIL CO/PROCESSING PLA | 949 INDUSTRIAL BLVD | GAINESVILLE | Hall | 690272 | 2 | [5 empty] | Removed from Ground | Diesel | 8000 | Bare Steel | 1972-01-01 | Galvanized Steel
CON AGRA BROIL CO/PROCESSING PLA | 949 INDUSTRIAL BLVD | GAINESVILLE | Hall | 690272 | 3 | [5 empty] | Removed from Ground | Other | 8000 | Bare Steel | 1956-02-11 | Galvanized Steel
CON AGRA BROIL CO/PROCESSING PLA | 949 INDUSTRIAL BLVD | GAINESVILLE | Hall | 690272 | 4 | [5 empty] | Removed from Ground | Diesel | 26000 | Bare Steel | 1975-02-06 | Copper | Suction (American)
CON AGRA BROIL CO/PROCESSING PLA | 949 INDUSTRIAL BLVD | GAINESVILLE | Hall | 690272 | 6 | [5 empty] | Removed from Ground | Diesel | 25000 | Bare Steel | 1974-01-01 | Copper | Suction (American)
CON AGRA BROIL CO/PROCESSING PLA | 949 INDUSTRIAL BLVD | GAINESVILLE | Hall | 690272 | 7 | [5 empty] | Removed from Ground | Diesel | 1500 | Not Marked/Unknown |  | Not Marked
CON AGRA BROIL CO/PROCESSING PLA | 949 INDUSTRIAL BLVD | GAINESVILLE | Hall | 690272 | 8 | [5 empty] | Removed from Ground | Empty | 0 | Bare Steel | 1996-11-04 | Unknown | Safe Suction (Euro)
HALL CO SANITARY LANDFILL | 2665 ALLEN CREEK RD | GAINESVILLE | Hall | 690276 | 1 | [5 empty] | Removed from Ground | Gas (Historical Use) | 10000 | Fiberglass | 1985-01-01 | Fiberglass Reinforced Plastic | Suction (American)
HALL CO SANITARY LANDFILL | 2665 ALLEN CREEK RD | GAINESVILLE | Hall | 690276 | 2 | [5 empty] | Removed from Ground | Diesel | 10000 | Fiberglass | 1985-01-01 | Fiberglass Reinforced Plastic
TOBACCO SHOP | 3594 CLARKS BRIDGE RD | GAINESVILLE | Hall | 690277 | 1 | Flapper Valve | 1998-08-24 |  | 1998-08-24 |  | Temporarily out of use | Gas (Historical Use) | 4000 | Steel-Impressed Current | 1968-05-11 | Steel (Impressed Current) | Suction (American)
TOBACCO SHOP | 3594 CLARKS BRIDGE RD | GAINESVILLE | Hall | 690277 | 2 | Flapper Valve | 1998-08-24 |  | 1998-08-24 |  | Temporarily out of use | Gas (Historical Use) | 4000 | Steel-Impressed Current | 1976-05-09 | Steel (Impressed Current) | Safe Suction (Euro)
TOBACCO SHOP | 3594 CLARKS BRIDGE RD | GAINESVILLE | Hall | 690277 | 3 | Flapper Valve | 1998-08-24 |  | 1998-08-24 |  | Temporarily out of use | Gas (Historical Use) | 4000 | Steel-Impressed Current | 1981-05-08 | Steel (Impressed Current) | Suction (American)
TOBACCO SHOP | 3594 CLARKS BRIDGE RD | GAINESVILLE | Hall | 690277 | 4 | Flapper Valve | 1998-08-24 |  | 1998-08-24 |  | Temporarily out of use | Diesel | 2000 | Steel-Impressed Current | 1981-05-08 | Steel (Impressed Current) | Suction (American)
DIXIE STATION #331 | 2160 ATHENS HWY | GAINESVILLE | Hall | 690278 | 1 | [5 empty] | Removed from Ground | Gas (Historical Use) | 4000 | Bare Steel | 1976-05-15 | Galvanized Steel | Safe Suction (Euro)
DIXIE STATION #331 | 2160 ATHENS HWY | GAINESVILLE | Hall | 690278 | 2 | [5 empty] | Removed from Ground | Gas (Historical Use) | 4000 | Bare Steel | 1976-05-15 | Galvanized Steel | Safe Suction (Euro)
DIXIE STATION #331 | 2160 ATHENS HWY | GAINESVILLE | Hall | 690278 | 3 | [5 empty] | Removed from Ground | Gas (Historical Use) | 4000 | Bare Steel | 1976-05-15 | Galvanized Steel | Safe Suction (Euro)
DIXIE STATION #331 | 2160 ATHENS HWY | GAINESVILLE | Hall | 690278 | 4 | [5 empty] | Removed from Ground | Gas (Historical Use) | 4000 | Bare Steel | 1976-05-15 | Galvanized Steel | Safe Suction (Euro)
DIXIE STATION #331 | 2160 ATHENS HWY | GAINESVILLE | Hall | 690278 | 5 | [5 empty] | Removed from Ground | Gas (Historical Use) | 4000 | Bare Steel | 1976-05-15 | Galvanized Steel | Safe Suction (Euro)
US ARMY RESERVE CENTER | 33 SHALLOWFORD RD | GAINESVILLE | Hall | 690280 | 1 | [5 empty] | Removed from Ground | Diesel | 2000 | Bare Steel | 1958-06-04 | Bare Steel | Safe Suction (Euro)
US ARMY RESERVE CENTER | 33 SHALLOWFORD RD | GAINESVILLE | Hall | 690280 | 2 | [5 empty] | Currently in Use | Other | 250 | Bare Steel | 1958-06-04 | Bare Steel | Gravity Fed
THOMAS CONCRETE PLANT #3600 | 4638 ATLANTA HWY | FLOWERY BRANCH | Hall | 690281 | 1 | Flapper Valve | 1997-08-01 | FALSE | 1997-08-01 | FALSE | Currently in Use | Diesel | 10000 | Fiberglass | 1987-01-01 | Fiberglass Reinforced Plastic | Pressurized
THE TIMES | 345 GREEN ST NW | GAINESVILLE | Hall | 690282 | 1 |  |  | FALSE |  | FALSE | Removed from Ground | Diesel | 1000 | Bare Steel | 1983-01-02 | Double-Walled Fiberglass | Safe Suction (Euro)
THE TIMES | 345 GREEN ST NW | GAINESVILLE | Hall | 690282 | 2 | Flapper Valve | 1998-05-20 | FALSE | 1998-05-20 | FALSE | Currently in Use | Diesel | 2000 | Composite | 1998-05-20 | Flex | Safe Suction (Euro)
CLERMONT FOOD MART | 6822 CLEVELAND HWY | CLERMONT | Hall | 690283 | 1 | Flapper Valve | 1998-12-01 | FALSE | 1998-12-01 | FALSE | Currently in Use | Premium | 8000 | Steel-Impressed Current | 1980-01-03 | Fiberglass Reinforced Plastic | Pressurized
CLERMONT FOOD MART | 6822 CLEVELAND HWY | CLERMONT | Hall | 690283 | 2 | Flapper Valve | 1998-12-01 | FALSE | 1998-12-01 | FALSE | Currently in Use | Regular | 6000 | Steel-Impressed Current | 1980-01-03 | Fiberglass Reinforced Plastic | Pressurized
CLERMONT FOOD MART | 6822 CLEVELAND HWY | CLERMONT | Hall | 690283 | 3 | Flapper Valve | 1998-12-01 | FALSE | 1998-12-01 | FALSE | Currently in Use | Regular | 6000 | Steel-Impressed Current | 1980-01-03 | Fiberglass Reinforced Plastic | Safe Suction (Euro)
CLERMONT FOOD MART | 6822 CLEVELAND HWY | CLERMONT | Hall | 690283 | 4 | Flapper Valve | 1999-01-01 | FALSE | 1999-01-01 | FALSE | Currently in Use | Diesel Off Road | 2000 | Galvanic (STIP-3) | 1991-06-01 | Fiberglass Reinforced Plastic | Safe Suction (Euro)
CLERMONT FOOD MART | 6822 CLEVELAND HWY | CLERMONT | Hall | 690283 | 5 | Flapper Valve | 1999-01-01 | FALSE | 1999-01-01 | FALSE | Currently in Use | Diesel | 2000 | Galvanic (STIP-3) | 1991-06-01 | Fiberglass Reinforced Plastic | Pressurized
RAYMOND BRADLEY SOUTHERS | HALL HWY 60 N | MURRAYVILLE | Hall | 690284 | 1 | [5 empty] | Permanently Out of Use - historical purposes | Empty | 560 | Marked Unknown | 1966-06-22 | Unknown
RAYMOND BRADLEY SOUTHERS | HALL HWY 60 N | MURRAYVILLE | Hall | 690284 | 2 | [5 empty] | Permanently Out of Use - historical purposes | Empty | 560 | Marked Unknown | 1966-06-22 | Unknown
FRIENDSHIP PLANT | FRIENDSHIP RD | BUFORD | Hall | 690285 | 1 | [5 empty] | Permanently Out of Use - historical purposes | Gas (Historical Use) | 1000 | Bare Steel | 1986-06-13 | Galvanized Steel
FRIENDSHIP PLANT | FRIENDSHIP RD | BUFORD | Hall | 690285 | 2 | [5 empty] | Removed from Ground | Diesel | 15000 | Bare Steel | 1986-06-13 | Galvanized Steel
CHESTNUT MTN EXXON | 4103 WINDER HWY | FLOWERY BRANCH | Hall | 690287 | 1 |  | 1998-11-10 |  | 1998-11-10 |  | Removed from Ground | Gas (Historical Use) | 10000 | Cathodically Protected Steel | 1987-01-01 | Fiberglass Reinforced Plastic | Pressurized
CHESTNUT MTN EXXON | 4103 WINDER HWY | FLOWERY BRANCH | Hall | 690287 | 2 |  | 1998-11-10 |  | 1998-11-10 |  | Removed from Ground | Gas (Historical Use) | 10000 | Cathodically Protected Steel | 1987-01-01 | Fiberglass Reinforced Plastic | Pressurized
CHESTNUT MTN EXXON | 4103 WINDER HWY | FLOWERY BRANCH | Hall | 690287 | 3 |  | 1998-11-10 |  | 1998-11-10 |  | Removed from Ground | Gas (Historical Use) | 10000 | Cathodically Protected Steel | 1987-01-01 | Fiberglass Reinforced Plastic | Pressurized
CHESTNUT MTN EXXON | 4103 WINDER HWY | FLOWERY BRANCH | Hall | 690287 | 4 |  | 1998-11-10 |  | 1998-11-10 |  | Removed from Ground | Kerosene | 2000 | Cathodically Protected Steel | 1987-01-01 | Fiberglass Reinforced Plastic | Safe Suction (Euro)
CHESTNUT MTN EXXON | 4103 WINDER HWY | FLOWERY BRANCH | Hall | 690287 | 5 | Ball Float | 2003-02-01 | FALSE | 2003-02-01 | FALSE | Currently in Use | Regular | 15000 | Epoxy | 2003-01-01 | Double-Walled Fiberglass | Pressurized
CHESTNUT MTN EXXON | 4103 WINDER HWY | FLOWERY BRANCH | Hall | 690287 | 6 | Ball Float | 2003-02-01 | FALSE | 2003-02-01 | FALSE | Currently in Use | Premium | 10000 | Epoxy | 2003-01-01 | Double-Walled Fiberglass | Pressurized
CHESTNUT MTN EXXON | 4103 WINDER HWY | FLOWERY BRANCH | Hall | 690287 | 7A | Ball Float | 2003-02-01 | FALSE | 2003-02-01 | FALSE | Currently in Use | Diesel | 8000 | Epoxy | 2003-01-01 | Double-Walled Fiberglass | Pressurized
CHESTNUT MTN EXXON | 4103 WINDER HWY | FLOWERY BRANCH | Hall | 690287 | 7B | Ball Float | 2003-02-01 | FALSE | 2003-02-01 | FALSE | Currently in Use | E-0 | 4000 | Epoxy | 2003-01-01 | Double-Walled Fiberglass | Pressurized
CHESTNUT MTN EXXON | 4103 WINDER HWY | FLOWERY BRANCH | Hall | 690287 | A | [5 empty] | Removed from Ground | Gas (Historical Use) | 8000 | Bare Steel | 1977-04-19 | Galvanized Steel
CHESTNUT MTN EXXON | 4103 WINDER HWY | FLOWERY BRANCH | Hall | 690287 | B | [5 empty] | Removed from Ground | Gas (Historical Use) | 6000 | Bare Steel | 1977-04-19 | Galvanized Steel
CHESTNUT MTN EXXON | 4103 WINDER HWY | FLOWERY BRANCH | Hall | 690287 | C | [5 empty] | Removed from Ground | Gas (Historical Use) | 3000 | Bare Steel | 1977-04-19 | Galvanized Steel
EZ BUY BP | 2130 ATHENS HWY | GAINESVILLE | Hall | 690288 | 1 | Flapper Valve | 1998-10-01 |  | 1998-10-01 |  | Currently in Use | Gas (Historical Use) | 10000 | Steel-Impressed Current | 1980-05-09 | Cathodically Protected | Pressurized
EZ BUY BP | 2130 ATHENS HWY | GAINESVILLE | Hall | 690288 | 2A | Flapper Valve | 1998-10-01 |  | 1998-10-01 |  | Currently in Use | Gas (Historical Use) | 8000 | Steel-Impressed Current | 1979-05-10 | Cathodically Protected | Pressurized
EZ BUY BP | 2130 ATHENS HWY | GAINESVILLE | Hall | 690288 | 2B | Ball Float | 1998-10-01 |  | 1998-10-01 |  | Currently in Use | Gas (Historical Use) | 6000 | Steel-Impressed Current | 1979-05-10 | Cathodically Protected | Pressurized
EZ BUY BP | 2130 ATHENS HWY | GAINESVILLE | Hall | 690288 | 3 | Flapper Valve | 1998-10-01 |  | 1998-10-01 |  | Currently in Use | Diesel | 3000 | Steel-Impressed Current | 1979-05-10 | Cathodically Protected | Pressurized
EZ BUY BP | 2130 ATHENS HWY | GAINESVILLE | Hall | 690288 | 4 | Flapper Valve | 1998-10-01 |  | 1998-10-01 |  | Temporarily out of use | Gas (Historical Use) | 1000 | Steel-Impressed Current | 1979-05-10 | Cathodically Protected | Suction (American)
PRO TRANSPORTATION SVC INC | 2085 IND DR | GAINESVILLE | Hall | 690289 | 1 | [5 empty] | Removed from Ground | Gas (Historical Use) | 22671 | Bare Steel | 1980-05-09 | Galvanized Steel | Pressurized
PRO TRANSPORTATION SVC INC | 2085 IND DR | GAINESVILLE | Hall | 690289 | 2 | [5 empty] | Removed from Ground | Gas (Historical Use) | 1000 | Bare Steel | 1980-05-09 | Galvanized Steel | Safe Suction (Euro)
TOM WILHEIT PACKAGING MEAT CO | 2345 MONROE DR | GAINESVILLE | Hall | 690291 | 1 | [5 empty] | Removed from Ground | Gas (Historical Use) | 560 | Bare Steel | 1969-05-12 | Galvanized Steel | Suction (American)
TOM WILHEIT PACKAGING MEAT CO | 2345 MONROE DR | GAINESVILLE | Hall | 690291 | 2 | [5 empty] | Removed from Ground | Gas (Historical Use) | 560 | Bare Steel | 1969-05-12 | Galvanized Steel | Suction (American)
TOM WILHEIT PACKAGING MEAT CO | 2345 MONROE DR | GAINESVILLE | Hall | 690291 | 3 | [5 empty] | Removed from Ground | Diesel | 10000 | Bare Steel | 1981-05-09 | Galvanized Steel | Suction (American)
ALL-IN-ONE MINIT MKT | 4347 MUNDY MILL RD | OAKWOOD | Hall | 690293 | 1 | Ball Float | 1998-09-01 | FALSE | 1998-09-01 | FALSE | Currently in Use | Regular | 6000 | Steel-Impressed Current | 1987-01-01 | Fiberglass Reinforced Plastic | Pressurized
ALL-IN-ONE MINIT MKT | 4347 MUNDY MILL RD | OAKWOOD | Hall | 690293 | 2 | Ball Float | 1998-09-01 | FALSE | 1998-09-01 | FALSE | Currently in Use | Plus | 6000 | Steel-Impressed Current | 1987-01-01 | Fiberglass Reinforced Plastic | Pressurized
ALL-IN-ONE MINIT MKT | 4347 MUNDY MILL RD | OAKWOOD | Hall | 690293 | 3 | Flapper Valve | 1998-09-01 | FALSE | 1998-09-01 | FALSE | Currently in Use | Premium | 6000 | Steel-Impressed Current | 1987-01-01 | Fiberglass Reinforced Plastic | Pressurized
ALL-IN-ONE MINIT MKT | 4347 MUNDY MILL RD | OAKWOOD | Hall | 690293 | 4 | Flapper Valve | 1998-09-01 | FALSE | 1998-09-01 | FALSE | Currently in Use | Diesel | 2000 | Steel-Impressed Current | 1987-01-01 | Fiberglass Reinforced Plastic | Pressurized
GOLDEN PANTRY #58 | 5194 THOMPSON BRIDGE RD | MURRAYVILLE | Hall | 690295 | 1 | Flapper Valve | 1997-09-24 | FALSE | 1997-09-24 | FALSE | Currently in Use | Regular | 10000 | STIP-3/Impressed Current | 1987-01-01 | Fiberglass Reinforced Plastic | Pressurized
GOLDEN PANTRY #58 | 5194 THOMPSON BRIDGE RD | MURRAYVILLE | Hall | 690295 | 2 | Flapper Valve | 1997-09-24 | FALSE | 1997-09-24 | FALSE | Currently in Use | Regular | 10000 | STIP-3/Impressed Current | 1987-01-01 | Fiberglass Reinforced Plastic | Pressurized
GOLDEN PANTRY #58 | 5194 THOMPSON BRIDGE RD | MURRAYVILLE | Hall | 690295 | 3 | Flapper Valve | 1997-09-24 | FALSE | 1997-09-24 | FALSE | Currently in Use | Premium | 10000 | STIP-3/Impressed Current | 1987-01-01 | Fiberglass Reinforced Plastic | Pressurized
GOLDEN PANTRY #58 | 5194 THOMPSON BRIDGE RD | MURRAYVILLE | Hall | 690295 | 4 | Flapper Valve | 1997-09-24 | FALSE | 1997-09-24 | FALSE | Currently in Use | Diesel | 8000 | STIP-3/Impressed Current | 1987-01-01 | Fiberglass Reinforced Plastic | Pressurized
GOLDEN PANTRY #58 | 5194 THOMPSON BRIDGE RD | MURRAYVILLE | Hall | 690295 | 5 | Flapper Valve | 1997-09-24 | FALSE | 1997-09-24 | FALSE | Temporarily out of use | Kerosene | 2000 | STIP-3/Impressed Current | 1987-01-01 | Fiberglass Reinforced Plastic | Safe Suction (Euro)
GA MOUNTAINS ADC | 1310 RIDGE RD | GAINESVILLE | Hall | 690297 | 1 | [5 empty] | Removed from Ground | Gas (Historical Use) | 1000 | Bare Steel | 1996-01-01 | Galvanized Steel
JACK INGRAM SERVICE STATION | 107 MYRTLE ST | GAINESVILLE | Hall | 690299 | 1 | [5 empty] | Removed from Ground | Gas (Historical Use) | 6000 | Bare Steel | 1969-03-07 | Galvanized Steel | Safe Suction (Euro)
JACK INGRAM SERVICE STATION | 107 MYRTLE ST | GAINESVILLE | Hall | 690299 | 2 | [5 empty] | Removed from Ground | Gas (Historical Use) | 6000 | Bare Steel | 1969-03-07 | Galvanized Steel | Safe Suction (Euro)
JACK INGRAM SERVICE STATION | 107 MYRTLE ST | GAINESVILLE | Hall | 690299 | 3 | [5 empty] | Removed from Ground | Diesel | 1000 | Bare Steel | 1973-03-06 | Galvanized Steel | Safe Suction (Euro)
COUNTRY CUPBOARD #28 | 4605 PRICE RD | GAINESVILLE | Hall | 690300 | 2801 | Ball Float | 1998-11-01 | FALSE | 1998-11-01 | FALSE | Currently in Use | Regular | 8200 | Steel-Impressed Current | 1984-01-01 | Double Walled | Pressurized
COUNTRY CUPBOARD #28 | 4605 PRICE RD | GAINESVILLE | Hall | 690300 | 2802 | Ball Float | 1998-11-01 | FALSE | 1998-11-01 | FALSE | Currently in Use | Premium | 8200 | Steel-Impressed Current | 1984-01-01 | Cathodically Protected | Pressurized
COUNTRY CUPBOARD #28 | 4605 PRICE RD | GAINESVILLE | Hall | 690300 | 2803 | Ball Float | 1998-11-01 | FALSE | 1998-11-01 | FALSE | Currently in Use | Plus | 8200 | Steel-Impressed Current | 1984-01-01 | Cathodically Protected | Pressurized
COUNTRY CUPBOARD #28 | 4605 PRICE RD | GAINESVILLE | Hall | 690300 | 2804 |  | 1998-11-01 |  | 1998-11-01 |  | Currently in Use | Diesel | 6000 | Steel-Impressed Current | 1984-01-01 | Cathodically Protected | Pressurized
CAPITAL MATERIAL | 1700 ATHENS HWY | GAINESVILLE | Hall | 690301 | 1 | [5 empty] | Removed from Ground | Diesel | 5000 | Bare Steel | 1984-05-08 | Galvanized Steel
CAPITAL MATERIAL | 1700 ATHENS HWY | GAINESVILLE | Hall | 690301 | 3 | Flapper Valve | 1999-01-08 | FALSE | 1999-01-08 | FALSE | Currently in Use | Diesel | 6000 | Composite | 1999-01-08 | Fiberglass Reinforced Plastic | Safe Suction (Euro)
FJ PETROLEUM INC. | 2808 GILLSVILLE HWY | GAINESVILLE | Hall | 690302 | 1 | Flapper Valve | 1998-05-05 |  | 1998-05-05 |  | Currently in Use | Diesel | 2000 | Galvanic (STIP-3) | 1987-01-01 | Double-Walled Fiberglass | Pressurized
FJ PETROLEUM INC. | 2808 GILLSVILLE HWY | GAINESVILLE | Hall | 690302 | 2 | Flapper Valve | 1998-05-05 |  | 1998-05-05 |  | Currently in Use | Gas (Historical Use) | 8000 | Galvanic (STIP-3) | 1987-01-01 | Double-Walled Fiberglass | Pressurized
FJ PETROLEUM INC. | 2808 GILLSVILLE HWY | GAINESVILLE | Hall | 690302 | 3 | Flapper Valve | 1998-05-05 |  | 1998-05-05 |  | Currently in Use | Gas (Historical Use) | 8000 | Galvanic (STIP-3) | 1987-01-01 | Double-Walled Fiberglass | Pressurized
FJ PETROLEUM INC. | 2808 GILLSVILLE HWY | GAINESVILLE | Hall | 690302 | 4 | Flapper Valve | 1998-05-05 |  | 1998-05-05 |  | Currently in Use | Gas (Historical Use) | 8000 | Galvanic (STIP-3) | 1987-01-01 | Double-Walled Fiberglass | Pressurized
HYATT PARTS & SUPPLY CO INC | 134 COLLEGE DRIVE | GAINESVILLE | Hall | 69188 | 1 | [5 empty] | Closed in Ground | Used Oil | 3000 | Not Marked/Unknown | 1963-01-01 | Not Marked
LAKE LANIER ISLANDS WATER PARK | 6950 HOLIDAY RD | BUFORD | Hall | 692000 | 1 | [5 empty] | Closed in Ground | Other | 5000 | Fiberglass | 1988-01-01 | Not Marked
COUNTRY CUPBOARD #37 | 3405 ATLANTA HWY | OAKWOOD | Hall | 692001 | 3701 |  | 1987-11-01 |  |  |  | Removed from Ground | Gas (Historical Use) | 10000 | Cathodically Protected Steel | 1987-11-04 | Galvanized Steel | Pressurized
COUNTRY CUPBOARD #37 | 3405 ATLANTA HWY | OAKWOOD | Hall | 692001 | 3702 |  | 1987-11-01 |  |  |  | Removed from Ground | Gas (Historical Use) | 10000 | Cathodically Protected Steel | 1987-11-04 | Galvanized Steel | Pressurized
COUNTRY CUPBOARD #37 | 3405 ATLANTA HWY | OAKWOOD | Hall | 692001 | 3703 |  | 1987-11-01 |  |  |  | Removed from Ground | Gas (Historical Use) | 8000 | Cathodically Protected Steel | 1987-11-04 | Galvanized Steel | Pressurized
REED EASTSIDE BUILDING SUPPY CO | 2900 PEACHTREE INDUSTRIAL BLVD | BUFORD | Hall | 670487 | 1 | [5 empty] | Removed from Ground | Gas (Historical Use) | 550 | Bare Steel | 1983-03-01 | Galvanized Steel | Suction (American)
DNR BOATING SAFETY HEADQUARTERS | 6758 LIGHTS FERRY RD | FLOWERY BRANCH | Hall | 690150 | 1 | [5 empty] | Removed from Ground | Gas (Historical Use) | 500 | Bare Steel | 1966-04-22 | Galvanized Steel
DNR BOATING SAFETY HEADQUARTERS | 6758 LIGHTS FERRY RD | FLOWERY BRANCH | Hall | 690150 | 2 |  | 1989-04-10 |  | 1989-04-10 |  | Removed from Ground | Gas (Historical Use) | 1000 | Cathodically Protected Steel | 1989-04-10 | Galvanized Steel
DNR BOATING SAFETY HEADQUARTERS | 6758 LIGHTS FERRY RD | FLOWERY BRANCH | Hall | 690150 | 3 | Flapper Valve | 1999-04-14 |  | 1999-04-14 |  | Currently in Use | Gas (Historical Use) | 2500 | Fiberglass Double Walled | 1999-04-01 | Double-Walled Flex | Pressurized
LAW ENFORCEMENT SECTION DNR | 2150 DAWSONVILLE HWY | GAINESVILLE | Hall | 690151 | 1 | [5 empty] | Removed from Ground | Gas (Historical Use) | 500 | Marked Unknown | 1968-04-21 | Unknown
LAW ENFORCEMENT SECTION DNR | 2150 DAWSONVILLE HWY | GAINESVILLE | Hall | 690151 | 2 |  | 1989-10-25 |  | 1989-10-25 |  | Removed from Ground | Gas (Historical Use) | 1000 | Cathodically Protected Steel | 1989-10-25 | Galvanized Steel
AQUAMARINA LAZY DAYS | 6700 LANIER ISLAND PKWY (HOLIDAY RD) | BUFORD | Hall | 690153 | 1 | Flapper Valve | 1998-11-01 | FALSE | 1998-11-01 | FALSE | Currently in Use | Regular | 20000 | Steel-Impressed Current | 1974-04-24 | Double-Walled Flex | Pressurized
AQUAMARINA LAZY DAYS | 6700 LANIER ISLAND PKWY (HOLIDAY RD) | BUFORD | Hall | 690153 | 2 | Flapper Valve | 1998-11-01 | FALSE | 1998-11-01 | FALSE | Currently in Use | Diesel | 3000 | Steel-Impressed Current | 1974-04-24 | Double-Walled Flex | Pressurized
PROTEIN FOODS INC | 2069 MEMORIAL PARK RD | GAINESVILLE | Hall | 690154 | 1 | [5 empty] | Currently in Use | Diesel | 3000 | Marked Unknown | 1976-05-02 | Unknown
DAVIS WASHINGTON CO INC | 402 MAPLE ST SW | GAINESVILLE | Hall | 690155 | 1 | [5 empty] | Removed from Ground | Gas (Historical Use) | 500 | Bare Steel | 1956-04-09 | Bare Steel
DAVIS WASHINGTON CO INC | 402 MAPLE ST SW | GAINESVILLE | Hall | 690155 | 2 | [5 empty] | Removed from Ground | Diesel | 1000 | Bare Steel | 1966-04-07 | Bare Steel
CHICOPEE | ATLANTA HWY | GAINESVILLE | Hall | 690156 | 1 | [5 empty] | Removed from Ground | Other | 12142 | Bare Steel | 1953-04-12 | Bare Steel
CHICOPEE | ATLANTA HWY | GAINESVILLE | Hall | 690156 | 2 | [5 empty] | Removed from Ground | Other | 12142 | Bare Steel | 1953-04-12 | Bare Steel
CHICOPEE | ATLANTA HWY | GAINESVILLE | Hall | 690156 | 3 | [5 empty] | Removed from Ground | Other | 25150 | Bare Steel | 1965-04-09 | Bare Steel
CHICOPEE | ATLANTA HWY | GAINESVILLE | Hall | 690156 | 4 | [5 empty] | Removed from Ground | Hazardous Substance | 25150 | Bare Steel | 1974-04-07 | Bare Steel
CHICOPEE | ATLANTA HWY | GAINESVILLE | Hall | 690156 | 5 | [5 empty] | Removed from Ground | Other | 25150 | Bare Steel | 1974-04-07 | Bare Steel
CHICOPEE | ATLANTA HWY | GAINESVILLE | Hall | 690156 | 6 | [5 empty] | Removed from Ground | Other | 25150 | Bare Steel | 1974-04-07 | Bare Steel
CHICOPEE | ATLANTA HWY | GAINESVILLE | Hall | 690156 | 7 | [5 empty] | Removed from Ground | Hazardous Substance | 25150 | Bare Steel | 1974-04-07 | Bare Steel
POOLE & RAMEY AMOCO | 853 BROAD ST | GAINESVILLE | Hall | 690158 | 1 |  | 1998-06-01 |  | 1998-06-01 |  | Removed from Ground | Gas (Historical Use) | 8000 | Cathodically Protected Steel | 1972-03-22 | Cathodically Protected | Suction (American)
POOLE & RAMEY AMOCO | 853 BROAD ST | GAINESVILLE | Hall | 690158 | 2 |  | 1998-06-01 |  | 1998-06-01 |  | Removed from Ground | Gas (Historical Use) | 8000 | Cathodically Protected Steel | 1972-03-22 | Cathodically Protected | Suction (American)
POOLE & RAMEY AMOCO | 853 BROAD ST | GAINESVILLE | Hall | 690158 | 3 |  | 1998-06-01 |  | 1998-06-01 |  | Removed from Ground | Gas (Historical Use) | 5000 | Cathodically Protected Steel | 1972-03-22 | Cathodically Protected | Suction (American)
POOLE & RAMEY AMOCO | 853 BROAD ST | GAINESVILLE | Hall | 690158 | 4 | [5 empty] | Removed from Ground | Empty | 500 | Bare Steel | 1962-03-25 | Galvanized Steel
POOLE & RAMEY AMOCO | 853 BROAD ST | GAINESVILLE | Hall | 690158 | 5 |  |  | TRUE |  | TRUE | Removed from Ground | Empty | 200 | Bare Steel | 1962-03-25 | Galvanized Steel
POOLE & RAMEY AMOCO | 853 BROAD ST | GAINESVILLE | Hall | 690158 | 6 | [5 empty] | Removed from Ground | Other | 1000 | Bare Steel | 1962-03-25 | Galvanized Steel
POOLE & RAMEY AMOCO | 853 BROAD ST | GAINESVILLE | Hall | 690158 | 7 | [5 empty] | Removed from Ground | Empty | 1000 | Bare Steel | 1962-03-25 | Galvanized Steel
UNIVERSITY YACHT CLUB | 6649 YACHT CLUB RD. | FLOWERY BRANCH | Hall | 690159 | 1 | [5 empty] | Closed in Ground | Gas (Historical Use) | 1000 | Bare Steel | 1966-05-06 | Unknown
UNIVERSITY YACHT CLUB | 6649 YACHT CLUB RD. | FLOWERY BRANCH | Hall | 690159 | 2 | [5 empty] | Closed in Ground | Gas (Historical Use) | 2000 | Bare Steel | 1966-05-06 | Unknown
UNIVERSITY YACHT CLUB | 6649 YACHT CLUB RD. | FLOWERY BRANCH | Hall | 690159 | 3 | [5 empty] | Closed in Ground | Gas (Historical Use) | 3000 | Bare Steel | 1966-05-06 | Unknown
UNIVERSITY YACHT CLUB | 6649 YACHT CLUB RD. | FLOWERY BRANCH | Hall | 690159 | 4 | [5 empty] | Closed in Ground | Gas (Historical Use) | 3000 | Bare Steel | 1966-05-06 | Unknown
UNIVERSITY YACHT CLUB | 6649 YACHT CLUB RD. | FLOWERY BRANCH | Hall | 690159 | 5 | Ball Float | 1988-03-01 | FALSE | 1988-03-01 | FALSE | Currently in Use | Gas (Historical Use) | 6000 | Galvanic (STIP-3) | 1988-03-01 | Fiberglass Reinforced Plastic | Pressurized
UNIVERSITY YACHT CLUB | 6649 YACHT CLUB RD. | FLOWERY BRANCH | Hall | 690159 | 6 | Ball Float | 1988-03-01 | FALSE | 1988-03-01 | FALSE | Currently in Use | Gas (Historical Use) | 3000 | Galvanic (STIP-3) | 1988-03-01 | Fiberglass Reinforced Plastic | Pressurized
MIKE SMITH | RT 4 | GAINESVILLE | Hall | 690160 | 1 | [5 empty] | Removed from Ground | Empty | 2000 | Bare Steel | 1971-05-03 | Galvanized Steel
MIKE SMITH | RT 4 | GAINESVILLE | Hall | 690160 | 2 | [5 empty] | Removed from Ground | Empty | 1000 | Bare Steel | 1971-05-03 | Galvanized Steel
MIKE SMITH | RT 4 | GAINESVILLE | Hall | 690160 | 3 | [5 empty] | Removed from Ground | Empty | 1000 | Bare Steel | 1971-05-03 | Galvanized Steel
FORMER SIMMONS UNION 76 | 201 BROAD ST | GAINESVILLE | Hall | 690162 | 1 | [5 empty] | Removed from Ground | Gas (Historical Use) | 10000 | Bare Steel | 1976-05-01 | Galvanized Steel
FORMER SIMMONS UNION 76 | 201 BROAD ST | GAINESVILLE | Hall | 690162 | 2 | [5 empty] | Removed from Ground | Diesel | 10000 | Bare Steel | 1976-05-01 | Galvanized Steel
FORMER SIMMONS UNION 76 | 201 BROAD ST | GAINESVILLE | Hall | 690162 | 3 | [5 empty] | Removed from Ground | Diesel | 5000 | Bare Steel | 1976-05-01 | Galvanized Steel
FORMER SIMMONS UNION 76 | 201 BROAD ST | GAINESVILLE | Hall | 690162 | 4 |  |  | TRUE |  | TRUE | Removed from Ground | Used Oil | 1000 | Bare Steel | 1976-05-01 | Galvanized Steel
FORMER SIMMONS UNION 76 | 201 BROAD ST | GAINESVILLE | Hall | 690162 | 5 |  |  | TRUE |  | TRUE | Removed from Ground | Used Oil | 550 | Bare Steel | 1971-01-01 | Bare Steel
FORMER SIMMONS UNION 76 | 201 BROAD ST | GAINESVILLE | Hall | 690162 | 6 | [5 empty] | Closed in Ground | Other | 2000 | Bare Steel | 1961-01-01 | Bare Steel
FORMER SIMMONS UNION 76 | 201 BROAD ST | GAINESVILLE | Hall | 690162 | 7 | [5 empty] | Closed in Ground | Other | 2000 | Bare Steel | 1961-01-01 | Bare Steel
RON SMITH | US HWY 129 | CLERMONT | Hall | 690163 | 1 | [5 empty] | Removed from Ground | Gas (Historical Use) | 2000 | Bare Steel | 1971-05-03 | Galvanized Steel
RON SMITH | US HWY 129 | CLERMONT | Hall | 690163 | 2 | [5 empty] | Removed from Ground | Gas (Historical Use) | 2000 | Bare Steel | 1971-05-03 | Galvanized Steel
RON SMITH | US HWY 129 | CLERMONT | Hall | 690163 | 3 | [5 empty] | Removed from Ground | Gas (Historical Use) | 1000 | Bare Steel | 1971-05-03 | Galvanized Steel
RON SMITH | US HWY 129 | CLERMONT | Hall | 690163 | 4 | [5 empty] | Removed from Ground | Diesel | 500 | Bare Steel | 1971-05-03 | Galvanized Steel
VERNON SMITH | RT 13 | GAINESVILLE | Hall | 690164 | 1 | [5 empty] | Removed from Ground | Empty | 1000 | Bare Steel | 1968-05-03 | Galvanized Steel
VERNON SMITH | RT 13 | GAINESVILLE | Hall | 690164 | 2 | [5 empty] | Removed from Ground | Empty | 1000 | Bare Steel | 1968-05-03 | Galvanized Steel
HENRY LEE CONNER | RT 9 | GAINESVILLE | Hall | 690165 | 1 | [5 empty] | Removed from Ground | Gas (Historical Use) | 2000 | Bare Steel | 1971-05-03 | Galvanized Steel
HENRY LEE CONNER | RT 9 | GAINESVILLE | Hall | 690165 | 2 | [5 empty] | Removed from Ground | Empty | 1000 | Bare Steel | 1971-05-03 | Galvanized Steel
HENRY LEE CONNER | RT 9 | GAINESVILLE | Hall | 690165 | 3 | [5 empty] | Removed from Ground | Empty | 500 | Bare Steel | 1971-05-03 | Galvanized Steel
GUILFORD MILLS INC | 455 OSBORNE ST | GAINESVILLE | Hall | 690166 | 1 | [5 empty] | Removed from Ground | Other | 20000 | Bare Steel | 1977-05-01 | Bare Steel
GUILFORD MILLS INC | 455 OSBORNE ST | GAINESVILLE | Hall | 690166 | 2 | [5 empty] | Removed from Ground | Other | 15000 | Bare Steel | 1966-05-04 | Bare Steel
GUILFORD MILLS INC | 455 OSBORNE ST | GAINESVILLE | Hall | 690166 | 3 | [5 empty] | Removed from Ground | Other | 12500 | Bare Steel | 1966-05-04 | Bare Steel
BOAT RENTAL HARBOR | WALLIS DR | BUFORD | Hall | 690168 | 1 | [5 empty] | Removed from Ground | Other | 270 | Bare Steel | 1985-04-30 | Bare Steel
BOAT RENTAL HARBOR | WALLIS DR | BUFORD | Hall | 690168 | 2 | [5 empty] | Removed from Ground | Diesel | 4000 | Bare Steel | 1991-04-01 | Bare Steel
BOAT RENTAL HARBOR | WALLIS DR | BUFORD | Hall | 690168 | 3 | [5 empty] | Removed from Ground | Gas (Historical Use) | 4000 | Bare Steel | 1991-04-01 | Bare Steel
AIRCO INC/SELOX INC | 800 RIDGE RD | GAINESVILLE | Hall | 690169 | 1 | [5 empty] | Removed from Ground | Gas (Historical Use) | 12000 | Bare Steel | 1978-05-02 | Bare Steel
AIRCO INC/SELOX INC | 800 RIDGE RD | GAINESVILLE | Hall | 690169 | 2 | [5 empty] | Removed from Ground | Diesel | 12000 | Bare Steel | 1978-05-02 | Bare Steel
WM. WRIGLEY JR. CO. | RTE 13 & 985 CONNECTOR | FLOWERY BRANCH | Hall | 690171 | 1 | [5 empty] | Removed from Ground | Diesel | 10000 | Bare Steel | 1972-04-26 | Bare Steel
WM. WRIGLEY JR. CO. | RTE 13 & 985 CONNECTOR | FLOWERY BRANCH | Hall | 690171 | 2 | [5 empty] | Removed from Ground | Diesel | 10000 | Bare Steel | 1972-04-26 | Bare Steel
WM. WRIGLEY JR. CO. | RTE 13 & 985 CONNECTOR | FLOWERY BRANCH | Hall | 690171 | 3 | [5 empty] | Removed from Ground | Diesel | 20000 | Bare Steel | 1979-04-25 | Bare Steel
WM. WRIGLEY JR. CO. | RTE 13 & 985 CONNECTOR | FLOWERY BRANCH | Hall | 690171 | 4 | [5 empty] | Currently in Use | Diesel | 20000 | Not Marked/Unknown | 1994-01-01 | Not Marked
BLUE RIDGE AVIATION INC | AVIATION WAY | GAINESVILLE | Hall | 690172 | 1 | [5 empty] | Removed from Ground | Kerosene | 10000 | Bare Steel | 1970-05-03 | Bare Steel
BLUE RIDGE AVIATION INC | AVIATION WAY | GAINESVILLE | Hall | 690172 | 2 | [5 empty] | Removed from Ground | Kerosene | 10000 | Bare Steel | 1970-05-03 | Bare Steel
BLUE RIDGE AVIATION INC | AVIATION WAY | GAINESVILLE | Hall | 690172 | 3 | [5 empty] | Removed from Ground | Diesel | 10000 | Bare Steel | 1970-05-03 | Bare Steel
BLUE RIDGE AVIATION INC | AVIATION WAY | GAINESVILLE | Hall | 690172 | 4 | [5 empty] | Removed from Ground | Gas (Historical Use) | 5000 | Bare Steel | 1961-05-05 | Unknown
BLUE RIDGE AVIATION INC | AVIATION WAY | GAINESVILLE | Hall | 690172 | 5 | [5 empty] | Removed from Ground | Gas (Historical Use) | 5000 | Bare Steel | 1961-05-05 | Unknown
BLUE RIDGE AVIATION INC | AVIATION WAY | GAINESVILLE | Hall | 690172 | 6 | [5 empty] | Removed from Ground | Empty | 1000 | Bare Steel | 1970-05-03 | Bare Steel
BLUE RIDGE AVIATION INC | AVIATION WAY | GAINESVILLE | Hall | 690172 | 7 |  |  | TRUE |  | TRUE | Removed from Ground | Used Oil | 500 | Bare Steel | 1970-05-03 | Bare Steel
GETZ EXTERMINATORS OF GA INC | 1805 HANCOCK AVE | GAINESVILLE | Hall | 690173 | 1 | [5 empty] | Closed in Ground | Gas (Historical Use) | 1000 | Marked Unknown | 1977-05-03 | Unknown
BENNYS SERVICE & GROCERY | 4852 THOMPSON BRIDGE RD | GAINESVILLE | Hall | 690176 | 1 | [5 empty] | Removed from Ground | Gas (Historical Use) | 3000 | Bare Steel | 1970-05-03 | Galvanized Steel | Safe Suction (Euro)
BENNYS SERVICE & GROCERY | 4852 THOMPSON BRIDGE RD | GAINESVILLE | Hall | 690176 | 2 | [5 empty] | Removed from Ground | Gas (Historical Use) | 3000 | Bare Steel | 1970-05-03 | Galvanized Steel | Safe Suction (Euro)
BENNYS SERVICE & GROCERY | 4852 THOMPSON BRIDGE RD | GAINESVILLE | Hall | 690176 | 3 | [5 empty] | Removed from Ground | Gas (Historical Use) | 3000 | Bare Steel | 1970-05-03 | Galvanized Steel | Safe Suction (Euro)
BENNYS SERVICE & GROCERY | 4852 THOMPSON BRIDGE RD | GAINESVILLE | Hall | 690176 | 4 | [5 empty] | Removed from Ground | Gas (Historical Use) | 1000 | Bare Steel | 1970-05-03 | Galvanized Steel | Safe Suction (Euro)
PANTRY 3339 DBA KANGAROO | 2412 OLD CORNELIA HWY | GAINESVILLE | Hall | 690177 | 1 | [5 empty] | Removed from Ground | Gas (Historical Use) | 8000 | Bare Steel | 1971-03-21 | Galvanized Steel | Pressurized
PANTRY 3339 DBA KANGAROO | 2412 OLD CORNELIA HWY | GAINESVILLE | Hall | 690177 | 2 | [5 empty] | Removed from Ground | Gas (Historical Use) | 10000 | Bare Steel | 1971-03-21 | Galvanized Steel | Pressurized
PANTRY 3339 DBA KANGAROO | 2412 OLD CORNELIA HWY | GAINESVILLE | Hall | 690177 | 3 | [5 empty] | Removed from Ground | Gas (Historical Use) | 10000 | Bare Steel | 1971-03-21 | Galvanized Steel | Pressurized
PANTRY 3339 DBA KANGAROO | 2412 OLD CORNELIA HWY | GAINESVILLE | Hall | 690177 | 4 | [5 empty] | Removed from Ground | Kerosene | 2000 | Bare Steel | 1971-03-21 | Galvanized Steel | Safe Suction (Euro)
PANTRY 3339 DBA KANGAROO | 2412 OLD CORNELIA HWY | GAINESVILLE | Hall | 690177 | 5 | [5 empty] | Removed from Ground | Diesel | 3000 | Bare Steel | 1971-03-21 | Galvanized Steel | Safe Suction (Euro)
PANTRY 3339 DBA KANGAROO | 2412 OLD CORNELIA HWY | GAINESVILLE | Hall | 690177 | 6 |  |  | TRUE |  | TRUE | Removed from Ground | Used Oil | 550 | Bare Steel | 1991-08-26 | Unknown
PANTRY 3339 DBA KANGAROO | 2412 OLD CORNELIA HWY | GAINESVILLE | Hall | 690177 | 702379 |  | 1995-10-02 |  | 1995-10-02 |  | Removed from Ground | Gas (Historical Use) | 12000 | Fiberglass | 1995-10-02 | Fiberglass Reinforced Plastic | Pressurized
PANTRY 3339 DBA KANGAROO | 2412 OLD CORNELIA HWY | GAINESVILLE | Hall | 690177 | 702385 |  | 1995-10-02 |  | 1995-10-02 |  | Removed from Ground | Kerosene | 2000 | Fiberglass | 1995-10-02 | Fiberglass Reinforced Plastic | Pressurized
PANTRY 3339 DBA KANGAROO | 2412 OLD CORNELIA HWY | GAINESVILLE | Hall | 690177 | 702386 |  | 1995-10-02 |  | 1995-10-02 |  | Removed from Ground | Gas (Historical Use) | 12000 | Fiberglass | 1995-10-02 | Fiberglass Reinforced Plastic | Pressurized
CITGO FOOD MART | 2127 ATHENS HWY | GAINESVILLE | Hall | 690178 | 1 | Flapper Valve | 1998-08-25 | FALSE | 1998-08-25 | FALSE | Currently in Use | Regular | 10000 | Steel-Impressed Current | 1970-03-21 | Steel (Impressed Current) | Pressurized
CITGO FOOD MART | 2127 ATHENS HWY | GAINESVILLE | Hall | 690178 | 2 | Flapper Valve | 1998-08-25 | FALSE | 1998-08-25 | FALSE | Currently in Use | Premium | 10000 | Steel-Impressed Current | 1970-03-21 | Steel (Impressed Current) | Pressurized
CITGO FOOD MART | 2127 ATHENS HWY | GAINESVILLE | Hall | 690178 | 3 | Flapper Valve | 1998-08-25 | FALSE | 1998-08-25 | FALSE | Currently in Use | Plus | 8000 | Steel-Impressed Current | 1970-03-21 | Steel (Impressed Current) | Pressurized
CITGO FOOD MART | 2127 ATHENS HWY | GAINESVILLE | Hall | 690178 | 4 | Flapper Valve | 1998-08-25 | FALSE | 1998-08-25 | FALSE | Currently in Use | Diesel | 3000 | Steel-Impressed Current | 1970-03-21 | Steel (Impressed Current) | Pressurized
CITGO FOOD MART | 2127 ATHENS HWY | GAINESVILLE | Hall | 690178 | 5 | Flapper Valve | 1998-08-25 | FALSE | 1998-08-25 | FALSE | Currently in Use | Diesel | 3000 | Steel-Impressed Current | 1970-03-21 | Steel (Impressed Current) | Pressurized
CITGO FOOD MART | 2127 ATHENS HWY | GAINESVILLE | Hall | 690178 | 6 | Flapper Valve | 1998-08-25 | FALSE | 1998-08-25 | FALSE | Currently in Use | Kerosene | 2000 | Steel-Impressed Current | 1970-03-21 | Steel (Impressed Current) | Suction (American)
GA POWER GAINESVILLE DIST OPER H | 2294 SKELTON RD | GAINESVILLE | Hall | 690180 | 12201 | [5 empty] | Removed from Ground | Gas (Historical Use) | 10000 | Bare Steel | 1965-01-01 | Galvanized Steel
GA POWER GAINESVILLE DIST OPER H | 2294 SKELTON RD | GAINESVILLE | Hall | 690180 | 12202 | Ball Float | 1994-04-14 |  | 1994-04-14 |  | Currently in Use | Diesel | 10000 | Fiberglass | 1981-05-08 | Fiberglass Reinforced Plastic | Pressurized
GA POWER GAINESVILLE DIST OPER H | 2294 SKELTON RD | GAINESVILLE | Hall | 690180 | G | Ball Float | 1991-03-12 |  | 1991-03-12 |  | Currently in Use | Gas (Historical Use) | 10000 | Composite | 1991-01-01 | Fiberglass Reinforced Plastic | Pressurized
GA POWER GAINESVILLE DIST OPER H | 2294 SKELTON RD | GAINESVILLE | Hall | 690180 | WO |  |  | TRUE |  | TRUE | Removed from Ground | Used Oil | 500 | Bare Steel | 1992-09-28 | Galvanized Steel | Gravity Fed
BLUERIDGE BP | 355 SHALLOWFORD RD | GAINESVILLE | Hall | 690181 | 1 |  | 1999-01-06 |  | 1999-01-06 |  | Removed from Ground | Gas (Historical Use) | 6000 | Cathodically Protected Steel | 1978-05-07 | Cathodically Protected | Pressurized
BLUERIDGE BP | 355 SHALLOWFORD RD | GAINESVILLE | Hall | 690181 | 2 |  | 1999-01-06 |  | 1999-01-06 |  | Removed from Ground | Gas (Historical Use) | 6000 | Cathodically Protected Steel | 1978-05-07 | Cathodically Protected | Pressurized
BLUERIDGE BP | 355 SHALLOWFORD RD | GAINESVILLE | Hall | 690181 | 3 |  | 1999-01-06 |  | 1999-01-06 |  | Removed from Ground | Gas (Historical Use) | 6000 | Cathodically Protected Steel | 1978-05-07 | Cathodically Protected | Pressurized
BLUERIDGE BP | 355 SHALLOWFORD RD | GAINESVILLE | Hall | 690181 | 4 |  | 1999-01-06 |  | 1999-01-06 |  | Removed from Ground | Diesel | 1000 | Cathodically Protected Steel | 1978-05-07 | Cathodically Protected | Suction (American)
AIRPORT 66 TRUCK STOP | 1156 DAVIS ST SW | GAINESVILLE | Hall | 690182 | 1 | [5 empty] | Permanently Out of Use - historical purposes | Empty | 6500 | Bare Steel | 1958-05-12 | Galvanized Steel
AIRPORT 66 TRUCK STOP | 1156 DAVIS ST SW | GAINESVILLE | Hall | 690182 | 2 | [5 empty] | Permanently Out of Use - historical purposes | Empty | 6500 | Bare Steel | 1958-05-12 | Galvanized Steel
AIRPORT 66 TRUCK STOP | 1156 DAVIS ST SW | GAINESVILLE | Hall | 690182 | 3 | [5 empty] | Removed from Ground | Diesel | 1000 | Bare Steel | 1958-05-12 | Galvanized Steel
AIRPORT 66 TRUCK STOP | 1156 DAVIS ST SW | GAINESVILLE | Hall | 690182 | 4 | [5 empty] | Removed from Ground | Diesel | 1000 | Bare Steel | 1958-05-12 | Galvanized Steel
WEE WILLY #1 | 1190 JESSE JEWELL PKWY | GAINESVILLE | Hall | 690186 | 1 |  | 1998-07-03 |  | 1998-07-03 |  | Removed from Ground | Gas (Historical Use) | 4000 | Cathodically Protected Steel | 1969-05-09 | Cathodically Protected | Suction (American)
WEE WILLY #1 | 1190 JESSE JEWELL PKWY | GAINESVILLE | Hall | 690186 | 2 |  | 1998-07-03 |  | 1998-07-03 |  | Removed from Ground | Gas (Historical Use) | 4000 | Cathodically Protected Steel | 1969-05-09 | Cathodically Protected | Suction (American)
WEE WILLY #1 | 1190 JESSE JEWELL PKWY | GAINESVILLE | Hall | 690186 | 3 |  | 1998-07-03 |  | 1998-07-03 |  | Removed from Ground | Gas (Historical Use) | 2000 | Cathodically Protected Steel | 1985-05-05 | Cathodically Protected | Suction (American)
WEE WILLY #1 | 1190 JESSE JEWELL PKWY | GAINESVILLE | Hall | 690186 | 4 |  | 1998-07-03 |  | 1998-07-03 |  | Removed from Ground | Gas (Historical Use) | 2000 | Cathodically Protected Steel | 1985-05-05 | Cathodically Protected | Suction (American)
WEE WILLY #1 | 1190 JESSE JEWELL PKWY | GAINESVILLE | Hall | 690186 | 5 | [5 empty] | Removed from Ground | Diesel | 560 | Bare Steel | 1969-05-09 | Galvanized Steel
TEXACO FOODMART | 1860 ATLANTA HWY | GAINESVILLE | Hall | 690187 | 1 | [5 empty] | Removed from Ground | Gas (Historical Use) | 1000 | Bare Steel | 1972-05-08 | Galvanized Steel
TEXACO FOODMART | 1860 ATLANTA HWY | GAINESVILLE | Hall | 690187 | 2 | [5 empty] | Removed from Ground | Empty | 560 | Bare Steel | 1962-05-11 | Galvanized Steel
TEXACO FOODMART | 1860 ATLANTA HWY | GAINESVILLE | Hall | 690187 | 3 | Ball Float | 1999-07-15 |  | 1999-07-15 |  | Currently in Use | Gas (Historical Use) | 12000 | Epoxy | 1999-07-15 | Fiberglass Reinforced Plastic | Pressurized
TEXACO FOODMART | 1860 ATLANTA HWY | GAINESVILLE | Hall | 690187 | 4 | Ball Float | 1999-07-15 |  | 1999-07-15 |  | Currently in Use | Gas (Historical Use) | 10000 | Epoxy | 1999-07-15 | Fiberglass Reinforced Plastic | Pressurized
TEXACO FOODMART | 1860 ATLANTA HWY | GAINESVILLE | Hall | 690187 | A |  |  | FALSE |  | FALSE | Removed from Ground | Gas (Historical Use) | 2000 | Cathodically Protected Steel | 1989-01-01
TEXACO FOODMART | 1860 ATLANTA HWY | GAINESVILLE | Hall | 690187 | B |  |  | FALSE |  | FALSE | Removed from Ground | Gas (Historical Use) | 2000 | Cathodically Protected Steel | 1989-01-01
TEXACO FOODMART | 1860 ATLANTA HWY | GAINESVILLE | Hall | 690187 | C |  |  | FALSE |  | FALSE | Removed from Ground | Gas (Historical Use) | 2000 | Cathodically Protected Steel | 1989-01-01
GOLD KIST HATCHERY | 3873 ATHENS HWY | TALMO | Hall | 690188 | 1 | [5 empty] | Removed from Ground | Gas (Historical Use) | 1000 | Bare Steel | 1966-05-10 | Galvanized Steel
GOLD KIST HATCHERY | 3873 ATHENS HWY | TALMO | Hall | 690188 | 2 | [5 empty] | Currently in Use | Diesel | 500 | Bare Steel | 1966-05-10 | Galvanized Steel | Safe Suction (Euro)
Q LUBE INC #1155 | 853 BROAD ST | GAINESVILLE | Hall | 690189 | 1 | [5 empty] | Removed from Ground | Other | 5000 | Epoxy | 1985-05-05 | Bare Steel | Suction (American)
Q LUBE INC #1155 | 853 BROAD ST | GAINESVILLE | Hall | 690189 | 2 | [5 empty] | Removed from Ground | Other | 3000 | Epoxy | 1985-05-05 | Bare Steel | Suction (American)
Q LUBE INC #1155 | 853 BROAD ST | GAINESVILLE | Hall | 690189 | 3 |  |  | TRUE |  | TRUE | Removed from Ground | Used Oil | 2000 | Epoxy | 1985-05-05 | Galvanized Steel | Suction (American)
Q LUBE INC #1155 | 853 BROAD ST | GAINESVILLE | Hall | 690189 | 4 |  |  | FALSE |  | FALSE | Closed in Ground |  | 0 | Unknown | 2017-01-24 | Unknown
Q LUBE INC #1155 | 853 BROAD ST | GAINESVILLE | Hall | 690189 | 5 |  |  | FALSE |  | FALSE | Closed in Ground |  | 0 | Unknown | 2017-01-24 | Unknown
Q LUBE INC #1155 | 853 BROAD ST | GAINESVILLE | Hall | 690189 | 6 |  |  | FALSE |  | FALSE | Closed in Ground |  | 0 | Unknown | 2017-01-24 | Unknown
Q LUBE INC #1155 | 853 BROAD ST | GAINESVILLE | Hall | 690189 | 7 |  |  | FALSE |  | FALSE | Temporarily out of use |  | 0 | Unknown | 2017-01-24 | Unknown
Stop By Food Mart #2 | 2145 CLEVELAND HWY | GAINESVILLE | Hall | 690190 | 1 | Flapper Valve | 1998-07-31 | FALSE | 1998-07-31 | FALSE | Currently in Use | Gas (Historical Use) | 10008 | Galvanic (STIP-3) | 1978-05-07 | Double-Walled Flex | Pressurized
Stop By Food Mart #2 | 2145 CLEVELAND HWY | GAINESVILLE | Hall | 690190 | 2 | Flapper Valve | 1998-07-31 | FALSE | 1998-07-31 | FALSE | Currently in Use | Gas (Historical Use) | 6110 | Galvanic (STIP-3) | 1978-05-07 | Double-Walled Flex | Pressurized
Stop By Food Mart #2 | 2145 CLEVELAND HWY | GAINESVILLE | Hall | 690190 | 3 | Flapper Valve | 1998-07-31 | FALSE | 1998-07-31 | FALSE | Currently in Use | Diesel | 4031 | Galvanic (STIP-3) | 1978-05-07 | Double-Walled Flex | Safe Suction (Euro)
Stop By Food Mart #2 | 2145 CLEVELAND HWY | GAINESVILLE | Hall | 690190 | 4 | Flapper Valve | 1998-07-31 | FALSE | 1998-07-31 | FALSE | Temporarily out of use | Diesel | 2000 | Galvanic (STIP-3) | 1978-05-07 | Double-Walled Flex | Suction (American)
MANSFIELD OIL CO | 1848 THOMPSON BRIDGE RD | GAINESVILLE | Hall | 690192 | 1 | [5 empty] | Closed in Ground | Empty | 10000 | Bare Steel | 1982-01-15 | Galvanized Steel
MANSFIELD OIL CO | 1848 THOMPSON BRIDGE RD | GAINESVILLE | Hall | 690192 | 2 | [5 empty] | Closed in Ground | Empty | 1000 | Bare Steel | 1982-01-01 | Galvanized Steel
MANSFIELD OIL CO | 1848 THOMPSON BRIDGE RD | GAINESVILLE | Hall | 690192 | 3 | [5 empty] | Closed in Ground | Empty | 6000 | Bare Steel | 1982-01-15 | Galvanized Steel
FUEL DATA | MAIN ST | GAINESVILLE | Hall | 690193 | 1 | [5 empty] | Removed from Ground | Gas (Historical Use) | 10134 | Bare Steel | 1971-01-05 | Galvanized Steel
FUEL DATA | MAIN ST | GAINESVILLE | Hall | 690193 | 2 | [5 empty] | Removed from Ground | Gas (Historical Use) | 10134 | Bare Steel | 1971-01-05 | Galvanized Steel
CIRCLE K 2723314 | 506 JESSE JEWELL PKWY SW | GAINESVILLE | Hall | 690195 | 1 | [5 empty] | Removed from Ground | Gas (Historical Use) | 10000 | Bare Steel | 1971-05-09 | Galvanized Steel | Pressurized
CIRCLE K 2723314 | 506 JESSE JEWELL PKWY SW | GAINESVILLE | Hall | 690195 | 2 | [5 empty] | Removed from Ground | Gas (Historical Use) | 10000 | Bare Steel | 1971-05-09 | Galvanized Steel | Pressurized
CIRCLE K 2723314 | 506 JESSE JEWELL PKWY SW | GAINESVILLE | Hall | 690195 | 3 | [5 empty] | Removed from Ground | Gas (Historical Use) | 10000 | Bare Steel | 1971-05-09 | Galvanized Steel | Pressurized
CIRCLE K 2723314 | 506 JESSE JEWELL PKWY SW | GAINESVILLE | Hall | 690195 | 4 | [5 empty] | Removed from Ground | Diesel | 1000 | Bare Steel | 1971-05-09 | Galvanized Steel
CIRCLE K 2723314 | 506 JESSE JEWELL PKWY SW | GAINESVILLE | Hall | 690195 | 5 | Ball Float | 1995-01-01 | FALSE | 1995-01-01 | FALSE | Removed from Ground | Gas (Historical Use) | 12000 | Fiberglass | 1995-01-30 | Fiberglass Reinforced Plastic | Pressurized
CIRCLE K 2723314 | 506 JESSE JEWELL PKWY SW | GAINESVILLE | Hall | 690195 | 6 | Ball Float | 1995-01-01 | FALSE | 1995-01-01 | FALSE | Removed from Ground | Gas (Historical Use) | 12000 | Fiberglass | 1995-01-30 | Fiberglass Reinforced Plastic | Pressurized
CIRCLE K 2723314 | 506 JESSE JEWELL PKWY SW | GAINESVILLE | Hall | 690195 | 7 | Flapper Valve | 1995-01-01 | FALSE | 1995-01-01 | FALSE | Removed from Ground | Kerosene | 2000 | Fiberglass | 1995-01-30 | Fiberglass Reinforced Plastic | Safe Suction (Euro)
SANA INT INC | 1878 THOMPSON BRIDGE RD | GAINESVILLE | Hall | 690002 | 1 | Flapper Valve | 1983-01-01 | FALSE | 1983-01-01 | FALSE | Currently in Use | Diesel | 6000 | Galvanic (STIP-3) | 1983-01-01 | Steel (Impressed Current) | Pressurized
SANA INT INC | 1878 THOMPSON BRIDGE RD | GAINESVILLE | Hall | 690002 | 2 | Flapper Valve | 1983-01-01 | FALSE | 1983-01-01 | FALSE | Currently in Use | Gas (Historical Use) | 8000 | STIP-3/Impressed Current | 1983-01-01 | Steel (Impressed Current) | Pressurized
SANA INT INC | 1878 THOMPSON BRIDGE RD | GAINESVILLE | Hall | 690002 | 3 | Flapper Valve | 1983-01-01 | FALSE | 1983-01-01 | FALSE | Currently in Use | Premium | 8000 | STIP-3/Impressed Current | 1985-01-01 | Steel (Impressed Current) | Pressurized
SANA INT INC | 1878 THOMPSON BRIDGE RD | GAINESVILLE | Hall | 690002 | 4 | Flapper Valve | 1993-01-19 | FALSE | 1993-01-19 | FALSE | Currently in Use | Kerosene | 2000 | STIP-3/Impressed Current | 1993-01-19 | Fiberglass Reinforced Plastic | Safe Suction (Euro)
CIRCLE K #2042/MR B'S #168 | 2925 MOUNTAIN VIEW RD | GAINESVILLE | Hall | 690003 | 1 | [5 empty] | Removed from Ground | Gas (Historical Use) | 8000 | Bare Steel | 1983-05-08 | Galvanized Steel | Pressurized
CIRCLE K #2042/MR B'S #168 | 2925 MOUNTAIN VIEW RD | GAINESVILLE | Hall | 690003 | 2 | [5 empty] | Removed from Ground | Gas (Historical Use) | 8000 | Bare Steel | 1983-05-08 | Galvanized Steel | Pressurized
CIRCLE K #2042/MR B'S #168 | 2925 MOUNTAIN VIEW RD | GAINESVILLE | Hall | 690003 | 3 | [5 empty] | Removed from Ground | Gas (Historical Use) | 8000 | Bare Steel | 1983-05-08 | Galvanized Steel | Pressurized
MONIA FOOD MART CITGO | 3010 MCEVER RD | GAINESVILLE | Hall | 690004 | 1 | Flapper Valve | 1998-07-01 | FALSE | 1998-07-01 | FALSE | Currently in Use | Regular | 8000 | Steel-Impressed Current | 1984-05-07 | Steel (Impressed Current) | Pressurized
MONIA FOOD MART CITGO | 3010 MCEVER RD | GAINESVILLE | Hall | 690004 | 2 | Flapper Valve | 1998-07-01 | FALSE | 1998-07-01 | FALSE | Currently in Use | Premium | 8000 | Steel-Impressed Current | 1984-05-07 | Steel (Impressed Current) | Pressurized
MONIA FOOD MART CITGO | 3010 MCEVER RD | GAINESVILLE | Hall | 690004 | 3 | Flapper Valve | 1998-07-01 | FALSE | 1998-07-01 | FALSE | Currently in Use | Diesel | 6000 | Steel-Impressed Current | 1984-05-07 | Steel (Impressed Current) | Pressurized
HAPPY FOODMART | 1000 ATHENS ST | GAINESVILLE | Hall | 690005 | 1 | Flapper Valve | 1998-10-01 |  | 1998-10-01 |  | Currently in Use | Diesel | 8000 | Steel-Impressed Current | 1984-05-08 | Steel (Impressed Current) | Pressurized
HAPPY FOODMART | 1000 ATHENS ST | GAINESVILLE | Hall | 690005 | 2 | Flapper Valve | 1998-10-01 |  | 1998-10-01 |  | Currently in Use | Gas (Historical Use) | 8000 | Steel-Impressed Current | 1984-05-08 | Steel (Impressed Current) | Pressurized
HAPPY FOODMART | 1000 ATHENS ST | GAINESVILLE | Hall | 690005 | 3 | Flapper Valve | 1998-10-01 |  | 1998-10-01 |  | Currently in Use | Gas (Historical Use) | 8000 | Steel-Impressed Current | 1984-05-08 | Steel (Impressed Current) | Pressurized
HAPPY FOODMART | 1000 ATHENS ST | GAINESVILLE | Hall | 690005 | 4 | Flapper Valve | 1998-10-01 |  | 1998-10-01 |  | Temporarily out of use | Kerosene | 8000 | Steel-Impressed Current | 1984-05-08 | Steel (Impressed Current) | Pressurized
HAPPY FOODMART | 1000 ATHENS ST | GAINESVILLE | Hall | 690005 | 5 | Flapper Valve | 1998-10-01 |  | 1998-10-01 |  | Temporarily out of use | Kerosene | 1000 | Steel-Impressed Current | 1984-05-08 | Steel (Impressed Current) | Safe Suction (Euro)
GEORGIA EXPRESS CORP | 526 JESSE JEWELL PKY | GAINESVILLE | Hall | 690006 | 1 |  |  |  | 1993-12-30 |  | Closed in Ground | Other | 550 | Bare Steel | 1985-05-08 | Galvanized Steel | Suction (American)
GEORGIA EXPRESS CORP | 526 JESSE JEWELL PKY | GAINESVILLE | Hall | 690006 | 2 |  |  |  | 1993-12-30 |  | Closed in Ground | Other | 550 | Bare Steel | 1985-05-08 | Galvanized Steel | Suction (American)
GEORGIA EXPRESS CORP | 526 JESSE JEWELL PKY | GAINESVILLE | Hall | 690006 | 3 |  |  |  | 1993-12-30 |  | Closed in Ground | Other | 550 | Bare Steel | 1985-05-08 | Galvanized Steel | Suction (American)
GEORGIA EXPRESS CORP | 526 JESSE JEWELL PKY | GAINESVILLE | Hall | 690006 | 4 |  |  | TRUE | 1993-12-30 | TRUE | Closed in Ground | Used Oil | 550 | Bare Steel | 1985-05-08 | Galvanized Steel | Gravity Fed
GAINESVILLE MARINA | 2145 DAWSONVILLE HWY | GAINESVILLE | Hall | 690007 | 1 | [5 empty] | Removed from Ground | Empty | 3000 | Bare Steel | 1965-05-11 | Galvanized Steel
GAINESVILLE MARINA | 2145 DAWSONVILLE HWY | GAINESVILLE | Hall | 690007 | 2 | [5 empty] | Removed from Ground | Empty | 1000 | Bare Steel | 1965-05-11 | Galvanized Steel
GAINESVILLE MARINA | 2145 DAWSONVILLE HWY | GAINESVILLE | Hall | 690007 | 3 | [5 empty] | Removed from Ground | Empty | 2000 | Bare Steel | 1965-05-11 | Galvanized Steel
GAINESVILLE MARINA | 2145 DAWSONVILLE HWY | GAINESVILLE | Hall | 690007 | 4 | [5 empty] | Removed from Ground | Empty | 1000 | Bare Steel | 1968-05-10 | Galvanized Steel
GAINESVILLE MARINA | 2145 DAWSONVILLE HWY | GAINESVILLE | Hall | 690007 | 5 | [5 empty] | Removed from Ground | Empty | 3000 | Bare Steel | 1968-05-10 | Galvanized Steel
GAINESVILLE MARINA | 2145 DAWSONVILLE HWY | GAINESVILLE | Hall | 690007 | 6 | Flapper Valve | 1992-04-01 | FALSE | 1998-08-01 | FALSE | Currently in Use | Regular | 6000 | Galvanic (STIP-3) | 1988-03-01 | Fiberglass Reinforced Plastic | Pressurized
FREDDYS II | 2703 DAWSONVILLE HWY | GAINESVILLE | Hall | 690008 | 1 |  | 1998-10-13 | FALSE | 1998-10-13 | FALSE | Temporarily out of use | Gas (Historical Use) | 8000 | Steel-Impressed Current | 1983-05-09 | Fiberglass Reinforced Plastic | Pressurized
FREDDYS II | 2703 DAWSONVILLE HWY | GAINESVILLE | Hall | 690008 | 2 | Flapper Valve | 1998-10-13 | FALSE | 1998-10-13 | FALSE | Currently in Use | E-0 | 6000 | Steel-Impressed Current | 1983-05-09 | Fiberglass Reinforced Plastic | Pressurized
FREDDYS II | 2703 DAWSONVILLE HWY | GAINESVILLE | Hall | 690008 | 3 | Flapper Valve | 1998-10-13 | FALSE | 1998-10-13 | FALSE | Currently in Use | Regular | 6000 | Steel-Impressed Current | 1983-05-09 | Fiberglass Reinforced Plastic | Pressurized
FREDDYS II | 2703 DAWSONVILLE HWY | GAINESVILLE | Hall | 690008 | 4 |  | 1998-10-13 | FALSE | 1998-10-13 | FALSE | Currently in Use | Regular | 6000 | Steel-Impressed Current | 1983-05-09 | Fiberglass Reinforced Plastic | Pressurized
FREDDYS II | 2703 DAWSONVILLE HWY | GAINESVILLE | Hall | 690008 | 5 | Flapper Valve | 1998-10-13 | FALSE | 1998-10-13 | FALSE | Currently in Use | Premium | 6000 | Steel-Impressed Current | 1983-05-09 | Fiberglass Reinforced Plastic | Pressurized
FREDDYS II | 2703 DAWSONVILLE HWY | GAINESVILLE | Hall | 690008 | 6 | Flapper Valve | 1998-10-13 | FALSE | 1998-10-13 | FALSE | Currently in Use | Diesel | 4000 | Steel-Impressed Current | 1983-05-09 | Fiberglass Reinforced Plastic | Suction (American)
HAROLD LATIMER GROCERY | 866 ATHENS ST | GAINESVILLE | Hall | 690009 | 1 | [5 empty] | Removed from Ground | Gas (Historical Use) | 2000 | Bare Steel | 1968-05-11 | Galvanized Steel | Suction (American)
HAROLD LATIMER GROCERY | 866 ATHENS ST | GAINESVILLE | Hall | 690009 | 2 | [5 empty] | Removed from Ground | Gas (Historical Use) | 4000 | Bare Steel | 1976-05-09 | Galvanized Steel | Pressurized
HAROLD LATIMER GROCERY | 866 ATHENS ST | GAINESVILLE | Hall | 690009 | 3 | [5 empty] | Removed from Ground | Gas (Historical Use) | 4000 | Bare Steel | 1976-05-09 | Galvanized Steel | Pressurized
HAROLD LATIMER GROCERY | 866 ATHENS ST | GAINESVILLE | Hall | 690009 | 4 | [5 empty] | Removed from Ground | Diesel | 2000 | Bare Steel | 1968-05-11 | Galvanized Steel | Suction (American)
MURRAYVILLE COMPLEX | HWY 60 PO BOX 478 | MURRAYVILLE | Hall | 690010 | 1 | [5 empty] | Currently in Use | Empty | 6000 | Bare Steel | 1985-05-06 | Galvanized Steel
MURRAYVILLE COMPLEX | HWY 60 PO BOX 478 | MURRAYVILLE | Hall | 690010 | 2 | [5 empty] | Currently in Use | Empty | 6000 | Bare Steel | 1985-05-06 | Galvanized Steel
MURRAYVILLE COMPLEX | HWY 60 PO BOX 478 | MURRAYVILLE | Hall | 690010 | 3 | [5 empty] | Currently in Use | Empty | 6000 | Bare Steel | 1985-05-06 | Galvanized Steel
MURRAYVILLE COMPLEX | HWY 60 PO BOX 478 | MURRAYVILLE | Hall | 690010 | 4 | [5 empty] | Currently in Use | Diesel | 0 | Bare Steel | 1985-05-06 | Galvanized Steel
MURRAYVILLE COMPLEX | HWY 60 PO BOX 478 | MURRAYVILLE | Hall | 690010 | 5 | [5 empty] | Currently in Use | Kerosene | 0 | Bare Steel | 1985-05-06 | Galvanized Steel
G H MARTIN BOATHOUSE & DOCK INC | 2070 OLD DAWSONVILLE HWY | GAINESVILLE | Hall | 690011 | 1 | [5 empty] | Removed from Ground | Diesel | 560 | Bare Steel | 1976-01-01 | Bare Steel
GOLD KIST FEED MILL | US HWY 23 | FLOWERY BRANCH | Hall | 690013 | 1 | [5 empty] | Removed from Ground | Diesel | 6000 | Bare Steel | 1961-05-13 | Galvanized Steel
GOLD KIST FEED MILL | US HWY 23 | FLOWERY BRANCH | Hall | 690013 | 2 | [5 empty] | Removed from Ground | Diesel | 15000 | Bare Steel | 1976-05-09 | Galvanized Steel
GOLD KIST FEED MILL | US HWY 23 | FLOWERY BRANCH | Hall | 690013 | 3
PEACHTREE DOORS INC | 1 LANIER IND PARK | GAINESVILLE | Hall | 690014 | 1 | [5 empty] | Removed from Ground | Gas (Historical Use) | 2005 | Bare Steel | 1980-05-08 | Galvanized Steel
BP STATION/SUPER GULF SERV | 782 SYCAMORE ST & MYRTLE ST | GAINESVILLE | Hall | 690016 | 4 | [5 empty] | Removed from Ground | Kerosene | 550 | Bare Steel | 1970-05-12 | Galvanized Steel
BP STATION/SUPER GULF SERV | 782 SYCAMORE ST & MYRTLE ST | GAINESVILLE | Hall | 690016 | 494315 | [5 empty] | Removed from Ground | Gas (Historical Use) | 6000 | Bare Steel | 1970-05-12 | Galvanized Steel
BP STATION/SUPER GULF SERV | 782 SYCAMORE ST & MYRTLE ST | GAINESVILLE | Hall | 690016 | 494316 | [5 empty] | Removed from Ground | Gas (Historical Use) | 6000 | Bare Steel | 1970-05-12 | Galvanized Steel
BP STATION/SUPER GULF SERV | 782 SYCAMORE ST & MYRTLE ST | GAINESVILLE | Hall | 690016 | 494317 | [5 empty] | Removed from Ground | Gas (Historical Use) | 6000 | Bare Steel | 1970-05-12 | Galvanized Steel
BP STATION/SUPER GULF SERV | 782 SYCAMORE ST & MYRTLE ST | GAINESVILLE | Hall | 690016 | 5 |  |  | TRUE |  | TRUE | Removed from Ground | Used Oil | 550 | Bare Steel | 1970-05-12 | Galvanized Steel
FROGS BP | 1607 ATLANTA HWY | GAINESVILLE | Hall | 690017 | 1 | [5 empty] | Removed from Ground | Gas (Historical Use) | 4000 | Bare Steel | 1960-05-14 | Bare Steel | Pressurized
FROGS BP | 1607 ATLANTA HWY | GAINESVILLE | Hall | 690017 | 2 | [5 empty] | Removed from Ground | Gas (Historical Use) | 4000 | Bare Steel | 1960-05-14 | Bare Steel | Pressurized
FROGS BP | 1607 ATLANTA HWY | GAINESVILLE | Hall | 690017 | 3 | [5 empty] | Removed from Ground | Gas (Historical Use) | 2000 | Bare Steel | 1966-05-13 | Bare Steel | Pressurized
M&R RENTALS | 128 ENOTA AVE NW | GAINESVILLE | Hall | 690019 | 1 | [5 empty] | Removed from Ground | Gas (Historical Use) | 1000 | Cathodically Protected Steel | 1971-05-12 | Not Marked
M&R RENTALS | 128 ENOTA AVE NW | GAINESVILLE | Hall | 690019 | 2 |  | 1998-09-01 |  | 1998-09-01 |  | Removed from Ground | Kerosene | 550 | Galvanic (STIP-3) | 1991-06-21 | Fiberglass Reinforced Plastic | Safe Suction (Euro)
M&R RENTALS | 128 ENOTA AVE NW | GAINESVILLE | Hall | 690019 | 3 |  | 1998-09-01 |  | 1998-09-01 |  | Removed from Ground | Diesel | 550 | Galvanic (STIP-3) | 1991-06-21 | Fiberglass Reinforced Plastic | Safe Suction (Euro)
M&R RENTALS | 128 ENOTA AVE NW | GAINESVILLE | Hall | 690019 | 4 |  | 1998-09-01 |  | 1998-09-01 |  | Removed from Ground | Gas (Historical Use) | 1000 | Galvanic (STIP-3) | 1991-06-21 | Fiberglass Reinforced Plastic | Safe Suction (Euro)
BIG CREEK TRADING POST | HOLIDAY RD | FLOWERY BRANCH | Hall | 690020 | 1 | [5 empty] | Closed in Ground | Empty | 3000 | Bare Steel | 1971-05-12 | Bare Steel
BIG CREEK TRADING POST | HOLIDAY RD | FLOWERY BRANCH | Hall | 690020 | 2 | [5 empty] | Closed in Ground | Empty | 3000 | Bare Steel | 1971-05-12 | Bare Steel
BIG CREEK TRADING POST | HOLIDAY RD | FLOWERY BRANCH | Hall | 690020 | 3 | [5 empty] | Closed in Ground | Empty | 3000 | Bare Steel | 1971-05-12 | Bare Steel
BOYD BUTLER GULF STATION | 1337 THOMPSON BRIDGE RD | GAINESVILLE | Hall | 690021 | 1 | [5 empty] | Removed from Ground | Gas (Historical Use) | 10000 | Bare Steel | 1972-05-11 | Galvanized Steel
BOYD BUTLER GULF STATION | 1337 THOMPSON BRIDGE RD | GAINESVILLE | Hall | 690021 | 2 | [5 empty] | Removed from Ground | Gas (Historical Use) | 10000 | Bare Steel | 1972-05-11 | Galvanized Steel
BOYD BUTLER GULF STATION | 1337 THOMPSON BRIDGE RD | GAINESVILLE | Hall | 690021 | 3 | [5 empty] | Removed from Ground | Gas (Historical Use) | 10000 | Bare Steel | 1972-05-11 | Galvanized Steel
BOYD BUTLER GULF STATION | 1337 THOMPSON BRIDGE RD | GAINESVILLE | Hall | 690021 | 4 | [5 empty] | Removed from Ground | Diesel | 1000 | Bare Steel | 1972-05-11 | Galvanized Steel
BOYD BUTLER GULF STATION | 1337 THOMPSON BRIDGE RD | GAINESVILLE | Hall | 690021 | 5 |  |  | TRUE |  | TRUE | Removed from Ground | Used Oil | 550 | Bare Steel | 1972-05-11 | Galvanized Steel
BOYD BUTLER GULF STATION | 1337 THOMPSON BRIDGE RD | GAINESVILLE | Hall | 690021 | 6 |  |  | TRUE |  | TRUE | Removed from Ground | Used Oil | 550 | Bare Steel | 1972-05-11 | Galvanized Steel
TROTTERS OLD PLACE STORE | 3220 CLEVELAND HWY | GAINESVILLE | Hall | 690022 | 1 | [5 empty] | Removed from Ground | Gas (Historical Use) | 1000 | Bare Steel | 1961-05-14 | Bare Steel
TROTTERS OLD PLACE STORE | 3220 CLEVELAND HWY | GAINESVILLE | Hall | 690022 | 2 | [5 empty] | Removed from Ground | Gas (Historical Use) | 1000 | Bare Steel | 1961-05-14 | Bare Steel
TROTTERS OLD PLACE STORE | 3220 CLEVELAND HWY | GAINESVILLE | Hall | 690022 | 3 | [5 empty] | Removed from Ground | Gas (Historical Use) | 1000 | Bare Steel | 1961-05-14 | Bare Steel
TROTTERS OLD PLACE STORE | 3220 CLEVELAND HWY | GAINESVILLE | Hall | 690022 | 4 | [5 empty] | Removed from Ground | Gas (Historical Use) | 500 | Bare Steel | 1961-05-14 | Bare Steel
TROTTERS OLD PLACE STORE | 3220 CLEVELAND HWY | GAINESVILLE | Hall | 690022 | 5 | Flapper Valve | 1998-10-01 |  | 1998-10-01 |  | Removed from Ground | Gas (Historical Use) | 8000 | Galvanic (STIP-3) | 1988-04-01 | Cathodically Protected | Pressurized
TROTTERS OLD PLACE STORE | 3220 CLEVELAND HWY | GAINESVILLE | Hall | 690022 | 6 | Flapper Valve | 1998-10-01 |  | 1998-10-01 |  | Removed from Ground | Gas (Historical Use) | 8000 | Galvanic (STIP-3) | 1988-04-01 | Cathodically Protected | Pressurized
TROTTERS OLD PLACE STORE | 3220 CLEVELAND HWY | GAINESVILLE | Hall | 690022 | 7 | Flapper Valve | 1998-10-01 |  | 1998-10-01 |  | Removed from Ground | Gas (Historical Use) | 8000 | Galvanic (STIP-3) | 1988-04-01 | Cathodically Protected | Pressurized
TROTTERS OLD PLACE STORE | 3220 CLEVELAND HWY | GAINESVILLE | Hall | 690022 | 8 | Flapper Valve | 1998-10-01 |  | 1998-10-01 |  | Removed from Ground | Diesel | 1000 | Galvanic (STIP-3) | 1988-04-01 | Cathodically Protected | Pressurized
TROTTERS OLD PLACE STORE | 3220 CLEVELAND HWY | GAINESVILLE | Hall | 690022 | 9 | Flapper Valve | 1998-10-01 |  | 1998-10-01 |  | Removed from Ground | Kerosene | 1000 | Galvanic (STIP-3) | 1988-04-01 | Cathodically Protected | Pressurized
CATO & JACKSON BP | 3171 ATLANTA HWY | GAINESVILLE | Hall | 690024 | 1 | [5 empty] | Removed from Ground | Gas (Historical Use) | 4000 | Bare Steel | 1961-05-14 | Bare Steel | Suction (American)
CATO & JACKSON BP | 3171 ATLANTA HWY | GAINESVILLE | Hall | 690024 | 2 | [5 empty] | Removed from Ground | Gas (Historical Use) | 4000 | Bare Steel | 1961-05-14 | Bare Steel | Suction (American)
CATO & JACKSON BP | 3171 ATLANTA HWY | GAINESVILLE | Hall | 690024 | 3 | [5 empty] | Removed from Ground | Gas (Historical Use) | 3000 | Bare Steel | 1961-05-14 | Bare Steel | Suction (American)
CATO & JACKSON BP | 3171 ATLANTA HWY | GAINESVILLE | Hall | 690024 | 4 | [5 empty] | Removed from Ground | Gas (Historical Use) | 1000 | Bare Steel | 1961-05-14 | Bare Steel | Suction (American)
CATO & JACKSON BP | 3171 ATLANTA HWY | GAINESVILLE | Hall | 690024 | 5 |  |  | TRUE |  | TRUE | Removed from Ground | Used Oil | 550 | Bare Steel | 1961-05-14 | Bare Steel
J.D. MARTINS GROC. | SDT. 13 NORTH | GAINESVILLE | Hall | 690027 | 1 | [5 empty] | Removed from Ground | Gas (Historical Use) | 2000 | Bare Steel | 1961-05-14 | Bare Steel | Suction (American)
J.D. MARTINS GROC. | SDT. 13 NORTH | GAINESVILLE | Hall | 690027 | 2 | [5 empty] | Removed from Ground | Gas (Historical Use) | 1000 | Bare Steel | 1961-05-14 | Bare Steel | Suction (American)
J.D. MARTINS GROC. | SDT. 13 NORTH | GAINESVILLE | Hall | 690027 | 3 | [5 empty] | Removed from Ground | Gas (Historical Use) | 560 | Bare Steel | 1961-05-14 | Bare Steel | Suction (American)
J.D. MARTINS GROC. | SDT. 13 NORTH | GAINESVILLE | Hall | 690027 | 4 | [5 empty] | Removed from Ground | Gas (Historical Use) | 560 | Bare Steel | 1961-05-14 | Bare Steel | Suction (American)
FREDDYS QUICK SERVE | 1296 DAWSONVILLE HWY | GAINESVILLE | Hall | 690030 | 1 | Flapper Valve | 1994-05-01 | FALSE | 1994-05-01 | FALSE | Currently in Use | Regular | 10000 | Galvanic (STIP-3) | 1972-05-11 | Fiberglass Reinforced Plastic | Pressurized
FREDDYS QUICK SERVE | 1296 DAWSONVILLE HWY | GAINESVILLE | Hall | 690030 | 2 | Flapper Valve | 1994-05-01 | FALSE | 1994-05-01 | FALSE | Currently in Use | Plus | 10000 | Galvanic (STIP-3) | 1972-05-11 | Fiberglass Reinforced Plastic | Pressurized
FREDDYS QUICK SERVE | 1296 DAWSONVILLE HWY | GAINESVILLE | Hall | 690030 | 3 | Flapper Valve | 1994-05-01 | FALSE | 1994-05-01 | FALSE | Currently in Use | Premium | 6000 | Galvanic (STIP-3) | 1972-05-11 | Fiberglass Reinforced Plastic | Pressurized
MORGAN LAUNDRY & CLEANERS INC | 210 WEST ACADEMY ST | GAINESVILLE | Hall | 690032 | 1 | [5 empty] | Removed from Ground | Diesel | 3850 | Bare Steel | 1952-05-15 | Galvanized Steel
SHELLER-GLOBE CORP/LEECE NEVILLE | 980 /989 ATHENS ST | GAINESVILLE | Hall | 690033 | 1 | [5 empty] | Removed from Ground | Diesel | 500 | Bare Steel | 1984-05-08 | Galvanized Steel
SHELLER-GLOBE CORP/LEECE NEVILLE | 980 /989 ATHENS ST | GAINESVILLE | Hall | 690033 | 2 | [5 empty] | Removed from Ground | Hazardous Substance | 1000 | Bare Steel | 1983-05-09 | Galvanized Steel
ATLANTA ATHLETIC CLUB YACHT CLUB | 6531 ATHELETIC CLUB DRIVE | FLOWERY BRANCH | Hall | 690034 | 1 | [5 empty] | Removed from Ground | Gas (Historical Use) | 3000 | Bare Steel | 1971-05-12 | Galvanized Steel
ATLANTA ATHLETIC CLUB YACHT CLUB | 6531 ATHELETIC CLUB DRIVE | FLOWERY BRANCH | Hall | 690034 | 2 | [5 empty] | Removed from Ground | Gas (Historical Use) | 2000 | Bare Steel | 1971-05-12 | Galvanized Steel
ATLANTA ATHLETIC CLUB YACHT CLUB | 6531 ATHELETIC CLUB DRIVE | FLOWERY BRANCH | Hall | 690034 | 3 | [5 empty] | Removed from Ground | Diesel | 1000 | Bare Steel | 1971-05-12 | Galvanized Steel
ATLANTA ATHLETIC CLUB YACHT CLUB | 6531 ATHELETIC CLUB DRIVE | FLOWERY BRANCH | Hall | 690034 | 4 |  | 1989-11-01 |  | 1989-11-01 |  | Removed from Ground | Gas (Historical Use) | 4000 | Tank Jacket | 1989-11-19 | Double Walled | Pressurized
FAST FOOD MART | 3420 WINDER HWY | FLOWERY BRANCH | Hall | 690039 | 1 |  | 1998-10-14 | FALSE | 1998-10-14 | FALSE | Temporarily out of use | Gas (Historical Use) | 10000 | Steel-Impressed Current | 1978-04-19 |  | Safe Suction (Euro)
FAST FOOD MART | 3420 WINDER HWY | FLOWERY BRANCH | Hall | 690039 | 2 |  | 1998-12-19 | FALSE | 1998-12-19 | FALSE | Temporarily out of use | Diesel | 10000 | Steel-Impressed Current | 1978-04-19 | Fiberglass Reinforced Plastic | Safe Suction (Euro)
FAST FOOD MART | 3420 WINDER HWY | FLOWERY BRANCH | Hall | 690039 | 3 |  | 1998-12-19 | FALSE | 1998-12-19 | FALSE | Temporarily out of use | Gas (Historical Use) | 5000 | Steel-Impressed Current | 1978-04-19 | Fiberglass Reinforced Plastic | Safe Suction (Euro)
STOP BUY | 3275 CLEVELAND RD | GAINESVILLE | Hall | 690040 | 1 | [5 empty] | Removed from Ground | Gas (Historical Use) | 10000 | Bare Steel | 1978-04-19 | Galvanized Steel | Suction (American)
STOP BUY | 3275 CLEVELAND RD | GAINESVILLE | Hall | 690040 | 2 | [5 empty] | Removed from Ground | Gas (Historical Use) | 10000 | Bare Steel | 1978-04-19 | Galvanized Steel | Suction (American)
STOP BUY | 3275 CLEVELAND RD | GAINESVILLE | Hall | 690040 | 3 | [5 empty] | Removed from Ground | Diesel | 5000 | Bare Steel | 1978-04-19 | Galvanized Steel | Suction (American)
STOP BUY | 3275 CLEVELAND RD | GAINESVILLE | Hall | 690040 | 4 | [5 empty] | Removed from Ground | Gas (Historical Use) | 8000 | Bare Steel | 1978-04-19 | Galvanized Steel | Suction (American)
STOP BUY | 3275 CLEVELAND RD | GAINESVILLE | Hall | 690040 | 5 | Ball Float | 1993-05-01 | FALSE | 1993-05-01 | FALSE | Currently in Use | Regular | 8000 | Composite | 1993-05-01 | Fiberglass Reinforced Plastic | Pressurized
STOP BUY | 3275 CLEVELAND RD | GAINESVILLE | Hall | 690040 | 6 | Ball Float | 1993-05-01 | FALSE | 1993-05-01 | FALSE | Currently in Use | Premium | 8000 | Composite | 1993-05-01 | Fiberglass Reinforced Plastic | Pressurized
STOP BUY | 3275 CLEVELAND RD | GAINESVILLE | Hall | 690040 | 7 | Ball Float | 1993-05-01 | FALSE | 1993-05-01 | FALSE | Currently in Use | Diesel | 2000 | Composite | 1993-05-01 | Fiberglass Reinforced Plastic | Safe Suction (Euro)
GOLDEN PANTRY #28 | RT 1 BOX 2788 | CLERMONT | Hall | 690041 | 1 | [5 empty] | Removed from Ground | Gas (Historical Use) | 10000 | Bare Steel | 1974-04-20 | Galvanized Steel
GOLDEN PANTRY #28 | RT 1 BOX 2788 | CLERMONT | Hall | 690041 | 2 | [5 empty] | Removed from Ground | Gas (Historical Use) | 10000 | Bare Steel | 1974-04-20 | Galvanized Steel
FAMILY FOOD MART | 3702 BROWNS BRIDGE RD | GAINESVILLE | Hall | 690042 | 1 | [5 empty] | Removed from Ground | Empty | 10000 | Bare Steel | 1974-04-20 | Galvanized Steel
FAMILY FOOD MART | 3702 BROWNS BRIDGE RD | GAINESVILLE | Hall | 690042 | 2 | [5 empty] | Removed from Ground | Empty | 10000 | Bare Steel | 1974-04-20 | Galvanized Steel
FAMILY FOOD MART | 3702 BROWNS BRIDGE RD | GAINESVILLE | Hall | 690042 | 3 | Ball Float | 1997-09-17 | FALSE | 1997-09-17 | FALSE | Currently in Use | Regular | 10000 | Steel-Impressed Current | 1986-01-01 | Fiberglass Reinforced Plastic | Pressurized
FAMILY FOOD MART | 3702 BROWNS BRIDGE RD | GAINESVILLE | Hall | 690042 | 4 | Ball Float | 1997-09-17 | FALSE | 1997-09-17 | FALSE | Currently in Use | Premium | 10000 | Steel-Impressed Current | 1986-01-01 | Fiberglass Reinforced Plastic | Pressurized
FAMILY FOOD MART | 3702 BROWNS BRIDGE RD | GAINESVILLE | Hall | 690042 | 5 | Ball Float | 1997-09-17 | FALSE | 1997-09-17 | FALSE | Currently in Use | Ethanol | 10000 | Steel-Impressed Current | 1986-01-01 | Fiberglass Reinforced Plastic | Pressurized
FAMILY FOOD MART | 3702 BROWNS BRIDGE RD | GAINESVILLE | Hall | 690042 | 6 | Flapper Valve | 1997-09-17 | FALSE | 1997-09-17 | FALSE | Currently in Use | Diesel | 2000 | Steel-Impressed Current | 1986-01-01 | Fiberglass Reinforced Plastic | Safe Suction (Euro)
RYDER TRUCK RENTAL #184 | 1567 MONROE DR | GAINESVILLE | Hall | 690044 | 1 |  |  | TRUE |  | TRUE | Removed from Ground | Used Oil | 2000 | Bare Steel | 1981-03-15 | Bare Steel | Gravity Fed
RYDER TRUCK RENTAL #184 | 1567 MONROE DR | GAINESVILLE | Hall | 690044 | 2 | [5 empty] | Removed from Ground | Other | 8000 | Bare Steel | 1981-03-15 | Bare Steel | Suction (American)
RYDER TRUCK RENTAL #184 | 1567 MONROE DR | GAINESVILLE | Hall | 690044 | 3 | [5 empty] | Removed from Ground | Diesel | 12000 | Bare Steel | 1981-03-15 | Not Marked
RYDER TRUCK RENTAL #184 | 1567 MONROE DR | GAINESVILLE | Hall | 690044 | 4 | [5 empty] | Removed from Ground | Diesel | 12000 | Bare Steel | 1981-03-15 | Bare Steel | Pressurized
RYDER TRUCK RENTAL #184 | 1567 MONROE DR | GAINESVILLE | Hall | 690044 | 5 | [5 empty] | Removed from Ground | Diesel | 12000 | Bare Steel | 1981-03-15 | Bare Steel | Pressurized
BELL'S CLEANERS | 316 WASHINGTON ST | GAINESVILLE | Hall | 690046 | 1 | [5 empty] | Closed in Ground | Other | 550 | Bare Steel | 1956-03-14 | Bare Steel
BELL'S CLEANERS | 316 WASHINGTON ST | GAINESVILLE | Hall | 690046 | 2 | [5 empty] | Closed in Ground | Other | 550 | Bare Steel | 1956-03-14 | Bare Steel
BELL'S CLEANERS | 316 WASHINGTON ST | GAINESVILLE | Hall | 690046 | 3 | [5 empty] | Closed in Ground | Other | 550 | Bare Steel | 1956-03-14 | Bare Steel
BELL'S CLEANERS | 316 WASHINGTON ST | GAINESVILLE | Hall | 690046 | 4 | [5 empty] | Closed in Ground | Other | 6000 | Bare Steel | 1956-03-14 | Bare Steel
WBI FRIENDSHIP #19 | 4195 FRIENDSHIP RD | BUFORD | Hall | 690047 | 1 | [5 empty] | Removed from Ground | Diesel | 10000 | Bare Steel | 1980-03-08 | Galvanized Steel | Suction (American)
GEORGIA MASONRY SUPPLY-GAINESVILLE | 1090 INDUSTRIAL BLVD | GAINESVILLE | Hall | 690048 | 1 |  | 1997-10-01 |  | 1997-10-01 |  | Removed from Ground | Diesel | 10000 | Steel-Impressed Current | 1979-03-09 | Cathodically Protected | Suction (American)
GEORGIA MASONRY SUPPLY-GAINESVILLE | 1090 INDUSTRIAL BLVD | GAINESVILLE | Hall | 690048 | 2 | [5 empty] | Closed in Ground | Gas (Historical Use) | 10000 | Bare Steel | 1979-03-09 | Galvanized Steel
BERT CROWE USED CARS INC | 1815 ATLANTA HWY | GAINESVILLE | Hall | 690050 | 1 | [5 empty] | Removed from Ground | Gas (Historical Use) | 500 | Bare Steel | 1977-03-14 | Galvanized Steel
FLOWERY BRANCH CONVENIENCE STORE | 5504 SPOUT SPRINGS RD | FLOWERY BRANCH | Hall | 690051 | 1 | [5 empty] | Removed from Ground | Gas (Historical Use) | 4000 | Bare Steel | 1978-05-01 | Galvanized Steel
FLOWERY BRANCH CONVENIENCE STORE | 5504 SPOUT SPRINGS RD | FLOWERY BRANCH | Hall | 690051 | 2 | [5 empty] | Removed from Ground | Gas (Historical Use) | 4000 | Bare Steel | 1978-05-01 | Galvanized Steel
FLOWERY BRANCH CONVENIENCE STORE | 5504 SPOUT SPRINGS RD | FLOWERY BRANCH | Hall | 690051 | 3 | [5 empty] | Removed from Ground | Gas (Historical Use) | 4000 | Bare Steel | 1978-05-01 | Galvanized Steel
FLOWERY BRANCH CONVENIENCE STORE | 5504 SPOUT SPRINGS RD | FLOWERY BRANCH | Hall | 690051 | 4 | [5 empty] | Removed from Ground | Diesel | 1000 | Bare Steel | 1978-05-01 | Galvanized Steel
FLOWERY BRANCH CONVENIENCE STORE | 5504 SPOUT SPRINGS RD | FLOWERY BRANCH | Hall | 690051 | 5 | Flapper Valve | 1988-10-01 | FALSE | 1988-10-01 | FALSE | Currently in Use | Diesel | 5200 | Galvanic (STIP-3) | 1988-10-01 | Double-Walled Flex | Pressurized
FLOWERY BRANCH CONVENIENCE STORE | 5504 SPOUT SPRINGS RD | FLOWERY BRANCH | Hall | 690051 | 6 | Flapper Valve | 1988-10-01 | FALSE | 1988-10-01 | FALSE | Currently in Use | Kerosene | 3000 | Galvanic (STIP-3) | 1988-10-01 | Double-Walled Flex | Safe Suction (Euro)
FLOWERY BRANCH CONVENIENCE STORE | 5504 SPOUT SPRINGS RD | FLOWERY BRANCH | Hall | 690051 | 7 | Flapper Valve | 1988-10-01 | FALSE | 1988-10-01 | FALSE | Currently in Use | Diesel | 8200 | Galvanic (STIP-3) | 1988-10-01 | Double-Walled Flex | Pressurized
FLOWERY BRANCH CONVENIENCE STORE | 5504 SPOUT SPRINGS RD | FLOWERY BRANCH | Hall | 690051 | 8 | Flapper Valve | 1988-10-01 | FALSE | 1988-10-01 | FALSE | Currently in Use | Regular | 8200 | Galvanic (STIP-3) | 1988-10-01 | Double-Walled Flex | Pressurized
FLOWERY BRANCH CONVENIENCE STORE | 5504 SPOUT SPRINGS RD | FLOWERY BRANCH | Hall | 690051 | 9 | Flapper Valve | 1988-10-01 | FALSE | 1988-10-01 | FALSE | Currently in Use | Premium | 10000 | Galvanic (STIP-3) | 1988-10-01 | Double-Walled Flex | Pressurized
CITY ICE CO | 401 MAIN ST SW | GAINESVILLE | Hall | 690052 | 1 | [5 empty] | Removed from Ground | Gas (Historical Use) | 6000 | Bare Steel | 1956-03-05 | Galvanized Steel
CUMMINS ENGINE CO INC | 4515 CANTRELL RD. | FLOWERY BRANCH | Hall | 690054 | 1 |  |  | TRUE |  | TRUE | Removed from Ground | Other | 10000 | Bare Steel | 1981-02-07 | Bare Steel | Gravity Fed
CUMMINS ENGINE CO INC | 4515 CANTRELL RD. | FLOWERY BRANCH | Hall | 690054 | 2 |  |  | TRUE |  | TRUE | Removed from Ground | Other | 10000 | Bare Steel | 1981-02-07 | Bare Steel | Gravity Fed
CWT FARMS INC | 1180 AIRPORT IND PARK | GAINESVILLE | Hall | 690055 | 1 | [5 empty] | Removed from Ground | Gas (Historical Use) | 2000 | Bare Steel | 1981-01-15 | Galvanized Steel | Suction (American)
CWT FARMS INC | 1180 AIRPORT IND PARK | GAINESVILLE | Hall | 690055 | 2 | [5 empty] | Removed from Ground | Diesel | 2000 | Bare Steel | 1981-01-15 | Galvanized Steel | Suction (American)
CWT FARMS INC | 1180 AIRPORT IND PARK | GAINESVILLE | Hall | 690055 | 3 | [5 empty] | Removed from Ground | Diesel | 2000 | Bare Steel | 1981-01-15 | Galvanized Steel | Suction (American)
CWT FARMS INC | 1180 AIRPORT IND PARK | GAINESVILLE | Hall | 690055 | 4 |  |  | TRUE |  | TRUE | Removed from Ground | Used Oil | 1000 | Bare Steel | 1998-12-30 | Galvanized Steel | Gravity Fed
CON AGRA FEED MILL (GAINESVILLE) | 979 MORENO ST | GAINESVILLE | Hall | 690056 | 1 | [5 empty] | Removed from Ground | Diesel | 10000 | Bare Steel | 1971-02-07 | Bare Steel
CON AGRA FEED MILL (GAINESVILLE) | 979 MORENO ST | GAINESVILLE | Hall | 690056 | 2 | [5 empty] | Removed from Ground | Diesel | 6000 | Bare Steel | 1971-02-07 | Bare Steel
CON AGRA FEED MILL (GAINESVILLE) | 979 MORENO ST | GAINESVILLE | Hall | 690056 | 3 |  |  | TRUE |  | TRUE | Closed in Ground | Used Oil | 2000 | Bare Steel | 1973-01-01 | Galvanized Steel
CON AGRA FEED MILL (GAINESVILLE) | 979 MORENO ST | GAINESVILLE | Hall | 690056 | 4 |  |  | TRUE |  | TRUE | Closed in Ground | Used Oil | 2000 | Bare Steel | 1958-01-01 | Galvanized Steel
CON AGRA FEED MILL (GAINESVILLE) | 979 MORENO ST | GAINESVILLE | Hall | 690056 | 5 | [5 empty] | Removed from Ground | Empty | 6000 | Bare Steel | 1953-01-01 | Unknown
GAINESVILLE COLLEGE | 3820 MUNDY MILL ROAD | OAKWOOD | Hall | 690059 | 1 | [5 empty] | Removed from Ground | Diesel | 2000 | Bare Steel | 1966-02-15 | Galvanized Steel
GAINESVILLE COLLEGE | 3820 MUNDY MILL ROAD | OAKWOOD | Hall | 690059 | 10 | [5 empty] | Removed from Ground | Gas (Historical Use) | 1000 | Cathodically Protected Steel | 1974-02-13 | Cathodically Protected
GAINESVILLE COLLEGE | 3820 MUNDY MILL ROAD | OAKWOOD | Hall | 690059 | 2 | [5 empty] | Removed from Ground | Diesel | 2000 | Bare Steel | 1966-02-15 | Galvanized Steel
GAINESVILLE COLLEGE | 3820 MUNDY MILL ROAD | OAKWOOD | Hall | 690059 | 3 | [5 empty] | Removed from Ground | Diesel | 2000 | Bare Steel | 1966-02-15 | Galvanized Steel
GAINESVILLE COLLEGE | 3820 MUNDY MILL ROAD | OAKWOOD | Hall | 690059 | 4 | [5 empty] | Removed from Ground | Diesel | 4000 | Bare Steel | 1971-02-14 | Galvanized Steel
GAINESVILLE COLLEGE | 3820 MUNDY MILL ROAD | OAKWOOD | Hall | 690059 | 5 | [5 empty] | Removed from Ground | Diesel | 2000 | Bare Steel | 1966-02-15 | Galvanized Steel
GAINESVILLE COLLEGE | 3820 MUNDY MILL ROAD | OAKWOOD | Hall | 690059 | 6 | [5 empty] | Removed from Ground | Diesel | 2000 | Bare Steel | 1969-02-14 | Galvanized Steel
GAINESVILLE COLLEGE | 3820 MUNDY MILL ROAD | OAKWOOD | Hall | 690059 | 7 | [5 empty] | Removed from Ground | Diesel | 3000 | Bare Steel | 1971-02-14 | Galvanized Steel
GAINESVILLE COLLEGE | 3820 MUNDY MILL ROAD | OAKWOOD | Hall | 690059 | 8 | [5 empty] | Removed from Ground | Diesel | 10000 | Cathodically Protected Steel | 1974-02-13 | Galvanized Steel
GAINESVILLE COLLEGE | 3820 MUNDY MILL ROAD | OAKWOOD | Hall | 690059 | 9 | [5 empty] | Removed from Ground | Diesel | 2000 | Bare Steel | 1966-02-15 | Galvanized Steel
GA STATE PATROL POST #6 | 2000 CLEVELAND RD | GAINESVILLE | Hall | 690060 | 1 | [5 empty] | Removed from Ground | Gas (Historical Use) | 3000 | Bare Steel | 1967-03-11 | Unknown
GA STATE PATROL POST #6 | 2000 CLEVELAND RD | GAINESVILLE | Hall | 690060 | 2 | [5 empty] | Removed from Ground | Gas (Historical Use) | 6000 | Bare Steel | 1989-01-01 | Galvanized Steel
GA STATE PATROL POST #6 | 2000 CLEVELAND RD | GAINESVILLE | Hall | 690060 | 3 | [5 empty] | Removed from Ground | Gas (Historical Use) | 6000 | Bare Steel | 1991-09-01 | Fiberglass Reinforced Plastic
HALL COUNTY SCHOOL BUS SHOP | 2915 ATLANTA HWY | GAINESVILLE | Hall | 690061 | 1 | [5 empty] | Removed from Ground | Gas (Historical Use) | 6000 | Bare Steel | 1986-02-10 | Unknown
HALL COUNTY SCHOOL BUS SHOP | 2915 ATLANTA HWY | GAINESVILLE | Hall | 690061 | 2 | [5 empty] | Removed from Ground | Gas (Historical Use) | 6000 | Bare Steel | 1986-02-10 | Unknown
HALL COUNTY SCHOOL BUS SHOP | 2915 ATLANTA HWY | GAINESVILLE | Hall | 690061 | 3 | [5 empty] | Removed from Ground | Gas (Historical Use) | 10000 | Bare Steel | 1986-02-10 | Unknown
HALL COUNTY SCHOOL BUS SHOP | 2915 ATLANTA HWY | GAINESVILLE | Hall | 690061 | 4 | [5 empty] | Removed from Ground | Diesel | 5000 | Bare Steel | 1986-02-10 | Unknown
HALL COUNTY SCHOOL BUS SHOP | 2915 ATLANTA HWY | GAINESVILLE | Hall | 690061 | 5 |  |  | TRUE |  | TRUE | Removed from Ground | Used Oil | 700 | Bare Steel | 1990-02-01 | Unknown
HALL COUNTY SCHOOL BUS SHOP | 2915 ATLANTA HWY | GAINESVILLE | Hall | 690061 | 6 | Flapper Valve | 1996-07-01 | FALSE | 1989-01-01 | FALSE | Currently in Use | Diesel | 10000 | Composite | 1989-01-01 | Fiberglass Reinforced Plastic | Safe Suction (Euro)
HALL COUNTY SCHOOL BUS SHOP | 2915 ATLANTA HWY | GAINESVILLE | Hall | 690061 | 7 | Flapper Valve | 1996-07-01 | FALSE | 1989-01-01 | FALSE | Currently in Use | Regular | 10000 | Composite | 1989-01-01 | Fiberglass Reinforced Plastic | Safe Suction (Euro)
HALL COUNTY SCHOOL BUS SHOP | 2915 ATLANTA HWY | GAINESVILLE | Hall | 690061 | 8 | Exempted |  | TRUE |  | TRUE | Currently in Use | Used Oil | 550 | Composite | 1989-01-01 | Fiberglass Reinforced Plastic | Gravity
LAKE LANIER ISLANDS/MARINA | 7000 LANIER ISLANDS PKWY | BUFORD | Hall | 690062 (Transferred to Supersite) | 1 | [5 empty] | Removed from Ground | Gas (Historical Use) | 4000 | Bare Steel | 1986-01-08 | Galvanized Steel
LAKE LANIER ISLANDS/MARINA | 7000 LANIER ISLANDS PKWY | BUFORD | Hall | 690062 (Transferred to Supersite) | 2 | [5 empty] | Removed from Ground | Gas (Historical Use) | 4000 | Bare Steel | 1986-01-08 | Galvanized Steel
LAKE LANIER ISLANDS/MARINA | 7000 LANIER ISLANDS PKWY | BUFORD | Hall | 690062 (Transferred to Supersite) | 3 | [5 empty] | Removed from Ground | Gas (Historical Use) | 2000 | Bare Steel | 1986-01-08 | Galvanized Steel
LAKE LANIER ISLANDS/MARINA | 7000 LANIER ISLANDS PKWY | BUFORD | Hall | 690062 (Transferred to Supersite) | 4 | [5 empty] | Removed from Ground | Gas (Historical Use) | 2000 | Bare Steel | 1986-01-08 | Galvanized Steel
LAKE LANIER ISLANDS/MARINA | 7000 LANIER ISLANDS PKWY | BUFORD | Hall | 690062 (Transferred to Supersite) | 5 | Flapper Valve | 1991-05-24 | FALSE | 1991-05-24 | FALSE | Currently in Use | Regular | 6000 | Composite | 1991-05-24 | Fiberglass Reinforced Plastic | Pressurized
LAKE LANIER ISLANDS/MARINA | 7000 LANIER ISLANDS PKWY | BUFORD | Hall | 690062 (Transferred to Supersite) | 6 | Flapper Valve | 1991-05-24 | FALSE | 1991-05-24 | FALSE | Currently in Use | Diesel | 6000 | Composite | 1991-05-24 | Fiberglass Reinforced Plastic | Pressurized
LANIER TECHNICAL INSTITUTE | 2990 LANDRUM EDUCATION DR | OAKWOOD | Hall | 690063 | 1 | [5 empty] | Removed from Ground | Used Oil | 1000 | Bare Steel | 1977-03-05 | Galvanized Steel
LANIER TECHNICAL INSTITUTE | 2990 LANDRUM EDUCATION DR | OAKWOOD | Hall | 690063 | 2 |  |  | TRUE |  | TRUE | Removed from Ground | Diesel | 280 | Bare Steel | 1975-03-06 | Copper
NORTHEAST GEORGIA MEDICAL CENTER | 675 WHITE SULPHUR RD | GAINESVILLE | Hall | 690064 | 1 | [5 empty] | Closed in Ground | Diesel | 10000 | Bare Steel | 1978-03-02 | Bare Steel
NORTHEAST GEORGIA MEDICAL CENTER | 675 WHITE SULPHUR RD | GAINESVILLE | Hall | 690064 | 2 | Flapper Valve | 1998-02-20 | FALSE | 1998-02-20 | FALSE | Currently in Use | Diesel | 6000 | Composite | 1998-02-20 | Double-Walled Flex | Safe Suction (Euro)
MOONEY MANUFACTURE CO | 5702 MAIN ST | FLOWERY BRANCH | Hall | 690065 | 1 | [5 empty] | Removed from Ground | Other | 1000 | Bare Steel | 1971-03-03 | Galvanized Steel
MOONEY MANUFACTURE CO | 5702 MAIN ST | FLOWERY BRANCH | Hall | 690065 | 2 | [5 empty] | Removed from Ground | Other | 1000 | Bare Steel | 1971-03-03 | Galvanized Steel
MOONEY MANUFACTURE CO | 5702 MAIN ST | FLOWERY BRANCH | Hall | 690065 | 3 | [5 empty] | Removed from Ground | Gas (Historical Use) | 500 | Bare Steel | 1951-01-01 | Galvanized Steel | Safe Suction (Euro)
MOONEY MANUFACTURE CO | 5702 MAIN ST | FLOWERY BRANCH | Hall | 690065 | 4 | [5 empty] | Removed from Ground | Gas (Historical Use) | 500 | Bare Steel | 1951-01-01 | Galvanized Steel | Safe Suction (Euro)
MOONEY MANUFACTURE CO | 5702 MAIN ST | FLOWERY BRANCH | Hall | 690065 | 5 | [5 empty] | Removed from Ground | Diesel | 500 | Bare Steel | 1977-01-01 | Galvanized Steel | Safe Suction (Euro)
DITTLER BROTHERS INC/MORENO PRES | 3915 OLD MUNDY MILL RD | OAKWOOD | Hall | 690066 | 1 | [5 empty] | Removed from Ground | Empty | 1500 | Bare Steel | 1982-01-23 | Galvanized Steel
DITTLER BROTHERS INC/MORENO PRES | 3915 OLD MUNDY MILL RD | OAKWOOD | Hall | 690066 | 10 | [5 empty] | Removed from Ground | Other | 4000 | Not Marked/Unknown | 1994-12-27 | Not Marked
DITTLER BROTHERS INC/MORENO PRES | 3915 OLD MUNDY MILL RD | OAKWOOD | Hall | 690066 | 2 | [5 empty] | Removed from Ground | Other | 3000 | Bare Steel | 1984-01-23 | Fiberglass Reinforced Plastic
DITTLER BROTHERS INC/MORENO PRES | 3915 OLD MUNDY MILL RD | OAKWOOD | Hall | 690066 | 3 | [5 empty] | Removed from Ground | Other | 3000 | Composite | 1984-01-23 | Bare Steel
DITTLER BROTHERS INC/MORENO PRES | 3915 OLD MUNDY MILL RD | OAKWOOD | Hall | 690066 | 4 | [5 empty] | Removed from Ground | Empty | 3000 | Composite | 1984-01-23 | Bare Steel
DITTLER BROTHERS INC/MORENO PRES | 3915 OLD MUNDY MILL RD | OAKWOOD | Hall | 690066 | 5 | [5 empty] | Removed from Ground | Other | 6000 | Not Marked/Unknown | 1994-12-27 | Not Marked
DITTLER BROTHERS INC/MORENO PRES | 3915 OLD MUNDY MILL RD | OAKWOOD | Hall | 690066 | 6 | [5 empty] | Removed from Ground | Other | 6000 | Not Marked/Unknown | 1994-12-27 | Not Marked
DITTLER BROTHERS INC/MORENO PRES | 3915 OLD MUNDY MILL RD | OAKWOOD | Hall | 690066 | 7 | [5 empty] | Removed from Ground | Other | 6000 | Not Marked/Unknown | 1994-12-27 | Not Marked
DITTLER BROTHERS INC/MORENO PRES | 3915 OLD MUNDY MILL RD | OAKWOOD | Hall | 690066 | 8 | [5 empty] | Removed from Ground | Other | 4000 | Not Marked/Unknown | 1994-12-27 | Not Marked
DITTLER BROTHERS INC/MORENO PRES | 3915 OLD MUNDY MILL RD | OAKWOOD | Hall | 690066 | 9 | [5 empty] | Removed from Ground | Other | 4000 | Not Marked/Unknown | 1994-12-27 | Not Marked
SPUR STATION #4195 | MT VIEW RD (AT MCEVER RD) | OAKWOOD | Hall | 690067 | 1 | [5 empty] | Temporarily out of use | Gas (Historical Use) | 10027 | Bare Steel | 1982-01-15 | Galvanized Steel
SPUR STATION #4195 | MT VIEW RD (AT MCEVER RD) | OAKWOOD | Hall | 690067 | 2 | [5 empty] | Temporarily out of use | Gas (Historical Use) | 10027 | Bare Steel | 1982-01-15 | Galvanized Steel
SPUR STATION #4195 | MT VIEW RD (AT MCEVER RD) | OAKWOOD | Hall | 690067 | 3 | [5 empty] | Temporarily out of use | Gas (Historical Use) | 10027 | Bare Steel | 1982-01-15 | Galvanized Steel
SPUR STATION #4195 | MT VIEW RD (AT MCEVER RD) | OAKWOOD | Hall | 690067 | 4 | [5 empty] | Temporarily out of use | Diesel | 10027 | Bare Steel | 1982-01-01 | Galvanized Steel
HIDEAWAY BAY MARINA | 6334 MITCHELL ST | FLOWERY BRANCH | Hall | 690069 | 1 | [5 empty] | Removed from Ground | Gas (Historical Use) | 3000 | Bare Steel | 1976-03-05 | Galvanized Steel | Pressurized
HIDEAWAY BAY MARINA | 6334 MITCHELL ST | FLOWERY BRANCH | Hall | 690069 | 2 | [5 empty] | Removed from Ground | Gas (Historical Use) | 1000 | Bare Steel | 1976-03-05 | Galvanized Steel | Pressurized
HIDEAWAY BAY MARINA | 6334 MITCHELL ST | FLOWERY BRANCH | Hall | 690069 | 3 | [5 empty] | Removed from Ground | Gas (Historical Use) | 2000 | Bare Steel | 1976-03-05 | Galvanized Steel | Pressurized
HIDEAWAY BAY MARINA | 6334 MITCHELL ST | FLOWERY BRANCH | Hall | 690069 | 4 | Flapper Valve | 1997-04-01 | FALSE | 1997-04-01 | FALSE | Currently in Use | Regular | 10000 | Fiberglass Double Walled | 1993-04-05 | Double-Walled Flex | Pressurized
ARAMARK CORP. | 1974 DELTA DR | GAINESVILLE | Hall | 690072 | 14 | [5 empty] | Removed from Ground | Gas (Historical Use) | 7000 | Bare Steel | 1969-03-16 | Galvanized Steel
ARAMARK CORP. | 1974 DELTA DR | GAINESVILLE | Hall | 690072 | 2 | [5 empty] | Removed from Ground | Gas (Historical Use) | 7500 | Bare Steel | 1975-03-15 | Galvanized Steel
MILTON MARTIN TOYOTA | 2350 BROWNS BRIDGE RD | GAINESVILLE | Hall | 690073 | 1 |  |  | TRUE |  | TRUE | Closed in Ground | Used Oil | 1 | Bare Steel | 1977-03-26 | Galvanized Steel
BROWNSBRIDGE TIRE/LAKESHORE FIRE | 1285 WASHINGTON ST SW | GAINESVILLE | Hall | 690076 | 1 |  |  | TRUE |  | TRUE | Removed from Ground | Used Oil | 550 | Bare Steel | 1969-03-21 | Bare Steel | Gravity Fed
BROWNSBRIDGE TIRE/LAKESHORE FIRE | 1285 WASHINGTON ST SW | GAINESVILLE | Hall | 690076 | 2 | [5 empty] | Removed from Ground | Gas (Historical Use) | 10000 | Bare Steel | 1969-03-21 | Bare Steel | Pressurized
BROWNSBRIDGE TIRE/LAKESHORE FIRE | 1285 WASHINGTON ST SW | GAINESVILLE | Hall | 690076 | 3 | [5 empty] | Removed from Ground | Gas (Historical Use) | 10000 | Bare Steel | 1969-03-21 | Bare Steel | Pressurized
FLOWERS/SUNBEAMS/ATLANTA BAKING | 2822 FRONTAGE RD | GAINESVILLE | Hall | 690077 | 1 | [5 empty] | Removed from Ground | Gas (Historical Use) | 10000 | Bare Steel | 1975-01-01 | Galvanized Steel
FLOWERS/SUNBEAMS/ATLANTA BAKING | 2822 FRONTAGE RD | GAINESVILLE | Hall | 690077 | 2 | [5 empty] | Removed from Ground | Gas (Historical Use) | 10000 | Bare Steel | 1983-03-18 | Galvanized Steel
FLOWERS/SUNBEAMS/ATLANTA BAKING | 2822 FRONTAGE RD | GAINESVILLE | Hall | 690077 | 3 | [5 empty] | Removed from Ground | Gas (Historical Use) | 10000 | Bare Steel | 1983-03-18 | Galvanized Steel
GOLDEN PANTRY #26 | 1545 WASHINGTON ST SW | GAINESVILLE | Hall | 690079 | 1 | [5 empty] | Removed from Ground | Gas (Historical Use) | 10000 | Cathodically Protected Steel | 1984-04-17 | Galvanized Steel
GOLDEN PANTRY #26 | 1545 WASHINGTON ST SW | GAINESVILLE | Hall | 690079 | 2 | [5 empty] | Removed from Ground | Gas (Historical Use) | 10000 | Bare Steel | 1974-04-20 | Galvanized Steel
GOLDEN PANTRY #26 | 1545 WASHINGTON ST SW | GAINESVILLE | Hall | 690079 | 3 | [5 empty] | Removed from Ground | Gas (Historical Use) | 10000 | Bare Steel | 1974-04-20 | Galvanized Steel
GOLDEN PANTRY #58 | HWY 60 | MURRAYVILLE | Hall | 690081 | 1 | [5 empty] | Removed from Ground | Gas (Historical Use) | 10000 | Bare Steel | 1980-04-18 | Galvanized Steel
GOLDEN PANTRY #58 | HWY 60 | MURRAYVILLE | Hall | 690081 | 2 | [5 empty] | Removed from Ground | Gas (Historical Use) | 10000 | Bare Steel | 1980-04-18 | Galvanized Steel
SARDIS BAPTIST CHURCH | 2724 SARDIS CHURCH RD | GAINESVILLE | Hall | 690083 | 1 | [5 empty] | Removed from Ground | Gas (Historical Use) | 2000 | Bare Steel | 1986-04-16 | Galvanized Steel
GOLDEN PANTRY #94 | 4233 MCEVER RD | OAKWOOD | Hall | 690084 | 1 |  | 1998-10-21 |  | 1998-10-21 |  | Closed in Ground | Gas (Historical Use) | 10000 | Cathodically Protected Steel | 1985-04-17 | Fiberglass Reinforced Plastic | Pressurized
GOLDEN PANTRY #94 | 4233 MCEVER RD | OAKWOOD | Hall | 690084 | 2 |  | 1998-10-21 |  | 1998-10-21 |  | Closed in Ground | Gas (Historical Use) | 10000 | Cathodically Protected Steel | 1985-04-17 | Fiberglass Reinforced Plastic | Pressurized
GOLDEN PANTRY #94 | 4233 MCEVER RD | OAKWOOD | Hall | 690084 | 3 |  | 1998-10-21 |  | 1998-10-21 |  | Closed in Ground | Gas (Historical Use) | 10000 | Cathodically Protected Steel | 1985-04-17 | Fiberglass Reinforced Plastic | Pressurized
GOLDEN PANTRY #94 | 4233 MCEVER RD | OAKWOOD | Hall | 690084 | 4 |  | 1998-10-21 |  | 1998-10-21 |  | Closed in Ground | Diesel | 10000 | Cathodically Protected Steel | 1985-04-17 | Fiberglass Reinforced Plastic | Pressurized
GOLDEN PANTRY #94 | 4233 MCEVER RD | OAKWOOD | Hall | 690084 | 5 | [5 empty] | Removed from Ground | Kerosene | 1000 | Bare Steel | 1985-04-17 | Galvanized Steel | Suction (American)
COCA-COLA ENTERPRISES | C-15 BROWNS BRIDGE RD | GAINESVILLE | Hall | 690085 | 1 | [5 empty] | Removed from Ground | Gas (Historical Use) | 10000 | Bare Steel | 1978-04-23 | Galvanized Steel | Pressurized
COCA-COLA ENTERPRISES | C-15 BROWNS BRIDGE RD | GAINESVILLE | Hall | 690085 | 2 | [5 empty] | Removed from Ground | Diesel | 10000 | Bare Steel | 1978-04-23 | Galvanized Steel | Suction (American)
COCA-COLA ENTERPRISES | C-15 BROWNS BRIDGE RD | GAINESVILLE | Hall | 690085 | 3 | [5 empty] | Removed from Ground | Other | 300 | Bare Steel | 1969-01-01 | Not Marked
COCA-COLA ENTERPRISES | C-15 BROWNS BRIDGE RD | GAINESVILLE | Hall | 690085 | 4 | [5 empty] | Removed from Ground | Other | 300 | Bare Steel | 1969-01-01 | Not Marked
MAR-JAC POULTRY | 1650 DORSEY ST | GAINESVILLE | Hall | 690087 | 1 | [5 empty] | Removed from Ground | Diesel | 10000 | Bare Steel | 1976-04-25 | Galvanized Steel | Pressurized
MAR-JAC POULTRY | 1650 DORSEY ST | GAINESVILLE | Hall | 690087 | 2 | Flapper Valve | 1997-02-01 | FALSE | 1997-02-01 | FALSE | Currently in Use | Diesel | 12000 | Composite | 1997-02-01 | Fiberglass Reinforced Plastic | Safe Suction (Euro)
GET N GO | 2672 GILLSVILLE HWY. | GAINESVILLE | Hall | 690088 | 1 |  | 1998-11-12 |  | 1998-11-12 |  | Removed from Ground | Gas (Historical Use) | 8000 | Steel-Impressed Current | 1978-04-25 | Cathodically Protected | Pressurized
GET N GO | 2672 GILLSVILLE HWY. | GAINESVILLE | Hall | 690088 | 2 |  | 1998-11-12 |  | 1998-11-12 |  | Removed from Ground | Gas (Historical Use) | 8000 | Steel-Impressed Current | 1978-04-25 | Cathodically Protected | Pressurized
GET N GO | 2672 GILLSVILLE HWY. | GAINESVILLE | Hall | 690088 | 3 |  | 1998-11-12 |  | 1998-11-12 |  | Removed from Ground | Gas (Historical Use) | 8000 | Steel-Impressed Current | 1978-04-25 | Cathodically Protected | Pressurized
JESSE JEWEL FOOD MART | 1140 W JESSE JEWELL PKWY | GAINESVILLE | Hall | 690093 | 1 | [5 empty] | Removed from Ground | Gas (Historical Use) | 12000 | Bare Steel | 1968-04-21 | Galvanized Steel
JESSE JEWEL FOOD MART | 1140 W JESSE JEWELL PKWY | GAINESVILLE | Hall | 690093 | 2 | [5 empty] | Removed from Ground | Gas (Historical Use) | 15000 | Bare Steel | 1968-04-21 | Galvanized Steel
JESSE JEWEL FOOD MART | 1140 W JESSE JEWELL PKWY | GAINESVILLE | Hall | 690093 | 3 | [5 empty] | Removed from Ground | Gas (Historical Use) | 12000 | Bare Steel | 1968-04-21 | Galvanized Steel
JESSE JEWEL FOOD MART | 1140 W JESSE JEWELL PKWY | GAINESVILLE | Hall | 690093 | 4 | Flapper Valve | 1991-05-01 | FALSE | 1991-05-01 | FALSE | Currently in Use | Kerosene | 4000 | Fiberglass | 1991-05-01 | Fiberglass Reinforced Plastic | Safe Suction (Euro)
JESSE JEWEL FOOD MART | 1140 W JESSE JEWELL PKWY | GAINESVILLE | Hall | 690093 | 5 | Ball Float | 1988-10-01 | FALSE | 1988-10-01 | FALSE | Currently in Use | Regular | 10000 | Fiberglass | 1988-10-01 | Fiberglass Reinforced Plastic | Pressurized
JESSE JEWEL FOOD MART | 1140 W JESSE JEWELL PKWY | GAINESVILLE | Hall | 690093 | 6 | Ball Float | 1988-10-01 | FALSE | 1988-10-01 | FALSE | Currently in Use | Regular | 10000 | Fiberglass | 1988-10-01 | Fiberglass Reinforced Plastic | Pressurized
JESSE JEWEL FOOD MART | 1140 W JESSE JEWELL PKWY | GAINESVILLE | Hall | 690093 | 7 | Ball Float | 1988-10-01 | FALSE | 1988-10-01 | FALSE | Currently in Use | Premium | 10000 | Fiberglass | 1988-10-01 | Fiberglass Reinforced Plastic | Pressurized
JESSE JEWEL FOOD MART | 1140 W JESSE JEWELL PKWY | GAINESVILLE | Hall | 690093 | 8 | Flapper Valve | 1988-10-01 | FALSE | 1988-10-01 | FALSE | Currently in Use | Diesel | 10000 | Fiberglass | 1988-10-01 | Fiberglass Reinforced Plastic | Pressurized
SKF USA INC | MCEVERS & RADFORD RD | FLOWERY BRANCH | Hall | 690094 | 1 | [5 empty] | Removed from Ground | Other | 2000 | Bare Steel | 1976-04-20 | Bare Steel
SKF USA INC | MCEVERS & RADFORD RD | FLOWERY BRANCH | Hall | 690094 | 10 |  |  | TRUE |  | TRUE | Removed from Ground | Used Oil | 30000 | Bare Steel | 1976-04-20 | Bare Steel
SKF USA INC | MCEVERS & RADFORD RD | FLOWERY BRANCH | Hall | 690094 | 11 |  |  | TRUE |  | TRUE | Removed from Ground | Used Oil | 30000 | Bare Steel | 1976-04-20 | Bare Steel
SKF USA INC | MCEVERS & RADFORD RD | FLOWERY BRANCH | Hall | 690094 | 2 | [5 empty] | Removed from Ground | Other | 2000 | Bare Steel | 1976-04-20 | Bare Steel
SKF USA INC | MCEVERS & RADFORD RD | FLOWERY BRANCH | Hall | 690094 | 3 | [5 empty] | Removed from Ground | Other | 2000 | Bare Steel | 1976-04-20 | Bare Steel
SKF USA INC | MCEVERS & RADFORD RD | FLOWERY BRANCH | Hall | 690094 | 4 | [5 empty] | Removed from Ground | Other | 4000 | Bare Steel | 1976-04-20 | Bare Steel
SKF USA INC | MCEVERS & RADFORD RD | FLOWERY BRANCH | Hall | 690094 | 5 | [5 empty] | Removed from Ground | Other | 8000 | Bare Steel | 1976-04-20 | Galvanized Steel
SKF USA INC | MCEVERS & RADFORD RD | FLOWERY BRANCH | Hall | 690094 | 6 | [5 empty] | Removed from Ground | Other | 2000 | Bare Steel | 1976-04-20 | Bare Steel
SKF USA INC | MCEVERS & RADFORD RD | FLOWERY BRANCH | Hall | 690094 | 7 | [5 empty] | Removed from Ground | Other | 2000 | Bare Steel | 1976-04-20 | Bare Steel
SKF USA INC | MCEVERS & RADFORD RD | FLOWERY BRANCH | Hall | 690094 | 8 | [5 empty] | Removed from Ground | Other | 10000 | Bare Steel | 1976-04-20 | Bare Steel
SKF USA INC | MCEVERS & RADFORD RD | FLOWERY BRANCH | Hall | 690094 | 9 | [5 empty] | Removed from Ground | Other | 10000 | Bare Steel | 1976-04-20 | Bare Steel
VIRPANATH INC DBA DON MANGUMS GROCERY | 3742 HARMONY CHURCH RD | GAINESVILLE | Hall | 690096 | 1 |  | 1999-04-22 | FALSE | 1999-04-22 | FALSE | Temporarily out of use | Empty | 1000 | Steel-Impressed Current | 1984-04-14 |  | Safe Suction (Euro)
VIRPANATH INC DBA DON MANGUMS GROCERY | 3742 HARMONY CHURCH RD | GAINESVILLE | Hall | 690096 | 2 | Flapper Valve | 1999-04-22 | FALSE | 1999-04-22 | FALSE | Currently in Use | Regular | 2000 | Steel-Impressed Current | 1967-01-01 | Steel (Impressed Current) | Safe Suction (Euro)
VIRPANATH INC DBA DON MANGUMS GROCERY | 3742 HARMONY CHURCH RD | GAINESVILLE | Hall | 690096 | 3 | Flapper Valve | 1999-04-22 | FALSE | 1999-04-22 | FALSE | Currently in Use | Regular | 2000 | Steel-Impressed Current | 1967-01-01 | Steel (Impressed Current) | Safe Suction (Euro)
VIRPANATH INC DBA DON MANGUMS GROCERY | 3742 HARMONY CHURCH RD | GAINESVILLE | Hall | 690096 | 4 |  | 1999-04-22 | FALSE | 1999-04-22 | FALSE | Temporarily out of use |  | 500 | Steel-Impressed Current | 1967-01-01 |  | Safe Suction (Euro)
GAINESVILLE IRON WORKS INC | 890 MAIN ST SW | GAINESVILLE | Hall | 690097 | 1 | [5 empty] | Removed from Ground | Diesel | 10000 | Bare Steel | 1981-04-12 | Galvanized Steel
GAINESVILLE IRON WORKS INC | 890 MAIN ST SW | GAINESVILLE | Hall | 690097 | 2 | [5 empty] | Removed from Ground | Gas (Historical Use) | 1000 | Bare Steel | 1976-01-01 | Bare Steel
GAINESVILLE IRON WORKS INC | 890 MAIN ST SW | GAINESVILLE | Hall | 690097 | 3 | [5 empty] | Removed from Ground | Diesel | 1000 | Bare Steel | 1976-01-01 | Bare Steel
CARGILL INC | 862 WEST RIDGE RD | GAINESVILLE | Hall | 690098 | ELEV.F/O#1 | [5 empty] | Removed from Ground | Diesel | 20026 | Bare Steel | 1974-04-20 | Bare Steel
CARGILL INC | 862 WEST RIDGE RD | GAINESVILLE | Hall | 690098 | ELEV.F/O#2 | [5 empty] | Removed from Ground | Diesel | 20026 | Bare Steel | 1974-04-20 | Bare Steel
CARGILL INC | 862 WEST RIDGE RD | GAINESVILLE | Hall | 690098 | H-1 | [5 empty] | Removed from Ground | Hazardous Substance | 19962 | Bare Steel | 1983-04-18 | Bare Steel
CARGILL INC | 862 WEST RIDGE RD | GAINESVILLE | Hall | 690098 | H-1A | Overfill Alarm | 1990-06-13 | FALSE | 1990-06-13 | FALSE | Currently in Use | Hazardous Substance | 25000 | Fiberglass Double Walled | 1990-01-01 | Aboveground | Suction (American)
CARGILL INC | 862 WEST RIDGE RD | GAINESVILLE | Hall | 690098 | H-1B | Overfill Alarm | 2007-09-20 | FALSE | 2012-06-13 | TRUE | Currently in Use | Hazardous Substance | 35000 | Fiberglass Double Walled | 2007-09-20 | Aboveground | Suction (American)
CARGILL INC | 862 WEST RIDGE RD | GAINESVILLE | Hall | 690098 | H-2 | [5 empty] | Removed from Ground | Hazardous Substance | 15276 | Bare Steel | 1967-04-22 | Bare Steel
CARGILL INC | 862 WEST RIDGE RD | GAINESVILLE | Hall | 690098 | H-2A |  | 1990-06-13 |  | 2000-06-13 |  | Temporarily out of use | Hazardous Substance | 25000 | Fiberglass Double Walled | 1990-01-01 | Aboveground | Suction (American)
CARGILL INC | 862 WEST RIDGE RD | GAINESVILLE | Hall | 690098 | H-3 | [5 empty] | Removed from Ground | Hazardous Substance | 18178 | Bare Steel | 1975-04-20 | Bare Steel
CARGILL INC | 862 WEST RIDGE RD | GAINESVILLE | Hall | 690098 | H-SURGE | [5 empty] | Removed from Ground | Hazardous Substance | 1219 | Bare Steel | 1967-04-22 | Bare Steel
CARGILL INC | 862 WEST RIDGE RD | GAINESVILLE | Hall | 690098 | MANTGASTNK | [5 empty] | Removed from Ground | Empty | 1 | Bare Steel | 1967-04-22 | Bare Steel
CARGILL INC | 862 WEST RIDGE RD | GAINESVILLE | Hall | 690098 | NB.F/O#1 | [5 empty] | Removed from Ground | Other | 30119 | Bare Steel | 1980-04-18 | Bare Steel
CARGILL INC | 862 WEST RIDGE RD | GAINESVILLE | Hall | 690098 | OB.F/O#1 | [5 empty] | Removed from Ground | Other | 15276 | Bare Steel | 1967-04-22 | Bare Steel
CARGILL INC | 862 WEST RIDGE RD | GAINESVILLE | Hall | 690098 | OB.F/O#2 | [5 empty] | Removed from Ground | Other | 15276 | Bare Steel | 1967-04-22 | Bare Steel
JERRY NIX | 203 E E BUTLER PKWY | GAINESVILLE | Hall | 690099 | 1 | Ball Float | 1986-04-01 | FALSE | 1986-04-01 | FALSE | Currently in Use | Regular | 10000 | Fiberglass | 1986-04-23 | Fiberglass Reinforced Plastic | Pressurized
JERRY NIX | 203 E E BUTLER PKWY | GAINESVILLE | Hall | 690099 | 2 | Ball Float | 1986-04-01 | FALSE | 1986-04-01 | FALSE | Currently in Use | Regular | 10000 | Fiberglass | 1986-04-23 | Fiberglass Reinforced Plastic | Pressurized
JERRY NIX | 203 E E BUTLER PKWY | GAINESVILLE | Hall | 690099 | 3 | Ball Float | 1986-04-01 | FALSE | 1986-04-01 | FALSE | Currently in Use | Premium | 10000 | Fiberglass | 1986-04-23 | Fiberglass Reinforced Plastic | Pressurized
JERRY NIX | 203 E E BUTLER PKWY | GAINESVILLE | Hall | 690099 | 4 |  |  | TRUE |  | TRUE | Removed from Ground | Used Oil | 500 | Fiberglass | 1970-01-01 | Fiberglass Reinforced Plastic
CHEVRON #43587 | RT 2 US 23 & 53 | FLOWERY BRANCH | Hall | 690100 | 1 | [5 empty] | Removed from Ground | Gas (Historical Use) | 10000 | Cathodically Protected Steel | 1970-04-27 | Galvanized Steel
CHEVRON #43587 | RT 2 US 23 & 53 | FLOWERY BRANCH | Hall | 690100 | 2 | [5 empty] | Removed from Ground | Diesel | 10000 | Cathodically Protected Steel | 1970-04-27 | Galvanized Steel
CHEVRON #43587 | RT 2 US 23 & 53 | FLOWERY BRANCH | Hall | 690100 | 3 | [5 empty] | Removed from Ground | Gas (Historical Use) | 5000 | Cathodically Protected Steel | 1970-04-27 | Galvanized Steel
CHEVRON #43587 | RT 2 US 23 & 53 | FLOWERY BRANCH | Hall | 690100 | 4 |  |  | TRUE |  | TRUE | Removed from Ground | Used Oil | 550 | Cathodically Protected Steel | 1970-04-27 | Galvanized Steel
GA FORESTRY/GAINESVILLE DIST OFC | 3005 ATLANTA HWY | GAINESVILLE | Hall | 690101 | 1 | [5 empty] | Removed from Ground | Gas (Historical Use) | 2000 | Bare Steel | 1975-04-25 | Galvanized Steel | Safe Suction (Euro)
GA FORESTRY/GAINESVILLE DIST OFC | 3005 ATLANTA HWY | GAINESVILLE | Hall | 690101 | 2 | [5 empty] | Removed from Ground | Propane | 500 | Bare Steel | 1956-04-29 | Galvanized Steel
GA FC/BANKS-HALL CO UNIT | RT 1/5707 LULA RD | LULA | Hall | 690102 | 1 | [5 empty] | Removed from Ground | Gas (Historical Use) | 2000 | Bare Steel | 1985-04-22 | Galvanized Steel
GA FC/BANKS-HALL CO UNIT | RT 1/5707 LULA RD | LULA | Hall | 690102 | 2 | [5 empty] | Removed from Ground | Empty | 560 | Bare Steel | 1956-04-29 | Bare Steel
GA FC/BANKS-HALL CO UNIT | RT 1/5707 LULA RD | LULA | Hall | 690102 | 3 |  | 1990-01-01 |  | 1990-01-01 |  | Removed from Ground | Gas (Historical Use) | 1000 | Galvanic (STIP-3) | 1990-01-01 | Cathodically Protected | Safe Suction (Euro)
GA FC/BANKS-HALL CO UNIT | RT 1/5707 LULA RD | LULA | Hall | 690102 | 4 |  | 1990-01-01 |  | 1990-01-01 |  | Removed from Ground | Diesel | 1000 | Galvanic (STIP-3) | 1990-01-01 | Cathodically Protected | Safe Suction (Euro)
HARDY'S CHEVROLET | 2115 BROWNS BRIDGE RD | GAINESVILLE | Hall | 690105 | 1 |  |  | TRUE |  | TRUE | Removed from Ground | Used Oil | 550 | Bare Steel | 1970-04-08 | Galvanized Steel
HARDY'S CHEVROLET | 2115 BROWNS BRIDGE RD | GAINESVILLE | Hall | 690105 | 2 | [5 empty] | Removed from Ground | Gas (Historical Use) | 550 | Bare Steel | 1970-04-08 | Galvanized Steel
GA DOT 10101 | 2550 ATHENS HWY 323 | GAINESVILLE | Hall | 690106 | 1 | Flapper Valve | 1996-10-31 | FALSE | 1996-10-31 | FALSE | Currently in Use | Diesel | 6000 | Fiberglass | 1996-10-01 | Double-Walled Fiberglass | Pressurized
GA DOT 10101 | 2550 ATHENS HWY 323 | GAINESVILLE | Hall | 690106 | 10101-1 | [5 empty] | Removed from Ground | Gas (Historical Use) | 2000 | Bare Steel | 1964-05-05 | Galvanized Steel
GA DOT 10101 | 2550 ATHENS HWY 323 | GAINESVILLE | Hall | 690106 | 10101-2 | [5 empty] | Removed from Ground | Gas (Historical Use) | 2000 | Bare Steel | 1964-05-05 | Galvanized Steel
GA DOT 10101 | 2550 ATHENS HWY 323 | GAINESVILLE | Hall | 690106 | 101D1 | [5 empty] | Removed from Ground | Diesel | 10000 | Bare Steel | 1974-05-02 | Galvanized Steel | Suction (American)
GA DOT 10101 | 2550 ATHENS HWY 323 | GAINESVILLE | Hall | 690106 | 101G1 | [5 empty] | Removed from Ground | Gas (Historical Use) | 10000 | Bare Steel | 1973-05-02 | Galvanized Steel | Suction (American)
GA DOT 10101 | 2550 ATHENS HWY 323 | GAINESVILLE | Hall | 690106 | 101G2 | [5 empty] | Removed from Ground | Gas (Historical Use) | 4000 | Bare Steel | 1973-05-02 | Galvanized Steel | Suction (American)
GA DOT 10101 | 2550 ATHENS HWY 323 | GAINESVILLE | Hall | 690106 | 2 | Flapper Valve | 1996-10-31 | FALSE | 1996-10-31 | FALSE | Currently in Use | Regular | 10000 | Fiberglass | 1996-10-01 | Double-Walled Fiberglass | Pressurized
GA DOT 10110 NORTH HALL CO MTC ( | GA HWY 11/N OF QUILLIANS CORNER | CLERMONT | Hall | 690107 | 1 | [5 empty] | Removed from Ground | Gas (Historical Use) | 6000 | Marked Unknown | 1967-05-04 | Galvanized Steel
GA DOT 10111 SPOUT SPRINGS HQ | .5 MI E I-95 ON SPOUT SPRINGS RD | FLOWERY BRANCH | Hall | 690108 | 10111-1 | [5 empty] | Removed from Ground | Empty | 1000 | Bare Steel | 1971-05-03 | Galvanized Steel
GA DOT 10111 SPOUT SPRINGS HQ | .5 MI E I-95 ON SPOUT SPRINGS RD | FLOWERY BRANCH | Hall | 690108 | 10111-2 | [5 empty] | Removed from Ground | Diesel | 1000 | Bare Steel | 1971-05-03 | Galvanized Steel
US POSTAL SERVICE | 364 GREEN ST NE | GAINESVILLE | Hall | 690110 | 1 | [5 empty] | Removed from Ground | Gas (Historical Use) | 1000 | Bare Steel | 1971-04-11 | Unknown
US POSTAL SERVICE | 364 GREEN ST NE | GAINESVILLE | Hall | 690110 | 2 | [5 empty] | Removed from Ground | Gas (Historical Use) | 6000 | Bare Steel | 1971-04-11 | Unknown
CIRCLE M FOOD SHOP #14 | 5505 LULA RD | LULA | Hall | 690111 | 1 |  | 1996-10-01 |  | 1996-10-01 |  | Currently in Use | Gas (Historical Use) | 10000 | Steel-Impressed Current | 1979-05-01 | Fiberglass Reinforced Plastic | Pressurized
CIRCLE M FOOD SHOP #14 | 5505 LULA RD | LULA | Hall | 690111 | 2 |  | 1996-10-01 |  | 1996-10-01 |  | Currently in Use | Gas (Historical Use) | 5000 | Steel-Impressed Current | 1979-05-01 | Fiberglass Reinforced Plastic | Pressurized
CIRCLE M FOOD SHOP #14 | 5505 LULA RD | LULA | Hall | 690111 | 3 |  | 1996-10-01 |  | 1996-10-01 |  | Currently in Use | Gas (Historical Use) | 10000 | Steel-Impressed Current | 1979-05-01 | Fiberglass Reinforced Plastic | Pressurized
WASHINGTON ST AMOCO | 1029 WEST WASHINGTON ST | GAINESVILLE | Hall | 690112 | 1 | [5 empty] | Removed from Ground | Gas (Historical Use) | 1000 | Bare Steel | 1966-05-04 | Galvanized Steel | Safe Suction (Euro)
WASHINGTON ST AMOCO | 1029 WEST WASHINGTON ST | GAINESVILLE | Hall | 690112 | 2 | [5 empty] | Removed from Ground | Gas (Historical Use) | 1000 | Bare Steel | 1966-05-04 | Galvanized Steel | Safe Suction (Euro)
WASHINGTON ST AMOCO | 1029 WEST WASHINGTON ST | GAINESVILLE | Hall | 690112 | 3 | [5 empty] | Removed from Ground | Gas (Historical Use) | 1000 | Bare Steel | 1966-05-04 | Galvanized Steel | Safe Suction (Euro)
WASHINGTON ST AMOCO | 1029 WEST WASHINGTON ST | GAINESVILLE | Hall | 690112 | 4 |  |  | TRUE |  | TRUE | Removed from Ground | Used Oil | 550 | Bare Steel | 1966-05-04 | Galvanized Steel | Gravity Fed
MASTERS HAND AMOCO | 1701 PARKHILL DR | GAINESVILLE | Hall | 690114 | 1 | [5 empty] | Removed from Ground | Gas (Historical Use) | 3000 | Bare Steel | 1966-05-04 | Galvanized Steel | Suction (American)
MASTERS HAND AMOCO | 1701 PARKHILL DR | GAINESVILLE | Hall | 690114 | 2 | [5 empty] | Removed from Ground | Gas (Historical Use) | 3000 | Bare Steel | 1966-05-04 | Galvanized Steel | Suction (American)
MASTERS HAND AMOCO | 1701 PARKHILL DR | GAINESVILLE | Hall | 690114 | 3 | [5 empty] | Removed from Ground | Gas (Historical Use) | 3000 | Bare Steel | 1966-05-04 | Galvanized Steel | Suction (American)
MASTERS HAND AMOCO | 1701 PARKHILL DR | GAINESVILLE | Hall | 690114 | 4 | [5 empty] | Removed from Ground | Gas (Historical Use) | 3000 | Bare Steel | 1966-05-04 | Galvanized Steel | Suction (American)
MASTERS HAND AMOCO | 1701 PARKHILL DR | GAINESVILLE | Hall | 690114 | 5 | [5 empty] | Removed from Ground | Empty | 550 | Bare Steel | 1966-05-04 | Galvanized Steel
EXPRESS FOOD STORE | 1811 MLK JR BLVD | GAINESVILLE | Hall | 690115 | 1 | Flapper Valve | 1995-10-15 | FALSE | 1995-10-15 | TRUE | Currently in Use | Gas (Historical Use) | 4500 | Steel-Impressed Current | 1976-05-01 | Steel (Impressed Current) | Safe Suction (Euro)
EXPRESS FOOD STORE | 1811 MLK JR BLVD | GAINESVILLE | Hall | 690115 | 2 | Flapper Valve | 1993-10-15 | FALSE | 1993-10-15 | TRUE | Currently in Use | Gas (Historical Use) | 4500 | Steel-Impressed Current | 1976-05-01 | Steel (Impressed Current) | Safe Suction (Euro)
PARKWAY AMOCO/EAST SIDE AMOCO | 1098 EAST SPRING ST | GAINESVILLE | Hall | 690116 | 1 | [5 empty] | Removed from Ground | Gas (Historical Use) | 1000 | Bare Steel | 1964-05-04 | Galvanized Steel
PARKWAY AMOCO/EAST SIDE AMOCO | 1098 EAST SPRING ST | GAINESVILLE | Hall | 690116 | 2 | [5 empty] | Removed from Ground | Gas (Historical Use) | 1000 | Bare Steel | 1964-05-04 | Galvanized Steel
PARKWAY AMOCO/EAST SIDE AMOCO | 1098 EAST SPRING ST | GAINESVILLE | Hall | 690116 | 3 | [5 empty] | Removed from Ground | Gas (Historical Use) | 1000 | Bare Steel | 1964-05-04 | Galvanized Steel
PARKWAY AMOCO/EAST SIDE AMOCO | 1098 EAST SPRING ST | GAINESVILLE | Hall | 690116 | 4 |  |  | TRUE |  | TRUE | Removed from Ground | Used Oil | 560 | Bare Steel | 1964-05-04 | Galvanized Steel
EXPRESS FOOD MART | 6918 CLEVELAND HWY | CLERMONT | Hall | 1690129 | 1 | Ball Float | 1997-09-01 | FALSE | 1997-09-01 | FALSE | Currently in Use | Regular | 8000 | Steel-Impressed Current | 1984-04-29 | Fiberglass Reinforced Plastic | Pressurized
EXPRESS FOOD MART | 6918 CLEVELAND HWY | CLERMONT | Hall | 1690129 | 2 | Ball Float | 1997-09-01 | FALSE | 1997-09-01 | FALSE | Currently in Use | Regular | 10000 | Steel-Impressed Current | 1984-04-29 | Steel (Impressed Current) | Pressurized
EXPRESS FOOD MART | 6918 CLEVELAND HWY | CLERMONT | Hall | 1690129 | 3 | Ball Float | 1997-09-01 | FALSE | 1997-09-01 | FALSE | Currently in Use | Premium | 8000 | Steel-Impressed Current | 1984-04-29 | Fiberglass Reinforced Plastic | Pressurized
EXPRESS FOOD MART | 6918 CLEVELAND HWY | CLERMONT | Hall | 1690129 | 4 | Ball Float | 1997-09-01 | FALSE | 1997-09-01 | FALSE | Currently in Use | Diesel | 6000 | Steel-Impressed Current | 1984-04-29 | Fiberglass Reinforced Plastic | Pressurized
EXPRESS FOOD MART | 6918 CLEVELAND HWY | CLERMONT | Hall | 1690129 | 5 | Flapper Valve | 1997-09-01 | FALSE | 1997-09-01 | FALSE | Currently in Use | Kerosene | 2000 | Steel-Impressed Current | 1984-04-29 | Fiberglass Reinforced Plastic | Safe Suction (Euro)
WALMART NEIGHBORHOOD MARKET #2699 | 1435 THOMPSON BRIDGE RD | GAINESVILLE | Hall | 10002423 | 1 |  | 2014-12-17 | FALSE | 2014-12-17 | FALSE | Currently in Use | Gas (Historical Use) | 15000 | Fiberglass Double Walled | 2014-09-03 | Double-Walled Flex | Pressurized
WALMART NEIGHBORHOOD MARKET #2699 | 1435 THOMPSON BRIDGE RD | GAINESVILLE | Hall | 10002423 | 2A |  | 2014-12-17 | FALSE | 2014-12-17 | FALSE | Currently in Use | Gas (Historical Use) | 8000 | Fiberglass Double Walled | 2014-09-03 | Double-Walled Flex | Pressurized
WALMART NEIGHBORHOOD MARKET #2699 | 1435 THOMPSON BRIDGE RD | GAINESVILLE | Hall | 10002423 | 2B |  | 2014-12-17 | FALSE | 2014-12-17 | FALSE | Currently in Use | Diesel | 7000 | Fiberglass Double Walled | 2014-09-03 | Double-Walled Flex | Pressurized
WALMART NEIGHBORHOOD MARKET #2731 | 2892 BROWNS BRIDGE RD | GAINESVILLE | Hall | 10002424 | 1 | Flapper Valve | 2014-12-17 | FALSE | 2014-12-17 | FALSE | Currently in Use | Regular | 15000 | Fiberglass Double Walled | 2014-09-03 | Double-Walled Flex | Pressurized
WALMART NEIGHBORHOOD MARKET #2731 | 2892 BROWNS BRIDGE RD | GAINESVILLE | Hall | 10002424 | 2A | Flapper Valve | 2014-12-17 | FALSE | 2014-12-17 | FALSE | Currently in Use | Premium | 8000 | Fiberglass Double Walled | 2014-09-03 | Double-Walled Flex | Pressurized
WALMART NEIGHBORHOOD MARKET #2731 | 2892 BROWNS BRIDGE RD | GAINESVILLE | Hall | 10002424 | 2B | Flapper Valve | 2014-12-17 | FALSE | 2014-12-17 | FALSE | Currently in Use | Diesel | 7000 | Fiberglass Double Walled | 2014-09-03 | Double-Walled Flex | Pressurized
GDOT FACILITY | 3414 ATHENS HIGHWAY | GAINESVILLE | Hall | 10002374 | 1 |  |  | FALSE |  | FALSE | Removed from Ground | Gas (Historical Use) | 2000 | Bare Steel | 2014-09-25 | Bare Steel
GDOT FACILITY | 3414 ATHENS HIGHWAY | GAINESVILLE | Hall | 10002374 | 2 |  |  | FALSE |  | FALSE | Removed from Ground | Gas (Historical Use) | 2000 | Bare Steel | 2014-09-25 | Bare Steel
GDOT FACILITY | 3414 ATHENS HIGHWAY | GAINESVILLE | Hall | 10002374 | 3 |  |  | FALSE |  | FALSE | Removed from Ground | Gas (Historical Use) | 2000 | Bare Steel | 2014-09-25 | Bare Steel
GDOT FACILITY | 3414 ATHENS HIGHWAY | GAINESVILLE | Hall | 10002374 | 4 |  |  | FALSE |  | FALSE | Removed from Ground | Diesel | 1000 | Bare Steel | 2014-09-25 | Bare Steel
KROGER 682 | 1931 JESSE JEWELL PKWY | GAINESVILLE | Hall | 10002303 | 1 | Ball Float | 2013-12-01 | FALSE | 2014-01-20 | FALSE | Currently in Use | Regular | 20000 | Fiberglass | 2013-11-11 | Double-Walled Flex | Pressurized
KROGER 682 | 1931 JESSE JEWELL PKWY | GAINESVILLE | Hall | 10002303 | 2A | Ball Float | 2013-12-10 | FALSE | 2014-01-20 | FALSE | Currently in Use | Diesel | 10000 | Fiberglass | 2013-11-11 | Double-Walled Flex | Pressurized
KROGER 682 | 1931 JESSE JEWELL PKWY | GAINESVILLE | Hall | 10002303 | 2B | Ball Float | 2013-12-10 | FALSE | 2014-01-20 | FALSE | Currently in Use | Premium | 8000 | Fiberglass | 2013-11-11 | Double-Walled Flex | Pressurized
QUIKTRIP #847 | 1910 JESSE JEWELL PKWY NE | GAINESVILLE | Hall | 10002318 | 1 | Flapper Valve | 2014-03-01 | FALSE | 2014-04-01 | FALSE | Currently in Use | Regular | 20000 | Fiberglass Double Walled | 2013-12-13 | Double-Walled Fiberglass | Pressurized
QUIKTRIP #847 | 1910 JESSE JEWELL PKWY NE | GAINESVILLE | Hall | 10002318 | 2 | Flapper Valve | 2014-03-01 | FALSE | 2014-04-01 | FALSE | Currently in Use | Regular | 20000 | Fiberglass Double Walled | 2013-12-01 | Double-Walled Fiberglass | Pressurized
QUIKTRIP #847 | 1910 JESSE JEWELL PKWY NE | GAINESVILLE | Hall | 10002318 | 3A |  | 2014-03-01 | FALSE | 2014-04-01 | FALSE | Temporarily out of use | E-0 | 10000 | Fiberglass Double Walled | 2013-12-01 | Double-Walled Fiberglass | Pressurized
QUIKTRIP #847 | 1910 JESSE JEWELL PKWY NE | GAINESVILLE | Hall | 10002318 | 3B | Flapper Valve | 2014-03-01 | FALSE | 2014-04-01 | FALSE | Currently in Use | Premium | 9500 | Fiberglass Double Walled | 2013-12-01 | Double-Walled Fiberglass | Pressurized
QUIKTRIP #847 | 1910 JESSE JEWELL PKWY NE | GAINESVILLE | Hall | 10002318 | 4 | Flapper Valve | 2014-03-01 | FALSE | 2014-04-01 | FALSE | Currently in Use | Diesel | 12000 | Fiberglass Double Walled | 2013-12-01 | Double-Walled Fiberglass | Pressurized
UNKNOWN | 5203 ATLANTA HIGHWAY | FLOWERY BRANCH | Hall | 10002473 | 1 |  |  | FALSE |  | FALSE | Closed in Ground | Gas (Historical Use) | 2000 | Bare Steel |  | Unknown
UNKNOWN | 5203 ATLANTA HIGHWAY | FLOWERY BRANCH | Hall | 10002473 | 2 |  |  | FALSE |  | FALSE | Closed in Ground | Gas (Historical Use) | 2000 | Unknown |  | Unknown
UNKNOWN | 5203 ATLANTA HIGHWAY | FLOWERY BRANCH | Hall | 10002473 | 3 |  |  | FALSE |  | FALSE | Closed in Ground | Kerosene | 2000 | Bare Steel |  | Unknown
LANIER ISLANDS | 7000 LANIER ISLANDS PARKWAY | BUFORD | Hall | 10002457 | 1A | Flapper Valve | 2015-06-01 | FALSE | 2015-06-01 | FALSE | Currently in Use | Regular | 15000 | Composite | 2015-06-01 | Double-Walled Flex | Pressurized
LANIER ISLANDS | 7000 LANIER ISLANDS PARKWAY | BUFORD | Hall | 10002457 | 1B | Flapper Valve | 2015-06-01 | FALSE | 2015-06-01 | FALSE | Currently in Use | Premium | 5000 | Composite | 2015-06-01 | Double-Walled Flex | Pressurized
Circle K 217 | 7342 Spout Springs Rd | Flowery Branch | Hall | 10002855 | 1 | Flapper Valve |  | FALSE |  | FALSE | Currently in Use | Regular | 15000 | Composite Double Walled | 2018-08-01 | Double-Walled Fiberglass | Pressurized
Circle K 217 | 7342 Spout Springs Rd | Flowery Branch | Hall | 10002855 | 2A | Flapper Valve |  | FALSE |  | FALSE | Currently in Use | Premium | 7000 | Composite Double Walled | 2018-08-01 | Double-Walled Fiberglass | Pressurized
Circle K 217 | 7342 Spout Springs Rd | Flowery Branch | Hall | 10002855 | 2B | Flapper Valve |  | FALSE |  | FALSE | Currently in Use | Diesel | 4000 | Composite Double Walled | 2018-08-01 | Double-Walled Fiberglass | Pressurized
Circle K 217 | 7342 Spout Springs Rd | Flowery Branch | Hall | 10002855 | 2C | Flapper Valve |  | FALSE |  | FALSE | Currently in Use | E-85 | 4000 | Composite Double Walled | 2018-08-01 | Double-Walled Fiberglass | Pressurized
RaceTrac #2351 - 129 and Ridge | 1020 EE BUTLER PKWY | GAINESVILLE | Hall | 10002568 | 1 | Overfill Alarm | 2016-03-23 | FALSE | 2016-03-23 | FALSE | Currently in Use | Regular | 20000 | Fiberglass Double Walled | 2016-03-23 | Double-Walled Fiberglass | Pressurized
RaceTrac #2351 - 129 and Ridge | 1020 EE BUTLER PKWY | GAINESVILLE | Hall | 10002568 | 2A | Overfill Alarm | 2016-03-23 | FALSE | 2016-03-23 | FALSE | Currently in Use | E-0 | 10000 | Fiberglass Double Walled | 2016-03-23 | Double-Walled Fiberglass | Pressurized
RaceTrac #2351 - 129 and Ridge | 1020 EE BUTLER PKWY | GAINESVILLE | Hall | 10002568 | 2B | Overfill Alarm | 2016-03-23 | FALSE | 2016-03-23 | FALSE | Currently in Use | Diesel | 10000 | Fiberglass Double Walled | 2016-03-23 | Double-Walled Fiberglass | Pressurized
RaceTrac #2351 - 129 and Ridge | 1020 EE BUTLER PKWY | GAINESVILLE | Hall | 10002568 | 3A | Overfill Alarm |  | FALSE | 2016-03-23 | FALSE | Currently in Use | E-85 | 10000 | Fiberglass Double Walled | 2016-03-23 | Double-Walled Fiberglass | Pressurized
RaceTrac #2351 - 129 and Ridge | 1020 EE BUTLER PKWY | GAINESVILLE | Hall | 10002568 | 3A | Overfill Alarm |  | FALSE | 2016-03-23 | FALSE | Currently in Use | E-85 | 10000 | Fiberglass Double Walled | 2016-03-23 | Double-Walled Fiberglass | Pressurized
RaceTrac #2351 - 129 and Ridge | 1020 EE BUTLER PKWY | GAINESVILLE | Hall | 10002568 | 3A | Overfill Alarm | 2016-03-23 | FALSE | 2016-03-23 | FALSE | Currently in Use | E-85 | 10000 | Fiberglass Double Walled | 2016-03-23 | Double-Walled Fiberglass | Pressurized
RaceTrac #2351 - 129 and Ridge | 1020 EE BUTLER PKWY | GAINESVILLE | Hall | 10002568 | 3A | Overfill Alarm | 2016-03-23 | FALSE | 2016-03-23 | FALSE | Currently in Use | E-85 | 10000 | Fiberglass Double Walled | 2016-03-23 | Double-Walled Fiberglass | Pressurized
RaceTrac #2351 - 129 and Ridge | 1020 EE BUTLER PKWY | GAINESVILLE | Hall | 10002568 | 3B | Overfill Alarm |  | FALSE | 2016-03-23 | FALSE | Currently in Use | Premium | 10000 | Fiberglass Double Walled | 2016-03-23 | Double-Walled Fiberglass | Pressurized
RaceTrac #2351 - 129 and Ridge | 1020 EE BUTLER PKWY | GAINESVILLE | Hall | 10002568 | 3B | Overfill Alarm |  | FALSE | 2016-03-23 | FALSE | Currently in Use | Premium | 10000 | Fiberglass Double Walled | 2016-03-23 | Double-Walled Fiberglass | Pressurized
MURPHY EXPRESS #8802 | 377 SHALLOWFORD RD | GAINESVILLE | Hall | 10002665 | 1 |  |  | FALSE |  | FALSE | Currently in Use | Gas (Historical Use) | 20000 | Fiberglass Double Walled | 2017-01-06 | Double-Walled Fiberglass | Pressurized
MURPHY EXPRESS #8802 | 377 SHALLOWFORD RD | GAINESVILLE | Hall | 10002665 | 2A |  |  | FALSE |  | FALSE | Currently in Use | Gas (Historical Use) | 8000 | Fiberglass Double Walled | 2017-01-06 | Double-Walled Fiberglass | Pressurized
MURPHY EXPRESS #8802 | 377 SHALLOWFORD RD | GAINESVILLE | Hall | 10002665 | 2B |  |  | FALSE |  | FALSE | Currently in Use | Diesel | 10000 | Fiberglass Double Walled | 2017-01-06 | Double-Walled Fiberglass | Pressurized
MURPHY EXPRESS #8802 | 377 SHALLOWFORD RD | GAINESVILLE | Hall | 10002665 | 2C |  |  | FALSE |  | FALSE | Currently in Use | Gas (Historical Use) | 8000 | Fiberglass Double Walled | 2017-01-06 | Double-Walled Fiberglass | Pressurized
RIVERSIDE MILITARY ACADEMY | 2001 RIVERSIDE DR | GAINESVILLE | Hall | 10002913 | 1 |  |  | FALSE |  | FALSE | Removed from Ground | Diesel | 5000 | Fiberglass Double Walled |  | Galvanized Steel
BEAULIEU OF AMERICA (ENGINEERED FLOORS) | 1750 ATLANTA HIGHWAY | GAINESVILLE | Hall | 10002950 | 1 |  |  | FALSE |  | FALSE | Removed from Ground | Diesel | 20000 | Bare Steel
BEAULIEU OF AMERICA (ENGINEERED FLOORS) | 1750 ATLANTA HIGHWAY | GAINESVILLE | Hall | 10002950 | 2 |  |  | FALSE |  | FALSE | Removed from Ground | Diesel | 20000 | Bare Steel
3050 BIG CREEK ROAD | 3050 BIG CREEK ROAD | BUFORD | Hall | 10001471 | 1 |  |  | FALSE |  | FALSE | Closed in Ground | Gas (Historical Use) | 10000 | Bare Steel | 1973-01-01 | Unknown
3050 BIG CREEK ROAD | 3050 BIG CREEK ROAD | BUFORD | Hall | 10001471 | 2 |  |  | FALSE |  | FALSE | Closed in Ground | Gas (Historical Use) | 10000 | Bare Steel | 1973-01-01 | Unknown
3050 BIG CREEK ROAD | 3050 BIG CREEK ROAD | BUFORD | Hall | 10001471 | 3 |  |  | FALSE |  | FALSE | Closed in Ground | Gas (Historical Use) | 10000 | Bare Steel | 1973-01-01 | Unknown
SAMS CLUB #6644 | 3851 MUNDY MILL RD | OAKWOOD | Hall | 10001454 | 1 | Flapper Valve | 2007-10-01 | FALSE | 2007-10-01 | FALSE | Currently in Use | Gas (Historical Use) | 20000 | Fiberglass Double Walled | 2007-10-01 | Double-Walled Flex | Pressurized
SAMS CLUB #6644 | 3851 MUNDY MILL RD | OAKWOOD | Hall | 10001454 | 2 | Flapper Valve | 2007-10-01 | FALSE | 2007-10-01 | FALSE | Currently in Use | Gas (Historical Use) | 20000 | Fiberglass Double Walled | 2007-10-01 | Double-Walled Flex | Pressurized
SAMS CLUB #6644 | 3851 MUNDY MILL RD | OAKWOOD | Hall | 10001454 | 3A | Flapper Valve | 2007-10-01 | FALSE | 2007-10-01 | FALSE | Currently in Use | Gas (Historical Use) | 12000 | Fiberglass Double Walled | 2007-10-01 | Double-Walled Flex | Pressurized
SAMS CLUB #6644 | 3851 MUNDY MILL RD | OAKWOOD | Hall | 10001454 | 3B | Flapper Valve | 2007-10-01 | FALSE | 2007-10-01 | FALSE | Currently in Use | Diesel | 8000 | Fiberglass Double Walled | 2007-10-01 | Double-Walled Flex | Pressurized
TEXACO FOOD MART | 1411 BROWNS BRIDGE RD | GAINESVILLE | Hall | 10001421 | 1 | Ball Float | 2007-06-01 | FALSE | 2007-06-01 | FALSE | Currently in Use | Gas (Historical Use) | 12000 | Tank Jacket | 2007-06-01 | Double-Walled Fiberglass | Pressurized
TEXACO FOOD MART | 1411 BROWNS BRIDGE RD | GAINESVILLE | Hall | 10001421 | 2A | Ball Float | 2007-06-01 | FALSE | 2007-06-01 | FALSE | Currently in Use | Gas (Historical Use) | 4000 | Tank Jacket | 2007-06-01 | Double-Walled Fiberglass | Pressurized
TEXACO FOOD MART | 1411 BROWNS BRIDGE RD | GAINESVILLE | Hall | 10001421 | 2B | Ball Float | 2007-06-01 | FALSE | 2007-06-01 | FALSE | Currently in Use | Diesel | 4000 | Tank Jacket | 2007-06-01 | Double-Walled Fiberglass | Pressurized
INGLES GAS EXPRESS #412 | 4278 WINDER HWY | FLOWERY BRANCH | Hall | 10001440 | 1A | Flapper Valve | 2008-04-01 | FALSE | 2008-04-01 | FALSE | Currently in Use | Regular | 25000 | Fiberglass Double Walled | 2008-04-01 | Double-Walled Flex | Pressurized
INGLES GAS EXPRESS #412 | 4278 WINDER HWY | FLOWERY BRANCH | Hall | 10001440 | 1B | Flapper Valve | 2008-04-01 | FALSE | 2008-04-01 | FALSE | Currently in Use | Premium | 7000 | Fiberglass Double Walled | 2008-04-01 | Double-Walled Flex | Pressurized
INGLES GAS EXPRESS #412 | 4278 WINDER HWY | FLOWERY BRANCH | Hall | 10001440 | 2A | Flapper Valve | 2008-04-01 | FALSE | 2008-04-01 | FALSE | Currently in Use | Diesel | 5000 | Fiberglass Double Walled | 2008-04-01 | Double-Walled Flex | Pressurized
INGLES GAS EXPRESS #412 | 4278 WINDER HWY | FLOWERY BRANCH | Hall | 10001440 | 2B | Flapper Valve | 2008-04-01 | FALSE | 2008-04-01 | FALSE | Currently in Use | Diesel | 5000 | Fiberglass Double Walled | 2008-04-01 | Double-Walled Flex | Pressurized
E-Z STOP | 6360 SPOUT SPRINGS RD | FLOWERY BRANCH | Hall | 10001375 | 1 | Ball Float | 2007-03-25 | FALSE | 2007-03-25 | FALSE | Currently in Use | Regular | 12000 | Composite | 2007-03-01 | Double-Walled Fiberglass | Pressurized
E-Z STOP | 6360 SPOUT SPRINGS RD | FLOWERY BRANCH | Hall | 10001375 | 2 | Ball Float | 2007-03-25 | FALSE | 2007-03-25 | FALSE | Currently in Use | Premium | 8000 | Composite | 2007-03-01 | Double-Walled Fiberglass | Pressurized
E-Z STOP | 6360 SPOUT SPRINGS RD | FLOWERY BRANCH | Hall | 10001375 | 3 | Ball Float | 2007-03-25 | FALSE | 2007-03-25 | FALSE | Currently in Use | Diesel | 4000 | Composite | 2007-03-01 | Double-Walled Fiberglass | Pressurized
KROGER GA 632 | 4025 GA HWY 53 | OAKWOOD | Hall | 10001573 | 1 | Overfill Alarm | 2008-06-26 | FALSE | 2008-06-26 | FALSE | Currently in Use | Regular | 20000 | Fiberglass Double Walled | 2008-05-30 | Double-Walled Fiberglass | Pressurized
KROGER GA 632 | 4025 GA HWY 53 | OAKWOOD | Hall | 10001573 | 2A | Overfill Alarm | 2008-06-26 | FALSE | 2008-06-26 | FALSE | Currently in Use | Diesel | 12000 | Fiberglass Double Walled | 2008-05-30 | Double-Walled Fiberglass | Pressurized
KROGER GA 632 | 4025 GA HWY 53 | OAKWOOD | Hall | 10001573 | 2B | Overfill Alarm | 2008-06-26 | FALSE | 2008-06-26 | FALSE | Currently in Use | Premium | 8000 | Fiberglass Double Walled | 2008-05-30 | Double-Walled Fiberglass | Pressurized
129 SHELL FOOD MART | 3509 AL MANGUM RD | TALMO | Hall | 10001645 | 1 | Ball Float | 2007-05-01 | FALSE | 2007-05-01 | FALSE | Currently in Use | Regular | 12000 | Composite | 2007-05-01 | Double-Walled Fiberglass | Pressurized
129 SHELL FOOD MART | 3509 AL MANGUM RD | TALMO | Hall | 10001645 | 2A | Ball Float | 2007-05-01 | FALSE | 2007-05-01 | FALSE | Currently in Use | Diesel | 6000 | Composite | 2007-05-01 | Double-Walled Fiberglass | Pressurized
129 SHELL FOOD MART | 3509 AL MANGUM RD | TALMO | Hall | 10001645 | 2B | Ball Float | 2007-05-01 | FALSE | 2007-05-01 | FALSE | Temporarily out of use | Diesel | 4000 | Composite | 2007-05-01 | Double-Walled Fiberglass | Pressurized
129 SHELL FOOD MART | 3509 AL MANGUM RD | TALMO | Hall | 10001645 | 3 | Ball Float | 2007-05-01 | FALSE | 2007-05-01 | FALSE | Currently in Use | Premium | 10000 | Composite | 2007-05-01 | Double-Walled Fiberglass | Pressurized
OAKWOOD TIRE COMPANY | 3120 ATLANTA HIGHWAY | OAKWOOD | Hall | 10001582 | 1 |  |  | FALSE |  | FALSE | Removed from Ground | Gas (Historical Use) | 10000 | Bare Steel | 1980-01-01 | Bare Steel
OAKWOOD TIRE COMPANY | 3120 ATLANTA HIGHWAY | OAKWOOD | Hall | 10001582 | 2 |  |  | FALSE |  | FALSE | Removed from Ground | Gas (Historical Use) | 10000 | Bare Steel | 1948-01-01 | Bare Steel
EXPLORERS TRANSPORT | 5325 T L BOWER WAY | FLOWERY BRANCH | Hall | 10001267 | 1A |  | 2006-11-01 | FALSE | 2006-11-01 | FALSE | Currently in Use | Diesel | 15000 | Composite Double Walled | 2006-11-01 | Double-Walled Fiberglass | Pressurized
EXPLORERS TRANSPORT | 5325 T L BOWER WAY | FLOWERY BRANCH | Hall | 10001267 | 1B |  | 2006-11-01 | FALSE | 2006-11-01 | FALSE | Currently in Use | Regular | 5000 | Composite Double Walled | 2006-11-01 | Double-Walled Fiberglass | Pressurized
EXPLORERS TRANSPORT | 5325 T L BOWER WAY | FLOWERY BRANCH | Hall | 10001267 | 2 |  | 2006-11-01 | FALSE | 2006-11-01 | FALSE | Currently in Use | Diesel | 20000 | Fiberglass Double Walled | 2006-11-01 | Double-Walled Fiberglass | Pressurized
EXXON FOOD MART | 928 GAINESVILLE HWY | BUFORD | Hall | 10001297 | 1 | Ball Float | 2007-01-01 | FALSE | 2007-01-01 | FALSE | Removed from Ground | Gas (Historical Use) | 15000 | Composite | 2007-01-01 | Fiberglass Reinforced Plastic | Pressurized
EXXON FOOD MART | 928 GAINESVILLE HWY | BUFORD | Hall | 10001297 | 2 | Ball Float | 2007-01-01 | FALSE | 2007-01-01 | FALSE | Removed from Ground | Gas (Historical Use) | 8000 | Composite | 2007-01-01 | Fiberglass Reinforced Plastic | Pressurized
EXXON FOOD MART | 928 GAINESVILLE HWY | BUFORD | Hall | 10001297 | 3 | Ball Float | 2007-01-01 | FALSE | 2007-01-01 | FALSE | Removed from Ground | Diesel | 7000 | Composite | 2007-01-01 | Fiberglass Reinforced Plastic | Pressurized
HALL COUNTY DOT-GAINESVILLE CELL TOWER | GAINES MILL ROAD & EAST DENNIS DRIVE | GAINESVILLE | Hall | 10001206 | 1 |  |  | FALSE |  | FALSE | Removed from Ground | Gas (Historical Use) | 250 | Unknown | 2006-08-14 | Unknown
RaceTrac #597 - HOWARD | 2410 CORNELIA HWY | GAINESVILLE | Hall | 10002032 | 1 | Overfill Alarm | 2011-08-26 | FALSE | 2011-08-26 | FALSE | Currently in Use | Gas (Historical Use) | 20000 | Composite Double Walled | 2011-08-26 | Double-Walled Fiberglass | Pressurized
RaceTrac #597 - HOWARD | 2410 CORNELIA HWY | GAINESVILLE | Hall | 10002032 | 2 | Overfill Alarm | 2011-08-26 | FALSE | 2011-08-26 | FALSE | Currently in Use | Gas (Historical Use) | 12000 | Composite Double Walled | 2011-08-26 | Double-Walled Fiberglass | Pressurized
RaceTrac #597 - HOWARD | 2410 CORNELIA HWY | GAINESVILLE | Hall | 10002032 | 3 | Overfill Alarm | 2011-08-26 | FALSE | 2011-08-26 | FALSE | Currently in Use | Diesel | 12000 | Composite Double Walled | 2011-08-26 | Double-Walled Fiberglass | Pressurized
FORMER COUNTRY STORE-ABANDONED TANKS | 5972 GEORGIA HIGHWAY 52 | GILLSVILLE | Hall | 10002038 | 1 |  |  | FALSE |  | FALSE | Removed from Ground | Gas (Historical Use) | 500 | Bare Steel | 2011-10-06 | Bare Steel
FORMER COUNTRY STORE-ABANDONED TANKS | 5972 GEORGIA HIGHWAY 52 | GILLSVILLE | Hall | 10002038 | 2 |  |  | FALSE |  | FALSE | Removed from Ground | Gas (Historical Use) | 500 | Bare Steel | 2011-10-06 | Bare Steel
RaceTrac #232 - McEver | 1450 MCEVER RD | GAINESVILLE | Hall | 10002075 | 1 | Overfill Alarm | 2012-01-19 | FALSE | 2012-01-19 | FALSE | Currently in Use | Gas (Historical Use) | 20000 | Composite Double Walled | 2012-01-19 | Double-Walled Fiberglass | Pressurized
RaceTrac #232 - McEver | 1450 MCEVER RD | GAINESVILLE | Hall | 10002075 | 2 | Overfill Alarm | 2012-01-19 | FALSE | 2012-01-19 | FALSE | Currently in Use | Gas (Historical Use) | 12000 | Composite Double Walled | 2012-01-19 | Double-Walled Fiberglass | Pressurized
RaceTrac #232 - McEver | 1450 MCEVER RD | GAINESVILLE | Hall | 10002075 | 3 | Overfill Alarm | 2012-01-19 | FALSE | 2012-01-19 | FALSE | Currently in Use | Diesel | 12000 | Composite Double Walled | 2012-01-19 | Double-Walled Fiberglass | Pressurized
627 QUEENS CITY | 1294 WEST RIDGE RD | GAINESVILLE | Hall | 10002105 | 1 | Overfill Alarm | 2012-04-25 | FALSE | 2012-04-25 | FALSE | Currently in Use | Gas (Historical Use) | 20000 | Composite Double Walled | 2012-04-25 | Double-Walled Fiberglass | Pressurized
627 QUEENS CITY | 1294 WEST RIDGE RD | GAINESVILLE | Hall | 10002105 | 2 | Overfill Alarm | 2012-04-25 | FALSE | 2012-04-25 | FALSE | Currently in Use | Gas (Historical Use) | 12000 | Composite Double Walled | 2012-04-25 | Double-Walled Fiberglass | Pressurized
627 QUEENS CITY | 1294 WEST RIDGE RD | GAINESVILLE | Hall | 10002105 | 3 | Overfill Alarm | 2012-04-25 | FALSE | 2012-04-25 | FALSE | Currently in Use | Diesel | 12000 | Composite Double Walled | 2012-04-25 | Double-Walled Fiberglass | Pressurized
JOINT ADMIN BUILDING | 300 HENRY WARD WAY | GAINESVILLE | Hall | 10001769 | 1 | Flapper Valve |  | FALSE |  | FALSE | Removed from Ground | Diesel | 3000 | Steel-Impressed Current | 1978-01-01 | Steel (Impressed Current) | Safe Suction (Euro)
BEENA INC DBA CI CI'S MARKET | 4110 CLEVELAND HWY | GAINESVILLE | Hall | 10001891 | 1 | Ball Float | 2010-07-28 | FALSE | 2010-07-28 | FALSE | Currently in Use | Gas (Historical Use) | 12000 | Composite Double Walled | 2010-07-28 | Double-Walled Fiberglass | Pressurized
BEENA INC DBA CI CI'S MARKET | 4110 CLEVELAND HWY | GAINESVILLE | Hall | 10001891 | 2A | Ball Float | 2010-07-28 | FALSE | 2010-07-28 | FALSE | Currently in Use | Gas (Historical Use) | 4000 | Composite Double Walled | 2010-07-28 | Double-Walled Fiberglass | Pressurized
BEENA INC DBA CI CI'S MARKET | 4110 CLEVELAND HWY | GAINESVILLE | Hall | 10001891 | 2B | Ball Float | 2010-07-28 | FALSE | 2010-07-28 | FALSE | Currently in Use | Diesel | 4000 | Composite Double Walled | 2010-07-28 | Double-Walled Fiberglass | Pressurized
BEENA INC DBA CI CI'S MARKET | 4110 CLEVELAND HWY | GAINESVILLE | Hall | 10001891 | 3A | Ball Float | 2010-07-28 | FALSE | 2010-07-28 | FALSE | Currently in Use | Diesel | 12000 | Composite Double Walled | 2010-07-28 | Double-Walled Fiberglass | Pressurized
BEENA INC DBA CI CI'S MARKET | 4110 CLEVELAND HWY | GAINESVILLE | Hall | 10001891 | 3B | Ball Float | 2010-07-28 | FALSE | 2010-07-28 | FALSE | Currently in Use | Diesel | 3000 | Composite Double Walled | 2010-07-28 | Double-Walled Fiberglass | Pressurized
BEENA INC DBA CI CI'S MARKET | 4110 CLEVELAND HWY | GAINESVILLE | Hall | 10001891 | 4 | Ball Float | 2017-05-16 | FALSE | 2017-05-16 | FALSE | Currently in Use | Gas (Historical Use) | 5000 | Composite Double Walled | 2017-05-16 | Double-Walled Flex | Pressurized
GA POULTRY DIAGNOSTIC LABORATORY | 4457 OAKWOOD ROAD | OAKWOOD | Hall | 10001867 | 1 |  |  | FALSE |  | FALSE | Removed from Ground | Diesel | 8000 | Bare Steel | 2010-06-15 | Bare Steel
QUIKTRIP #824 | 927 GAINESVILLE HWY | BUFORD | Hall | 10001883 | 1 | Flapper Valve | 2010-09-01 | FALSE | 2010-05-01 | FALSE | Currently in Use | Regular | 20000 | Fiberglass Double Walled | 2010-04-01 | Double-Walled Fiberglass | Pressurized
QUIKTRIP #824 | 927 GAINESVILLE HWY | BUFORD | Hall | 10001883 | 2 | Flapper Valve | 2010-09-01 | FALSE | 2010-05-01 | FALSE | Currently in Use | Premium | 20000 | Fiberglass Double Walled | 2010-04-01 | Double-Walled Fiberglass | Pressurized
QUIKTRIP #824 | 927 GAINESVILLE HWY | BUFORD | Hall | 10001883 | 3A | Flapper Valve | 2010-09-01 | FALSE | 2010-05-01 | FALSE | Currently in Use | Diesel | 12000 | Fiberglass Double Walled | 2010-04-01 | Double-Walled Fiberglass | Pressurized
QUIKTRIP #824 | 927 GAINESVILLE HWY | BUFORD | Hall | 10001883 | 3B | Flapper Valve | 2010-09-01 | FALSE | 2010-05-01 | FALSE | Currently in Use | Plus | 8000 | Fiberglass Double Walled | 2010-04-01 | Double-Walled Fiberglass | Pressurized
BOPEEP INC | 954 GAINESVILLE HIGHWAY | BUFORD | Hall | 10001807 | 1 |  |  | FALSE |  | FALSE | Removed from Ground | Gas (Historical Use) | 0 | Unknown | 1987-01-01 | Unknown
LAKESHORE AUTO SALES | SKELTON ROAD | GAINESVILLE | Hall | 10001071 | 1 |  |  | FALSE |  | FALSE | Permanently Out Of Use | Gas (Historical Use) | 1000 | Unknown | 1984-06-01
LAKESHORE AUTO SALES | SKELTON ROAD | GAINESVILLE | Hall | 10001071 | 2 |  |  | FALSE |  | FALSE | Permanently Out Of Use | Gas (Historical Use) | 1000 | Unknown | 1984-06-01
LAKESHORE AUTO SALES | SKELTON ROAD | GAINESVILLE | Hall | 10001071 | 3 |  |  | FALSE |  | FALSE | Permanently Out Of Use | Gas (Historical Use) | 1000 | Unknown | 1984-06-01
LAKESHORE AUTO SALES | SKELTON ROAD | GAINESVILLE | Hall | 10001071 | 4 |  |  | FALSE |  | FALSE | Permanently Out Of Use | Diesel | 6000 | Unknown | 1984-06-01
FORMER FIVE FORKS SUPERETTE | BROWNS BRIDGE ROAD & KEITHS BRIDGE ROAD | GAINESVILLE | Hall | 10001059 | 1 |  |  | FALSE |  | FALSE | Removed from Ground |  | 1000 | Unknown | 2006-01-03
FORMER FIVE FORKS SUPERETTE | BROWNS BRIDGE ROAD & KEITHS BRIDGE ROAD | GAINESVILLE | Hall | 10001059 | 2 |  |  | FALSE |  | FALSE | Removed from Ground |  | 1000 | Unknown | 2006-01-03
FORMER FIVE FORKS SUPERETTE | BROWNS BRIDGE ROAD & KEITHS BRIDGE ROAD | GAINESVILLE | Hall | 10001059 | 3 |  |  | FALSE |  | FALSE | Removed from Ground | Not Marked/Tank Removed | 500 | Bare Steel | 2016-10-10
TEXACO AT LAKESHORE | 272 DAWSONVILLE HWY | GAINESVILLE | Hall | 10000985 | 1 | Ball Float | 2005-06-01 | FALSE | 2005-06-01 | FALSE | Currently in Use | Regular | 12000 | Composite | 2005-06-01 | Fiberglass Reinforced Plastic | Pressurized
TEXACO AT LAKESHORE | 272 DAWSONVILLE HWY | GAINESVILLE | Hall | 10000985 | 2A | Ball Float | 2005-06-01 | FALSE | 2005-06-01 | FALSE | Currently in Use | Premium | 8000 | Composite | 2005-06-01 | Fiberglass Reinforced Plastic | Pressurized
TEXACO AT LAKESHORE | 272 DAWSONVILLE HWY | GAINESVILLE | Hall | 10000985 | 2B | Ball Float | 2005-06-01 | FALSE | 2005-06-01 | FALSE | Currently in Use | Diesel | 4000 | Composite | 2005-06-01 | Fiberglass Reinforced Plastic | Pressurized
PIONEER CONCRETE PUMPING | 2350 DANBURY LN | GAINESVILLE | Hall | 10001032 | 1 | Ball Float | 2005-12-01 | FALSE | 2005-12-01 | FALSE | Removed from Ground | Diesel | 12000 | Composite | 2011-04-04 | Fiberglass Reinforced Plastic | Pressurized
DEBRA PATTERSON | 2745 DAWSONVILLE HIGHWAY | GAINESVILLE | Hall | 10001021 | 1 |  |  | FALSE |  | FALSE | Removed from Ground | Not Marked/Tank Removed | 92705 | Unknown | 2005-09-27
DEBRA PATTERSON | 2745 DAWSONVILLE HIGHWAY | GAINESVILLE | Hall | 10001021 | 2 |  |  | FALSE |  | FALSE | Removed from Ground | Not Marked/Tank Removed | 550 | Unknown | 2005-09-27 | Unknown
DEBRA PATTERSON | 2745 DAWSONVILLE HIGHWAY | GAINESVILLE | Hall | 10001021 | 3 |  |  | FALSE |  | FALSE | Removed from Ground | Not Marked/Tank Removed | 550 | Unknown | 2005-09-27 | Unknown
SHELL FOOD MART | 4780 FRIENDSHIP RD | BUFORD | Hall | 10001002 | 1 | Ball Float | 2004-07-01 | FALSE | 2004-07-01 | FALSE | Currently in Use | Regular | 10000 | Epoxy | 2004-06-01 | Double-Walled Fiberglass | Pressurized
SHELL FOOD MART | 4780 FRIENDSHIP RD | BUFORD | Hall | 10001002 | 2 | Ball Float | 2004-07-01 | FALSE | 2004-07-01 | FALSE | Currently in Use | Premium | 8000 | Epoxy | 2004-06-01 | Double-Walled Fiberglass | Pressurized
SHELL FOOD MART | 4780 FRIENDSHIP RD | BUFORD | Hall | 10001002 | 3 | Ball Float | 2004-07-01 | FALSE | 2004-07-01 | FALSE | Currently in Use | Diesel | 4000 | Epoxy | 2004-06-01 | Double-Walled Fiberglass | Pressurized
WEE WILLIE'S | 1190 JESSE JEWEL PKWY SE | GAINESVILLE | Hall | 10000962 | 1 | Ball Float | 2005-02-01 | FALSE | 2005-02-01 | FALSE | Currently in Use | Regular | 12000 | Fiberglass | 2005-01-31 | Fiberglass Reinforced Plastic | Pressurized
WEE WILLIE'S | 1190 JESSE JEWEL PKWY SE | GAINESVILLE | Hall | 10000962 | 2A | Ball Float | 2005-02-01 | FALSE | 2005-02-01 | FALSE | Currently in Use | Premium | 8000 | Fiberglass | 2005-01-31 | Fiberglass Reinforced Plastic | Pressurized
WEE WILLIE'S | 1190 JESSE JEWEL PKWY SE | GAINESVILLE | Hall | 10000962 | 2B | Ball Float | 2005-02-01 | FALSE | 2005-02-01 | FALSE | Currently in Use | E-0 | 4000 | Fiberglass | 2005-01-31 | Fiberglass Reinforced Plastic | Pressurized
GAINES FERRY SHELL INC | 5976 ATLANTA HWY | FLOWERY BRANCH | Hall | 10000918 | 1 | Ball Float | 2004-08-05 | FALSE | 2004-08-05 | FALSE | Currently in Use | Premium | 10000 | Fiberglass | 2004-08-05 | Double-Walled Flex | Pressurized
GAINES FERRY SHELL INC | 5976 ATLANTA HWY | FLOWERY BRANCH | Hall | 10000918 | 2 | Ball Float | 2004-08-05 | FALSE | 2004-08-05 | FALSE | Currently in Use | Regular | 12000 | Fiberglass | 2004-08-05 | Double-Walled Flex | Pressurized
GAINES FERRY SHELL INC | 5976 ATLANTA HWY | FLOWERY BRANCH | Hall | 10000918 | 3A | Ball Float | 2004-08-05 | FALSE | 2004-08-05 | FALSE | Currently in Use | Diesel On Road | 8000 | Fiberglass | 2004-08-05 | Double-Walled Flex | Pressurized
GAINES FERRY SHELL INC | 5976 ATLANTA HWY | FLOWERY BRANCH | Hall | 10000918 | 3B | Ball Float | 2004-08-05 | FALSE | 2004-08-05 | FALSE | Temporarily out of use | Diesel Off Road | 4000 | Fiberglass | 2004-08-05 | Double-Walled Flex | Pressurized
CHEVRON FOOD MART | 2025 ATHENS HWY | GAINESVILLE | Hall | 10000884 | 1 | Ball Float | 2005-02-05 | FALSE | 2005-02-05 | FALSE | Currently in Use | Gas (Historical Use) | 12000 | Composite | 2004-12-05 | Fiberglass Reinforced Plastic | Pressurized
CHEVRON FOOD MART | 2025 ATHENS HWY | GAINESVILLE | Hall | 10000884 | 2A | Ball Float | 2005-02-05 | FALSE | 2005-02-05 | FALSE | Currently in Use | Gas (Historical Use) | 6000 | Composite | 2004-12-05 | Fiberglass Reinforced Plastic | Pressurized
CHEVRON FOOD MART | 2025 ATHENS HWY | GAINESVILLE | Hall | 10000884 | 2B | Ball Float | 2005-02-05 | FALSE | 2005-02-05 | FALSE | Currently in Use | Diesel | 6000 | Composite | 2004-12-05 | Fiberglass Reinforced Plastic | Pressurized
QUICKMART #5 | 5516 WINDER HWY | BRASELTON | Hall | 10000873 | 1 | Ball Float | 2004-11-01 | FALSE | 2007-05-21 | FALSE | Currently in Use | Gas (Historical Use) | 12000 | Composite Double Walled | 2004-11-01 | Double-Walled Fiberglass | Pressurized
QUICKMART #5 | 5516 WINDER HWY | BRASELTON | Hall | 10000873 | 2 | Ball Float | 2004-11-01 | FALSE | 2007-05-21 | FALSE | Currently in Use | Gas (Historical Use) | 12000 | Composite Double Walled | 2004-11-01 | Double-Walled Fiberglass | Pressurized
QUICKMART #5 | 5516 WINDER HWY | BRASELTON | Hall | 10000873 | 3A | Ball Float | 2004-11-01 | FALSE | 2007-05-21 | FALSE | Currently in Use | Diesel | 7000 | Composite Double Walled | 2004-11-01 | Double-Walled Fiberglass | Pressurized
QUICKMART #5 | 5516 WINDER HWY | BRASELTON | Hall | 10000873 | 3B | Ball Float | 2004-11-01 | FALSE | 2007-05-21 | FALSE | Temporarily out of use | Diesel | 5000 | Composite Double Walled | 2004-11-01 | Double-Walled Fiberglass | Pressurized
HOLIDAY BOATING SUPERSTORE | 6000 HOLIDAY ROAD | BUFORD | Hall | 10000858 | 1 |  |  | FALSE |  | FALSE | Removed from Ground | Gas (Historical Use) | 1600 | Bare Steel | 2005-01-01
LANIER FOOD MART | 5971 CLEVELAND HWY | CLERMONT | Hall | 10000848 | 1 |  | 2004-12-09 | FALSE | 2004-12-09 | FALSE | Currently in Use | Diesel Off Road | 1000 | Epoxy | 2004-12-09 | Fiberglass Reinforced Plastic | Pressurized
LANIER FOOD MART | 5971 CLEVELAND HWY | CLERMONT | Hall | 10000848 | 2 |  | 2004-09-30 | FALSE | 2004-09-30 | FALSE | Currently in Use | Regular | 12000 | Epoxy | 2004-09-30 | Fiberglass Reinforced Plastic | Pressurized
LANIER FOOD MART | 5971 CLEVELAND HWY | CLERMONT | Hall | 10000848 | 3A | Ball Float | 2004-09-30 | FALSE | 2004-09-30 | FALSE | Currently in Use | Premium | 8000 | Epoxy | 2004-09-30 | Fiberglass Reinforced Plastic | Pressurized
LANIER FOOD MART | 5971 CLEVELAND HWY | CLERMONT | Hall | 10000848 | 3B | Ball Float | 2004-09-30 | FALSE | 2004-09-30 | FALSE | Currently in Use | Diesel | 4000 | Epoxy | 2004-09-30 | Fiberglass Reinforced Plastic | Pressurized
PETROFAST FOOD STORE #15 | 2178 CANDLER HWY | GAINESVILLE | Hall | 10000722 | 1 | Ball Float | 2004-05-01 | FALSE | 2004-05-01 | FALSE | Currently in Use | Regular | 12000 | Composite | 2004-05-01 | Fiberglass Reinforced Plastic | Pressurized
PETROFAST FOOD STORE #15 | 2178 CANDLER HWY | GAINESVILLE | Hall | 10000722 | 2 | Ball Float | 2004-05-01 | FALSE | 2004-05-01 | FALSE | Currently in Use | Premium | 8000 | Composite | 2004-05-01 | Fiberglass Reinforced Plastic | Pressurized
PETROFAST FOOD STORE #15 | 2178 CANDLER HWY | GAINESVILLE | Hall | 10000722 | 3 | Ball Float | 2004-05-01 | FALSE | 2004-05-01 | FALSE | Currently in Use | Diesel | 8000 | Composite | 2004-05-01 | Fiberglass Reinforced Plastic | Pressurized
PETROFAST FOOD STORE #15 | 2178 CANDLER HWY | GAINESVILLE | Hall | 10000722 | 4 | Ball Float | 2004-05-01 | FALSE | 2004-05-01 | FALSE | Currently in Use | Diesel | 4000 | Composite | 2004-05-01 | Fiberglass Reinforced Plastic | Pressurized
JAMES H BROOKS JR (ABANDONED GAS ST) | 4415 WINDER HIGHWAY | OAKWOOD | Hall | 10000771 | 1 |  |  | FALSE |  | FALSE | Temporarily out of use |  | 0
JAMES H BROOKS JR (ABANDONED GAS ST) | 4415 WINDER HIGHWAY | OAKWOOD | Hall | 10000771 | 2 |  |  | FALSE |  | FALSE | Installed | Not Marked | 0 | Unknown
FORMER BENSONS INC | 729 GROVE STREET | GAINESVILLE | Hall | 10000010 | 1 |  |  | FALSE |  | FALSE | Removed from Ground | Empty | 11000 | Not Marked/Unknown | 2003-07-13 | Unknown
MITHANI PROPERTIES | 2159 BROWNS BRIDGE RD | GAINESVILLE | Hall | 10000013 | 1 | Ball Float | 2002-04-01 | FALSE | 2002-04-01 | FALSE | Removed from Ground | Gas (Historical Use) | 12000 | Fiberglass | 2002-04-01 | Fiberglass Reinforced Plastic | Pressurized
MITHANI PROPERTIES | 2159 BROWNS BRIDGE RD | GAINESVILLE | Hall | 10000013 | 2 | Ball Float | 2002-04-02 | FALSE | 2002-04-02 | FALSE | Removed from Ground | Gas (Historical Use) | 8000 | Fiberglass | 2002-04-02 | Fiberglass Reinforced Plastic | Pressurized
MITHANI PROPERTIES | 2159 BROWNS BRIDGE RD | GAINESVILLE | Hall | 10000013 | 3 | Ball Float | 2002-04-02 | FALSE | 2002-04-02 | FALSE | Removed from Ground | Diesel | 4000 | Fiberglass | 2002-04-02 | Fiberglass Reinforced Plastic | Pressurized
KROGER GA-437 | 3630 THOMPSON BRIDGE RD | GAINESVILLE | Hall | 10000088 | 1 | Overfill Alarm | 2001-12-07 | FALSE | 2001-12-07 | FALSE | Currently in Use | Regular | 15000 | Fiberglass Double Walled | 2001-12-07 | Double-Walled Fiberglass | Pressurized
KROGER GA-437 | 3630 THOMPSON BRIDGE RD | GAINESVILLE | Hall | 10000088 | 2A | Overfill Alarm | 2001-12-07 | FALSE | 2001-12-07 | FALSE | Currently in Use | Premium | 7000 | Fiberglass Double Walled | 2001-12-07 | Double-Walled Fiberglass | Pressurized
KROGER GA-437 | 3630 THOMPSON BRIDGE RD | GAINESVILLE | Hall | 10000088 | 2B | Flapper Valve | 2001-12-07 | FALSE | 2001-12-07 | FALSE | Currently in Use | Diesel | 8000 | Fiberglass Double Walled | 2001-12-07 | Double-Walled Fiberglass | Pressurized
401 MAIN STREET SITE | 401 MAIN STREET | GAINESVILLE | Hall | 10000179 | 1 |  |  | FALSE |  | FALSE | Removed from Ground | Gas (Historical Use) | 1000 | Bare Steel | 2002-08-15
401 MAIN STREET SITE | 401 MAIN STREET | GAINESVILLE | Hall | 10000179 | 2 |  |  | FALSE |  | FALSE | Removed from Ground | Gas (Historical Use) | 1000 | Bare Steel | 2002-08-15
FRIENDSHIP FOODMART | 4307 FRIENDSHIP RD | BUFORD | Hall | 10000196 | 1 | Ball Float | 2001-05-21 | FALSE | 2001-05-21 | FALSE | Currently in Use | Gas (Historical Use) | 12000 | Composite | 2001-05-21 | Fiberglass Reinforced Plastic | Pressurized
FRIENDSHIP FOODMART | 4307 FRIENDSHIP RD | BUFORD | Hall | 10000196 | 2 | Ball Float | 2001-05-21 | FALSE | 2001-05-21 | FALSE | Currently in Use | Gas (Historical Use) | 10000 | Composite | 2001-05-21 | Fiberglass Reinforced Plastic | Pressurized
FRIENDSHIP FOODMART | 4307 FRIENDSHIP RD | BUFORD | Hall | 10000196 | 3 | Ball Float | 2001-05-21 | FALSE | 2001-05-21 | FALSE | Currently in Use | Diesel | 12000 | Composite | 2001-05-21 | Fiberglass Reinforced Plastic | Pressurized
FRIENDSHIP FOODMART | 4307 FRIENDSHIP RD | BUFORD | Hall | 10000196 | 4A | Ball Float | 2001-05-21 | FALSE | 2001-05-21 | FALSE | Currently in Use | Diesel Off Road | 8000 | Composite | 2001-05-21 | Fiberglass Reinforced Plastic | Pressurized
FRIENDSHIP FOODMART | 4307 FRIENDSHIP RD | BUFORD | Hall | 10000196 | 4B | Flapper Valve | 2001-05-21 | FALSE | 2001-05-21 | FALSE | Currently in Use | Kerosene | 4000 | Composite | 2001-05-21 | Fiberglass Reinforced Plastic | Safe Suction (Euro)
FORMER LANIER NATIONAL SPEEDWAY/ LANIER RACEPLEX INC | ONE RACEWAY DR | BRASELTON | Hall | 10000202 | 1 |  | 1999-05-27 | FALSE | 1999-05-27 | FALSE | Removed from Ground | Other | 0 | Cathodically Protected Steel | 1999-05-27 | Galvanized Steel
FORMER LANIER NATIONAL SPEEDWAY/ LANIER RACEPLEX INC | ONE RACEWAY DR | BRASELTON | Hall | 10000202 | 2 | Ball Float | 2008-02-01 | FALSE | 2008-02-01 | FALSE | Removed from Ground | Gas (Historical Use) | 10000 | Composite Double Walled | 2008-02-15 | Double-Walled Fiberglass | Pressurized
POTTERS THRIFT STORE | 328 OAK ST | GAINESVILLE | Hall | 10000295 | 1 |  |  | FALSE |  | FALSE | Removed from Ground | Gas (Historical Use) | 550 | Bare Steel | 2002-09-01
CHESTATEE MIDDLE SCHOOL | 2740 FRAN MAR DR | GAINESVILLE | Hall | 10000263 | 1 | Flapper Valve | 2002-11-20 | FALSE | 2002-11-20 | FALSE | Currently in Use | Diesel | 10000 | Epoxy | 2002-11-20 | Fiberglass Reinforced Plastic | Safe Suction (Euro)
REED'S FARM PRODUCE | 2710 ATLANTA HWY | GAINESVILLE | Hall | 10000284 | 1 |  |  | FALSE |  | FALSE | Removed from Ground | Gas (Historical Use) | 500 | Bare Steel | 2002-09-10
REED'S FARM PRODUCE | 2710 ATLANTA HWY | GAINESVILLE | Hall | 10000284 | 2 |  |  | FALSE |  | FALSE | Removed from Ground | Gas (Historical Use) | 500 | Bare Steel | 2002-09-10
CIRCLE M FOOD SHOP #7 | 5160 CLEVELAND HWY | GAINESVILLE | Hall | 10000212 | 1 | Ball Float | 2002-09-01 | FALSE | 2002-09-01 | FALSE | Currently in Use | Gas (Historical Use) | 15000 | Epoxy | 2002-09-01 | Double-Walled Flex | Pressurized
CIRCLE M FOOD SHOP #7 | 5160 CLEVELAND HWY | GAINESVILLE | Hall | 10000212 | 2 | Ball Float | 2002-09-01 | FALSE | 2002-09-01 | FALSE | Currently in Use | Gas (Historical Use) | 10000 | Epoxy | 2002-09-01 | Double-Walled Flex | Pressurized
CIRCLE M FOOD SHOP #7 | 5160 CLEVELAND HWY | GAINESVILLE | Hall | 10000212 | 3A | Ball Float | 2002-09-01 | FALSE | 2002-09-01 | FALSE | Currently in Use | Diesel | 15000 | Epoxy | 2002-09-01 | Double-Walled Flex | Pressurized
CIRCLE M FOOD SHOP #7 | 5160 CLEVELAND HWY | GAINESVILLE | Hall | 10000212 | 3B | Ball Float | 2002-09-01 | FALSE | 2002-09-01 | FALSE | Currently in Use | Diesel | 5000 | Epoxy | 2002-09-01 | Double-Walled Flex | Pressurized
CIRCLE M FOOD SHOP #30 | 2310 OLD CORNELIA HWY | GAINESVILLE | Hall | 10000214 | 1 | Ball Float | 2002-04-01 | FALSE | 2002-04-01 | FALSE | Currently in Use | Regular | 15000 | Composite | 2002-04-01 | Double-Walled Flex | Pressurized
CIRCLE M FOOD SHOP #30 | 2310 OLD CORNELIA HWY | GAINESVILLE | Hall | 10000214 | 2 | Ball Float | 2002-04-01 | FALSE | 2002-04-01 | FALSE | Currently in Use | Premium | 10000 | Composite | 2002-04-01 | Double-Walled Flex | Pressurized
CIRCLE M FOOD SHOP #30 | 2310 OLD CORNELIA HWY | GAINESVILLE | Hall | 10000214 | 3 | Ball Float | 2002-04-01 | FALSE | 2002-04-01 | FALSE | Currently in Use | Diesel | 5000 | Composite | 2002-04-01 | Double-Walled Flex | Pressurized
FORMER SERVICE STATION | 984 RIVERSIDE DRIVE | GAINESVILLE | Hall | 10000223 | 1 |  |  | FALSE |  | FALSE | Removed from Ground | E-10 | 4000 | Bare Steel |  | Bare Steel
FORMER SERVICE STATION | 984 RIVERSIDE DRIVE | GAINESVILLE | Hall | 10000223 | 2 |  |  | FALSE |  | FALSE | Removed from Ground | Gas (Historical Use) | 4000 | Bare Steel |  | Bare Steel
FORMER SERVICE STATION | 984 RIVERSIDE DRIVE | GAINESVILLE | Hall | 10000223 | 3 |  |  | FALSE |  | FALSE | Removed from Ground | Gas (Historical Use) | 4000 | Bare Steel |  | Bare Steel
FORMER SERVICE STATION | 984 RIVERSIDE DRIVE | GAINESVILLE | Hall | 10000223 | 4 |  |  | FALSE |  | FALSE | Removed from Ground | Used Oil | 500 | Bare Steel |  | Bare Steel
FORMER SERVICE STATION | 984 RIVERSIDE DRIVE | GAINESVILLE | Hall | 10000223 | 5 |  |  | FALSE |  | FALSE | Removed from Ground | Kerosene | 1000 | Bare Steel |  | Bare Steel
RECONSERVE OF GEORGIA | 4695 RADFORD RD | FLOWERY BRANCH | Hall | 10000237 | 1 | Ball Float | 2002-01-19 | FALSE | 2002-01-19 | FALSE | Currently in Use | Diesel | 15000 | Composite | 2003-01-27 | Double-Walled Fiberglass | Pressurized
GAINESVILLE MILLING COMPANY | 425 HIGH STREET | GAINESVILLE | Hall | 10000437 | 1 |  |  | FALSE |  | FALSE | Removed from Ground | Gas (Historical Use) | 10000 | Bare Steel | 2001-07-01 | Bare Steel
KROGER GA-416 | 7380 SPOUT SPRINGS RD | FLOWERY BRANCH | Hall | 10000408 | 1A | Ball Float | 2003-06-02 | FALSE | 2003-06-02 | FALSE | Currently in Use | Regular | 12000 | Fiberglass Double Walled | 2003-05-29 | Double-Walled Fiberglass | Pressurized
KROGER GA-416 | 7380 SPOUT SPRINGS RD | FLOWERY BRANCH | Hall | 10000408 | 1B | Ball Float | 2003-06-02 | FALSE | 2003-06-02 | FALSE | Currently in Use | Gas (Historical Use) | 8000 | Fiberglass Double Walled | 2003-05-29 | Double-Walled Fiberglass | Pressurized
WAYNE POULTRY/FEED MILL | 875 IND BLVD | GAINESVILLE | Hall | 9000684 | 1 | [5 empty] | Removed from Ground | Empty | 500 | Bare Steel | 1960-02-10 | Unknown
WAYNE POULTRY/FEED MILL | 875 IND BLVD | GAINESVILLE | Hall | 9000684 | 2 | [5 empty] | Removed from Ground | Diesel | 10000 | Bare Steel | 1966-02-08 | Unknown
WAYNE POULTRY/FEED MILL | 875 IND BLVD | GAINESVILLE | Hall | 9000684 | 3 | [5 empty] | Removed from Ground | Diesel | 10000 | Bare Steel | 1980-02-05 | Unknown
KANGAROO #21 | 1128 WASHINGTON ST | GAINESVILLE | Hall | 9000402 | 1 | [5 empty] | Removed from Ground | Gas (Historical Use) | 6000 | Bare Steel | 1961-05-11 | Galvanized Steel
KANGAROO #21 | 1128 WASHINGTON ST | GAINESVILLE | Hall | 9000402 | 2 | [5 empty] | Removed from Ground | Gas (Historical Use) | 6000 | Bare Steel | 1961-05-11 | Galvanized Steel
KANGAROO #21 | 1128 WASHINGTON ST | GAINESVILLE | Hall | 9000402 | 3 | [5 empty] | Removed from Ground | Gas (Historical Use) | 4000 | Bare Steel | 1961-05-11 | Galvanized Steel
KANGAROO #21 | 1128 WASHINGTON ST | GAINESVILLE | Hall | 9000402 | 4 |  | 1987-10-01 |  | 1987-10-01 |  | Removed from Ground | Gas (Historical Use) | 8000 | Cathodically Protected Steel | 1987-10-02 | Galvanized Steel | Pressurized
KANGAROO #21 | 1128 WASHINGTON ST | GAINESVILLE | Hall | 9000402 | 5 |  | 1987-10-01 |  | 1987-10-01 |  | Removed from Ground | Gas (Historical Use) | 6000 | Cathodically Protected Steel | 1987-10-02 | Galvanized Steel | Pressurized
KANGAROO #21 | 1128 WASHINGTON ST | GAINESVILLE | Hall | 9000402 | 6 |  | 1987-10-01 |  | 1987-10-01 |  | Removed from Ground | Gas (Historical Use) | 6000 | Cathodically Protected Steel | 1987-10-02 | Galvanized Steel | Pressurized
HOLIDAY-ON-LAKE LANIER MARINA | 6900 HOLIDAY RD | BUFORD | Hall | 9000468 | 1 | [5 empty] | Removed from Ground | Gas (Historical Use) | 12000 | Bare Steel | 1972-03-17 | Galvanized Steel
HOLIDAY-ON-LAKE LANIER MARINA | 6900 HOLIDAY RD | BUFORD | Hall | 9000468 | 10 |  |  | TRUE |  | TRUE | Removed from Ground | Used Oil | 250 | Bare Steel | 1984-03-14 | Galvanized Steel
HOLIDAY-ON-LAKE LANIER MARINA | 6900 HOLIDAY RD | BUFORD | Hall | 9000468 | 11 | Flapper Valve |  | FALSE |  | FALSE | Currently in Use | Regular | 12000 | Composite Double Walled | 1991-11-06 | Fiberglass Reinforced Plastic | Pressurized
HOLIDAY-ON-LAKE LANIER MARINA | 6900 HOLIDAY RD | BUFORD | Hall | 9000468 | 12A | Flapper Valve | 1998-12-22 | FALSE | 1998-12-22 | FALSE | Currently in Use | Premium | 6000 | Composite Double Walled | 1991-11-06 | Fiberglass Reinforced Plastic | Pressurized
HOLIDAY-ON-LAKE LANIER MARINA | 6900 HOLIDAY RD | BUFORD | Hall | 9000468 | 12B | Flapper Valve | 1998-12-22 | FALSE | 1998-12-22 | FALSE | Currently in Use | Regular | 2000 | Composite Double Walled | 1991-11-06 | Fiberglass Reinforced Plastic | Pressurized
HOLIDAY-ON-LAKE LANIER MARINA | 6900 HOLIDAY RD | BUFORD | Hall | 9000468 | 12C | Flapper Valve | 1998-12-22 | FALSE | 1998-12-22 | FALSE | Currently in Use | Diesel | 2000 | Composite Double Walled | 1991-11-06 | Fiberglass Reinforced Plastic | Pressurized
HOLIDAY-ON-LAKE LANIER MARINA | 6900 HOLIDAY RD | BUFORD | Hall | 9000468 | 12D | Flapper Valve | 1998-12-22 | FALSE | 1998-12-22 | FALSE | Currently in Use | Regular | 2000 | Composite Double Walled | 1991-11-06 | Fiberglass Reinforced Plastic | Pressurized
HOLIDAY-ON-LAKE LANIER MARINA | 6900 HOLIDAY RD | BUFORD | Hall | 9000468 | 2 | [5 empty] | Removed from Ground | Gas (Historical Use) | 12000 | Bare Steel | 1972-03-17 | Galvanized Steel
HOLIDAY-ON-LAKE LANIER MARINA | 6900 HOLIDAY RD | BUFORD | Hall | 9000468 | 3 | [5 empty] | Removed from Ground | Gas (Historical Use) | 8000 | Bare Steel | 1972-03-17 | Galvanized Steel
HOLIDAY-ON-LAKE LANIER MARINA | 6900 HOLIDAY RD | BUFORD | Hall | 9000468 | 4 | [5 empty] | Removed from Ground | Gas (Historical Use) | 6000 | Bare Steel | 1956-03-21 | Galvanized Steel
HOLIDAY-ON-LAKE LANIER MARINA | 6900 HOLIDAY RD | BUFORD | Hall | 9000468 | 5 | [5 empty] | Removed from Ground | Gas (Historical Use) | 2500 | Bare Steel | 1956-03-21 | Galvanized Steel
HOLIDAY-ON-LAKE LANIER MARINA | 6900 HOLIDAY RD | BUFORD | Hall | 9000468 | 6 | [5 empty] | Removed from Ground | Gas (Historical Use) | 6000 | Bare Steel | 1972-03-17 | Galvanized Steel
HOLIDAY-ON-LAKE LANIER MARINA | 6900 HOLIDAY RD | BUFORD | Hall | 9000468 | 7 | [5 empty] | Removed from Ground | Gas (Historical Use) | 3000 | Bare Steel | 1972-03-17 | Galvanized Steel
HOLIDAY-ON-LAKE LANIER MARINA | 6900 HOLIDAY RD | BUFORD | Hall | 9000468 | 8 | [5 empty] | Removed from Ground | Diesel | 4000 | Bare Steel | 1972-03-17 | Galvanized Steel
HOLIDAY-ON-LAKE LANIER MARINA | 6900 HOLIDAY RD | BUFORD | Hall | 9000468 | 9 | [5 empty] | Removed from Ground | Diesel | 500 | Bare Steel | 1972-03-17 | Galvanized Steel
WEE WILLY'S FOOD STORE #6 | 1204 IND BLVD | GAINESVILLE | Hall | 9000001 | 1 | Flapper Valve | 1988-01-01 | FALSE | 1988-01-01 | FALSE | Currently in Use | Regular | 6000 | Lined Interior/Impressed Current | 1988-06-20 | Steel (Impressed Current) | Pressurized
WEE WILLY'S FOOD STORE #6 | 1204 IND BLVD | GAINESVILLE | Hall | 9000001 | 2 | Ball Float | 1988-01-01 | FALSE | 1988-01-01 | FALSE | Currently in Use | Regular | 6000 | Lined Interior/Impressed Current | 1988-06-20 | Steel (Impressed Current) | Pressurized
WEE WILLY'S FOOD STORE #6 | 1204 IND BLVD | GAINESVILLE | Hall | 9000001 | 3 | Flapper Valve | 1988-01-01 | FALSE | 1988-01-01 | FALSE | Currently in Use | Plus | 6000 | Lined Interior/Impressed Current | 1988-06-20 | Steel (Impressed Current) | Pressurized
FOOD MART | 2989 GILLSVILLE HWY | GAINESVILLE | Hall | 9000048 | 1 |  |  | FALSE |  | FALSE | Removed from Ground | Gas (Historical Use) | 560 | Bare Steel | 1971-04-01 | Galvanized Steel
FOOD MART | 2989 GILLSVILLE HWY | GAINESVILLE | Hall | 9000048 | 2 | Flapper Valve | 1999-02-08 | FALSE | 1999-02-08 | FALSE | Removed from Ground | Gas (Historical Use) | 560 | Steel-Impressed Current | 1986-05-08 | Steel (Impressed Current) | Suction (American)
FOOD MART | 2989 GILLSVILLE HWY | GAINESVILLE | Hall | 9000048 | 3 | Flapper Valve | 1999-02-08 | FALSE | 1999-02-08 | FALSE | Removed from Ground | Gas (Historical Use) | 1000 | Steel-Impressed Current | 1975-05-12 | Steel (Impressed Current) | Suction (American)
FOOD MART | 2989 GILLSVILLE HWY | GAINESVILLE | Hall | 9000048 | 4 | Flapper Valve | 1999-02-08 | FALSE | 1999-02-08 | FALSE | Removed from Ground | Gas (Historical Use) | 1000 | Steel-Impressed Current | 1975-05-12 | Steel (Impressed Current) | Suction (American)
HOWINGTON BP/ELLIOT GULF/WESTSID | 1318 BROWNS BRIDGE RD | GAINESVILLE | Hall | 9000049 | 1 | [5 empty] | Removed from Ground | Gas (Historical Use) | 6000 | Bare Steel | 1969-05-12 | Galvanized Steel
HOWINGTON BP/ELLIOT GULF/WESTSID | 1318 BROWNS BRIDGE RD | GAINESVILLE | Hall | 9000049 | 2 | [5 empty] | Removed from Ground | Gas (Historical Use) | 6000 | Bare Steel | 1969-05-12 | Galvanized Steel
HOWINGTON BP/ELLIOT GULF/WESTSID | 1318 BROWNS BRIDGE RD | GAINESVILLE | Hall | 9000049 | 3 | [5 empty] | Removed from Ground | Gas (Historical Use) | 6000 | Bare Steel | 1969-05-12 | Galvanized Steel
HOWINGTON BP/ELLIOT GULF/WESTSID | 1318 BROWNS BRIDGE RD | GAINESVILLE | Hall | 9000049 | 4 | [5 empty] | Removed from Ground | Gas (Historical Use) | 10000 | Bare Steel | 1969-05-12 | Galvanized Steel
HOWINGTON BP/ELLIOT GULF/WESTSID | 1318 BROWNS BRIDGE RD | GAINESVILLE | Hall | 9000049 | 5 | [5 empty] | Removed from Ground | Diesel | 1000 | Bare Steel | 1969-05-12 | Galvanized Steel
HOWINGTON BP/ELLIOT GULF/WESTSID | 1318 BROWNS BRIDGE RD | GAINESVILLE | Hall | 9000049 | 6 |  |  | TRUE |  | TRUE | Removed from Ground | Used Oil | 550 | Bare Steel | 1969-05-12 | Bare Steel
BP FOOD STORE | 4510 MCEVER RD | OAKWOOD | Hall | 9000050 | 1 | [5 empty] | Removed from Ground | Empty | 8000 | Bare Steel | 1980-04-30 | Galvanized Steel
BP FOOD STORE | 4510 MCEVER RD | OAKWOOD | Hall | 9000050 | 2 | [5 empty] | Removed from Ground | Empty | 8000 | Bare Steel | 1980-04-30 | Galvanized Steel
BP FOOD STORE | 4510 MCEVER RD | OAKWOOD | Hall | 9000050 | 3 | [5 empty] | Removed from Ground | Empty | 8000 | Bare Steel | 1980-04-30 | Galvanized Steel
BP FOOD STORE | 4510 MCEVER RD | OAKWOOD | Hall | 9000050 | 4 | [5 empty] | Removed from Ground | Empty | 6000 | Bare Steel | 1980-04-30 | Galvanized Steel
BP FOOD STORE | 4510 MCEVER RD | OAKWOOD | Hall | 9000050 | 5 | Ball Float | 1988-10-05 | FALSE | 1988-10-05 | FALSE | Currently in Use | Regular | 8200 | Galvanic (STIP-3) | 1988-10-05 | Fiberglass Reinforced Plastic | Pressurized
BP FOOD STORE | 4510 MCEVER RD | OAKWOOD | Hall | 9000050 | 6 | Ball Float | 1988-10-05 | FALSE | 1988-10-05 | FALSE | Currently in Use | Premium | 8200 | Galvanic (STIP-3) | 1988-10-05 | Fiberglass Reinforced Plastic | Pressurized
BP FOOD STORE | 4510 MCEVER RD | OAKWOOD | Hall | 9000050 | 7 | Ball Float | 1988-10-05 | FALSE | 1988-10-05 | FALSE | Currently in Use | E-0 | 8200 | Galvanic (STIP-3) | 1988-10-05 | Fiberglass Reinforced Plastic | Pressurized
JIM HARDEMAN USED CAR DEALERSHIP | 1688 BROWNS BRIDGE RD | GAINESVILLE | Hall | 9000051 | 1 | [5 empty] | Removed from Ground | Gas (Historical Use) | 8000 | Cathodically Protected Steel | 1985-05-07 | Fiberglass Reinforced Plastic
JIM HARDEMAN USED CAR DEALERSHIP | 1688 BROWNS BRIDGE RD | GAINESVILLE | Hall | 9000051 | 2 | [5 empty] | Removed from Ground | Gas (Historical Use) | 8000 | Cathodically Protected Steel | 1985-05-07 | Fiberglass Reinforced Plastic
JIM HARDEMAN USED CAR DEALERSHIP | 1688 BROWNS BRIDGE RD | GAINESVILLE | Hall | 9000051 | 3 | [5 empty] | Removed from Ground | Gas (Historical Use) | 8000 | Cathodically Protected Steel | 1985-05-07 | Fiberglass Reinforced Plastic
VINTAGE ENTERPRISES/VINTAGE HOME | CANDLER RD | GAINESVILLE | Hall | 9069001 | 1 | [5 empty] | Removed from Ground | Gas (Historical Use) | 1000 | Marked Unknown | 1991-01-08 | Unknown
VINTAGE ENTERPRISES/VINTAGE HOME | CANDLER RD | GAINESVILLE | Hall | 9069001 | 2 | [5 empty] | Removed from Ground | Diesel | 1000 | Marked Unknown | 1991-01-08 | Unknown
OLIVERS GROCERY | 6944 HOLLY SPRINGS RD | CLERMONT | Hall | 9069003 | 1 | Flapper Valve | 1998-11-01 | FALSE | 1998-11-01 | FALSE | Temporarily out of use | Empty | 1000 | Steel-Impressed Current | 1979-01-01 | Steel (Impressed Current) | Suction (American)
OLIVERS GROCERY | 6944 HOLLY SPRINGS RD | CLERMONT | Hall | 9069003 | 2 | Flapper Valve | 1998-11-01 | FALSE | 1998-11-01 | FALSE | Temporarily out of use | Empty | 1000 | Steel-Impressed Current | 1979-01-01 | Steel (Impressed Current) | Suction (American)
OLIVERS GROCERY | 6944 HOLLY SPRINGS RD | CLERMONT | Hall | 9069003 | 3 | Flapper Valve | 1998-11-01 | FALSE | 1998-11-01 | FALSE | Temporarily out of use | Diesel | 1000 | Steel-Impressed Current | 1979-01-01 | Steel (Impressed Current) | Suction (American)
OLIVERS GROCERY | 6944 HOLLY SPRINGS RD | CLERMONT | Hall | 9069003 | 4 | Flapper Valve | 1998-11-01 | FALSE | 1998-11-01 | FALSE | Temporarily out of use | Diesel | 1000 | Steel-Impressed Current | 1979-01-01 | Steel (Impressed Current) | Suction (American)
CLERMONT IGA | 5206 CLEVELAND HWY | CLERMONT | Hall | 9069004 | 1 | Flapper Valve | 2009-04-03 |  | 2009-04-03 |  | Currently in Use | Gas (Historical Use) | 8000 | Galvanic (STIP-3) | 1988-09-01 | Fiberglass Reinforced Plastic | Pressurized
CLERMONT IGA | 5206 CLEVELAND HWY | CLERMONT | Hall | 9069004 | 2A | Flapper Valve | 2009-04-03 |  | 2009-04-03 |  | Currently in Use | Gas (Historical Use) | 8000 | Galvanic (STIP-3) | 1988-09-01 | Fiberglass Reinforced Plastic | Pressurized
CLERMONT IGA | 5206 CLEVELAND HWY | CLERMONT | Hall | 9069004 | 2B | Flapper Valve | 2009-04-03 |  | 2009-04-03 |  | Currently in Use | Gas (Historical Use) | 8000 | Galvanic (STIP-3) | 1988-09-01 | Fiberglass Reinforced Plastic | Pressurized
CLERMONT IGA | 5206 CLEVELAND HWY | CLERMONT | Hall | 9069004 | 3 | Flapper Valve | 2009-04-03 |  | 2000-01-01 |  | Currently in Use | Diesel | 4000 | Galvanic (STIP-3) | 1988-09-01 | Fiberglass Reinforced Plastic | Safe Suction (Euro)
CLERMONT IGA | 5206 CLEVELAND HWY | CLERMONT | Hall | 9069004 | 4 | Flapper Valve | 2009-04-03 |  | 2009-04-03 |  | Currently in Use | Gas (Historical Use) | 2000 | Galvanic (STIP-3) | 1988-09-01 | Fiberglass Reinforced Plastic | Safe Suction (Euro)
GAINESVILLE WOODYARD/LULA SITE | GA HWY 52 | LULA | Hall | 9069005 | 1 | [5 empty] | Removed from Ground | Diesel | 500 | Bare Steel | 1979-01-01 | Unknown
HUGH WILEY | GA HWY 52 | LULA | Hall | 9069006 | 1 | [5 empty] | Removed from Ground | Empty | 2000 | Bare Steel | 1968-01-01 | Bare Steel
HUGH WILEY | GA HWY 52 | LULA | Hall | 9069006 | 2 | [5 empty] | Removed from Ground | Empty | 2000 | Bare Steel | 1968-01-01 | Bare Steel
MINIT SAVE | 3756 ATLANTA HWY | FLOWERY BRANCH | Hall | 9069008 | 1 | Flapper Valve | 1994-04-15 | FALSE | 1994-04-15 | FALSE | Currently in Use | Gas (Historical Use) | 6000 | Galvanic (STIP-3) | 1988-01-01 | Galvanized Steel | Pressurized
MINIT SAVE | 3756 ATLANTA HWY | FLOWERY BRANCH | Hall | 9069008 | 2 | Flapper Valve | 1994-04-15 | FALSE | 1994-04-15 | FALSE | Currently in Use | Gas (Historical Use) | 6000 | Galvanic (STIP-3) | 1988-01-01 | Galvanized Steel | Pressurized
MINIT SAVE | 3756 ATLANTA HWY | FLOWERY BRANCH | Hall | 9069008 | 3 | Flapper Valve | 1994-04-15 | FALSE | 1994-04-15 | FALSE | Currently in Use | Gas (Historical Use) | 6000 | Galvanic (STIP-3) | 1988-01-01 | Galvanized Steel | Pressurized
MINIT SAVE | 3756 ATLANTA HWY | FLOWERY BRANCH | Hall | 9069008 | 4 | Flapper Valve | 1994-04-15 | FALSE | 1994-04-15 | FALSE | Currently in Use | Diesel | 6000 | Galvanic (STIP-3) | 1988-01-01 | Galvanized Steel | Pressurized
SHELL STATION | 900 SPRING ST | GAINESVILLE | Hall | 9069009 | 1 | [5 empty] | Removed from Ground | Gas (Historical Use) | 1000 | Bare Steel | 1970-01-01 | Galvanized Steel
SHELL STATION | 900 SPRING ST | GAINESVILLE | Hall | 9069009 | 2 | [5 empty] | Removed from Ground | Gas (Historical Use) | 1000 | Bare Steel | 1970-01-01 | Galvanized Steel
SHELL STATION | 900 SPRING ST | GAINESVILLE | Hall | 9069009 | 3 | [5 empty] | Removed from Ground | Gas (Historical Use) | 1000 | Bare Steel | 1970-01-01 | Galvanized Steel
PARKS LUMBER | RIDGE RD | GAINESVILLE | Hall | 9069014 | 1 | [5 empty] | Permanently Out of Use - historical purposes | Gas (Historical Use) | 1000 | Bare Steel | 1981-01-01 | Bare Steel
CARNES CONSTRUCTION | 2820 BARRETT RD | GAINESVILLE | Hall | 9069016 | 1 | [5 empty] | Removed from Ground | Empty | 1000 | Bare Steel | 1978-01-01 | Unknown
CARNES CONSTRUCTION | 2820 BARRETT RD | GAINESVILLE | Hall | 9069016 | 2 | [5 empty] | Removed from Ground | Empty | 1000 | Bare Steel | 1978-01-01 | Unknown
CARNES CONSTRUCTION | 2820 BARRETT RD | GAINESVILLE | Hall | 9069016 | 3 | Flapper Valve | 1998-07-15 |  | 1998-07-15 |  | Removed from Ground | Diesel | 6000 | Steel-Impressed Current | 1973-01-01 | Cathodically Protected | Safe Suction (Euro)
CARNES CONSTRUCTION | 2820 BARRETT RD | GAINESVILLE | Hall | 9069016 | 4 | Flapper Valve | 1998-07-15 |  | 1998-07-15 |  | Removed from Ground | Diesel | 6000 | Steel-Impressed Current | 1973-01-01 | Cathodically Protected | Safe Suction (Euro)
OAKWOOD BP | 3612 MUNDY MILL RD | OAKWOOD | Hall | 9069017 | 1 | [5 empty] | Removed from Ground | Gas (Historical Use) | 8000 | Bare Steel | 1971-01-01 | Bare Steel
OAKWOOD BP | 3612 MUNDY MILL RD | OAKWOOD | Hall | 9069017 | 2 | [5 empty] | Removed from Ground | Gas (Historical Use) | 8000 | Bare Steel | 1971-01-01 | Bare Steel
OAKWOOD BP | 3612 MUNDY MILL RD | OAKWOOD | Hall | 9069017 | 3 | [5 empty] | Removed from Ground | Gas (Historical Use) | 8000 | Bare Steel | 1971-01-01 | Bare Steel
OAKWOOD BP | 3612 MUNDY MILL RD | OAKWOOD | Hall | 9069017 | 4 | [5 empty] | Removed from Ground | Diesel | 1000 | Bare Steel | 1971-01-01 | Bare Steel
OAKWOOD BP | 3612 MUNDY MILL RD | OAKWOOD | Hall | 9069017 | 5 |  |  | TRUE |  | TRUE | Removed from Ground | Used Oil | 500 | Bare Steel | 1971-01-01 | Bare Steel
OAKWOOD BP | 3612 MUNDY MILL RD | OAKWOOD | Hall | 9069017 | 6 |  | 1995-04-05 |  | 1995-04-05 |  | Removed from Ground | Gas (Historical Use) | 12000 | Fiberglass | 1995-04-05 | Fiberglass Reinforced Plastic | Pressurized
OAKWOOD BP | 3612 MUNDY MILL RD | OAKWOOD | Hall | 9069017 | 7 |  | 1995-04-05 |  | 1995-04-05 |  | Removed from Ground | Gas (Historical Use) | 12000 | Fiberglass | 1995-04-05 | Fiberglass Reinforced Plastic | Pressurized
OAKWOOD BP | 3612 MUNDY MILL RD | OAKWOOD | Hall | 9069017 | 8 |  | 1995-04-05 |  | 1995-04-05 |  | Removed from Ground | Kerosene | 2000 | Fiberglass | 1995-04-05 | Fiberglass Reinforced Plastic | Suction (American)
COUNTRY CHARM EGG DIST INC | 2080 IND DR | GAINESVILLE | Hall | 9069018 | 1 | [5 empty] | Removed from Ground | Other | 10000 | Bare Steel | 1977-01-01 | Galvanized Steel | Suction (American)
OLYMPIC OIL CO INC PIER #57 | 5719 HOLIDAY RD | BUFORD | Hall | 9069020 | 1 | [5 empty] | Removed from Ground | Other | 0 | Not Marked/Unknown | 1988-10-01 | Not Marked
OLYMPIC OIL CO INC PIER #57 | 5719 HOLIDAY RD | BUFORD | Hall | 9069020 | 2 | [5 empty] | Removed from Ground | Other | 0 | Not Marked/Unknown | 1988-10-01 | Not Marked
OLYMPIC OIL CO INC PIER #57 | 5719 HOLIDAY RD | BUFORD | Hall | 9069020 | 3 | [5 empty] | Removed from Ground | Other | 0 | Not Marked/Unknown | 1988-10-01 | Not Marked
OLYMPIC OIL CO INC PIER #57 | 5719 HOLIDAY RD | BUFORD | Hall | 9069020 | 4 | [5 empty] | Removed from Ground | Other | 0 | Not Marked/Unknown | 1988-10-01 | Not Marked
OLYMPIC OIL CO INC PIER #57 | 5719 HOLIDAY RD | BUFORD | Hall | 9069020 | 5 | [5 empty] | Removed from Ground | Other | 0 | Not Marked/Unknown | 1988-10-01 | Not Marked
DIAGO MEXICAN FOODS | 775 DORSEY ST | GAINESVILLE | Hall | 9069022 | 1 | [5 empty] | Removed from Ground | Diesel | 10000 | Bare Steel | 1980-01-01 | Bare Steel
COLONIAL BAKING CO | 1925 DELTA DR | GAINESVILLE | Hall | 9069023 | 1 | [5 empty] | Closed in Ground | Empty | 10000 | Marked Unknown | 1973-01-01 | Not Marked
GAINESVILLE CIGARETTE SVC | 712 DAVIS ST | GAINESVILLE | Hall | 9069025 | 1 | [5 empty] | Removed from Ground | Gas (Historical Use) | 560 | Bare Steel | 1976-01-01 | Bare Steel
INTERNATIONAL PAPER | CANDLER RD | GAINESVILLE | Hall | 9069027 | 1 | [5 empty] | Removed from Ground | Diesel | 560 | Bare Steel | 1975-01-01 | Bare Steel
INTERNATIONAL PAPER | CANDLER RD | GAINESVILLE | Hall | 9069027 | 2 | [5 empty] | Removed from Ground | Gas (Historical Use) | 1000 | Bare Steel | 1975-01-01 | Bare Steel
BRENAU UNIVERSITY | 204 BLVD | GAINESVILLE | Hall | 9069028 | 1 |  |  | FALSE |  | FALSE | Removed from Ground | Diesel | 10000 | Bare Steel | 1972-01-01 | Bare Steel
LANIER EGG SALES | 3 RAY ST | GAINESVILLE | Hall | 9069029 | 1 | [5 empty] | Temporarily out of use | Gas (Historical Use) | 560 | Bare Steel | 1978-01-01 | Bare Steel
LANIER EGG SALES | 3 RAY ST | GAINESVILLE | Hall | 9069029 | 2 | [5 empty] | Temporarily out of use | Diesel | 1000 | Bare Steel | 1978-01-01 | Bare Steel
WAYNE BROTHERS | ATLANTA HWY | GAINESVILLE | Hall | 9069030 | 1 | [5 empty] | Removed from Ground | Gas (Historical Use) | 560 | Bare Steel | 1974-01-01 | Bare Steel
PATTILO PROPERTIES | 1233 PALMOUR DR | GAINESVILLE | Hall | 9069031 | 1 | [5 empty] | Removed from Ground | Gas (Historical Use) | 3000 | Composite | 1992-01-06 | Galvanized Steel
PATTILO PROPERTIES | 1233 PALMOUR DR | GAINESVILLE | Hall | 9069031 | 2 | [5 empty] | Removed from Ground | Diesel | 3000 | Composite | 1992-01-06 | Galvanized Steel
WGGA (AM) TRANSMITTER SITE | 226 MAIN ST | GAINESVILLE | Hall | 9069034 | 1 | [5 empty] | Currently in Use | Gas (Historical Use) | 2000 | Bare Steel | 1968-01-01 | Bare Steel | Safe Suction (Euro)
GAINESVILE WPC PLANT #2 | 500 LINWOOD DR NW | GAINESVILLE | Hall | 9069036 | 1 | [5 empty] | Removed from Ground | Diesel | 1000 | Cathodically Protected Steel | 1990-05-01 | Copper
GAINESVILE WPC PLANT #2 | 500 LINWOOD DR NW | GAINESVILLE | Hall | 9069036 | 2 | [5 empty] | Removed from Ground | Empty | 1 | Bare Steel | 1957-01-01 | Not Marked
GAINESVILLE LIFT STA #24 | LAKEVIEW CIR | GAINESVILLE | Hall | 9069037 | 1 | [5 empty] | Removed from Ground | Diesel | 550 | Cathodically Protected Steel | 1990-05-01 | Copper
GAINESVILLE LIFT STA #26 | LAKEVIEW DR | GAINESVILLE | Hall | 9069038 | 1 | [5 empty] | Removed from Ground | Diesel | 550 | Cathodically Protected Steel | 1990-05-01 | Copper
GA CHAIR CO | 456 IND BLVD | GAINESVILLE | Hall | 9069039 | 1 | [5 empty] | Removed from Ground | Gas (Historical Use) | 500 | Bare Steel | 1998-05-07 | Galvanized Steel | Safe Suction (Euro)
GA CHAIR CO | 456 IND BLVD | GAINESVILLE | Hall | 9069039 | 2 | [5 empty] | Removed from Ground | Diesel | 1000 | Bare Steel | 1998-05-07 | Galvanized Steel | Safe Suction (Euro)
GA CHAIR CO | 456 IND BLVD | GAINESVILLE | Hall | 9069039 | 3 | Flapper Valve | 1998-05-14 | FALSE | 1998-05-14 | FALSE | Removed from Ground | Gas (Historical Use) | 1000 | Composite | 1988-05-14 | Fiberglass Reinforced Plastic | Safe Suction (Euro)
GA CHAIR CO | 456 IND BLVD | GAINESVILLE | Hall | 9069039 | 4 | Flapper Valve | 1998-05-14 | FALSE | 1998-05-14 | FALSE | Removed from Ground | Diesel | 1000 | Composite | 1998-05-14 | Fiberglass Reinforced Plastic | Safe Suction (Euro)
LANDSCAPE MGMT CO | 2180 HILTON DR | GAINESVILLE | Hall | 9069040 | 1 | [5 empty] | Removed from Ground | Empty | 550 | Bare Steel | 1985-01-01 | Galvanized Steel | Suction (American)
LANDSCAPE MGMT CO | 2180 HILTON DR | GAINESVILLE | Hall | 9069040 | 2 | [5 empty] | Removed from Ground | Empty | 550 | Bare Steel | 1985-01-01 | Galvanized Steel | Suction (American)
GROCERY EXPRESS | 6168 GAINES FERRY RD | FLOWERY BRANCH | Hall | 9069041 | 1A | Flapper Valve | 1990-01-01 | FALSE | 1990-01-01 | FALSE | Currently in Use | Regular | 6000 | Galvanic (STIP-3) | 1990-01-01 | Double-Walled Fiberglass | Pressurized
GROCERY EXPRESS | 6168 GAINES FERRY RD | FLOWERY BRANCH | Hall | 9069041 | 1B | Flapper Valve | 1990-01-01 | FALSE | 1990-01-01 | FALSE | Currently in Use | Regular | 6000 | Galvanic (STIP-3) | 1990-01-01 | Double-Walled Fiberglass | Pressurized
GROCERY EXPRESS | 6168 GAINES FERRY RD | FLOWERY BRANCH | Hall | 9069041 | 2 | Flapper Valve | 1990-01-01 | FALSE | 1990-01-01 | FALSE | Currently in Use | E-0 | 6000 | Galvanic (STIP-3) | 1990-01-01 | Double-Walled Fiberglass | Pressurized
LAFARGE AGGREGATES SE | 4195 FRIENDSHIP ROAD | BUFORD | Hall | 9069042 | 1 |  | 1989-10-01 |  | 1989-10-01 |  | Removed from Ground | Gas (Historical Use) | 1000 | Unknown | 1989-10-01 | Cathodically Protected | Suction (American)
966 DAVIS ST LLC | 966 DAVIS ST SW | GAINESVILLE | Hall | 9069043 | GTS-1 | [5 empty] | Removed from Ground | Diesel | 10000 | Bare Steel | 1977-01-01 | Not Marked
966 DAVIS ST LLC | 966 DAVIS ST SW | GAINESVILLE | Hall | 9069043 | GTS-2 | [5 empty] | Removed from Ground | Gas (Historical Use) | 10000 | Bare Steel | 1977-01-01 | Not Marked
966 DAVIS ST LLC | 966 DAVIS ST SW | GAINESVILLE | Hall | 9069043 | GTS-3 | Flapper Valve | 1995-05-31 |  | 1995-05-31 |  | Temporarily out of use | Diesel | 10000 | Galvanic (STIP-3) | 1987-03-01 | Fiberglass Reinforced Plastic | Safe Suction (Euro)
966 DAVIS ST LLC | 966 DAVIS ST SW | GAINESVILLE | Hall | 9069043 | GTS-4 | Flapper Valve | 1998-05-31 |  | 1998-05-31 |  | Temporarily out of use | Gas (Historical Use) | 10000 | Galvanic (STIP-3) | 1987-03-01 | Fiberglass Reinforced Plastic | Safe Suction (Euro)
LEE WALDRIP AUCTION CO | 1400 DAWSONVILLE HWY | GAINESVILLE | Hall | 9069044 | 1 | [5 empty] | Removed from Ground | Other | 10000 | Bare Steel | 1973-01-01 | Galvanized Steel
ARATEX SERVICES INC | 514 DAVIS ST | GAINESVILLE | Hall | 9069045 | 1 | [5 empty] | Removed from Ground | Gas (Historical Use) | 1000 | Bare Steel | 1979-01-01 | Galvanized Steel
PENSKE TRUCK LEASING | 2195 CENTENNIAL DR | GAINESVILLE | Hall | 9069046 | 1 | Ball Float | 1991-11-01 |  | 1991-11-01 |  | Currently in Use | Diesel | 12000 | Fiberglass Double Walled | 1991-11-01 | Double-Walled Fiberglass | Pressurized
GAINESVILLE LIFT STA #29 | BURNS DR | GAINESVILLE | Hall | 9069047 | 1 | [5 empty] | Removed from Ground | Diesel | 500 | Cathodically Protected Steel | 1990-05-01 | Copper
BROWNS BRIDGE FOOD MART INC | 2322 BROWNS BRIDGE RD SW | GAINESVILLE | Hall | 9069049 | 1 | Flapper Valve | 1998-03-26 | FALSE | 1998-03-26 | FALSE | Currently in Use | Regular | 10000 | Steel-Impressed Current | 1979-01-01 | Fiberglass Reinforced Plastic | Pressurized
BROWNS BRIDGE FOOD MART INC | 2322 BROWNS BRIDGE RD SW | GAINESVILLE | Hall | 9069049 | 2 | Flapper Valve | 1998-03-26 | FALSE | 1998-03-26 | FALSE | Currently in Use | Regular | 10000 | Steel-Impressed Current | 1979-01-01 | Fiberglass Reinforced Plastic | Pressurized
BROWNS BRIDGE FOOD MART INC | 2322 BROWNS BRIDGE RD SW | GAINESVILLE | Hall | 9069049 | 3 | Ball Float | 1998-03-26 | FALSE | 1998-03-26 | FALSE | Currently in Use | Premium | 10000 | Steel-Impressed Current | 1979-01-01 | Fiberglass Reinforced Plastic | Pressurized
BROWNS BRIDGE FOOD MART INC | 2322 BROWNS BRIDGE RD SW | GAINESVILLE | Hall | 9069049 | 4 | Flapper Valve | 1998-03-26 | FALSE | 1998-03-26 | FALSE | Currently in Use | Diesel | 6000 | Steel-Impressed Current | 1979-01-01 | Fiberglass Reinforced Plastic | Pressurized
CHICOPEE | ATLANTA HWY | GAINESVILLE | Hall | 9069050 | 1 | [5 empty] | Removed from Ground | Hazardous Substance | 560 | Bare Steel | 1978-01-01 | Bare Steel
CHICOPEE | ATLANTA HWY | GAINESVILLE | Hall | 9069050 | 2 | [5 empty] | Removed from Ground | Kerosene | 560 | Bare Steel | 1978-01-01 | Bare Steel
CHICOPEE | ATLANTA HWY | GAINESVILLE | Hall | 9069050 | 3 | [5 empty] | Removed from Ground | Hazardous Substance | 560 | Bare Steel | 1978-01-01 | Bare Steel
CHICOPEE | ATLANTA HWY | GAINESVILLE | Hall | 9069050 | 4 | [5 empty] | Removed from Ground | Gas (Historical Use) | 1000 | Bare Steel | 1985-01-01 | Bare Steel
CITY OF FLOWERY BRANCH WATER POL | 5572 ATLANTA HWY | FLOWERY BRANCH | Hall | 9069051 | 1 | [5 empty] | Removed from Ground | Diesel | 275 | Bare Steel | 1977-01-01 | Galvanized Steel
Best Food Mart | 5415 ATLANTA HWY | FLOWERY BRANCH | Hall | 9069052 | 1 |  | 1998-12-01 |  | 1998-12-01 |  | Closed in Ground | Gas (Historical Use) | 10000 | Steel-Impressed Current | 1978-01-01 | Fiberglass Reinforced Plastic | Pressurized
Best Food Mart | 5415 ATLANTA HWY | FLOWERY BRANCH | Hall | 9069052 | 2 |  | 1998-12-01 |  | 1998-12-01 |  | Closed in Ground | Gas (Historical Use) | 8000 | Steel-Impressed Current | 1978-01-01 | Fiberglass Reinforced Plastic | Pressurized
Best Food Mart | 5415 ATLANTA HWY | FLOWERY BRANCH | Hall | 9069052 | 3 |  | 1998-12-01 |  | 1998-12-01 |  | Closed in Ground | Gas (Historical Use) | 8000 | Steel-Impressed Current | 1978-01-01 | Fiberglass Reinforced Plastic | Pressurized
Best Food Mart | 5415 ATLANTA HWY | FLOWERY BRANCH | Hall | 9069052 | 4 | Flapper Valve | 2016-09-14 | FALSE | 2016-09-14 | FALSE | Currently in Use | Regular | 12000 | Tank Jacket | 2016-09-14 | Double-Walled Fiberglass | Pressurized
Best Food Mart | 5415 ATLANTA HWY | FLOWERY BRANCH | Hall | 9069052 | 5A | Flapper Valve | 2016-09-14 | FALSE | 2016-09-14 | FALSE | Currently in Use | Premium | 5000 | Tank Jacket | 2016-09-14 | Double-Walled Fiberglass | Pressurized
Best Food Mart | 5415 ATLANTA HWY | FLOWERY BRANCH | Hall | 9069052 | 5B | Flapper Valve | 2016-09-14 | FALSE | 2016-09-14 | FALSE | Currently in Use | Diesel | 5000 | Tank Jacket | 2016-09-14 | Double-Walled Fiberglass | Pressurized
Best Food Mart | 5415 ATLANTA HWY | FLOWERY BRANCH | Hall | 9069052 | 5C | Flapper Valve | 2016-09-14 | FALSE | 2016-09-14 | FALSE | Currently in Use | Diesel | 5000 | Tank Jacket | 2016-09-14 | Double-Walled Fiberglass | Pressurized
GAINESVILLE SCRAP IRON | 859 OLD ATHENS HWY | GAINESVILLE | Hall | 9069053 | 1 | [5 empty] | Removed from Ground | Gas (Historical Use) | 1000 | Bare Steel | 1976-01-01 | Bare Steel
HALL HATCHERY | US 129 S | GAINESVILLE | Hall | 9069055 | 1 | [5 empty] | Removed from Ground | Diesel | 10000 | Bare Steel | 1976-01-01 | Galvanized Steel
HALL HATCHERY | US 129 S | GAINESVILLE | Hall | 9069055 | 2 | [5 empty] | Removed from Ground | Gas (Historical Use) | 6000 | Not Marked/Unknown | 1976-01-01 | Galvanized Steel
HALL HATCHERY | US 129 S | GAINESVILLE | Hall | 9069055 | 3 | [5 empty] | Removed from Ground | Gas (Historical Use) | 6000 | Not Marked/Unknown | 1976-01-01 | Galvanized Steel
HALL HATCHERY | US 129 S | GAINESVILLE | Hall | 9069055 | 4 | [5 empty] | Removed from Ground | Gas (Historical Use) | 1000 | Not Marked/Unknown | 1976-01-01 | Galvanized Steel
FIELDALE MURRAYVILLE COMPLEX | 5163 THOMPSON BRIDGE RD | MURRAYVILLE | Hall | 9069056 | MS-1 | [5 empty] | Removed from Ground | Diesel | 1000 | Bare Steel | 1965-01-01 | Not Marked
FIELDALE MURRAYVILLE COMPLEX | 5163 THOMPSON BRIDGE RD | MURRAYVILLE | Hall | 9069056 | MS-2 | [5 empty] | Removed from Ground | Diesel | 1000 | Bare Steel | 1965-01-01 | Not Marked
FIELDALE MURRAYVILLE COMPLEX | 5163 THOMPSON BRIDGE RD | MURRAYVILLE | Hall | 9069056 | MS-3 | [5 empty] | Removed from Ground | Gas (Historical Use) | 1000 | Bare Steel | 1965-01-01 | Not Marked
FIELDALE MURRAYVILLE COMPLEX | 5163 THOMPSON BRIDGE RD | MURRAYVILLE | Hall | 9069056 | MTS-1 | [5 empty] | Removed from Ground | Diesel | 15000 | Bare Steel | 1985-01-01 | Not Marked
FIELDALE MURRAYVILLE COMPLEX | 5163 THOMPSON BRIDGE RD | MURRAYVILLE | Hall | 9069056 | MTS-2 | [5 empty] | Removed from Ground | Gas (Historical Use) | 15000 | Bare Steel | 1985-01-01 | Not Marked
FIELDALE MURRAYVILLE COMPLEX | 5163 THOMPSON BRIDGE RD | MURRAYVILLE | Hall | 9069056 | MTS-3 |  |  | TRUE |  | TRUE | Removed from Ground | Used Oil | 1000 | Bare Steel | 1985-01-01 | Not Marked
FIELDALE MURRAYVILLE COMPLEX | 5163 THOMPSON BRIDGE RD | MURRAYVILLE | Hall | 9069056 | MTS-4 | Flapper Valve | 1995-05-01 | FALSE | 1995-05-01 | FALSE | Currently in Use | Diesel | 15000 | Composite | 1990-05-01 | Fiberglass Reinforced Plastic | Pressurized
FIELDALE MURRAYVILLE COMPLEX | 5163 THOMPSON BRIDGE RD | MURRAYVILLE | Hall | 9069056 | MTS-5 | Flapper Valve | 1995-05-01 | FALSE | 1995-05-01 | FALSE | Currently in Use | Diesel | 15000 | Composite | 1990-05-01 | Fiberglass Reinforced Plastic | Pressurized
FIELDALE MURRAYVILLE COMPLEX | 5163 THOMPSON BRIDGE RD | MURRAYVILLE | Hall | 9069056 | MTS-6 | Exempted |  | TRUE |  | TRUE | Currently in Use | Used Oil | 2000 | Composite | 1990-05-01 | Fiberglass Reinforced Plastic | Gravity Fed
BELK #087 | 1285 WEST WASHINGTON ST | GAINESVILLE | Hall | 9069057 | 1 | [5 empty] | Removed from Ground | Diesel | 280 | Fiberglass | 1987-01-01 | Galvanized Steel
GAINESVILLE WPC PLANT #1 | 2641 OLD FLOWERY BRANCH RD | GAINESVILLE | Hall | 9069058 | 1 | [5 empty] | Removed from Ground | Diesel | 1000 | Cathodically Protected Steel | 1990-05-01 | Copper
LANIER PRODUCE | 3654 THOMPSON BRIDGE RD | GAINESVILLE | Hall | 9069059 | 1 |  |  |  | 1993-06-01 |  | Removed from Ground | Gas (Historical Use) | 5000 | Bare Steel | 1980-01-01 | Galvanized Steel | Suction (American)
LANIER PRODUCE | 3654 THOMPSON BRIDGE RD | GAINESVILLE | Hall | 9069059 | 2 |  |  |  | 1993-06-01 |  | Removed from Ground | Gas (Historical Use) | 5000 | Bare Steel | 1980-01-01 | Galvanized Steel | Suction (American)
LANIER PRODUCE | 3654 THOMPSON BRIDGE RD | GAINESVILLE | Hall | 9069059 | 3 |  |  |  | 1993-06-01 |  | Removed from Ground | Gas (Historical Use) | 2000 | Bare Steel | 1980-01-01 | Galvanized Steel | Suction (American)
LANIER PRODUCE | 3654 THOMPSON BRIDGE RD | GAINESVILLE | Hall | 9069059 | 4 |  |  |  | 1993-06-01 |  | Removed from Ground | Diesel | 2000 | Bare Steel | 1980-01-01 | Galvanized Steel | Suction (American)
LANIER PRODUCE | 3654 THOMPSON BRIDGE RD | GAINESVILLE | Hall | 9069059 | 5 | [5 empty] | Removed from Ground | Kerosene | 280 | Bare Steel | 2000-08-03 | Galvanized Steel | Suction (American)
CIRCLE M FOOD SHOP #1 | 1180 THOMPSON BRIDGE RD | GAINESVILLE | Hall | 9069060 | 1 | Ball Float | 1991-10-18 | FALSE | 1991-10-18 | FALSE | Currently in Use | Regular | 10000 | Epoxy Double-Walled | 1991-10-18 | Fiberglass Reinforced Plastic | Pressurized
CIRCLE M FOOD SHOP #1 | 1180 THOMPSON BRIDGE RD | GAINESVILLE | Hall | 9069060 | 2 | Ball Float | 1991-10-18 | FALSE | 1991-10-18 | FALSE | Currently in Use | Plus | 8000 | Epoxy Double-Walled | 1991-10-18 | Fiberglass Reinforced Plastic | Pressurized
CIRCLE M FOOD SHOP #1 | 1180 THOMPSON BRIDGE RD | GAINESVILLE | Hall | 9069060 | 3 | Ball Float | 1991-10-18 | FALSE | 1991-10-18 | FALSE | Currently in Use | Diesel On Road | 10000 | Lined Interior | 1991-10-18 | Fiberglass Reinforced Plastic | Pressurized
CIRCLE M FOOD SHOP #1 | 1180 THOMPSON BRIDGE RD | GAINESVILLE | Hall | 9069060 | 4 | Ball Float | 1991-10-18 | FALSE | 1991-10-18 | FALSE | Currently in Use | Diesel | 3000 | Epoxy Double-Walled | 1991-10-18 | Fiberglass Reinforced Plastic | Pressurized
NIX SERVICE STATION (FORMER) | E E BUTLER PKWY & ACADEMY ST | GAINESVILLE | Hall | 9069063 | 1 | [5 empty] | Removed from Ground | Gas (Historical Use) | 10000 | Bare Steel | 1981-01-01 | Bare Steel
NIX SERVICE STATION (FORMER) | E E BUTLER PKWY & ACADEMY ST | GAINESVILLE | Hall | 9069063 | 2 | [5 empty] | Removed from Ground | Gas (Historical Use) | 10000 | Bare Steel | 1981-01-01 | Bare Steel
NIX SERVICE STATION (FORMER) | E E BUTLER PKWY & ACADEMY ST | GAINESVILLE | Hall | 9069063 | 3 | [5 empty] | Removed from Ground | Gas (Historical Use) | 10000 | Bare Steel | 1981-01-01 | Bare Steel
MARY & MIKE GAS & GROCERY | 4317 PRICE RD/RT 8 | GAINESVILLE | Hall | 9069065 | 1 | [5 empty] | Removed from Ground | Gas (Historical Use) | 2000 | Bare Steel | 1975-01-01 | Galvanized Steel
MARY & MIKE GAS & GROCERY | 4317 PRICE RD/RT 8 | GAINESVILLE | Hall | 9069065 | 2 | [5 empty] | Removed from Ground | Gas (Historical Use) | 1000 | Bare Steel | 1975-01-01 | Galvanized Steel
MARY & MIKE GAS & GROCERY | 4317 PRICE RD/RT 8 | GAINESVILLE | Hall | 9069065 | 3 | [5 empty] | Removed from Ground | Gas (Historical Use) | 1000 | Bare Steel | 1975-01-01 | Galvanized Steel
MARY & MIKE GAS & GROCERY | 4317 PRICE RD/RT 8 | GAINESVILLE | Hall | 9069065 | 4 | [5 empty] | Removed from Ground | Diesel | 1000 | Bare Steel | 1979-01-01 | Galvanized Steel
MARY & MIKE GAS & GROCERY | 4317 PRICE RD/RT 8 | GAINESVILLE | Hall | 9069065 | 5 | [5 empty] | Removed from Ground | Kerosene | 285 | Bare Steel | 1975-01-01 | Galvanized Steel
HI TECH EXPRESS #17 | 3471 MUNDY MILL RD | OAKWOOD | Hall | 9069066 | 1 | Flapper Valve | 1989-04-01 | FALSE | 1989-04-01 | FALSE | Currently in Use | Regular | 10000 | Composite | 1989-04-11 | Fiberglass Reinforced Plastic | Pressurized
HI TECH EXPRESS #17 | 3471 MUNDY MILL RD | OAKWOOD | Hall | 9069066 | 2 | Flapper Valve | 1989-04-01 | FALSE | 1989-04-01 | FALSE | Currently in Use | E-0 | 10000 | Composite | 1989-04-11 | Fiberglass Reinforced Plastic | Pressurized
HI TECH EXPRESS #17 | 3471 MUNDY MILL RD | OAKWOOD | Hall | 9069066 | 3 | Flapper Valve | 1989-04-01 | FALSE | 1989-04-01 | FALSE | Currently in Use | Premium | 8200 | Composite | 1989-04-11 | Fiberglass Reinforced Plastic | Pressurized
HI TECH EXPRESS #17 | 3471 MUNDY MILL RD | OAKWOOD | Hall | 9069066 | 4 | Flapper Valve | 1989-04-01 | FALSE | 1989-04-01 | FALSE | Currently in Use | Diesel | 8200 | Composite | 1989-04-11 | Fiberglass Reinforced Plastic | Safe Suction (Euro)
HI TECH EXPRESS #17 | 3471 MUNDY MILL RD | OAKWOOD | Hall | 9069066 | 5 | Flapper Valve | 1989-04-01 | FALSE | 1989-04-01 | FALSE | Currently in Use | Diesel Off Road | 6000 | Composite | 1989-04-11 | Fiberglass Reinforced Plastic | Safe Suction (Euro)
B & B FOOD MART | 5521 THOMPSON BRIDGE RD | MURRAYVILLE | Hall | 9069068 | 1 | Ball Float | 1998-12-01 | FALSE | 1998-12-01 | FALSE | Currently in Use | Diesel | 6000 | Steel-Impressed Current | 1985-05-06 | Double-Walled Fiberglass | Pressurized
B & B FOOD MART | 5521 THOMPSON BRIDGE RD | MURRAYVILLE | Hall | 9069068 | 2 | Ball Float | 1998-12-01 | FALSE | 1998-12-01 | FALSE | Currently in Use | Regular | 6000 | Steel-Impressed Current | 1985-05-06 | Double-Walled Fiberglass | Pressurized
B & B FOOD MART | 5521 THOMPSON BRIDGE RD | MURRAYVILLE | Hall | 9069068 | 3 | Ball Float | 1998-12-01 | FALSE | 1998-12-01 | FALSE | Currently in Use | Premium | 6000 | Steel-Impressed Current | 1985-05-06 | Double-Walled Fiberglass | Pressurized
B & B FOOD MART | 5521 THOMPSON BRIDGE RD | MURRAYVILLE | Hall | 9069068 | 4A | Flapper Valve | 1998-12-01 | FALSE | 1998-12-01 | FALSE | Currently in Use |  | 4000 | Steel-Impressed Current | 1985-05-06 | Cathodically Protected | Safe Suction (Euro)
B & B FOOD MART | 5521 THOMPSON BRIDGE RD | MURRAYVILLE | Hall | 9069068 | 4B | Flapper Valve | 1998-12-01 | FALSE | 1998-12-01 | FALSE | Currently in Use | Kerosene | 1000 | STIP-3/Impressed Current | 1985-05-01 | Cathodically Protected | Safe Suction (Euro)
PEPSI-COLA SOUTH | 2220 CENTENNIAL DR | GAINESVILLE | Hall | 9069069 | 1 | [5 empty] | Removed from Ground | Diesel | 10000 | Fiberglass | 1987-01-01 | Fiberglass Reinforced Plastic
PEPSI-COLA SOUTH | 2220 CENTENNIAL DR | GAINESVILLE | Hall | 9069069 | 2 | [5 empty] | Removed from Ground | Kerosene | 10000 | Fiberglass | 1987-01-01 | Fiberglass Reinforced Plastic
PEPSI-COLA SOUTH | 2220 CENTENNIAL DR | GAINESVILLE | Hall | 9069069 | 3 | [5 empty] | Removed from Ground | Other | 500 | Not Marked/Unknown | 1998-02-01 | Not Marked
PEPSI-COLA SOUTH | 2220 CENTENNIAL DR | GAINESVILLE | Hall | 9069069 | 4 | [5 empty] | Removed from Ground | Other | 500 | Not Marked/Unknown | 1998-02-01 | Not Marked
LEON FARMER & CO | 2851 WHITE SULPHUR RD | GAINESVILLE | Hall | 9069070 | 1 |  | 1992-06-26 |  | 1992-06-26 |  | Removed from Ground | Gas (Historical Use) | 10000 | Unknown | 1992-06-26 | Fiberglass Reinforced Plastic | Safe Suction (Euro)
LEON FARMER & CO | 2851 WHITE SULPHUR RD | GAINESVILLE | Hall | 9069070 | 2 |  | 1992-06-26 |  | 1992-06-26 |  | Removed from Ground | Diesel | 10000 | Unknown | 1992-06-26 | Fiberglass Reinforced Plastic | Safe Suction (Euro)
LEON FARMER & CO | 2851 WHITE SULPHUR RD | GAINESVILLE | Hall | 9069070 | 3 | [5 empty] | Removed from Ground | Diesel | 10000 | Composite | 1992-06-01 | Fiberglass Reinforced Plastic | Safe Suction (Euro)
LEON FARMER & CO | 2851 WHITE SULPHUR RD | GAINESVILLE | Hall | 9069070 | 4 | Flapper Valve | 1992-06-26 | FALSE | 1992-06-26 | FALSE | Removed from Ground | Gas (Historical Use) | 10000 | Composite | 1992-06-15 | Fiberglass Reinforced Plastic | Safe Suction (Euro)
LEON FARMER & CO | 2851 WHITE SULPHUR RD | GAINESVILLE | Hall | 9069070 | 5 | Flapper Valve | 1992-06-26 | FALSE | 1992-06-26 | FALSE | Removed from Ground | Diesel | 10000 | Composite | 1992-06-15 | Fiberglass Reinforced Plastic | Safe Suction (Euro)
WAKA MT ELEM | 5872 BROOKTON-LULA RD | GAINESVILLE | Hall | 9069071 | 1 | [5 empty] | Removed from Ground | Diesel | 1000 | Bare Steel | 1992-11-15 | Galvanized Steel | Suction (American)
WAKA MT ELEM | 5872 BROOKTON-LULA RD | GAINESVILLE | Hall | 9069071 | 2 | Flapper Valve | 1992-12-03 |  | 1992-12-03 |  | Removed from Ground | Diesel | 1000 | Fiberglass | 1992-12-03 | Fiberglass Reinforced Plastic | Safe Suction (Euro)
SOUTHERN CONCRETE WALLS INC/EQUI | 1142 AVIATION BLVD | GAINESVILLE | Hall | 9069072 | 1 | [5 empty] | Removed from Ground | Gas (Historical Use) | 10000 | Bare Steel | 1976-01-01 | Galvanized Steel | Suction (American)
LANIER LINCOLN MERCURY(FORMER) | 1145 JESSE JEWELL PKWY | GAINESVILLE | Hall | 9069074 | 1 |  |  | TRUE |  | TRUE | Removed from Ground | Used Oil | 550 | Marked Unknown | 1993-05-12 | Unknown
LANIER LINCOLN MERCURY(FORMER) | 1145 JESSE JEWELL PKWY | GAINESVILLE | Hall | 9069074 | 2 | [5 empty] | Removed from Ground | Diesel | 550 | Marked Unknown | 1993-05-12 | Not Marked
GAINESVILLE PUBLIC SAFETY BLDG | 118 JESSE JEWELL PKWY | GAINESVILLE | Hall | 9069075 | 1 | [5 empty] | Removed from Ground | Diesel | 10000 | Marked Unknown | 1993-06-17 | Unknown
CHAMBERS PROPERTY (FORMER SERVIC | 859 S BRADFORD ST | GAINESVILLE | Hall | 9069076 | 1 | [5 empty] | Removed from Ground | Gas (Historical Use) | 2000 | Bare Steel | 1992-05-22 | Bare Steel | Suction (American)
CHAMBERS PROPERTY (FORMER SERVIC | 859 S BRADFORD ST | GAINESVILLE | Hall | 9069076 | 2 | [5 empty] | Removed from Ground | Gas (Historical Use) | 1000 | Bare Steel | 1992-05-22 | Bare Steel | Suction (American)
CHAMBERS PROPERTY (FORMER SERVIC | 859 S BRADFORD ST | GAINESVILLE | Hall | 9069076 | 3 | [5 empty] | Removed from Ground | Gas (Historical Use) | 2000 | Bare Steel | 1992-05-22 | Bare Steel | Suction (American)
CHAMBERS PROPERTY (FORMER SERVIC | 859 S BRADFORD ST | GAINESVILLE | Hall | 9069076 | 4 | [5 empty] | Removed from Ground | Gas (Historical Use) | 2000 | Bare Steel | 1992-05-22 | Bare Steel | Suction (American)
CHAMBERS PROPERTY (FORMER SERVIC | 859 S BRADFORD ST | GAINESVILLE | Hall | 9069076 | 5 | [5 empty] | Removed from Ground | Diesel | 1000 | Bare Steel | 1992-05-22 | Bare Steel | Suction (American)
CHAMBERS PROPERTY (FORMER SERVIC | 859 S BRADFORD ST | GAINESVILLE | Hall | 9069076 | 6 | [5 empty] | Removed from Ground | Kerosene | 500 | Not Marked/Unknown | 1992-05-22 | Not Marked
PETRO FAST FOOD STORES #4 | 3585 THOMPSON BRIDGE RD | GAINESVILLE | Hall | 9069078 | 1 | Flapper Valve | 1998-09-04 | FALSE | 1998-09-04 | FALSE | Currently in Use | Regular | 5000 | Steel-Impressed Current | 1978-11-01 | Fiberglass Reinforced Plastic | Pressurized
PETRO FAST FOOD STORES #4 | 3585 THOMPSON BRIDGE RD | GAINESVILLE | Hall | 9069078 | 2 | Ball Float | 1998-09-04 | FALSE | 1998-09-04 | FALSE | Currently in Use | Regular | 5000 | Steel-Impressed Current | 1978-11-01 | Fiberglass Reinforced Plastic | Pressurized
PETRO FAST FOOD STORES #4 | 3585 THOMPSON BRIDGE RD | GAINESVILLE | Hall | 9069078 | 3 | Flapper Valve | 1998-09-04 | FALSE | 1998-09-04 | FALSE | Temporarily out of use | Premium | 5000 | Steel-Impressed Current | 1978-11-01 | Fiberglass Reinforced Plastic | Pressurized
PETRO FAST FOOD STORES #4 | 3585 THOMPSON BRIDGE RD | GAINESVILLE | Hall | 9069078 | 4 | Flapper Valve | 1998-09-04 | FALSE | 1998-09-04 | FALSE | Currently in Use | Premium | 3000 | Steel-Impressed Current | 1978-11-01 | Fiberglass Reinforced Plastic | Pressurized
HALL CO FIRE STATION #1 | 2460 ATHENS WAY | GAINESVILLE | Hall | 9069079 | 1 | [5 empty] | Removed from Ground | Gas (Historical Use) | 2000 | Bare Steel | 1992-11-15 | Galvanized Steel | Suction (American)
HALL CO FIRE STATION #1 | 2460 ATHENS WAY | GAINESVILLE | Hall | 9069079 | 2 | Flapper Valve | 2008-04-15 | FALSE | 2008-04-15 | FALSE | Closed in Ground | Diesel | 1500 | Fiberglass | 1992-12-02 | Fiberglass Reinforced Plastic | Safe Suction (Euro)
HALL CO FIRE STATION #3 | 4104 SHORT RD | GAINESVILLE | Hall | 9069080 | 1 | [5 empty] | Removed from Ground | Diesel | 1000 | Bare Steel | 1992-10-29 | Galvanized Steel | Suction (American)
HALL CO FIRE STATION #3 | 4104 SHORT RD | GAINESVILLE | Hall | 9069080 | 2 | Flapper Valve | 2008-05-01 |  | 1992-11-03 |  | Removed from Ground | Diesel | 1000 | Fiberglass | 1992-11-03 | Fiberglass Reinforced Plastic | Safe Suction (Euro)
HALL CO FIRE STATION #4 | 2940 MCEVER RD | GAINESVILLE | Hall | 9069081 | 1 | [5 empty] | Removed from Ground | Diesel | 1000 | Bare Steel | 1992-10-22 | Galvanized Steel | Suction (American)
HALL CO FIRE STATION #4 | 2940 MCEVER RD | GAINESVILLE | Hall | 9069081 | 2 | [5 empty] | Removed from Ground | Diesel | 1000 | Fiberglass | 1992-10-22 | Fiberglass Reinforced Plastic | Safe Suction (Euro)
HALL CO FIRE STATION #4 | 2940 MCEVER RD | GAINESVILLE | Hall | 9069081 | 3 | Flapper Valve | 1997-01-01 | FALSE | 1997-01-01 | FALSE | Closed in Ground | Diesel | 1000 | Fiberglass | 1998-01-01 | Fiberglass Reinforced Plastic | Safe Suction (Euro)
HALL CO FIRE STATION #5 | 4245 ATLANTA HWY (GA HWY 13 SOUT | FLOWERY BRANCH | Hall | 9069082 | 1 | [5 empty] | Removed from Ground | Diesel | 1000 | Bare Steel | 1992-10-22 | Galvanized Steel | Suction (American)
HALL CO FIRE STATION #5 | 4245 ATLANTA HWY (GA HWY 13 SOUT | FLOWERY BRANCH | Hall | 9069082 | 618520 |  | 1992-10-27 |  | 1992-10-27 |  | Removed from Ground | Diesel | 1000 | Fiberglass | 1992-10-27 | Fiberglass Reinforced Plastic | Safe Suction (Euro)
SPOUT SPRINGS SUPERETTEE | 4804 HOG MOUNTAIN RD | FLOWERY BRANCH | Hall | 9069084 | 1 | [5 empty] | Closed in Ground | Other | 8000 | Unknown | 1987-05-01 | Galvanized Steel | Pressurized
SPOUT SPRINGS SUPERETTEE | 4804 HOG MOUNTAIN RD | FLOWERY BRANCH | Hall | 9069084 | 2 | [5 empty] | Closed in Ground | Other | 8000 | Unknown | 1987-05-01 | Galvanized Steel | Pressurized
SPOUT SPRINGS SUPERETTEE | 4804 HOG MOUNTAIN RD | FLOWERY BRANCH | Hall | 9069084 | 3 |  | 1998-08-05 |  | 1998-08-05 |  | Removed from Ground | Gas (Historical Use) | 8000 | Galvanic (STIP-3) | 1987-05-08 | Fiberglass Reinforced Plastic | Suction (American)
SPOUT SPRINGS SUPERETTEE | 4804 HOG MOUNTAIN RD | FLOWERY BRANCH | Hall | 9069084 | 4 |  | 1998-08-05 |  | 1998-08-05 |  | Removed from Ground | Gas (Historical Use) | 8000 | Galvanic (STIP-3) | 1987-05-08 | Cathodically Protected | Suction (American)
MARATHON FOOD MART | 3050 ATHENS HWY | GAINESVILLE | Hall | 9069085 | 1 | Ball Float | 1992-11-17 | FALSE | 1992-11-17 | FALSE | Currently in Use | Regular | 10000 | Epoxy | 1992-11-17 | Fiberglass Reinforced Plastic | Pressurized
MARATHON FOOD MART | 3050 ATHENS HWY | GAINESVILLE | Hall | 9069085 | 2 | Ball Float | 1992-11-17 | FALSE | 1992-11-17 | FALSE | Currently in Use | Premium | 8000 | Epoxy | 1992-11-17 | Fiberglass Reinforced Plastic | Pressurized
MARATHON FOOD MART | 3050 ATHENS HWY | GAINESVILLE | Hall | 9069085 | 3 | Ball Float | 1992-11-17 | FALSE | 1992-11-17 | FALSE | Currently in Use | E-0 | 8000 | Epoxy | 1992-11-17 | Fiberglass Reinforced Plastic | Pressurized
MARATHON FOOD MART | 3050 ATHENS HWY | GAINESVILLE | Hall | 9069085 | 4A | Ball Float | 1992-11-17 | FALSE | 1992-11-17 | FALSE | Currently in Use | Diesel | 5000 | Epoxy | 1992-11-17 | Fiberglass Reinforced Plastic | Pressurized
MARATHON FOOD MART | 3050 ATHENS HWY | GAINESVILLE | Hall | 9069085 | 4B | Ball Float | 1992-11-17 | FALSE | 1992-11-17 | FALSE | Currently in Use | Diesel Off Road | 2000 | Epoxy | 1992-11-17 | Fiberglass Reinforced Plastic | Pressurized
CIRCLE K 2723322 | 1260 CANDLER RD | GAINESVILLE | Hall | 9069086 | 1 | Ball Float | 1993-08-01 | FALSE | 1993-08-01 | FALSE | Currently in Use | Gas (Historical Use) | 10000 | Fiberglass | 1993-08-01 | Double-Walled Fiberglass | Pressurized
CIRCLE K 2723322 | 1260 CANDLER RD | GAINESVILLE | Hall | 9069086 | 2 | Ball Float | 1993-08-01 | FALSE | 1993-08-01 | FALSE | Currently in Use | Gas (Historical Use) | 10000 | Fiberglass | 1993-08-01 | Double-Walled Fiberglass | Pressurized
CIRCLE K 2723322 | 1260 CANDLER RD | GAINESVILLE | Hall | 9069086 | 3 | Flapper Valve | 1993-08-01 | FALSE | 1993-08-01 | FALSE | Currently in Use | Diesel | 12000 | Fiberglass | 1993-08-01 | Double-Walled Flex | Pressurized
CIRCLE K 2723322 | 1260 CANDLER RD | GAINESVILLE | Hall | 9069086 | 4 | Flapper Valve | 1993-08-01 | FALSE | 1993-08-01 | FALSE | Currently in Use | Diesel | 2000 | Fiberglass | 1993-08-01 | Fiberglass Reinforced Plastic | Safe Suction (Euro)
CIRCLE K 2723322 | 1260 CANDLER RD | GAINESVILLE | Hall | 9069086 | 5 | Flapper Valve | 1997-01-01 | FALSE | 1997-01-01 | FALSE | Currently in Use | Diesel | 10000 | Fiberglass | 1997-01-01 | Double-Walled Flex | Pressurized
CIRCLE K 2723323 | 2550 LIMESTONE PKWY | GAINESVILLE | Hall | 9069087 | 1 | Ball Float | 1993-08-01 | FALSE | 1993-08-01 | FALSE | Currently in Use | Gas (Historical Use) | 10000 | Fiberglass | 1993-08-01 | Double-Walled Fiberglass | Pressurized
CIRCLE K 2723323 | 2550 LIMESTONE PKWY | GAINESVILLE | Hall | 9069087 | 2 | Ball Float | 1993-08-01 | FALSE | 1993-08-01 | FALSE | Currently in Use | Gas (Historical Use) | 10000 | Fiberglass | 1993-08-01 | Double-Walled Fiberglass | Pressurized
CHESTNUT MOUNTAIN EGG FARM INC | WINDER HWY GA HWY 53 SOUTH | CHESTNUT MOUNTAIN | Hall | 9069088 | 1 | [5 empty] | Removed from Ground | Gas (Historical Use) | 5000 | Not Marked/Unknown | 1993-10-20 | Not Marked
CHESTNUT MOUNTAIN EGG FARM INC | WINDER HWY GA HWY 53 SOUTH | CHESTNUT MOUNTAIN | Hall | 9069088 | 2 | [5 empty] | Removed from Ground | Gas (Historical Use) | 5000 | Not Marked/Unknown | 1993-10-20 | Not Marked
CITGO(FORMER)/VACANT LOT | CORNER OF THOMPSON BRIDGE | GAINESVILLE | Hall | 9069089 | 1 | [5 empty] | Removed from Ground | Gas (Historical Use) | 500 | Marked Unknown | 1992-01-01 | Unknown
CITGO(FORMER)/VACANT LOT | CORNER OF THOMPSON BRIDGE | GAINESVILLE | Hall | 9069089 | 2 | [5 empty] | Removed from Ground | Gas (Historical Use) | 500 | Marked Unknown | 1992-01-01 | Unknown
WARREN FEATHERBONE CO | 999 CHESTNUT ST | GAINESVILLE | Hall | 9069090 | 1 | [5 empty] | Currently in Use | Diesel | 10000 | Not Marked/Unknown |  | Not Marked
WARREN FEATHERBONE CO | 999 CHESTNUT ST | GAINESVILLE | Hall | 9069090 | H7 | [5 empty] | Permanently Out of Use - historical purposes | Diesel | 10000 | Marked Unknown | 1979-07-01 | Unknown | Gravity Fed
NO FACILITY NAME | 6531 DAHLONEGA HWY @ H WHITE RD | CLERMONT | Hall | 9069091 | 1 | [5 empty] | Removed from Ground | Gas (Historical Use) | 550 | Bare Steel | 1968-06-10 | Not Marked
NO FACILITY NAME | 6531 DAHLONEGA HWY @ H WHITE RD | CLERMONT | Hall | 9069091 | 2 | [5 empty] | Removed from Ground | Gas (Historical Use) | 550 | Bare Steel | 1968-06-10 | Not Marked
NO FACILITY NAME | 6531 DAHLONEGA HWY @ H WHITE RD | CLERMONT | Hall | 9069091 | 3 | [5 empty] | Removed from Ground | Kerosene | 225 | Bare Steel | 1968-06-10 | Not Marked
COCA-COLA DISTRIB FAC | 2035 MEMORIAL PARK RD | GAINESVILLE | Hall | 9069092 | 1 | [5 empty] | Removed from Ground | Gas (Historical Use) | 1000 | Bare Steel | 1994-03-30 | Bare Steel
GAINESVILLE PUBLIC UTIL SHOP | 1006 SOUTH BRADFORD ST EXT | GAINESVILLE | Hall | 9069093 | 1 | [5 empty] | Removed from Ground | Gas (Historical Use) | 1000 | Bare Steel | 1964-01-01 | Galvanized Steel
GAINESVILLE PUBLIC UTIL SHOP | 1006 SOUTH BRADFORD ST EXT | GAINESVILLE | Hall | 9069093 | 2 | [5 empty] | Removed from Ground | Gas (Historical Use) | 1000 | Bare Steel | 1964-01-01 | Galvanized Steel
GAINESVILLE PUBLIC UTIL SHOP | 1006 SOUTH BRADFORD ST EXT | GAINESVILLE | Hall | 9069093 | 3 | [5 empty] | Removed from Ground | Gas (Historical Use) | 6063 | Bare Steel | 1964-01-01 | Galvanized Steel
GAINESVILLE PUBLIC UTIL SHOP | 1006 SOUTH BRADFORD ST EXT | GAINESVILLE | Hall | 9069093 | 4 | [5 empty] | Removed from Ground | Empty | 500 | Bare Steel | 1964-01-01 | Galvanized Steel
GAINESVILLE PUBLIC UTIL SHOP | 1006 SOUTH BRADFORD ST EXT | GAINESVILLE | Hall | 9069093 | 5A | Ball Float | 1996-11-15 | FALSE | 1996-11-15 | FALSE | Currently in Use | Regular | 8000 | Epoxy | 1996-11-15 | Fiberglass Reinforced Plastic | Pressurized
GAINESVILLE PUBLIC UTIL SHOP | 1006 SOUTH BRADFORD ST EXT | GAINESVILLE | Hall | 9069093 | 5B | Ball Float | 1996-11-15 | FALSE | 1996-11-15 | FALSE | Currently in Use | Diesel | 2000 | Epoxy | 1996-11-15 | Fiberglass Reinforced Plastic | Pressurized
JOHNLIANG | 1320 DAWSONVILLE HWY | GAINESVILLE | Hall | 9069094 | 1 | [5 empty] | Currently in Use | Gas (Historical Use) | 500 | Not Marked/Unknown | 1972-01-01 | Not Marked
JOHNLIANG | 1320 DAWSONVILLE HWY | GAINESVILLE | Hall | 9069094 | 2 | [5 empty] | Currently in Use | Gas (Historical Use) | 6000 | Not Marked/Unknown | 1972-01-01 | Not Marked
JOHNLIANG | 1320 DAWSONVILLE HWY | GAINESVILLE | Hall | 9069094 | 3 | [5 empty] | Currently in Use | Gas (Historical Use) | 6000 | Not Marked/Unknown | 1972-01-01 | Not Marked
GREEN ST STATION | 311 GREEN ST SE | GAINESVILLE | Hall | 9069095 | 1 | [5 empty] | Removed from Ground | Gas (Historical Use) | 550 | Bare Steel | 1994-07-11 | Not Marked
CITY OF GAINESVILLE | 1040 HANCOCK AVE | GAINESVILLE | Hall | 9069096 | 1 | Flapper Valve | 1994-01-01 | FALSE | 1994-01-01 | FALSE | Temporarily out of use | Regular | 12000 | Composite | 1994-01-15 | Bare Steel | Pressurized
CIRCLE K #2723304 | 2640 DAWSONVILLE HWY | GAINESVILLE | Hall | 9069098 | 1 | [5 empty] | Removed from Ground | Gas (Historical Use) | 10000 | Cathodically Protected Steel | 1985-04-01 | Bare Steel | Pressurized
CIRCLE K #2723304 | 2640 DAWSONVILLE HWY | GAINESVILLE | Hall | 9069098 | 2 | [5 empty] | Removed from Ground | Gas (Historical Use) | 10000 | Cathodically Protected Steel | 1985-04-01 | Bare Steel | Pressurized
CIRCLE K #2723304 | 2640 DAWSONVILLE HWY | GAINESVILLE | Hall | 9069098 | 3 | [5 empty] | Removed from Ground | Gas (Historical Use) | 6000 | Cathodically Protected Steel | 1985-04-01 | Bare Steel | Pressurized
CIRCLE K #2723304 | 2640 DAWSONVILLE HWY | GAINESVILLE | Hall | 9069098 | 4 | [5 empty] | Removed from Ground | Diesel | 6000 | Cathodically Protected Steel | 1985-04-01 | Bare Steel | Pressurized
CIRCLE K #2723304 | 2640 DAWSONVILLE HWY | GAINESVILLE | Hall | 9069098 | 5 | [5 empty] | Removed from Ground | Kerosene | 4000 | Bare Steel | 1968-04-01 | Galvanized Steel | Safe Suction (Euro)
CIRCLE K #2723304 | 2640 DAWSONVILLE HWY | GAINESVILLE | Hall | 9069098 | 6 | Ball Float | 1995-04-03 | FALSE | 1995-04-03 | FALSE | Currently in Use | Gas (Historical Use) | 12000 | Fiberglass | 1995-04-03 | Fiberglass Reinforced Plastic | Pressurized
CIRCLE K #2723304 | 2640 DAWSONVILLE HWY | GAINESVILLE | Hall | 9069098 | 7 | Ball Float | 1995-04-03 | FALSE | 1995-04-03 | FALSE | Currently in Use | Gas (Historical Use) | 12000 | Fiberglass | 1995-04-03 | Fiberglass Reinforced Plastic | Pressurized
CIRCLE K #2723304 | 2640 DAWSONVILLE HWY | GAINESVILLE | Hall | 9069098 | 8 | Flapper Valve | 1995-04-03 | FALSE | 1995-04-03 | FALSE | Currently in Use | Kerosene | 2000 | Fiberglass | 1995-04-03 | Fiberglass Reinforced Plastic | Safe Suction (Euro)
MISTRY & LADHA PROPERTIES | 898 WEST RIDGE RD SUITE B | GAINESVILLE | Hall | 9069099 | 1 | Ball Float | 1989-05-02 | TRUE | 1989-05-02 | FALSE | Currently in Use | Diesel Off Road | 8000 | Composite | 1989-05-02 | Fiberglass Reinforced Plastic | Pressurized
MISTRY & LADHA PROPERTIES | 898 WEST RIDGE RD SUITE B | GAINESVILLE | Hall | 9069099 | 2 | Ball Float | 1989-05-02 | TRUE | 1989-05-02 | FALSE | Currently in Use | Regular | 10000 | Composite | 1989-05-02 | Fiberglass Reinforced Plastic | Pressurized
MISTRY & LADHA PROPERTIES | 898 WEST RIDGE RD SUITE B | GAINESVILLE | Hall | 9069099 | 3 | Ball Float | 1989-05-02 | TRUE | 1989-05-02 | FALSE | Currently in Use | Diesel | 10000 | Composite | 1989-05-02 | Fiberglass Reinforced Plastic | Pressurized
MISTRY & LADHA PROPERTIES | 898 WEST RIDGE RD SUITE B | GAINESVILLE | Hall | 9069099 | 4 | Ball Float | 1989-05-02 | TRUE | 1989-05-02 | FALSE | Currently in Use | Premium | 8000 | Composite | 1989-05-02 | Fiberglass Reinforced Plastic | Safe Suction (Euro)
3350 THOMPSON BRIDGE INC | 3350 THOMPSON BRIDGE RD | GAINESVILLE | Hall | 9069100 | 1 | Flapper Valve | 2014-08-12 | FALSE | 2009-09-01 | FALSE | Currently in Use | Regular | 8000 | Galvanic (STIP-3) | 1987-01-16 | Fiberglass Reinforced Plastic | Pressurized
3350 THOMPSON BRIDGE INC | 3350 THOMPSON BRIDGE RD | GAINESVILLE | Hall | 9069100 | 2 | Flapper Valve | 2011-08-31 | FALSE | 2009-09-01 | FALSE | Currently in Use | Regular | 8000 | Galvanic (STIP-3) | 1987-01-16 | Fiberglass Reinforced Plastic | Pressurized
3350 THOMPSON BRIDGE INC | 3350 THOMPSON BRIDGE RD | GAINESVILLE | Hall | 9069100 | 3 | Flapper Valve | 2011-08-31 | FALSE | 2009-09-01 | FALSE | Currently in Use | Premium | 8000 | Galvanic (STIP-3) | 1987-01-16 | Fiberglass Reinforced Plastic | Pressurized
3350 THOMPSON BRIDGE INC | 3350 THOMPSON BRIDGE RD | GAINESVILLE | Hall | 9069100 | 4 | Flapper Valve | 2007-07-01 | FALSE | 2011-11-14 | FALSE | Currently in Use | Diesel | 2000 | Galvanic (STIP-3) | 1987-01-16 | Fiberglass Reinforced Plastic | Pressurized
3350 THOMPSON BRIDGE INC | 3350 THOMPSON BRIDGE RD | GAINESVILLE | Hall | 9069100 | 5 | Flapper Valve | 2007-07-01 | FALSE | 2011-11-14 | FALSE | Currently in Use | E-0 | 1000 | Galvanic (STIP-3) | 1987-01-16 | Fiberglass Reinforced Plastic | Safe Suction (Euro)
CIRCLE K #2724036 | 545 DAWSONVILLE HWY | GAINESVILLE | Hall | 9069101 | 1 | Ball Float | 1994-06-01 | FALSE | 1994-06-01 | FALSE | Removed from Ground | Gas (Historical Use) | 10000 | Fiberglass | 1994-06-01 | Fiberglass Reinforced Plastic | Pressurized
CIRCLE K #2724036 | 545 DAWSONVILLE HWY | GAINESVILLE | Hall | 9069101 | 2 | Ball Float | 1994-06-01 | FALSE | 1994-06-01 | FALSE | Removed from Ground | Gas (Historical Use) | 10000 | Fiberglass | 1994-06-01 | Fiberglass Reinforced Plastic | Pressurized
QUEEN CITY FOODS | 1540 MONROE DR | GAINESVILLE | Hall | 9069102 | 1 | [5 empty] | Removed from Ground | Gas (Historical Use) | 5000 | Bare Steel | 1990-05-01 | Not Marked
FIELDALE/OLD GAINESVILLE TRUCK S | 1225 PURINA DR SE | GAINESVILLE | Hall | 9069103 | 1 | [5 empty] | Removed from Ground | Diesel | 8500 | Bare Steel | 1958-01-01 | Bare Steel
FIELDALE/OLD GAINESVILLE TRUCK S | 1225 PURINA DR SE | GAINESVILLE | Hall | 9069103 | 2 | [5 empty] | Removed from Ground | Diesel | 8500 | Bare Steel | 1958-01-01 | Galvanized Steel
MART 24/7 | 2580 MONROE DR | GAINESVILLE | Hall | 9069104 | 5601 | Flapper Valve | 1994-11-15 | FALSE | 1994-11-15 | FALSE | Currently in Use | Diesel | 10000 | Composite | 1994-11-15 | Fiberglass Reinforced Plastic | Pressurized
MART 24/7 | 2580 MONROE DR | GAINESVILLE | Hall | 9069104 | 5602 | Flapper Valve | 1994-11-15 | FALSE | 1994-11-15 | FALSE | Currently in Use | Regular | 12000 | Composite | 1994-11-15 | Fiberglass Reinforced Plastic | Pressurized
MART 24/7 | 2580 MONROE DR | GAINESVILLE | Hall | 9069104 | 5603 | Flapper Valve | 1994-11-15 | FALSE | 1994-11-15 | FALSE | Currently in Use | Premium | 12000 | Composite | 1994-11-15 | Fiberglass Reinforced Plastic | Pressurized
BARBARA J WILSON RESIDENCE | 9385 ANN HARBOR DR | GAINESVILLE | Hall | 9069105 | 1 | [5 empty] | Removed from Ground | Gas (Historical Use) | 1000 | Not Marked/Unknown | 1992-02-24 | Not Marked
CHATTAHOOCHEE COUNTRY CLUB | 3000 CLUB DR | GAINESVILLE | Hall | 9069106 | 1 | Ball Float | 1995-09-01 | FALSE | 1992-05-01 | FALSE | Currently in Use | Regular | 6000 | Composite | 1992-05-01 | Double-Walled Flex | Pressurized
CHATTAHOOCHEE COUNTRY CLUB | 3000 CLUB DR | GAINESVILLE | Hall | 9069106 | 2 | [5 empty] | Removed from Ground | Gas (Historical Use) | 6000 | Not Marked/Unknown | 1980-04-01 | Not Marked
CHATTAHOOCHEE COUNTRY CLUB | 3000 CLUB DR | GAINESVILLE | Hall | 9069106 | 3 | [5 empty] | Removed from Ground | Other | 2000 | Not Marked/Unknown | 1980-04-01 | Not Marked
HARRISON TIRE & OIL CO INC | 490 MORENO ST | GAINESVILLE | Hall | 9069108 | 1A | Flapper Valve | 1993-11-12 | FALSE | 1993-11-12 | FALSE | Currently in Use | E-10 | 1000 | Composite Double Walled | 1993-11-12 | Flex | Safe Suction (Euro)
HARRISON TIRE & OIL CO INC | 490 MORENO ST | GAINESVILLE | Hall | 9069108 | 1B | Flapper Valve | 1993-11-12 | FALSE | 1993-11-12 | FALSE | Currently in Use | E-10 | 1000 | Composite Double Walled | 1993-11-12 | Flex | Safe Suction (Euro)
HARRISON TIRE & OIL CO INC | 490 MORENO ST | GAINESVILLE | Hall | 9069108 | 2A | Flapper Valve | 1993-11-12 | FALSE | 1993-11-12 | FALSE | Currently in Use | E-0 | 1000 | Composite Double Walled | 1993-11-12 | Flex | Safe Suction (Euro)
HARRISON TIRE & OIL CO INC | 490 MORENO ST | GAINESVILLE | Hall | 9069108 | 2B | Flapper Valve | 1993-11-12 | FALSE | 1993-11-12 | FALSE | Currently in Use | Diesel | 1000 | Composite Double Walled | 1993-11-12 | Flex | Safe Suction (Euro)
PETROFAST FOOD STORE #8 | 5205 CLEVELAND HWY | CLERMONT | Hall | 9069109 | 1 | [5 empty] | Removed from Ground | Gas (Historical Use) | 1000 | Not Marked/Unknown | 1989-11-01 | Not Marked
PETROFAST FOOD STORE #8 | 5205 CLEVELAND HWY | CLERMONT | Hall | 9069109 | 2 | [5 empty] | Removed from Ground | Gas (Historical Use) | 1000 | Not Marked/Unknown | 1989-11-01 | Not Marked
PETROFAST FOOD STORE #8 | 5205 CLEVELAND HWY | CLERMONT | Hall | 9069109 | 3 | [5 empty] | Removed from Ground | Gas (Historical Use) | 1000 | Not Marked/Unknown | 1989-11-01 | Not Marked
PETROFAST FOOD STORE #8 | 5205 CLEVELAND HWY | CLERMONT | Hall | 9069109 | 4 | [5 empty] | Removed from Ground | Diesel | 550 | Not Marked/Unknown | 1989-11-01 | Not Marked
PETROFAST FOOD STORE #8 | 5205 CLEVELAND HWY | CLERMONT | Hall | 9069109 | 5 | Ball Float | 1990-12-27 |  | 1990-12-27 |  | Currently in Use | Gas (Historical Use) | 8000 | Cathodically Protected Steel | 1990-12-27 | Steel (Impressed Current) | Pressurized
PETROFAST FOOD STORE #8 | 5205 CLEVELAND HWY | CLERMONT | Hall | 9069109 | 6 | Ball Float | 1990-12-27 |  | 1990-12-27 |  | Currently in Use | Gas (Historical Use) | 6000 | Cathodically Protected Steel | 1990-12-27 | Steel (Impressed Current) | Pressurized
PETROFAST FOOD STORE #8 | 5205 CLEVELAND HWY | CLERMONT | Hall | 9069109 | 7 | Ball Float | 1990-12-27 |  | 1990-12-27 |  | Closed in Ground | Gas (Historical Use) | 5000 | Cathodically Protected Steel | 1990-12-27 | Steel (Impressed Current) | Pressurized
PETROFAST FOOD STORE #8 | 5205 CLEVELAND HWY | CLERMONT | Hall | 9069109 | 8 | Flapper Valve | 1990-12-27 |  | 1990-12-27 |  | Currently in Use | Diesel | 2000 | Cathodically Protected Steel | 1990-12-27 | Steel (Impressed Current) | Pressurized
PETROFAST FOOD STORE #8 | 5205 CLEVELAND HWY | CLERMONT | Hall | 9069109 | 9 | Flapper Valve | 1990-12-27 |  | 1990-12-27 |  | Currently in Use | Diesel | 1000 | Cathodically Protected Steel | 1990-12-27 | Steel (Impressed Current) | Suction (American)
WYAY TRANSMITTER SITE WKNX RADIO | 5510 UNION CHURCH RD | FLOWERY BRANCH | Hall | 9069111 | 1 | Ball Float | 1994-01-01 |  | 1994-01-01 |  | Removed from Ground | Diesel | 1000 | Fiberglass | 1994-01-01 | Fiberglass Reinforced Plastic | Safe Suction (Euro)
HERCULES FENCE CO | 435 BANKS ST | GAINESVILLE | Hall | 9069112 | 1 | [5 empty] | Removed from Ground | Gas (Historical Use) | 550 | Bare Steel | 1950-01-01 | Bare Steel
HALL COUNTY ADMINISTRATION BLDG | 2875 BROWNS BRIDGE RD | GAINESVILLE | Hall | 9069113 | 1 | Flapper Valve | 1998-07-16 |  | 1998-07-16 |  | Removed from Ground | Diesel | 2000 | Fiberglass | 1981-02-15 | Fiberglass Reinforced Plastic | Safe Suction (Euro)
PERFORMANCE FOOD GROUP INC | 3501 OLD OAKWOOD RD | OAKWOOD | Hall | 9069114 | 1 | [5 empty] | Removed from Ground | Diesel | 10000 | Marked Unknown | 1983-01-01 | Unknown | Suction (American)
PERFORMANCE FOOD GROUP INC | 3501 OLD OAKWOOD RD | OAKWOOD | Hall | 9069114 | 2 | [5 empty] | Removed from Ground | Gas (Historical Use) | 2000 | Marked Unknown | 1983-01-01 | Unknown | Suction (American)
PERFORMANCE FOOD GROUP INC | 3501 OLD OAKWOOD RD | OAKWOOD | Hall | 9069114 | 3 |  |  | TRUE |  | TRUE | Removed from Ground | Used Oil | 560 | Marked Unknown | 1983-01-01 | Unknown | Gravity Fed
PERFORMANCE FOOD GROUP INC | 3501 OLD OAKWOOD RD | OAKWOOD | Hall | 9069114 | 4 | Flapper Valve | 1997-06-17 | FALSE | 1997-06-17 | FALSE | Currently in Use | Diesel | 12000 | Composite | 1997-06-17 | Double-Walled Flex | Pressurized
JIM HARDMAN BUICK | 1592 BROWNS BRIDGE RD | GAINESVILLE | Hall | 9069117 | 1 | [5 empty] | Removed from Ground | Empty | 350 | Not Marked/Unknown | 1995-06-01 | Unknown
JIM HARDMAN BUICK | 1592 BROWNS BRIDGE RD | GAINESVILLE | Hall | 9069117 | 2 | [5 empty] | Removed from Ground | Empty | 350 | Not Marked/Unknown | 1995-06-01 | Unknown
JIM HARDMAN BUICK | 1592 BROWNS BRIDGE RD | GAINESVILLE | Hall | 9069117 | 3 |  |  | TRUE |  | TRUE | Removed from Ground | Used Oil | 1000 | Not Marked/Unknown | 1995-06-01 | Unknown
SHELL FOOD MART | 7316 TRIBBLE GAP RD | ALTO | Hall | 9069118 | 1 | Ball Float | 1997-09-04 | FALSE | 1997-09-04 | FALSE | Temporarily out of use | Regular | 8200 | Galvanic (STIP-3) | 1988-05-06 | Fiberglass Reinforced Plastic | Pressurized
SHELL FOOD MART | 7316 TRIBBLE GAP RD | ALTO | Hall | 9069118 | 2 | Ball Float | 1997-09-04 | FALSE | 1997-09-04 | FALSE | Currently in Use | Regular | 8200 | Galvanic (STIP-3) | 1988-05-06 | Fiberglass Reinforced Plastic | Pressurized
SHELL FOOD MART | 7316 TRIBBLE GAP RD | ALTO | Hall | 9069118 | 3 | Ball Float | 1997-09-04 | FALSE | 1997-09-04 | FALSE | Currently in Use | Premium | 8200 | Galvanic (STIP-3) | 1988-05-06 | Fiberglass Reinforced Plastic | Pressurized
SHELL FOOD MART | 7316 TRIBBLE GAP RD | ALTO | Hall | 9069118 | 4 | Ball Float | 1997-09-04 | FALSE | 1997-09-04 | FALSE | Currently in Use | Diesel On Road | 8200 | Galvanic (STIP-3) | 1988-05-06 | Fiberglass Reinforced Plastic | Pressurized
SHELL FOOD MART | 7316 TRIBBLE GAP RD | ALTO | Hall | 9069118 | 5 | Flapper Valve | 1997-09-04 | FALSE | 1997-09-04 | FALSE | Currently in Use | Diesel Off Road | 2000 | Galvanic (STIP-3) | 1988-05-06 | Fiberglass Reinforced Plastic | Safe Suction (Euro)
OAKWOOD GAS MART | 5052 MCEVER RD | OAKWOOD | Hall | 9069119 | 5701 | Ball Float | 1995-05-15 | FALSE | 1995-05-15 | FALSE | Currently in Use | Diesel | 8000 | Composite | 1995-05-15 | Fiberglass Reinforced Plastic | Pressurized
OAKWOOD GAS MART | 5052 MCEVER RD | OAKWOOD | Hall | 9069119 | 5702 | Ball Float | 1995-05-15 | FALSE | 1995-05-15 | FALSE | Currently in Use | Premium | 12000 | Composite | 1995-05-15 | Fiberglass Reinforced Plastic | Pressurized
OAKWOOD GAS MART | 5052 MCEVER RD | OAKWOOD | Hall | 9069119 | 5703 | Ball Float | 1995-05-15 | FALSE | 1995-05-15 | FALSE | Currently in Use | Regular | 12000 | Composite | 1995-05-15 | Fiberglass Reinforced Plastic | Pressurized
WEST HALL MIDDLE SCHOOL | 5470 MCEVER RD | OAKWOOD | Hall | 9069120 | 1 | Flapper Valve | 1993-08-01 | FALSE | 1993-08-01 | FALSE | Currently in Use | Diesel | 10000 | Galvanic (STIP-3) | 1993-08-01 | Fiberglass Reinforced Plastic | Safe Suction (Euro)
CARRIAGE NISSAN-VOLVO | 2400 BROWNS BRIDGE ROAD | GAINESVILLE | Hall | 9069122 | 1 |  |  | TRUE |  | TRUE | Removed from Ground | Used Oil | 550 | Bare Steel | 1986-10-01 | Galvanized Steel | Gravity Fed
HALL CO STATION #7 | 731 EAST CRESENT DR | GAINESVILLE | Hall | 9069125 | 1 | [5 empty] | Removed from Ground | Diesel | 5000 | Bare Steel | 1984-05-16 | Galvanized Steel
HALL CO STATION #7 | 731 EAST CRESENT DR | GAINESVILLE | Hall | 9069125 | 2 | [5 empty] | Removed from Ground | Gas (Historical Use) | 10000 | Bare Steel | 1984-05-16 | Galvanized Steel
HALL CO STATION #7 | 731 EAST CRESENT DR | GAINESVILLE | Hall | 9069125 | 3 |  |  | TRUE |  | TRUE | Removed from Ground | Used Oil | 1000 | Bare Steel | 1984-05-16 | Galvanized Steel
JACKSON ELECTRIC MEMBERSHIP CORP | 3704 OLD OAKWOOD RD | OAKWOOD | Hall | 9069126 | D | Flapper Valve | 1990-10-01 | FALSE | 1990-10-01 | TRUE | Currently in Use | Diesel | 6000 | Fiberglass Double Walled | 1990-10-01 | Fiberglass Reinforced Plastic | Pressurized
JACKSON ELECTRIC MEMBERSHIP CORP | 3704 OLD OAKWOOD RD | OAKWOOD | Hall | 9069126 | U | Flapper Valve | 1990-10-01 | FALSE | 1990-10-01 | TRUE | Currently in Use | Regular | 10000 | Fiberglass Double Walled | 1990-10-01 | Fiberglass Reinforced Plastic | Pressurized
JACKSON ELECTRIC MEMBERSHIP CORP | 3704 OLD OAKWOOD RD | OAKWOOD | Hall | 9069126 | WO | Flapper Valve | 1995-05-01 | TRUE | 1990-10-01 | TRUE | Currently in Use | Used Oil | 550 | Fiberglass Double Walled | 1990-10-01 | Fiberglass Reinforced Plastic
HALL CO STATION #8 | 6175 GAINES FERRY RD | FLOWERY BRANCH | Hall | 9069127 | 1 | [5 empty] | Removed from Ground | Diesel | 1000 | Marked Unknown | 1989-01-01 | Unknown | Suction (American)
HALL CO STATION #8 | 6175 GAINES FERRY RD | FLOWERY BRANCH | Hall | 9069127 | 2 | [5 empty] | Removed from Ground | Gas (Historical Use) | 2000 | Marked Unknown | 1989-01-01 | Unknown | Suction (American)
HALL CO STATION #6 | 6170 LULA RD | LULA | Hall | 9069128 | 1 | Flapper Valve | 2008-05-08 | FALSE | 1989-06-01 | FALSE | Closed in Ground | Gas (Historical Use) | 1000 | Fiberglass | 1989-06-01 | Fiberglass Reinforced Plastic | Safe Suction (Euro)
HALL CO STATION #6 | 6170 LULA RD | LULA | Hall | 9069128 | 2 | Flapper Valve | 2005-05-08 | FALSE | 1989-06-01 | FALSE | Closed in Ground | Diesel | 1000 | Fiberglass | 1989-06-01 | Fiberglass Reinforced Plastic | Safe Suction (Euro)
MINIT SAVE FOOD STORE | 2304 THOMPSON MILL RD | BUFORD | Hall | 9069129 | 1 | Ball Float | 1991-09-01 | FALSE | 1991-09-01 | FALSE | Currently in Use | Gas (Historical Use) | 6000 | Galvanic (STIP-3) | 1991-09-01 | Fiberglass Reinforced Plastic | Pressurized
MINIT SAVE FOOD STORE | 2304 THOMPSON MILL RD | BUFORD | Hall | 9069129 | 2A | Ball Float | 1991-09-01 | FALSE | 1991-09-01 | FALSE | Currently in Use | Gas (Historical Use) | 6000 | Galvanic (STIP-3) | 1991-09-01 | Fiberglass Reinforced Plastic | Pressurized
MINIT SAVE FOOD STORE | 2304 THOMPSON MILL RD | BUFORD | Hall | 9069129 | 2B | Ball Float | 1991-09-01 | FALSE | 1991-09-01 | FALSE | Currently in Use | Gas (Historical Use) | 6000 | Galvanic (STIP-3) | 1991-09-01 | Fiberglass Reinforced Plastic | Pressurized
MINIT SAVE FOOD STORE | 2304 THOMPSON MILL RD | BUFORD | Hall | 9069129 | 3 | Ball Float | 1991-09-01 | FALSE | 1991-09-01 | FALSE | Currently in Use | Diesel | 4000 | Galvanic (STIP-3) | 1991-09-01 | Fiberglass Reinforced Plastic | Pressurized
MINIT SAVE FOOD STORE | 2304 THOMPSON MILL RD | BUFORD | Hall | 9069129 | 4 | Ball Float | 1991-09-01 | FALSE | 1991-09-01 | FALSE | Currently in Use | Diesel | 2000 | Galvanic (STIP-3) | 1991-09-01 | Fiberglass Reinforced Plastic | Pressurized
J & S | 2443 DAWSONVILLE HWY | GAINESVILLE | Hall | 9069130 | 1 |  | 1999-11-01 |  | 1999-11-01 |  | Removed from Ground | Gas (Historical Use) | 6110 | Galvanic (STIP-3) | 1999-05-22 | Cathodically Protected | Suction (American)
J & S | 2443 DAWSONVILLE HWY | GAINESVILLE | Hall | 9069130 | 2 |  | 1999-11-01 |  | 1999-11-01 |  | Removed from Ground | Diesel | 1036 | Galvanic (STIP-3) | 1999-05-22 | Cathodically Protected | Suction (American)
J & S | 2443 DAWSONVILLE HWY | GAINESVILLE | Hall | 9069130 | 3 |  | 1999-11-01 |  | 1999-11-01 |  | Removed from Ground | Used Oil | 3000 | Galvanic (STIP-3) | 1999-05-22 | Cathodically Protected | Suction (American)
J & S | 2443 DAWSONVILLE HWY | GAINESVILLE | Hall | 9069130 | 4 |  | 1999-11-01 |  | 1999-11-01 |  | Removed from Ground | Diesel | 1036 | Galvanic (STIP-3) | 1999-05-22 | Cathodically Protected | Suction (American)
J & S | 2443 DAWSONVILLE HWY | GAINESVILLE | Hall | 9069130 | 5 |  |  | FALSE |  | FALSE | Removed from Ground | Gas (Historical Use) | 1000 | Unknown | 2005-09-28 | Unknown
OM GANESAY FOOD MART | 6274 HWY 52 MAIN ST | GILLSVILLE | Hall | 9069132 | 5 | Ball Float | 2004-06-01 | FALSE | 2004-06-01 | FALSE | Currently in Use | Gas (Historical Use) | 8000 | Epoxy | 2004-06-01 | Fiberglass Reinforced Plastic | Pressurized
OM GANESAY FOOD MART | 6274 HWY 52 MAIN ST | GILLSVILLE | Hall | 9069132 | 6A | Ball Float | 2004-06-01 | FALSE | 2004-06-01 | FALSE | Currently in Use | Gas (Historical Use) | 4000 | Epoxy | 2004-06-01 | Fiberglass Reinforced Plastic | Pressurized
OM GANESAY FOOD MART | 6274 HWY 52 MAIN ST | GILLSVILLE | Hall | 9069132 | 6B | Ball Float | 2004-06-01 | FALSE | 2004-06-01 | FALSE | Currently in Use | Diesel | 6000 | Epoxy | 2004-06-01 | Fiberglass Reinforced Plastic | Pressurized
OM GANESAY FOOD MART | 6274 HWY 52 MAIN ST | GILLSVILLE | Hall | 9069132 | DIESEL |  | 1998-08-01 |  | 1998-08-01 |  | Removed from Ground | Diesel | 1000 | Steel-Impressed Current | 1999-01-25 | Cathodically Protected | Suction (American)
OM GANESAY FOOD MART | 6274 HWY 52 MAIN ST | GILLSVILLE | Hall | 9069132 | PREM |  | 1998-08-01 |  | 1998-08-01 |  | Removed from Ground | Gas (Historical Use) | 1000 | Steel-Impressed Current | 1999-01-25 | Cathodically Protected | Suction (American)
OM GANESAY FOOD MART | 6274 HWY 52 MAIN ST | GILLSVILLE | Hall | 9069132 | REG1 |  | 1998-08-01 |  | 1998-08-01 |  | Removed from Ground | Gas (Historical Use) | 6000 | Steel-Impressed Current | 1999-01-25 | Cathodically Protected | Suction (American)
OM GANESAY FOOD MART | 6274 HWY 52 MAIN ST | GILLSVILLE | Hall | 9069132 | REG2 |  | 1998-08-01 |  | 1998-08-01 |  | Removed from Ground | Gas (Historical Use) | 5000 | Steel-Impressed Current | 1999-01-25 | Cathodically Protected | Suction (American)
EAST HALL FOOD MART | 4590 OLD CORNELIA HWY | GAINESVILLE | Hall | 9069133 | DIESEL |  | 1999-10-01 | FALSE | 1992-06-20 | FALSE | Temporarily out of use | Empty | 6000 | Steel-Impressed Current | 1992-06-20 | Steel (Impressed Current) | Safe Suction (Euro)
EAST HALL FOOD MART | 4590 OLD CORNELIA HWY | GAINESVILLE | Hall | 9069133 | PREM |  | 1999-10-01 | FALSE | 1998-07-01 | FALSE | Temporarily out of use | Empty | 2000 | Steel-Impressed Current | 1999-10-01 | Steel (Impressed Current) | Pressurized
EAST HALL FOOD MART | 4590 OLD CORNELIA HWY | GAINESVILLE | Hall | 9069133 | REG1 | Ball Float | 1999-10-01 | FALSE | 1998-07-01 | FALSE | Currently in Use | Regular | 6000 | Steel-Impressed Current | 1999-10-01 | Steel (Impressed Current) | Safe Suction (Euro)
EAST HALL FOOD MART | 4590 OLD CORNELIA HWY | GAINESVILLE | Hall | 9069133 | REG2 |  | 1999-10-01 | FALSE | 1998-07-01 | FALSE | Temporarily out of use | Empty | 5000 | Steel-Impressed Current | 1999-10-01 | Steel (Impressed Current) | Safe Suction (Euro)
ZACKS FOOD RACK | 2052 CANDLER RD HWY 60S | GAINESVILLE | Hall | 9069134 | 1 | Ball Float | 1996-07-01 | FALSE | 1996-07-01 | FALSE | Currently in Use | Regular | 8000 | Galvanic (STIP-3) | 1986-04-01 | Double-Walled Fiberglass | Pressurized
ZACKS FOOD RACK | 2052 CANDLER RD HWY 60S | GAINESVILLE | Hall | 9069134 | 2 | Ball Float | 1996-07-01 | FALSE | 1996-07-01 | FALSE | Currently in Use | Regular | 8000 | Galvanic (STIP-3) | 1986-04-01 | Double-Walled Fiberglass | Pressurized
ZACKS FOOD RACK | 2052 CANDLER RD HWY 60S | GAINESVILLE | Hall | 9069134 | 3 | Ball Float | 1996-07-01 | FALSE | 1996-07-01 | FALSE | Currently in Use | E-0 | 8000 | Galvanic (STIP-3) | 1986-04-01 | Double-Walled Fiberglass | Pressurized
ZACKS FOOD RACK | 2052 CANDLER RD HWY 60S | GAINESVILLE | Hall | 9069134 | 4 | Ball Float | 1996-07-01 | FALSE | 1996-07-01 | FALSE | Currently in Use | Diesel | 8000 | Galvanic (STIP-3) | 1986-04-01 | Double-Walled Fiberglass | Pressurized
ZACKS FOOD RACK | 2052 CANDLER RD HWY 60S | GAINESVILLE | Hall | 9069134 | 5 | Ball Float | 1996-07-01 | FALSE | 1996-07-01 | FALSE | Currently in Use | Diesel Off Road | 6000 | Epoxy | 1996-07-01 | Double-Walled Fiberglass | Pressurized
HOLIDAY ONE STOP | 5719 HOLIDAY RD | BUFORD | Hall | 9069137 | 1 | Flapper Valve | 1988-11-01 |  | 1988-11-01 |  | Temporarily out of use | Gas (Historical Use) | 4010 | Galvanic (STIP-3) | 1988-11-01 | Flex | Suction (American)
HOLIDAY ONE STOP | 5719 HOLIDAY RD | BUFORD | Hall | 9069137 | 2 | Flapper Valve | 1988-11-01 |  | 1988-11-01 |  | Temporarily out of use | Gas (Historical Use) | 4010 | Galvanic (STIP-3) | 1988-01-01 | Flex | Suction (American)
HOLIDAY ONE STOP | 5719 HOLIDAY RD | BUFORD | Hall | 9069137 | 3 | Flapper Valve | 1988-11-01 |  | 1988-11-01 |  | Temporarily out of use | Diesel | 3010 | Galvanic (STIP-3) | 1988-01-01 | Flex | Suction (American)
THOMAS CONCRETE OF GA INC-GAINESVILLE | 3960 THURMOND TANNER RD | FLOWERY BRANCH | Hall | 9069138 | 1 | Flapper Valve | 1993-01-01 | FALSE | 1993-01-01 | FALSE | Currently in Use | Diesel | 10000 | Fiberglass Double Walled | 1993-01-01 | Double-Walled Fiberglass | Safe Suction (Euro)
EXXON GOLDEN PKWY | 4809 GOLDEN PKWY | BUFORD | Hall | 9069139 | 1 | [5 empty] | Removed from Ground | Gas (Historical Use) | 8000 | Bare Steel | 1981-01-01 | Galvanized Steel | Pressurized
EXXON GOLDEN PKWY | 4809 GOLDEN PKWY | BUFORD | Hall | 9069139 | 2 | [5 empty] | Removed from Ground | Gas (Historical Use) | 6000 | Bare Steel | 1981-01-01 | Galvanized Steel | Pressurized
EXXON GOLDEN PKWY | 4809 GOLDEN PKWY | BUFORD | Hall | 9069139 | 3 | [5 empty] | Removed from Ground | Gas (Historical Use) | 6000 | Bare Steel | 1981-01-01 | Galvanized Steel | Pressurized
EXXON GOLDEN PKWY | 4809 GOLDEN PKWY | BUFORD | Hall | 9069139 | 4 | Ball Float | 1999-05-25 | FALSE | 1999-05-25 | FALSE | Currently in Use | Gas (Historical Use) | 15000 | Fiberglass | 1999-05-25 | Fiberglass Reinforced Plastic | Pressurized
EXXON GOLDEN PKWY | 4809 GOLDEN PKWY | BUFORD | Hall | 9069139 | 5 | Ball Float | 1999-05-25 | FALSE | 1999-05-25 | FALSE | Currently in Use | Gas (Historical Use) | 10000 | Fiberglass | 1999-05-25 | Fiberglass Reinforced Plastic | Pressurized
EXXON GOLDEN PKWY | 4809 GOLDEN PKWY | BUFORD | Hall | 9069139 | 6A | Flapper Valve | 2017-06-08 | FALSE |  | FALSE | Currently in Use | E-0 | 6000 | Composite Double Walled | 2017-06-08 | Double-Walled Fiberglass | Pressurized
EXXON GOLDEN PKWY | 4809 GOLDEN PKWY | BUFORD | Hall | 9069139 | 6B | Flapper Valve | 2017-06-08 | FALSE | 2017-06-08 | FALSE | Currently in Use | Diesel | 3600 | Composite Double Walled | 2017-06-08 | Double-Walled Fiberglass | Pressurized
EMORY H REED | 4039 MUNDY MILL RD | OAKWOOD | Hall | 9069142 | 1 | [5 empty] | Removed from Ground | Gas (Historical Use) | 0 | Cathodically Protected Steel | 1987-01-01 | Not Marked
CRAVEN POTTERY INC | 6640 HWY 52 | GILLSVILLE | Hall | 9069143 | DIESEL |  | 1998-07-01 |  | 1998-07-01 |  | Removed from Ground | Diesel | 10000 | Steel-Impressed Current | 1984-01-01 | Cathodically Protected | Suction (American)
CRAVEN POTTERY INC | 6640 HWY 52 | GILLSVILLE | Hall | 9069143 | REGULAR |  | 1998-07-01 |  | 1998-07-01 |  | Removed from Ground | Gas (Historical Use) | 1000 | Steel-Impressed Current | 1984-01-01 | Cathodically Protected | Suction (American)
SPEEDY'S GROCERY | 3262 CLEVELAND HWY | GAINESVILLE | Hall | 9069146 | 1 | [5 empty] | Removed from Ground | Gas (Historical Use) | 6110 | Bare Steel | 1999-01-01 | Bare Steel | Suction (American)
SPEEDY'S GROCERY | 3262 CLEVELAND HWY | GAINESVILLE | Hall | 9069146 | 2 | [5 empty] | Removed from Ground | Gas (Historical Use) | 6110 | Bare Steel | 1999-01-01 | Bare Steel | Suction (American)
GILBERT ORR | 6381 GAINES FERRY ROAD | FLOWERY BRANCH | Hall | 9069147 | 1 | [5 empty] | Removed from Ground | Gas (Historical Use) | 500 | Bare Steel | 1982-10-05 | Galvanized Steel | Suction (American)
MERIAL SELECT INC | 1168 AIRPORT PARKWAY | GAINESVILLE | Hall | 9069148 | 1 | Flapper Valve | 1995-10-01 |  | 1995-10-01 |  | Removed from Ground | Gas (Historical Use) | 4000 | Galvanic (STIP-3) | 1987-06-02 | Fiberglass Reinforced Plastic | Safe Suction (Euro)
CLARK GRADING | 4939 UNION CHURCH RD | FLOWERY BRANCH | Hall | 9069149 | 2 | [5 empty] | Removed from Ground | Diesel | 10000 | Bare Steel | 1980-01-01 | Galvanized Steel | Safe Suction (Euro)
CLARK GRADING | 4939 UNION CHURCH RD | FLOWERY BRANCH | Hall | 9069149 | 3 | [5 empty] | Removed from Ground | Gas (Historical Use) | 12000 | Bare Steel | 1980-01-01 | Galvanized Steel | Safe Suction (Euro)
SELECT LABS | 1168 AIRPORT PARKWAY | GAINESVILLE | Hall | 9069150 | 1 |  |  | TRUE |  | TRUE | Removed from Ground | Used Oil | 1000 | Marked Unknown | 1995-09-11 | Unknown
SELECT LABS | 1168 AIRPORT PARKWAY | GAINESVILLE | Hall | 9069150 | 2 |  |  | FALSE |  | FALSE | Removed from Ground |  | 4000 | Unknown | 2007-11-01 | Unknown
CAIN ELECTRIC CO INC | 1743 CLEVELAND HWY | GAINESVILLE | Hall | 9069151 | 1 | Flapper Valve | 1998-10-15 |  | 1998-10-15 |  | Removed from Ground | Gas (Historical Use) | 550 | Galvanic (STIP-3) | 1986-12-31 | Galvanized Steel | Safe Suction (Euro)
PETROFAST FOOD STORE #11 | 5120 THOMPSON BRIDGE ROAD | MURRAYVILLE | Hall | 9069152 | 1 | Ball Float | 1995-07-20 | FALSE | 1995-07-20 | FALSE | Currently in Use | Regular | 10000 | Galvanic (STIP-3) | 1995-07-20 | Fiberglass Reinforced Plastic | Pressurized
PETROFAST FOOD STORE #11 | 5120 THOMPSON BRIDGE ROAD | MURRAYVILLE | Hall | 9069152 | 2 | Ball Float | 1995-07-20 | FALSE | 1995-07-20 | FALSE | Currently in Use | Premium | 10000 | Galvanic (STIP-3) | 1995-07-20 | Fiberglass Reinforced Plastic | Pressurized
PETROFAST FOOD STORE #11 | 5120 THOMPSON BRIDGE ROAD | MURRAYVILLE | Hall | 9069152 | 3 | Ball Float | 1995-07-20 | FALSE | 1995-07-20 | FALSE | Currently in Use | Diesel | 6000 | Galvanic (STIP-3) | 1995-07-20 | Fiberglass Reinforced Plastic | Pressurized
HOG MOUNTAIN FOOD MART | 4841 HOG MOUNTAIN RD | FLOWERY BRANCH | Hall | 9069153 | 1 | Ball Float | 1995-06-29 | FALSE | 1995-06-29 | FALSE | Currently in Use | E-0 | 10000 | Composite | 1995-06-29 | Fiberglass Reinforced Plastic | Pressurized
HOG MOUNTAIN FOOD MART | 4841 HOG MOUNTAIN RD | FLOWERY BRANCH | Hall | 9069153 | 2 | Ball Float | 1995-06-29 | FALSE | 1995-06-29 | FALSE | Currently in Use | Premium | 10000 | Composite | 1995-06-29 | Fiberglass Reinforced Plastic | Pressurized
HOG MOUNTAIN FOOD MART | 4841 HOG MOUNTAIN RD | FLOWERY BRANCH | Hall | 9069153 | 3 | Ball Float | 1995-06-29 | FALSE | 1995-06-29 | FALSE | Closed in Ground | Diesel | 6000 | Composite | 1995-06-29 | Fiberglass Reinforced Plastic | Pressurized
PETROFAST FOOD STORE #3 | 1050 MCEVER RD | GAINESVILLE | Hall | 9069155 | 1 | Ball Float | 1992-08-15 | FALSE | 1992-08-15 | FALSE | Currently in Use | Regular | 10000 | Fiberglass | 1992-01-01 | Fiberglass Reinforced Plastic | Pressurized
PETROFAST FOOD STORE #3 | 1050 MCEVER RD | GAINESVILLE | Hall | 9069155 | 2 | Ball Float | 1992-08-15 | FALSE | 1992-08-15 | FALSE | Temporarily out of use | Plus | 10000 | Fiberglass | 1992-01-01 | Fiberglass Reinforced Plastic | Pressurized
PETROFAST FOOD STORE #3 | 1050 MCEVER RD | GAINESVILLE | Hall | 9069155 | 3 | Ball Float | 1992-08-15 | FALSE | 1992-08-15 | FALSE | Currently in Use | Premium | 10000 | Fiberglass | 1992-01-01 | Fiberglass Reinforced Plastic | Pressurized
PETROFAST FOOD STORE #3 | 1050 MCEVER RD | GAINESVILLE | Hall | 9069155 | 4 | Ball Float | 1992-08-15 | FALSE | 1992-08-15 | FALSE | Currently in Use | Diesel | 6000 | Fiberglass | 1992-01-01 | Fiberglass Reinforced Plastic | Pressurized
PETROFAST FOOD STORE #3 | 1050 MCEVER RD | GAINESVILLE | Hall | 9069155 | 5 | Ball Float | 1992-08-15 | FALSE | 1992-08-15 | FALSE | Currently in Use | Kerosene | 2000 | Fiberglass | 1992-01-01 | Fiberglass Reinforced Plastic | Pressurized
CONDITIONED AIR SYSTEMS INC | 695 GROVE STREET SW | GAINESVILLE | Hall | 9069156 | 1 | [5 empty] | Removed from Ground | Gas (Historical Use) | 1000 | Bare Steel | 1998-11-16 | Galvanized Steel | Safe Suction (Euro)
FRED WILLIAM ODOM SR | 2404 CANDLER RD | GAINESVILLE | Hall | 9069157 | 1 | [5 empty] | Removed from Ground | Gas (Historical Use) | 1000 | Epoxy | 1985-01-01 | Galvanized Steel | Suction (American)
FRED WILLIAM ODOM SR | 2404 CANDLER RD | GAINESVILLE | Hall | 9069157 | 2 | [5 empty] | Removed from Ground | Diesel | 3000 | Epoxy | 1985-01-01 | Galvanized Steel | Suction (American)
OAKWOOD CHEVRON | 3436 MUNDY MILL ROAD | OAKWOOD | Hall | 9069158 | 1 |  | 1989-06-18 |  | 1989-06-18 |  | Removed from Ground | Gas (Historical Use) | 6000 | Cathodically Protected Steel | 1989-06-18 | Fiberglass Reinforced Plastic | Pressurized
OAKWOOD CHEVRON | 3436 MUNDY MILL ROAD | OAKWOOD | Hall | 9069158 | 2 |  | 1989-06-18 |  | 1989-06-18 |  | Removed from Ground | Gas (Historical Use) | 6000 | Cathodically Protected Steel | 1989-06-18 | Fiberglass Reinforced Plastic | Pressurized
OAKWOOD CHEVRON | 3436 MUNDY MILL ROAD | OAKWOOD | Hall | 9069158 | 3 |  | 1989-06-18 |  | 1989-06-18 |  | Removed from Ground | Gas (Historical Use) | 6000 | Cathodically Protected Steel | 1989-06-18 | Fiberglass Reinforced Plastic | Pressurized
HALL CO SCHOOL BUS SHOP/STOP | 3255 MONTGOMERY DR | GAINESVILLE | Hall | 9069160 | 1 | [5 empty] | Removed from Ground | Gas (Historical Use) | 6000 | Bare Steel | 1986-02-10 | Unknown | Gravity Fed
HALL CO SCHOOL BUS SHOP/STOP | 3255 MONTGOMERY DR | GAINESVILLE | Hall | 9069160 | 2 | [5 empty] | Removed from Ground | Gas (Historical Use) | 6000 | Bare Steel | 1986-02-10 | Unknown | Gravity Fed
HALL CO SCHOOL BUS SHOP/STOP | 3255 MONTGOMERY DR | GAINESVILLE | Hall | 9069160 | 3 | Flapper Valve | 1997-01-29 | FALSE | 1997-01-29 | FALSE | Currently in Use | Regular | 10000 | Steel-Impressed Current | 1986-02-10 | Steel (Impressed Current) | Safe Suction (Euro)
HALL CO SCHOOL BUS SHOP/STOP | 3255 MONTGOMERY DR | GAINESVILLE | Hall | 9069160 | 4 | [5 empty] | Removed from Ground | Diesel | 5000 | Bare Steel | 1986-02-10 | Unknown | Gravity Fed
HALL CO SCHOOL BUS SHOP/STOP | 3255 MONTGOMERY DR | GAINESVILLE | Hall | 9069160 | 5 |  |  | TRUE |  | TRUE | Removed from Ground | Used Oil | 2700 | Bare Steel | 1986-02-10 | Unknown | Gravity Fed
MANUS ELECTRIC INC | 781 HOSPITAL DR | GAINESVILLE | Hall | 9069161 | 1 | [5 empty] | Removed from Ground | Gas (Historical Use) | 500 | Bare Steel | 1970-01-01 | Galvanized Steel | Suction (American)
GAINESVILLE MARBLE & GRANITE | 2494 DAWSONVILLE HWY | GAINESVILLE | Hall | 9069162 | 1 | [5 empty] | Currently in Use | Diesel | 550 | Not Marked/Unknown |  | Not Marked
CITY OF OAKWOOD | 4009 RAILROAD ST | OAKWOOD | Hall | 9069164 | 1 | Flapper Valve | 2001-02-15 |  | 2001-02-15 |  | Closed in Ground | Gas (Historical Use) | 1000 | Galvanic (STIP-3) | 1989-12-01 | Flex | Safe Suction (Euro)
CHESTATEE FOOD SHOP | 2652 DAWSONVILLE HWY | GAINESVILLE | Hall | 9069165 | 1 | Ball Float | 1995-09-01 | FALSE | 1995-09-01 | FALSE | Currently in Use | Gas (Historical Use) | 10000 | Composite Double Walled | 1995-09-01 | Double-Walled Flex | Pressurized
CHESTATEE FOOD SHOP | 2652 DAWSONVILLE HWY | GAINESVILLE | Hall | 9069165 | 2 | Ball Float | 1995-09-01 | FALSE | 1995-09-01 | FALSE | Currently in Use | Gas (Historical Use) | 10000 | Composite Double Walled | 1995-09-01 | Double-Walled Flex | Pressurized
CHESTATEE FOOD SHOP | 2652 DAWSONVILLE HWY | GAINESVILLE | Hall | 9069165 | 3 | Ball Float | 1995-09-01 | FALSE | 1995-09-01 | FALSE | Currently in Use | Gas (Historical Use) | 12000 | Composite Double Walled | 1995-09-01 | Double-Walled Flex | Pressurized
CHESTATEE FOOD SHOP | 2652 DAWSONVILLE HWY | GAINESVILLE | Hall | 9069165 | 4 | Ball Float | 1995-09-01 | FALSE | 1995-09-01 | FALSE | Currently in Use | Diesel | 4000 | Composite Double Walled | 1995-09-01 | Double-Walled Flex | Pressurized
VILLAGE PANTRY | 5507 THOMPSON BRIDGE RD | MURRAYVILLE | Hall | 9069166 | 1 | [5 empty] | Removed from Ground | Gas (Historical Use) | 10000 | Fiberglass | 1987-01-01 | Galvanized Steel | Suction (American)
VILLAGE PANTRY | 5507 THOMPSON BRIDGE RD | MURRAYVILLE | Hall | 9069166 | 2 | [5 empty] | Removed from Ground | Gas (Historical Use) | 6000 | Fiberglass | 1987-01-01 | Galvanized Steel | Suction (American)
VILLAGE PANTRY | 5507 THOMPSON BRIDGE RD | MURRAYVILLE | Hall | 9069166 | 3 | [5 empty] | Removed from Ground | Gas (Historical Use) | 1000 | Bare Steel | 1948-01-01 | Galvanized Steel | Suction (American)
VILLAGE PANTRY | 5507 THOMPSON BRIDGE RD | MURRAYVILLE | Hall | 9069166 | 4 | [5 empty] | Removed from Ground | Gas (Historical Use) | 1000 | Bare Steel | 1948-01-01 | Galvanized Steel | Suction (American)
VILLAGE PANTRY | 5507 THOMPSON BRIDGE RD | MURRAYVILLE | Hall | 9069166 | 5 | [5 empty] | Removed from Ground | Diesel | 500 | Bare Steel | 1948-01-01 | Galvanized Steel | Suction (American)
OAKWOOD GRADING & LANDSCAPING IN | 4856 FLAT CREEK RD | OAKWOOD | Hall | 9069167 | 1 | [5 empty] | Removed from Ground | Gas (Historical Use) | 0 | Not Marked/Unknown | 1995-08-19 | Not Marked
83112 | 5338 THOMPSON BRIDGE RD | MURRAYVILLE | Hall | 9069168 | 801 | Flapper Valve | 1995-09-25 | FALSE | 1995-09-25 | FALSE | Currently in Use | Premium | 12000 | Composite | 1995-09-25 | Fiberglass Reinforced Plastic | Pressurized
83112 | 5338 THOMPSON BRIDGE RD | MURRAYVILLE | Hall | 9069168 | 802 | Flapper Valve | 1995-09-25 | FALSE | 1995-09-25 | FALSE | Currently in Use | Regular | 12000 | Composite | 1995-09-25 | Fiberglass Reinforced Plastic | Pressurized
83112 | 5338 THOMPSON BRIDGE RD | MURRAYVILLE | Hall | 9069168 | 803 | Flapper Valve | 1995-09-25 | FALSE | 1995-09-25 | FALSE | Currently in Use | Diesel | 8000 | Composite | 1995-09-25 | Fiberglass Reinforced Plastic | Pressurized
HAMPTON INN PROJECT | 430 BROAD ST | GAINESVILLE | Hall | 9069170 | 1 | [5 empty] | Removed from Ground | Gas (Historical Use) | 20000 | Marked Unknown | 1995-10-23 | Unknown
HAMPTON INN PROJECT | 430 BROAD ST | GAINESVILLE | Hall | 9069170 | 2 | [5 empty] | Removed from Ground | Gas (Historical Use) | 20000 | Marked Unknown | 1995-10-23 | Unknown
CIRCLE M FOOD SHOP #12 | 4504 CORNELIA HWY | LULA | Hall | 9069172 | 1 | Ball Float | 1995-12-01 | FALSE | 1995-12-01 | FALSE | Currently in Use | Regular | 12000 | Epoxy | 1995-12-01 | Double-Walled Flex | Pressurized
CIRCLE M FOOD SHOP #12 | 4504 CORNELIA HWY | LULA | Hall | 9069172 | 2 | Ball Float | 1995-12-01 | FALSE | 1995-12-01 | FALSE | Currently in Use | Regular | 10000 | Epoxy | 1995-12-01 | Double-Walled Flex | Pressurized
CIRCLE M FOOD SHOP #12 | 4504 CORNELIA HWY | LULA | Hall | 9069172 | 3 | Ball Float | 1995-12-01 | FALSE | 1995-12-01 | FALSE | Currently in Use | Premium | 10000 | Epoxy | 1995-12-01 | Fiberglass Reinforced Plastic | Pressurized
CIRCLE M FOOD SHOP #12 | 4504 CORNELIA HWY | LULA | Hall | 9069172 | 4A | Ball Float | 1995-12-01 | FALSE | 1995-12-01 | FALSE | Currently in Use | Diesel | 17000 | Epoxy | 1995-12-01 | Double-Walled Flex | Pressurized
CIRCLE M FOOD SHOP #12 | 4504 CORNELIA HWY | LULA | Hall | 9069172 | 4B | Ball Float | 1995-12-01 | FALSE | 1995-12-01 | FALSE | Currently in Use | Kerosene | 3000 | Epoxy | 1995-12-01 | Double-Walled Flex | Pressurized
CIRCLE M FOOD SHOP #12 | 4504 CORNELIA HWY | LULA | Hall | 9069172 | 5 | Ball Float | 1995-12-01 | FALSE | 1995-12-01 | FALSE | Currently in Use | Diesel On Road | 5000 | Epoxy | 1995-12-01 | Double-Walled Flex | Pressurized
BULLDOG POOL ROOM | 1516 ATLANTA HWY | GAINESVILLE | Hall | 9069176 | DUMMY | [5 empty] | Removed from Ground | Gas (Historical Use) | 0 | Not Marked/Unknown | 1988-01-01 | Not Marked
RADLO SOUTHEASTERN | 1978 DELTA DRIVE | GAINESVILLE | Hall | 9069180 | 1 | [5 empty] | Removed from Ground | Diesel | 2000 | Not Marked/Unknown | 1996-04-22 | Not Marked
QUIKTRIP #771 | 3446 MUNDY MILL RD | GAINESVILLE | Hall | 9069181 | 1A | Flapper Valve | 1996-03-02 |  | 1996-03-02 |  | Removed from Ground | Gas (Historical Use) | 12000 | Fiberglass | 1996-03-02 | Double-Walled Flex | Pressurized
QUIKTRIP #771 | 3446 MUNDY MILL RD | GAINESVILLE | Hall | 9069181 | 1B | Flapper Valve | 1996-03-02 |  | 1996-03-02 |  | Removed from Ground | Gas (Historical Use) | 12000 | Fiberglass | 1996-03-02 | Double-Walled Flex | Pressurized
QUIKTRIP #771 | 3446 MUNDY MILL RD | GAINESVILLE | Hall | 9069181 | 2 | Flapper Valve | 1996-03-02 |  | 1996-03-02 |  | Removed from Ground | Gas (Historical Use) | 12000 | Fiberglass | 1996-03-02 | Double-Walled Flex | Pressurized
QUIKTRIP #771 | 3446 MUNDY MILL RD | GAINESVILLE | Hall | 9069181 | 3 | Flapper Valve | 1996-03-02 |  | 1996-03-02 |  | Removed from Ground | Diesel | 8000 | Fiberglass | 1996-03-02 | Double-Walled Flex | Pressurized
QUIKTRIP #771 | 3446 MUNDY MILL RD | GAINESVILLE | Hall | 9069181 | 4 | Flapper Valve | 2015-06-01 | FALSE | 2015-06-24 | FALSE | Currently in Use | Regular | 20000 | Fiberglass Double Walled | 2015-04-01 | Double-Walled Fiberglass | Pressurized
QUIKTRIP #771 | 3446 MUNDY MILL RD | GAINESVILLE | Hall | 9069181 | 5 | Flapper Valve | 2015-06-01 | FALSE | 2015-06-24 | FALSE | Currently in Use | Premium | 20000 | Fiberglass Double Walled | 2015-04-01 | Double-Walled Fiberglass | Pressurized
QUIKTRIP #771 | 3446 MUNDY MILL RD | GAINESVILLE | Hall | 9069181 | 6A |  | 2015-06-01 | FALSE | 2015-06-24 | FALSE | Temporarily out of use |  | 10000 | Fiberglass Double Walled | 2015-04-01 | Double-Walled Fiberglass | Pressurized
QUIKTRIP #771 | 3446 MUNDY MILL RD | GAINESVILLE | Hall | 9069181 | 6B | Flapper Valve | 2015-06-01 | FALSE | 2015-06-24 | FALSE | Currently in Use | Regular | 9500 | Fiberglass Double Walled | 2015-04-01 | Double-Walled Fiberglass | Pressurized
QUIKTRIP #771 | 3446 MUNDY MILL RD | GAINESVILLE | Hall | 9069181 | 7 | Flapper Valve | 2015-06-01 | FALSE | 2015-06-24 | FALSE | Currently in Use | Diesel | 12000 | Fiberglass Double Walled | 2015-04-01 | Double-Walled Fiberglass | Pressurized
59 FLOWERY BRANCH MARATHON | 5840 SPOUT SPRINGS RD | FLOWERY BRANCH | Hall | 9069182 | 1 | Ball Float | 1996-02-01 | FALSE | 1996-02-01 | FALSE | Currently in Use | Regular | 12000 | Epoxy | 1996-02-01 | Fiberglass Reinforced Plastic | Pressurized
59 FLOWERY BRANCH MARATHON | 5840 SPOUT SPRINGS RD | FLOWERY BRANCH | Hall | 9069182 | 2 | Ball Float | 1996-02-01 | FALSE | 1996-02-01 | FALSE | Currently in Use | Premium | 8000 | Epoxy | 1996-02-01 | Fiberglass Reinforced Plastic | Pressurized
59 FLOWERY BRANCH MARATHON | 5840 SPOUT SPRINGS RD | FLOWERY BRANCH | Hall | 9069182 | 3 | Ball Float | 1996-02-01 | FALSE | 1996-02-01 | FALSE | Currently in Use | Diesel | 8000 | Epoxy | 1996-02-01 | Fiberglass Reinforced Plastic | Pressurized
BROWNS BRIDGE FOOD MART | 5201 BROWNS BRIDGE RD | GAINESVILLE | Hall | 9069183 | 1 | Ball Float | 1996-04-01 | FALSE | 1996-04-01 | FALSE | Currently in Use | Gas (Historical Use) | 8000 | Galvanic (STIP-3) | 1996-04-01 | Fiberglass Reinforced Plastic | Pressurized
BROWNS BRIDGE FOOD MART | 5201 BROWNS BRIDGE RD | GAINESVILLE | Hall | 9069183 | 2 | Ball Float | 1996-04-01 |  | 1996-04-01 |  | Currently in Use | Gas (Historical Use) | 8000 | Galvanic (STIP-3) | 1996-04-01 | Fiberglass Reinforced Plastic | Pressurized
BROWNS BRIDGE FOOD MART | 5201 BROWNS BRIDGE RD | GAINESVILLE | Hall | 9069183 | 3 | Ball Float | 1996-04-01 | FALSE | 1996-04-01 | FALSE | Currently in Use | Gas (Historical Use) | 6000 | Galvanic (STIP-3) | 1996-04-01 | Fiberglass Reinforced Plastic | Pressurized
PETROFAST FOOD STORE #13 | 4257 WINDER HWY | FLOWERY BRANCH | Hall | 9069184 | 1 | Ball Float | 1996-04-01 | FALSE | 1996-04-01 | FALSE | Currently in Use | Regular | 8000 | Galvanic (STIP-3) | 1996-04-01 | Fiberglass Reinforced Plastic | Pressurized
PETROFAST FOOD STORE #13 | 4257 WINDER HWY | FLOWERY BRANCH | Hall | 9069184 | 2 | Ball Float | 1996-04-01 | FALSE | 1996-04-01 | FALSE | Currently in Use | Premium | 8000 | Galvanic (STIP-3) | 1996-04-01 | Fiberglass Reinforced Plastic | Pressurized
PETROFAST FOOD STORE #13 | 4257 WINDER HWY | FLOWERY BRANCH | Hall | 9069184 | 3 | Ball Float | 1996-04-01 | FALSE | 1996-04-01 | FALSE | Currently in Use | Diesel | 6000 | Galvanic (STIP-3) | 1996-04-01 | Fiberglass Reinforced Plastic | Pressurized
BP FOOD MART | 3170 FRONTAGE RD | GAINESVILLE | Hall | 9069185 | 1 | Ball Float | 1996-06-26 |  | 1996-06-26 |  | Currently in Use | Gas (Historical Use) | 12000 | Epoxy | 1996-06-26 | Flex | Pressurized
BP FOOD MART | 3170 FRONTAGE RD | GAINESVILLE | Hall | 9069185 | 2 | Ball Float | 1996-06-26 |  | 1996-06-26 |  | Currently in Use | Gas (Historical Use) | 10000 | Epoxy | 1996-06-26 | Flex | Pressurized
BP FOOD MART | 3170 FRONTAGE RD | GAINESVILLE | Hall | 9069185 | 3 | Ball Float | 1996-06-26 |  | 1996-06-26 |  | Currently in Use | Gas (Historical Use) | 10000 | Epoxy | 1996-06-26 | Flex | Pressurized
MARJAC INC | 1020 AVIATION BLVD | GAINESVILLE | Hall | 9069186 | 1 | [5 empty] | Removed from Ground | Gas (Historical Use) | 6000 | Bare Steel | 1996-09-12 | Galvanized Steel | Gravity Fed
MARJAC INC | 1020 AVIATION BLVD | GAINESVILLE | Hall | 9069186 | 2 | [5 empty] | Removed from Ground | Diesel | 6000 | Bare Steel | 1996-09-12 | Galvanized Steel | Gravity Fed
MARJAC INC | 1020 AVIATION BLVD | GAINESVILLE | Hall | 9069186 | 3 | [5 empty] | Removed from Ground | Diesel | 6000 | Bare Steel | 1996-09-12 | Galvanized Steel | Gravity Fed
MAR-JAC FARMS/FEED MILL | RIDGE RD AT HFC DR | GAINESVILLE | Hall | 9069187 | 1 | [5 empty] | Removed from Ground | Gas (Historical Use) | 1000 | Not Marked/Unknown | 1996-09-11 | Not Marked
MAR-JAC FARMS/FEED MILL | RIDGE RD AT HFC DR | GAINESVILLE | Hall | 9069187 | 2 | [5 empty] | Removed from Ground | Gas (Historical Use) | 1000 | Not Marked/Unknown | 1996-09-11 | Not Marked
GAINESVILLE CONCRETE PLANT | 964 W RIDGE RD | GAINESVILLE | Hall | 9069189 | 1 | Flapper Valve | 1996-07-20 | FALSE | 1996-07-20 | FALSE | Currently in Use | Diesel | 10000 | Composite | 1996-07-20 | Double-Walled Fiberglass | Pressurized
K74 ALTO | 5804 CORNELIA HWY | ALTO | Hall | 9069190 | 1 | Ball Float | 1996-09-06 | FALSE | 1996-09-06 | FALSE | Currently in Use | Gas (Historical Use) | 12000 | Fiberglass Double Walled | 1996-09-06 | Double-Walled Flex | Pressurized
K74 ALTO | 5804 CORNELIA HWY | ALTO | Hall | 9069190 | 2 | Ball Float | 1996-09-06 | FALSE | 1996-09-06 | FALSE | Currently in Use | Gas (Historical Use) | 12000 | Fiberglass Double Walled | 1996-09-06 | Double-Walled Flex | Pressurized
K74 ALTO | 5804 CORNELIA HWY | ALTO | Hall | 9069190 | 3 | Ball Float | 1996-09-06 | FALSE | 1996-09-06 | FALSE | Currently in Use | Diesel | 12000 | Fiberglass Double Walled | 1996-09-06 | Double-Walled Flex | Pressurized
K74 ALTO | 5804 CORNELIA HWY | ALTO | Hall | 9069190 | 4 | Flapper Valve | 1996-09-06 | FALSE | 1996-09-06 | FALSE | Currently in Use | Kerosene | 2000 | Fiberglass Double Walled | 1996-09-06 | Fiberglass Reinforced Plastic | Safe Suction (Euro)
POPSTOP | 5974 JIM CROW RD | FLOWERY BRANCH | Hall | 9069192 | 1 | Flapper Valve | 1993-02-20 | FALSE | 1993-02-20 | FALSE | Temporarily out of use | Empty | 2000 | Galvanic (STIP-3) | 1993-02-01 | Fiberglass Reinforced Plastic | Safe Suction (Euro)
POPSTOP | 5974 JIM CROW RD | FLOWERY BRANCH | Hall | 9069192 | 2 | Flapper Valve | 1993-02-20 | FALSE | 1993-02-20 | FALSE | Temporarily out of use | Empty | 2000 | Galvanic (STIP-3) | 1993-02-01 | Fiberglass Reinforced Plastic | Safe Suction (Euro)
STORK GAMCO | 1036 AIRPORT INDUSTRIAL PARKWAY | GAINESVILLE | Hall | 9069193 | 1 | [5 empty] | Removed from Ground | Gas (Historical Use) | 0 | Not Marked/Unknown | 1996-12-26 | Not Marked
STORK GAMCO | 1036 AIRPORT INDUSTRIAL PARKWAY | GAINESVILLE | Hall | 9069193 | 2 | [5 empty] | Removed from Ground | Diesel | 0 | Not Marked/Unknown | 1996-12-26 | Not Marked
RENAISSANCE PINE ISLE | 9000 HOLIDAY ROAD | LAKE LANIER ISLANDS | Hall | 9069194 | 1 | [5 empty] | Removed from Ground | Gas (Historical Use) | 550 | Not Marked/Unknown | 1999-01-28 | Not Marked
D T REED ESTATE | 4720 WINDER HWY | CHESTNUT MOUNTAIN | Hall | 9069195 | T-1 | [5 empty] | Removed from Ground | Gas (Historical Use) | 550 | Not Marked/Unknown | 1996-11-18 | Not Marked
D T REED ESTATE | 4720 WINDER HWY | CHESTNUT MOUNTAIN | Hall | 9069195 | T-2 | [5 empty] | Removed from Ground | Gas (Historical Use) | 550 | Not Marked/Unknown | 1996-11-18 | Not Marked
FORMER MCINTYRE STORE | 2211 OLD CORNELIA HWY | GAINESVILLE | Hall | 9069196 | 1 | [5 empty] | Removed from Ground | Gas (Historical Use) | 10000 | Bare Steel | 1997-05-01 | Bare Steel | Safe Suction (Euro)
FORMER MCINTYRE STORE | 2211 OLD CORNELIA HWY | GAINESVILLE | Hall | 9069196 | 2 | [5 empty] | Removed from Ground | Gas (Historical Use) | 10000 | Bare Steel | 1997-05-01 | Bare Steel | Safe Suction (Euro)
FORMER MCINTYRE STORE | 2211 OLD CORNELIA HWY | GAINESVILLE | Hall | 9069196 | 3 | [5 empty] | Removed from Ground | Gas (Historical Use) | 10000 | Bare Steel | 1997-05-01 | Bare Steel | Safe Suction (Euro)
PERKLE TIRE | 117 MAIN STREET | GAINESVILLE | Hall | 9069197 | 1 | [5 empty] | Removed from Ground | Other | 500 | Not Marked/Unknown | 1997-10-28 | Not Marked
PERKLE TIRE | 117 MAIN STREET | GAINESVILLE | Hall | 9069197 | 2 | [5 empty] | Removed from Ground | Other | 500 | Not Marked/Unknown | 1997-10-28 | Not Marked
BANNISTERS GROCERY | 5643 HOG MOUNTAIN ROAD | FLOWERY BRANCH | Hall | 9069198 | 1 | [5 empty] | Removed from Ground | Gas (Historical Use) | 1000 | Bare Steel | 1998-04-14 | Not Marked | Suction (American)
BANNISTERS GROCERY | 5643 HOG MOUNTAIN ROAD | FLOWERY BRANCH | Hall | 9069198 | 2 | [5 empty] | Removed from Ground | Gas (Historical Use) | 1000 | Bare Steel | 1998-04-14 | Not Marked | Suction (American)
RED TOP CONVENIENCE STORE | US 23 | LULA | Hall | 9069199 | 1 | [5 empty] | Removed from Ground | Gas (Historical Use) | 6000 | Not Marked/Unknown | 1988-10-01 | Not Marked
RED TOP CONVENIENCE STORE | US 23 | LULA | Hall | 9069199 | 2 | [5 empty] | Removed from Ground | Gas (Historical Use) | 4000 | Not Marked/Unknown | 1988-10-01 | Not Marked
RED TOP CONVENIENCE STORE | US 23 | LULA | Hall | 9069199 | 3 | [5 empty] | Removed from Ground | Gas (Historical Use) | 3000 | Not Marked/Unknown | 1988-10-01 | Not Marked
RED TOP CONVENIENCE STORE | US 23 | LULA | Hall | 9069199 | 4 | [5 empty] | Removed from Ground | Diesel | 1000 | Not Marked/Unknown | 1988-10-01 | Not Marked
WFOX TOWER SITE | 5510 UNION CHURCH RD | FLOWERY BRANCH | Hall | 9069200 | 1 | [5 empty] | Removed from Ground | Diesel | 1000 | Bare Steel | 1984-06-01 | Bare Steel | Suction (American)
WFOX TOWER SITE | 5510 UNION CHURCH RD | FLOWERY BRANCH | Hall | 9069200 | 2 | Flapper Valve | 1997-12-12 |  | 1997-12-12 |  | Removed from Ground | Diesel | 1000 | Tank Jacket | 1997-12-12 | Fiberglass Reinforced Plastic | Safe Suction (Euro)
QUIKTRIP #708 | 897 WEST RIDGE RD | GAINESVILLE | Hall | 9069201 | 1 | Flapper Valve | 1997-02-17 | FALSE | 1997-02-17 | FALSE | Currently in Use | Regular | 12000 | Fiberglass | 1997-02-07 | Double-Walled Flex | Pressurized
QUIKTRIP #708 | 897 WEST RIDGE RD | GAINESVILLE | Hall | 9069201 | 2 | Flapper Valve | 1997-02-17 | FALSE | 1997-02-17 | FALSE | Currently in Use | Regular | 12000 | Fiberglass | 1997-02-07 | Double-Walled Flex | Pressurized
QUIKTRIP #708 | 897 WEST RIDGE RD | GAINESVILLE | Hall | 9069201 | 3 | Flapper Valve | 1997-02-17 | FALSE | 1997-02-17 | FALSE | Currently in Use | Premium | 12000 | Fiberglass | 1997-02-07 | Double-Walled Flex | Pressurized
QUIKTRIP #708 | 897 WEST RIDGE RD | GAINESVILLE | Hall | 9069201 | 4 | Flapper Valve | 1997-02-17 | FALSE | 1997-02-17 | FALSE | Currently in Use | Diesel | 8000 | Fiberglass | 1997-02-07 | Double-Walled Flex | Pressurized
TRI-BIO LABS INC | 1805 TAPAWINGO DR | GAINESVILLE | Hall | 9069202 | 1 | [5 empty] | Removed from Ground | Diesel | 1000 | Bare Steel | 1997-12-02 | Galvanized Steel | Suction (American)
TRI-BIO LABS INC | 1805 TAPAWINGO DR | GAINESVILLE | Hall | 9069202 | 2 | [5 empty] | Removed from Ground | Diesel | 1000 | Bare Steel | 1997-12-12 | Galvanized Steel | Suction (American)
TRI-BIO LABS INC | 1805 TAPAWINGO DR | GAINESVILLE | Hall | 9069202 | 3 | [5 empty] | Removed from Ground | Diesel | 1000 | Bare Steel | 1997-12-02 | Galvanized Steel | Suction (American)
CARTER LUMBER OF THE SOUTH | 4220 WEST WHITE RD | OAKWOOD | Hall | 9069203 | 1A |  | 1997-06-01 | FALSE | 1997-06-01 | FALSE | Temporarily out of use | Diesel | 12000 | Fiberglass | 1997-06-01 | Flex | Pressurized
CARTER LUMBER OF THE SOUTH | 4220 WEST WHITE RD | OAKWOOD | Hall | 9069203 | 1B |  | 1997-06-01 | FALSE | 1997-06-01 | FALSE | Temporarily out of use | Gas (Historical Use) | 3000 | Fiberglass | 1997-06-01 | Flex | Pressurized
METRO MUFFLER | 1806 ATLANTA RD | GAINESVILLE | Hall | 9069204 | 1 | [5 empty] | Removed from Ground | Gas (Historical Use) | 2000 | Not Marked/Unknown | 1998-01-29 | Not Marked
METRO MUFFLER | 1806 ATLANTA RD | GAINESVILLE | Hall | 9069204 | 2 | [5 empty] | Removed from Ground | Gas (Historical Use) | 2000 | Not Marked/Unknown | 1998-01-29 | Not Marked
METRO MUFFLER | 1806 ATLANTA RD | GAINESVILLE | Hall | 9069204 | 3 | [5 empty] | Removed from Ground | Gas (Historical Use) | 2000 | Not Marked/Unknown | 1998-01-29 | Not Marked
GAINESVILLE TIRE | 1616 ATLANTA RD | GAINESVILLE | Hall | 9069205 | 1 | [5 empty] | Removed from Ground | Gas (Historical Use) | 7000 | Not Marked/Unknown | 1998-02-19 | Not Marked
GAINESVILLE TIRE | 1616 ATLANTA RD | GAINESVILLE | Hall | 9069205 | 2 | [5 empty] | Removed from Ground | Gas (Historical Use) | 7000 | Not Marked/Unknown | 1998-02-19 | Not Marked
GAINESVILLE TIRE | 1616 ATLANTA RD | GAINESVILLE | Hall | 9069205 | 3 | [5 empty] | Removed from Ground | Gas (Historical Use) | 3500 | Not Marked/Unknown | 1998-02-19 | Not Marked
RaceTrac #621 - Oakwood | 3980 MUNDY MILL RD | OAKWOOD | Hall | 9069206 | 1 | Flapper Valve | 1998-01-01 | FALSE | 1998-01-01 | FALSE | Currently in Use | Regular | 15000 | Composite Double Walled | 1998-01-01 | Double-Walled Fiberglass | Pressurized
RaceTrac #621 - Oakwood | 3980 MUNDY MILL RD | OAKWOOD | Hall | 9069206 | 2 | Flapper Valve | 1998-01-01 | FALSE | 1998-01-01 | FALSE | Currently in Use | Diesel | 12000 | Composite Double Walled | 1998-01-01 | Double-Walled Fiberglass | Pressurized
RaceTrac #621 - Oakwood | 3980 MUNDY MILL RD | OAKWOOD | Hall | 9069206 | 3 | Flapper Valve | 1998-01-01 | FALSE | 1998-01-01 | FALSE | Currently in Use | Premium | 12000 | Composite Double Walled | 1998-01-01 | Double-Walled Fiberglass | Pressurized
FORMER QUEEN CITY HATCHERY | 761 GROVE STREET | GAINESVILLE | Hall | 9069207 | 1 | [5 empty] | Permanently Out of Use - historical purposes | Gas (Historical Use) | 1000 | Bare Steel |  | Bare Steel | Suction (American)
FORMER QUEEN CITY HATCHERY | 761 GROVE STREET | GAINESVILLE | Hall | 9069207 | 2 | [5 empty] | Permanently Out of Use - historical purposes | Gas (Historical Use) | 3000 | Bare Steel |  | Bare Steel | Suction (American)
BILL DOWNS LOCKSMITH | 332 SPRING STREET | GAINESVILLE | Hall | 9069208 | 1 | [5 empty] | Closed in Ground | Gas (Historical Use) | 0 | Not Marked/Unknown | 1981-01-01 | Not Marked
Shade-Allied Facility | 3701 Old Oakwood RD. | Oakwood | Hall | 9069209 | 1 | [5 empty] | Removed from Ground | Diesel | 1000 | Bare Steel | 1967-01-01 | Bare Steel | Safe Suction (Euro)
Shade-Allied Facility | 3701 Old Oakwood RD. | Oakwood | Hall | 9069209 | 2 | [5 empty] | Removed from Ground | Gas (Historical Use) | 1000 | Bare Steel | 1967-01-01 | Bare Steel | Safe Suction (Euro)
FORMER SERVICE STATION | 6013 MAIN ST | LULA | Hall | 9069210 | 1 | [5 empty] | Removed from Ground | Gas (Historical Use) | 1000 | Not Marked/Unknown | 1998-07-21 | Not Marked
FORMER SERVICE STATION | 6013 MAIN ST | LULA | Hall | 9069210 | 2 | [5 empty] | Removed from Ground | Gas (Historical Use) | 1000 | Not Marked/Unknown | 1998-07-21 | Not Marked
AAA FLOORING | 512 MARENO ST | GAINESVILLE | Hall | 9069211 | 1 | [5 empty] | Removed from Ground | Gas (Historical Use) | 500 | Bare Steel | 1998-08-21 | Bare Steel
AAA FLOORING | 512 MARENO ST | GAINESVILLE | Hall | 9069211 | 2 | [5 empty] | Removed from Ground | Gas (Historical Use) | 500 | Bare Steel | 1998-08-21 | Bare Steel
S & Z CHEVRON | 4995 -F FRIENDSHIP RD | BUFORD | Hall | 9069212 | 1 | Ball Float | 1997-10-01 | FALSE | 1997-10-01 | FALSE | Currently in Use | Regular | 12000 | Composite | 1997-10-01 | Fiberglass Reinforced Plastic | Pressurized
S & Z CHEVRON | 4995 -F FRIENDSHIP RD | BUFORD | Hall | 9069212 | 2A | Ball Float | 1997-10-01 | FALSE | 1997-10-01 | FALSE | Currently in Use | Premium | 8000 | Composite | 1997-10-01 | Fiberglass Reinforced Plastic | Pressurized
S & Z CHEVRON | 4995 -F FRIENDSHIP RD | BUFORD | Hall | 9069212 | 2B | Ball Float | 1997-10-01 | FALSE | 1997-10-01 | FALSE | Currently in Use | Diesel | 4000 | Composite | 1997-10-01 | Fiberglass Reinforced Plastic | Pressurized
NORTH EAST GEORGIA MEDICAL CENTER | 743 SPRING ST | GAINESVILLE | Hall | 9069213 | 1 |  | 1998-12-03 |  | 1998-12-03 |  | Removed from Ground | Diesel | 20000 | Steel-Impressed Current | 1998-12-03 | Cathodically Protected | Suction (American)
NORTH EAST GEORGIA MEDICAL CENTER | 743 SPRING ST | GAINESVILLE | Hall | 9069213 | 2 | [5 empty] | Removed from Ground | Diesel | 550 | Bare Steel | 2000-11-13 | Not Marked
NORTH EAST GEORGIA MEDICAL CENTER | 743 SPRING ST | GAINESVILLE | Hall | 9069213 | 3 | Flapper Valve | 2003-01-01 | FALSE | 2003-01-01 | FALSE | Currently in Use | Diesel | 20000 | Composite Double Walled | 2003-01-01 | Double-Walled Flex | Pressurized
NORTH EAST GEORGIA MEDICAL CENTER | 743 SPRING ST | GAINESVILLE | Hall | 9069213 | 4 | Flapper Valve | 2006-07-01 | FALSE | 2006-07-01 | FALSE | Currently in Use | Diesel | 40000 | Composite Double Walled | 2006-06-16 | Double-Walled Flex | Pressurized
HALL COUNTY FIRE STATION #9 | 5040 POPLAR SPRING RD | GAINESVILLE | Hall | 9069214 | 1 | Flapper Valve | 1998-11-01 | FALSE | 1998-11-01 | FALSE | Closed in Ground | Diesel | 1000 | Fiberglass Double Walled | 1998-11-01 | Double-Walled Fiberglass | Pressurized
CANDLER ROAD LANDFILL | 1700 OAKBROOK DR | GAINESVILLE | Hall | 9069215 | 1 | Flapper Valve | 1999-02-03 | FALSE | 1999-02-03 | FALSE | Currently in Use | Regular | 3000 | Fiberglass | 1999-02-03 | Fiberglass Reinforced Plastic | Safe Suction (Euro)
CANDLER ROAD LANDFILL | 1700 OAKBROOK DR | GAINESVILLE | Hall | 9069215 | 2 | Flapper Valve | 1999-02-03 | FALSE | 1999-02-03 | FALSE | Currently in Use | Diesel | 6000 | Fiberglass | 1999-02-03 | Fiberglass Reinforced Plastic | Safe Suction (Euro)
LAKESHORE MALL | 150 PEARL NIX PARKWAY | GAINESVILLE | Hall | 9069216 | 1 | [5 empty] | Removed from Ground | Gas (Historical Use) | 25 | Bare Steel | 1972-01-01 | Copper | Suction (American)
WDUN RADIO STATION | OFF PINE VALLEY RD | GAINESVILLE | Hall | 9069217 | 1 | [5 empty] | Removed from Ground | Diesel | 2000 | Bare Steel | 1966-01-01 | Unknown | Suction (American)
JANU INC | 5011 MT VERNON RD | GAINESVILLE | Hall | 9069218 | 1 | [5 empty] | Removed from Ground | Gas (Historical Use) | 0 | Marked Unknown |  | Unknown
JANU INC | 5011 MT VERNON RD | GAINESVILLE | Hall | 9069218 | 2 | [5 empty] | Removed from Ground | Gas (Historical Use) | 0 | Marked Unknown |  | Unknown
JANU INC | 5011 MT VERNON RD | GAINESVILLE | Hall | 9069218 | 3 | Ball Float | 2007-12-01 | FALSE | 2007-12-01 | FALSE | Currently in Use | Gas (Historical Use) | 10000 | Tank Jacket Double Walled | 2007-12-01 | Double-Walled Fiberglass | Pressurized
JANU INC | 5011 MT VERNON RD | GAINESVILLE | Hall | 9069218 | 4A | Ball Float | 2007-12-01 | FALSE | 2007-12-01 | FALSE | Currently in Use | Gas (Historical Use) | 5000 | Tank Jacket Double Walled | 2007-12-01 | Double-Walled Fiberglass | Pressurized
JANU INC | 5011 MT VERNON RD | GAINESVILLE | Hall | 9069218 | 4B | Ball Float | 2007-12-01 | FALSE | 2007-12-01 | FALSE | Currently in Use | Diesel | 5000 | Tank Jacket Double Walled | 2007-12-01 | Double-Walled Fiberglass | Pressurized
BP FOODMART #4 | 3610 WHITE SULPHUR RD | GAINESVILLE | Hall | 9069219 | 1 | Ball Float | 1999-10-01 | FALSE | 1999-10-01 | FALSE | Currently in Use | Premium | 12000 | Fiberglass | 1999-10-01 | Fiberglass Reinforced Plastic | Pressurized
BP FOODMART #4 | 3610 WHITE SULPHUR RD | GAINESVILLE | Hall | 9069219 | 2 | Ball Float | 1999-10-01 | FALSE | 1999-10-01 | FALSE | Currently in Use | Regular | 12000 | Fiberglass | 1999-10-01 | Fiberglass Reinforced Plastic | Pressurized
BP FOODMART #4 | 3610 WHITE SULPHUR RD | GAINESVILLE | Hall | 9069219 | 3 | Ball Float | 1999-10-01 |  | 1999-10-01 |  | Currently in Use | Diesel | 6000 | Fiberglass | 1999-10-01 | Fiberglass Reinforced Plastic | Pressurized
PIGGLY WIGGLY EXPRESS | 2988 GILLSVILLE HWY | GAINESVILLE | Hall | 9069220 | 1 | Ball Float | 2000-05-01 |  | 2000-05-01 |  | Currently in Use | Gas (Historical Use) | 15000 | Fiberglass | 2000-05-01 | Fiberglass Reinforced Plastic | Pressurized
PIGGLY WIGGLY EXPRESS | 2988 GILLSVILLE HWY | GAINESVILLE | Hall | 9069220 | 2 | Ball Float | 2000-05-01 |  | 2000-05-01 |  | Currently in Use | Gas (Historical Use) | 10000 | Fiberglass | 2000-05-01 | Fiberglass Reinforced Plastic | Pressurized
PIGGLY WIGGLY EXPRESS | 2988 GILLSVILLE HWY | GAINESVILLE | Hall | 9069220 | 3A | Ball Float | 2000-05-01 |  | 2000-05-01 |  | Currently in Use | Diesel | 6000 | Fiberglass | 2000-05-01 | Fiberglass Reinforced Plastic | Pressurized
PIGGLY WIGGLY EXPRESS | 2988 GILLSVILLE HWY | GAINESVILLE | Hall | 9069220 | 3B | Ball Float | 2000-05-01 |  | 2000-05-01 |  | Currently in Use | Diesel | 4000 | Fiberglass | 2000-05-01 | Fiberglass Reinforced Plastic | Pressurized
PURE OIL STATION | 1427 OLD ATHENS HWY | GAINESVILLE | Hall | 9069221 | 1 | [5 empty] | Removed from Ground | Gas (Historical Use) | 4000 | Marked Unknown | 2000-07-11 | Galvanized Steel
PURE OIL STATION | 1427 OLD ATHENS HWY | GAINESVILLE | Hall | 9069221 | 2 | [5 empty] | Removed from Ground | Gas (Historical Use) | 1000 | Marked Unknown | 2000-07-11 | Galvanized Steel
PAPPA SAMS GAMEROOM | 3528 CANDLER ROAD | GAINESVILLE | Hall | 9069222 | 1 | [5 empty] | Removed from Ground | Gas (Historical Use) | 1000 | Marked Unknown | 2000-07-11 | Galvanized Steel
PAPPA SAMS GAMEROOM | 3528 CANDLER ROAD | GAINESVILLE | Hall | 9069222 | 2 | [5 empty] | Removed from Ground | Gas (Historical Use) | 1000 | Marked Unknown | 2000-07-11 | Galvanized Steel
STRICKLAND AUTO SALES | 1711 ATLANTA HIGHWAY | GAINESVILLE | Hall | 9069223 | 1 | [5 empty] | Removed from Ground | Gas (Historical Use) | 1000 | Bare Steel | 2001-05-24 | Bare Steel
STRICKLAND AUTO SALES | 1711 ATLANTA HIGHWAY | GAINESVILLE | Hall | 9069223 | 2 | [5 empty] | Removed from Ground | Gas (Historical Use) | 1000 | Bare Steel | 2001-05-24 | Bare Steel
STRICKLAND AUTO SALES | 1711 ATLANTA HIGHWAY | GAINESVILLE | Hall | 9069223 | 3 | [5 empty] | Removed from Ground | Diesel | 500 | Bare Steel | 2001-05-24 | Bare Steel
PETROFAST FOOD STORE #19 | 5512 MCEVER RD | FLOWERY BRANCH | Hall | 9069224 | 1 | Ball Float | 2000-04-11 | FALSE | 2000-04-11 | FALSE | Currently in Use | Regular | 12000 | Fiberglass | 2000-03-29 | Double-Walled Flex | Pressurized
PETROFAST FOOD STORE #19 | 5512 MCEVER RD | FLOWERY BRANCH | Hall | 9069224 | 2 | Ball Float | 2000-04-11 | FALSE | 2000-04-11 | FALSE | Currently in Use | Premium | 10000 | Fiberglass | 2000-03-29 | Double-Walled Flex | Pressurized
FORMER B&L GROCERY | THOMPSON BRIDGE RD & COCHRAN RD | GAINESVILLE | Hall | 9069225 | 1 | [5 empty] | Removed from Ground | Gas (Historical Use) | 2000 | Bare Steel | 2000-09-25 | Galvanized Steel
FORMER B&L GROCERY | THOMPSON BRIDGE RD & COCHRAN RD | GAINESVILLE | Hall | 9069225 | 2 | [5 empty] | Removed from Ground | Gas (Historical Use) | 1000 | Bare Steel | 2000-09-25 | Galvanized Steel
FORMER B&L GROCERY | THOMPSON BRIDGE RD & COCHRAN RD | GAINESVILLE | Hall | 9069225 | 3 | [5 empty] | Removed from Ground | Gas (Historical Use) | 1000 | Bare Steel | 2000-09-25 | Galvanized Steel
FORMER B&L GROCERY | THOMPSON BRIDGE RD & COCHRAN RD | GAINESVILLE | Hall | 9069225 | 4 | [5 empty] | Removed from Ground | Kerosene | 550 | Bare Steel | 2000-09-25 | Galvanized Steel
TEXACO FOOD MART #95 | 6986 MCEVER RD | BUFORD | Hall | 9069392 | 1 | Ball Float | 2000-12-15 |  | 2000-12-15 |  | Currently in Use | Gas (Historical Use) | 12000 | Composite | 2000-12-01 | Double-Walled Flex | Pressurized
TEXACO FOOD MART #95 | 6986 MCEVER RD | BUFORD | Hall | 9069392 | 2 | Ball Float | 2000-12-15 |  | 2000-12-15 |  | Currently in Use | Gas (Historical Use) | 10000 | Composite | 2000-12-01 | Double-Walled Flex | Pressurized
TEXACO FOOD MART #95 | 6986 MCEVER RD | BUFORD | Hall | 9069392 | 3 | Ball Float | 2000-12-15 |  | 2000-12-15 |  | Currently in Use | Diesel | 8000 | Composite | 2000-12-01 | Double-Walled Flex | Pressurized
FORMER R SQUARE PRODUCTS INC | 2394 MONROE DRIVE | GAINESVILLE | Hall | 9069227 | 1 | [5 empty] | Removed from Ground | Diesel | 1000 | Bare Steel | 2000-12-07 | Galvanized Steel | Suction (American)
BST/FLOWERY BRANCH/R3162 | 5618 CHURCH STREET | FLOWERY BRANCH | Hall | 9069228 | 1 | Flapper Valve | 2001-02-28 |  | 2001-02-28 |  | Currently in Use | Diesel | 4000 | Fiberglass Double Walled | 2001-02-28 | Double-Walled Fiberglass | Safe Suction (Euro)
A & G FOOD CENTER | 2896 BROWNS BRIDGE RD | GAINESVILLE | Hall | 9069229 | 1 |  | 2001-06-01 |  | 2001-06-01 |  | Removed from Ground | Gas (Historical Use) | 12000 | Fiberglass | 2001-06-01 | Flex | Pressurized
A & G FOOD CENTER | 2896 BROWNS BRIDGE RD | GAINESVILLE | Hall | 9069229 | 2 |  | 2001-06-01 |  | 2001-06-01 |  | Removed from Ground | Gas (Historical Use) | 12000 | Fiberglass | 2001-06-01 | Flex | Pressurized
FORMER GASOLINE SERVICE STATION | 1773 CLEVELAND HWY | GAINESVILLE | Hall | 9069231 | 1 | [5 empty] | Removed from Ground | Gas (Historical Use) | 6000 | Bare Steel | 2001-11-27 | Bare Steel
FORMER GASOLINE SERVICE STATION | 1773 CLEVELAND HWY | GAINESVILLE | Hall | 9069231 | 2 | [5 empty] | Removed from Ground | Gas (Historical Use) | 6000 | Bare Steel | 2001-11-27 | Bare Steel
FORMER GASOLINE SERVICE STATION | 1773 CLEVELAND HWY | GAINESVILLE | Hall | 9069231 | 3 | [5 empty] | Removed from Ground | Gas (Historical Use) | 6000 | Bare Steel | 2001-11-27 | Bare Steel
NORTHLAKE GUN & PAWN | 136 CLARKS BRIDGE RD | GAINESVILLE | Hall | 9069232 | 1 | [5 empty] | Removed from Ground | Gas (Historical Use) | 1000 | Marked Unknown |  | Unknown
NORTHLAKE GUN & PAWN | 136 CLARKS BRIDGE RD | GAINESVILLE | Hall | 9069232 | 2 | [5 empty] | Removed from Ground | Gas (Historical Use) | 1000 | Marked Unknown |  | Unknown
NORTHLAKE GUN & PAWN | 136 CLARKS BRIDGE RD | GAINESVILLE | Hall | 9069232 | 3 | [5 empty] | Removed from Ground | Gas (Historical Use) | 1000 | Marked Unknown |  | Unknown
NORTHLAKE GUN & PAWN | 136 CLARKS BRIDGE RD | GAINESVILLE | Hall | 9069232 | 4 | [5 empty] | Removed from Ground | Gas (Historical Use) | 2000 | Marked Unknown |  | Unknown
EXXON FOOD MART | 5775 PHIL NIEKRO BLVD | FLOWERY BRANCH | Hall | 9069233 | 1 | Ball Float | 2001-11-05 | FALSE | 2001-11-05 | FALSE | Currently in Use | Regular | 12000 | Composite | 2000-01-20 | Double-Walled Flex | Pressurized
EXXON FOOD MART | 5775 PHIL NIEKRO BLVD | FLOWERY BRANCH | Hall | 9069233 | 2 | Ball Float | 2001-11-05 | FALSE | 2001-11-05 | FALSE | Currently in Use | Premium | 10000 | Composite | 2000-01-20 | Double-Walled Flex | Pressurized
EXXON FOOD MART | 5775 PHIL NIEKRO BLVD | FLOWERY BRANCH | Hall | 9069233 | 3 | Ball Float | 2001-11-05 | FALSE | 2001-11-05 | FALSE | Currently in Use | Diesel | 8000 | Composite | 2000-01-20 | Double-Walled Flex | Pressurized
TEXACO FOOD MART | 3649 MT VERNON RD | GAINESVILLE | Hall | 9069234 | 1 | Ball Float | 2001-05-09 | FALSE | 2001-05-09 | FALSE | Currently in Use | Regular | 12000 | Fiberglass Double Walled | 2001-05-06 | Double-Walled Flex | Pressurized
TEXACO FOOD MART | 3649 MT VERNON RD | GAINESVILLE | Hall | 9069234 | 2 | Ball Float | 2001-05-09 | FALSE | 2001-05-09 | FALSE | Currently in Use | Premium | 10000 | Fiberglass Double Walled | 2001-05-06 | Double-Walled Flex | Pressurized
TEXACO FOOD MART | 3649 MT VERNON RD | GAINESVILLE | Hall | 9069234 | 3 | Ball Float | 2001-05-09 | FALSE | 2001-05-09 | FALSE | Currently in Use | Diesel | 8000 | Fiberglass Double Walled | 2001-05-06 | Double-Walled Flex | Pressurized
ROAD ATLANTA | 5300 WINDER HWY | BRASELTON | Hall | 9078028 | 1 | Flapper Valve | 1995-02-01 | FALSE | 1995-02-01 | FALSE | Currently in Use | Regular | 10000 | Galvanic (STIP-3) | 1985-10-01 | Fiberglass Reinforced Plastic | Pressurized
ROAD ATLANTA | 5300 WINDER HWY | BRASELTON | Hall | 9078028 | 2 | Flapper Valve | 1995-02-01 | FALSE | 1995-02-01 | FALSE | Currently in Use | Plus | 8000 | Galvanic (STIP-3) | 1985-10-01 | Fiberglass Reinforced Plastic | Pressurized
ROAD ATLANTA | 5300 WINDER HWY | BRASELTON | Hall | 9078028 | 3 | Flapper Valve | 1995-02-01 | FALSE | 1995-02-01 | FALSE | Currently in Use | E-0 | 8000 | Galvanic (STIP-3) | 1985-10-01 | Fiberglass Reinforced Plastic | Pressurized
ROAD ATLANTA | 5300 WINDER HWY | BRASELTON | Hall | 9078028 | 4 | Flapper Valve | 1995-02-01 | FALSE | 1995-02-01 | FALSE | Currently in Use | Premium | 8000 | Galvanic (STIP-3) | 1985-10-01 | Fiberglass Reinforced Plastic | Pressurized
LANIER ISLANDS/LLI MANAGEMENT | 7000 LANIER ISLANDS PKWY | Buford | Hall | UST-SLOC-9069140 | 1 | Flapper Valve | 1999-01-18 | FALSE | 1999-01-18 | FALSE | Temporarily out of use | Regular | 500 | Composite | 1987-01-01 | Fiberglass Reinforced Plastic | Suction (American)
LANIER ISLANDS/LLI MANAGEMENT | 7000 LANIER ISLANDS PKWY | Buford | Hall | UST-SLOC-9069140 | 2 | Flapper Valve | 1999-01-18 | FALSE | 1999-01-18 | FALSE | Temporarily out of use | Diesel | 250 | Composite | 1987-01-01 | Fiberglass Reinforced Plastic | Suction (American)
LANIER ISLANDS/LLI MANAGEMENT | 7000 LANIER ISLANDS PKWY | Buford | Hall | UST-SLOC-9069141 | 1 | [5 empty] | Removed from Ground | Gas (Historical Use) | 1000 | Composite | 1997-03-21 | Galvanized Steel | Suction (American)
LANIER ISLANDS/LLI MANAGEMENT | 7000 LANIER ISLANDS PKWY | Buford | Hall | UST-SLOC-9069141 | 2 |  | 1997-04-04 | FALSE | 1997-04-04 | FALSE | Temporarily out of use | Regular | 1000 | Composite | 1997-04-02 | Fiberglass Reinforced Plastic | Safe Suction (Euro)
LANIER ISLANDS/LLI MANAGEMENT | 7000 LANIER ISLANDS PKWY | Buford | Hall | UST-SLOC-690062 | 1 | [5 empty] | Removed from Ground | Gas (Historical Use) | 4000 | Bare Steel | 1986-01-08 | Galvanized Steel
LANIER ISLANDS/LLI MANAGEMENT | 7000 LANIER ISLANDS PKWY | Buford | Hall | UST-SLOC-690062 | 2 | [5 empty] | Removed from Ground | Gas (Historical Use) | 4000 | Bare Steel | 1986-01-08 | Galvanized Steel
LANIER ISLANDS/LLI MANAGEMENT | 7000 LANIER ISLANDS PKWY | Buford | Hall | UST-SLOC-690062 | 3 | [5 empty] | Removed from Ground | Gas (Historical Use) | 2000 | Bare Steel | 1986-01-08 | Galvanized Steel
LANIER ISLANDS/LLI MANAGEMENT | 7000 LANIER ISLANDS PKWY | Buford | Hall | UST-SLOC-690062 | 4 | [5 empty] | Removed from Ground | Gas (Historical Use) | 2000 | Bare Steel | 1986-01-08 | Galvanized Steel
LANIER ISLANDS/LLI MANAGEMENT | 7000 LANIER ISLANDS PKWY | Buford | Hall | UST-SLOC-690062 | 5 |  | 1991-05-24 | FALSE | 1991-05-24 | FALSE | Currently in Use | Gas (Historical Use) | 6000 | Composite | 1991-05-24 | Fiberglass Reinforced Plastic | Pressurized
LANIER ISLANDS/LLI MANAGEMENT | 7000 LANIER ISLANDS PKWY | Buford | Hall | UST-SLOC-690062 | 6 |  | 1991-05-24 | FALSE | 1991-05-24 | FALSE | Currently in Use | Diesel | 6000 | Composite | 1991-05-24 | Fiberglass Reinforced Plastic | Pressurized
LANIER ISLANDS/LLI MANAGEMENT | 7000 LANIER ISLANDS PKWY | Buford | Hall | UST-SLOC-690265 | 1 | [5 empty] | Removed from Ground | Diesel | 1000 | Bare Steel | 1976-01-08 | Not Marked
LANIER ISLANDS/LLI MANAGEMENT | 7000 LANIER ISLANDS PKWY | Buford | Hall | UST-SLOC-690265 | 2 | [5 empty] | Removed from Ground | Diesel | 2000 | Bare Steel | 1973-01-08 | Not Marked
LANIER ISLANDS/LLI MANAGEMENT | 7000 LANIER ISLANDS PKWY | Buford | Hall | UST-SLOC-690265 | 3 | [5 empty] | Removed from Ground | Gas (Historical Use) | 2000 | Bare Steel | 1973-01-08 | Galvanized Steel
LANIER ISLANDS/LLI MANAGEMENT | 7000 LANIER ISLANDS PKWY | Buford | Hall | UST-SLOC-690265 | 4 | [5 empty] | Removed from Ground | Gas (Historical Use) | 4000 | Not Marked/Unknown | 1976-01-08 | Galvanized Steel
LANIER ISLANDS/LLI MANAGEMENT | 7000 LANIER ISLANDS PKWY | Buford | Hall | UST-SLOC-690265 | 5 | Flapper Valve | 1991-05-24 | FALSE | 1991-05-24 | FALSE | Removed from Ground | Diesel | 4000 | Composite | 1991-05-24 | Fiberglass Reinforced Plastic | Suction (American)
LANIER ISLANDS/LLI MANAGEMENT | 7000 LANIER ISLANDS PKWY | Buford | Hall | UST-SLOC-690265 | 6 | Flapper Valve | 1991-05-24 | FALSE | 1991-05-24 | FALSE | Removed from Ground | Regular | 4000 | Composite | 1991-05-24 | Fiberglass Reinforced Plastic | Suction (American)
HYMAN GROCERY | 17375 AUGUSTA HWY | SPARTA | Hancock | 9150045 | 1 |  | 1999-08-02 |  | 1999-08-02 |  | Removed from Ground | Gas (Historical Use) | 1000 | Double Walled | 1999-08-01 | Fiberglass Reinforced Plastic | Suction (American)
MOSLEY PROPERTY/FORMER SVC STA | GA HWY 22 WEST | SPARTA | Hancock | 9070001 | 1 | [5 empty] | Removed from Ground | Other | 1000 | Marked Unknown | 1991-05-02 | Unknown
GOLDEN PANTRY #100 | 12923 BROAD ST | SPARTA | Hancock | 9070002 | 1 | Ball Float | 1988-01-01 | FALSE | 1988-01-01 | FALSE | Currently in Use | Regular | 10000 | Fiberglass | 1988-01-01 | Fiberglass Reinforced Plastic | Pressurized
GOLDEN PANTRY #100 | 12923 BROAD ST | SPARTA | Hancock | 9070002 | 2 | Ball Float | 1988-01-01 | FALSE | 1988-01-01 | FALSE | Currently in Use | Regular | 10000 | Fiberglass | 1988-01-01 | Fiberglass Reinforced Plastic | Pressurized
GOLDEN PANTRY #100 | 12923 BROAD ST | SPARTA | Hancock | 9070002 | 3 | Ball Float | 1988-01-01 | FALSE | 1988-01-01 | FALSE | Currently in Use | Premium | 10000 | Fiberglass | 1988-01-01 | Fiberglass Reinforced Plastic | Pressurized
GOLDEN PANTRY #100 | 12923 BROAD ST | SPARTA | Hancock | 9070002 | 4 | Ball Float | 1988-01-01 | FALSE | 1988-01-01 | FALSE | Currently in Use | Diesel | 2500 | Fiberglass | 1988-01-01 | Fiberglass Reinforced Plastic | Pressurized
HANCOCK STATE PRISON | 701 PRISON BLVD | SPARTA | Hancock | 9070004 | 1 | [5 empty] | Removed from Ground | Diesel | 6000 | Composite | 1990-01-01 | Bare Steel
HANCOCK STATE PRISON | 701 PRISON BLVD | SPARTA | Hancock | 9070004 | 2 | [5 empty] | Removed from Ground | Other | 6000 | Composite | 1990-01-01 | Bare Steel
HANCOCK STATE PRISON | 701 PRISON BLVD | SPARTA | Hancock | 9070004 | 3 | Flapper Valve | 1998-12-15 | FALSE | 1998-12-15 | FALSE | Currently in Use | Regular | 10000 | Fiberglass | 1990-01-01 | Fiberglass Reinforced Plastic | Pressurized
HANCOCK STATE PRISON | 701 PRISON BLVD | SPARTA | Hancock | 9070004 | 4 | Ball Float | 1998-12-15 | FALSE | 1998-12-15 | FALSE | Currently in Use | Diesel | 2500 | Fiberglass | 1990-01-01 | Fiberglass Reinforced Plastic | Pressurized
HANCOCK STATE PRISON | 701 PRISON BLVD | SPARTA | Hancock | 9070004 | 5 |  |  | TRUE |  | TRUE | Closed in Ground | Used Oil | 550 | Fiberglass | 1990-01-01 | Bare Steel
HANCOCK STATE PRISON | 701 PRISON BLVD | SPARTA | Hancock | 9070004 | 6 | Flapper Valve | 1999-01-19 | FALSE | 1999-01-19 | FALSE | Currently in Use | Diesel | 10000 | Fiberglass | 1999-01-12 | Copper | Safe Suction (Euro)
HYMAN CHEVRON | 114 BROAD ST | SPARTA | Hancock | 9070005 | 1 | Flapper Valve | 1997-04-16 | FALSE | 1997-04-16 | FALSE | Currently in Use | Regular | 5000 | Steel-Impressed Current | 1978-01-01 | Fiberglass Reinforced Plastic | Safe Suction (Euro)
HYMAN CHEVRON | 114 BROAD ST | SPARTA | Hancock | 9070005 | 2 | Flapper Valve | 1997-04-16 | FALSE | 1997-04-16 | FALSE | Temporarily out of use | Plus | 5000 | Steel-Impressed Current | 1978-01-01 | Fiberglass Reinforced Plastic | Safe Suction (Euro)
HYMAN CHEVRON | 114 BROAD ST | SPARTA | Hancock | 9070005 | 3 | Ball Float | 1997-04-16 | FALSE | 1997-04-16 | FALSE | Currently in Use | Premium | 5000 | Steel-Impressed Current | 1978-01-01 | Fiberglass Reinforced Plastic | Safe Suction (Euro)
NEAHA REAL ESTATE | 7950 HWY 15 | SPARTA | Hancock | 9070006 | 1 |  | 1990-03-29 |  | 1990-03-29 |  | Currently in Use | Gas (Historical Use) | 6000 | Steel-Impressed Current | 1990-03-29 | Fiberglass Reinforced Plastic | Pressurized
NEAHA REAL ESTATE | 7950 HWY 15 | SPARTA | Hancock | 9070006 | 2 |  | 1990-03-29 |  | 1990-03-29 |  | Currently in Use | Gas (Historical Use) | 4000 | Steel-Impressed Current | 1990-03-29 | Fiberglass Reinforced Plastic | Pressurized
NEAHA REAL ESTATE | 7950 HWY 15 | SPARTA | Hancock | 9070006 | 3 |  | 1990-03-29 |  | 1990-03-29 |  | Currently in Use | Diesel | 6000 | Steel-Impressed Current | 1990-03-29 | Fiberglass Reinforced Plastic | Pressurized
NEAHA REAL ESTATE | 7950 HWY 15 | SPARTA | Hancock | 9070006 | 4 |  | 1990-03-29 |  | 1990-03-29 |  | Currently in Use | Diesel | 6000 | Steel-Impressed Current | 1990-03-29 | Fiberglass Reinforced Plastic | Pressurized
NEAHA REAL ESTATE | 7950 HWY 15 | SPARTA | Hancock | 9070006 | 5A | Flapper Valve | 1998-10-16 | FALSE | 1998-10-16 | FALSE | Currently in Use | Diesel | 6000 | Composite | 1998-10-16 | Fiberglass Reinforced Plastic | Safe Suction (Euro)
NEAHA REAL ESTATE | 7950 HWY 15 | SPARTA | Hancock | 9070006 | 5B | Flapper Valve | 1998-10-16 | FALSE | 1998-10-16 | FALSE | Currently in Use | Kerosene | 2000 | Composite | 1998-10-16 | Fiberglass Reinforced Plastic | Safe Suction (Euro)
DIXIE KWIK STOP | 501 DIXIE ST | SPARTA | Hancock | 9070007 | 1REGUNL | [5 empty] | Removed from Ground | Gas (Historical Use) | 3000 | Bare Steel | 1986-05-01 | Galvanized Steel | Safe Suction (Euro)
DIXIE KWIK STOP | 501 DIXIE ST | SPARTA | Hancock | 9070007 | 2PREM | [5 empty] | Removed from Ground | Gas (Historical Use) | 1000 | Bare Steel | 1986-05-01 | Galvanized Steel | Safe Suction (Euro)
DARLENE'S DISCOUNT | 972 SPARTA HWY | SPARTA | Hancock | 9070008 | 1-REGN/L | [5 empty] | Removed from Ground | Gas (Historical Use) | 1000 | Bare Steel | 1975-08-01 | Galvanized Steel | Safe Suction (Euro)
DARLENE'S DISCOUNT | 972 SPARTA HWY | SPARTA | Hancock | 9070008 | 2-PLUS | [5 empty] | Removed from Ground | Gas (Historical Use) | 550 | Bare Steel | 1975-08-01 | Galvanized Steel | Safe Suction (Euro)
DARLENE'S DISCOUNT | 972 SPARTA HWY | SPARTA | Hancock | 9070008 | 3 | [5 empty] | Removed from Ground | Gas (Historical Use) | 2000 | Not Marked/Unknown | 1981-01-01 | Not Marked
DARLENE'S DISCOUNT | 972 SPARTA HWY | SPARTA | Hancock | 9070008 | 3-PREM | [5 empty] | Removed from Ground | Gas (Historical Use) | 550 | Bare Steel | 1975-08-01 | Galvanized Steel | Safe Suction (Euro)
DARLENE'S DISCOUNT | 972 SPARTA HWY | SPARTA | Hancock | 9070008 | 4 | [5 empty] | Removed from Ground | Gas (Historical Use) | 1000 | Not Marked/Unknown | 1981-01-01 | Not Marked
BRENDAS COUNTRY KITCHEN | 2105 ISLAND CREEK DR | SPARTA | Hancock | 9070009 | 1 |  | 1986-06-01 |  | 1999-02-11 |  | Removed from Ground | Gas (Historical Use) | 1000 | Cathodically Protected Steel | 1986-08-01 | Cathodically Protected | Safe Suction (Euro)
BRENDAS COUNTRY KITCHEN | 2105 ISLAND CREEK DR | SPARTA | Hancock | 9070009 | 2 |  | 1986-06-01 |  | 1999-02-11 |  | Removed from Ground | Gas (Historical Use) | 1000 | Cathodically Protected Steel | 1986-08-01 | Cathodically Protected | Safe Suction (Euro)
LIL ROUNDUP | 357 AUGUSTA HWY | SPARTA | Hancock | 9070010 | 1 | Flapper Valve | 1998-11-19 | FALSE | 1998-11-11 | FALSE | Currently in Use | Regular | 8272 | Steel-Impressed Current | 1998-11-11 |  | Pressurized
LIL ROUNDUP | 357 AUGUSTA HWY | SPARTA | Hancock | 9070010 | 2 | Flapper Valve | 1998-11-19 | FALSE | 1998-11-19 | FALSE | Currently in Use | Diesel Off Road | 8272 | Steel-Impressed Current | 1998-11-11 |  | Pressurized
LIL ROUNDUP | 357 AUGUSTA HWY | SPARTA | Hancock | 9070010 | 3 | Flapper Valve | 1998-11-19 | FALSE | 1998-11-19 | FALSE | Currently in Use | Diesel On Road | 3008 | Steel-Impressed Current | 1998-11-19 |  | Pressurized
FRAME'S COUNTRY STORE | MACON HWY | JEWELL | Hancock | 9070011 | 1 | [5 empty] | Removed from Ground | Gas (Historical Use) | 1000 | Bare Steel | 1980-01-01 | Galvanized Steel | Safe Suction (Euro)
FRAME'S COUNTRY STORE | MACON HWY | JEWELL | Hancock | 9070011 | 2 | [5 empty] | Removed from Ground | Gas (Historical Use) | 550 | Bare Steel | 1980-01-01 | Galvanized Steel | Safe Suction (Euro)
COOPS LANDING LLC | 6822 CARRS STATION RD | SPARTA | Hancock | 9070012 | 1 | Flapper Valve | 1994-03-15 | FALSE | 1994-03-15 | FALSE | Currently in Use | Regular | 2000 | Epoxy | 1994-03-15 | Fiberglass Reinforced Plastic | Suction (American)
COOPS LANDING LLC | 6822 CARRS STATION RD | SPARTA | Hancock | 9070012 | 2 | Flapper Valve | 1994-03-15 | FALSE | 1994-03-15 | FALSE | Currently in Use | E-0 | 2000 | Epoxy | 1994-03-15 | Fiberglass Reinforced Plastic | Suction (American)
JOHN BONNER GROCERY | 2974 BEULAH HWY | SPARTA | Hancock | 9070013 | 1 | [5 empty] | Permanently Out of Use - historical purposes | Gas (Historical Use) | 1065 | Bare Steel |  | Galvanized Steel | Suction (American)
JOHN BONNER GROCERY | 2974 BEULAH HWY | SPARTA | Hancock | 9070013 | 2 | [5 empty] | Permanently Out of Use - historical purposes | Gas (Historical Use) | 1065 | Bare Steel |  | Galvanized Steel | Suction (American)
JOHN BONNER GROCERY | 2974 BEULAH HWY | SPARTA | Hancock | 9070013 | 3 | Flapper Valve | 2000-01-10 | FALSE | 2000-01-10 | FALSE | Temporarily out of use | Gas (Historical Use) | 1000 | Fiberglass | 2000-01-10 | Fiberglass Reinforced Plastic | Suction (American)
JOHN BONNER GROCERY | 2974 BEULAH HWY | SPARTA | Hancock | 9070013 | 4 |  | 2000-01-10 |  | 2000-01-10 |  | Temporarily out of use | Gas (Historical Use) | 1000 | Fiberglass | 2000-01-10 | Fiberglass Reinforced Plastic | Suction (American)
AMELIAS MALL | 5176 HWY 22 | SPARTA | Hancock | 9070014 | 1 |  | 1999-05-24 |  | 1999-05-24 |  | Removed from Ground | Gas (Historical Use) | 1065 | Steel-Impressed Current | 1999-05-24 | Cathodically Protected | Safe Suction (Euro)
AMELIAS MALL | 5176 HWY 22 | SPARTA | Hancock | 9070014 | 2 |  | 1999-05-24 |  | 1999-05-24 |  | Removed from Ground | Gas (Historical Use) | 1065 | Steel-Impressed Current | 1999-05-24 | Cathodically Protected | Safe Suction (Euro)
HANCOCK COUNTY BOARD OF COMM/ROA | FAIRMOUNT RD | SPARTA | Hancock | 9070015 | 1 | [5 empty] | Removed from Ground | Diesel | 1000 | Not Marked/Unknown | 1998-05-15 | Not Marked
HANCOCK COUNTY BOARD OF COMM/ROA | FAIRMOUNT RD | SPARTA | Hancock | 9070015 | 2 | [5 empty] | Removed from Ground | Gas (Historical Use) | 8000 | Not Marked/Unknown | 1998-05-15 | Not Marked
HANCOCK COUNTY BOARD OF COMM/ROA | FAIRMOUNT RD | SPARTA | Hancock | 9070015 | 3 | [5 empty] | Removed from Ground | Other | 1000 | Not Marked/Unknown | 1998-05-15 | Not Marked
HANCOCK COUNTY BOARD OF COMM/ROA | FAIRMOUNT RD | SPARTA | Hancock | 9070015 | 4A | Flapper Valve | 1998-07-01 | FALSE | 1998-07-01 | FALSE | Currently in Use | Regular | 6000 | Composite | 1998-06-22 | Fiberglass Reinforced Plastic
HANCOCK COUNTY BOARD OF COMM/ROA | FAIRMOUNT RD | SPARTA | Hancock | 9070015 | 4B | Flapper Valve | 1998-07-01 | FALSE | 1998-07-01 | FALSE | Currently in Use | Diesel | 6000 | Composite | 1998-06-22 | Fiberglass Reinforced Plastic
HANCOCK COUNTY BOARD OF COMM/ROA | FAIRMOUNT RD | SPARTA | Hancock | 9070015 | 5 | Flapper Valve | 2001-05-01 | FALSE | 2001-05-01 | FALSE | Currently in Use | Regular | 8000 | Fiberglass | 2001-02-08 | Fiberglass Reinforced Plastic | Suction (American)
HANCOCK COUNTY BOARD OF COMM/ROA | FAIRMOUNT RD | SPARTA | Hancock | 9070015 | 6 | Flapper Valve | 2001-05-01 | FALSE | 2001-05-01 | FALSE | Currently in Use | Diesel | 8000 | Fiberglass | 2001-02-08 | Fiberglass Reinforced Plastic | Suction (American)
HOLIDAY SHORES KUNTRY STORE | 6767 WARREN CHAPEL RD | SPARTA | Hancock | 9070017 | 1 |  | 2001-02-01 | FALSE | 2001-02-01 | FALSE | Currently in Use | Regular | 8000 | Fiberglass | 2001-02-01 | Fiberglass Reinforced Plastic | Pressurized
HOLIDAY SHORES KUNTRY STORE | 6767 WARREN CHAPEL RD | SPARTA | Hancock | 9070017 | 2A |  | 2001-02-01 | FALSE | 2001-02-01 | FALSE | Currently in Use | Premium | 5000 | Fiberglass | 2001-02-01 | Fiberglass Reinforced Plastic | Pressurized
HOLIDAY SHORES KUNTRY STORE | 6767 WARREN CHAPEL RD | SPARTA | Hancock | 9070017 | 2B |  | 2001-02-01 | FALSE | 2001-02-01 | FALSE | Currently in Use | Diesel | 5000 | Fiberglass | 2001-02-01 | Fiberglass Reinforced Plastic | Pressurized
EXXON FOOD MART | 12820 E BROAD ST | SPARTA | Hancock | 9070018 | 1 |  | 2000-04-03 |  | 2000-04-03 |  | Currently in Use | Gas (Historical Use) | 12000 | Epoxy | 2001-03-30 | Fiberglass Reinforced Plastic | Pressurized
EXXON FOOD MART | 12820 E BROAD ST | SPARTA | Hancock | 9070018 | 2 |  | 2000-04-03 |  | 2000-04-03 |  | Currently in Use | Gas (Historical Use) | 10000 | Epoxy | 2001-03-30 | Fiberglass Reinforced Plastic | Pressurized
ANN DAVENPORT | CORNER OF JONES & COURT ST | SPARTA | Hancock | 9084032 | 1 |  |  | FALSE |  | FALSE | Temporarily out of use | Gas (Historical Use) | 0
ANN DAVENPORT | CORNER OF JONES & COURT ST | SPARTA | Hancock | 9084032 | 2 |  |  | FALSE |  | FALSE | Temporarily out of use | Gas (Historical Use) | 0
ANSLIE CAFE & MINI MART | 3950 LAKE SINCLAIR RD | SPARTA | Hancock | 10000288 | 1A | Flapper Valve | 2002-08-13 | FALSE | 2002-08-13 | FALSE | Currently in Use | Regular | 8000 | Composite | 2003-08-12 | Fiberglass Reinforced Plastic | Pressurized
ANSLIE CAFE & MINI MART | 3950 LAKE SINCLAIR RD | SPARTA | Hancock | 10000288 | 1B | Flapper Valve | 2002-08-13 | FALSE | 2002-08-13 | FALSE | Currently in Use | Premium | 4000 | Composite | 2003-08-12 | Fiberglass Reinforced Plastic | Pressurized
ANSLIE CAFE & MINI MART | 3950 LAKE SINCLAIR RD | SPARTA | Hancock | 10000288 | 2 | Flapper Valve | 2002-08-13 | FALSE | 2002-08-13 | FALSE | Currently in Use | Diesel | 2000 | Composite | 2002-08-12 | Fiberglass Reinforced Plastic | Pressurized
ROCKY'S FOOD MART | 9111 EAST BROAD ST | SPARTA | Hancock | 10000600 | 1 | Flapper Valve | 2004-03-01 | FALSE | 2004-03-01 | FALSE | Currently in Use | Regular | 8000 | Composite | 2004-02-25 | Fiberglass Reinforced Plastic | Pressurized
ROCKY'S FOOD MART | 9111 EAST BROAD ST | SPARTA | Hancock | 10000600 | 2 | Flapper Valve | 2004-03-01 | FALSE | 2004-03-01 | FALSE | Currently in Use | Premium | 4000 | Composite | 2004-02-25 | Fiberglass Reinforced Plastic | Pressurized
ROCKY'S FOOD MART | 9111 EAST BROAD ST | SPARTA | Hancock | 10000600 | 3 | Flapper Valve | 2004-03-01 | FALSE | 2004-03-01 | FALSE | Currently in Use | Diesel | 4000 | Composite | 2004-02-25 | Fiberglass Reinforced Plastic | Pressurized
C R HILL OIL CO | EAST HAMILTON ST | SPARTA | Hancock | 4160072 | 1 | [5 empty] | Removed from Ground | Gas (Historical Use) | 1000 | Bare Steel | 1976-05-03 | Galvanized Steel
C R HILL OIL CO | EAST HAMILTON ST | SPARTA | Hancock | 4160072 | 2 | [5 empty] | Permanently Out Of Use | Gas (Historical Use) | 550 | Bare Steel | 1971-05-11 | Galvanized Steel
GA FC/HANCOCK CO UNIT | 4157 HWY 22 | SPARTA | Hancock | 700008 | 1 | [5 empty] | Removed from Ground | Gas (Historical Use) | 560 | Bare Steel | 1958-04-29 | Galvanized Steel
GA FC/HANCOCK CO UNIT | 4157 HWY 22 | SPARTA | Hancock | 700008 | 2 | [5 empty] | Removed from Ground | Diesel | 560 | Bare Steel | 1968-04-26 | Galvanized Steel
GA FC/HANCOCK CO UNIT | 4157 HWY 22 | SPARTA | Hancock | 700008 | 3 |  | 1990-01-01 |  | 1990-01-01 |  | Removed from Ground | Gas (Historical Use) | 1000 | Galvanic (STIP-3) | 1990-01-01 | Cathodically Protected | Safe Suction (Euro)
GA FC/HANCOCK CO UNIT | 4157 HWY 22 | SPARTA | Hancock | 700008 | 4 |  | 1990-01-01 |  | 1990-01-01 |  | Removed from Ground | Diesel | 1000 | Galvanic (STIP-3) | 1990-01-01 | Cathodically Protected
GA FC/HANCOCK CO UNIT | 4157 HWY 22 | SPARTA | Hancock | 700008 | 5 |  | 2006-03-01 | FALSE | 2006-03-01 | FALSE | Removed from Ground | Diesel | 2500 | Fiberglass Double Walled | 2006-03-01 | Fiberglass Reinforced Plastic | Safe Suction (Euro)
MINI FOOD MART #39 | 606 POWELLTON AVE | SPARTA | Hancock | 700010 | 1 |  | 1998-04-01 | FALSE | 1998-04-01 | FALSE | Currently in Use | Regular | 10000 | Steel-Impressed Current | 1997-10-13 | Fiberglass Reinforced Plastic | Pressurized
MINI FOOD MART #39 | 606 POWELLTON AVE | SPARTA | Hancock | 700010 | 2 |  | 1998-04-01 | FALSE | 1998-04-01 | FALSE | Currently in Use | Plus | 8000 | Steel-Impressed Current | 1997-10-13 | Steel (Impressed Current) | Pressurized
MINI FOOD MART #39 | 606 POWELLTON AVE | SPARTA | Hancock | 700010 | 3 |  | 1998-04-01 | FALSE | 1998-04-01 | FALSE | Currently in Use | Premium | 8000 | Steel-Impressed Current | 1997-10-13 | Steel (Impressed Current) | Pressurized
C R HILL CO | AUGUSTA HWY ACROSS FROM CONTINEN | SPARTA | Hancock | 700012 | 1 | [5 empty] | Removed from Ground | Diesel | 10000 | Bare Steel | 1978-05-09 | Galvanized Steel | Suction (American)
RACHELS SERVICE CENTER | 12595 BROAD ST | SPARTA | Hancock | 700014 | 1 |  | 1989-03-18 | FALSE | 1989-03-18 | FALSE | Temporarily out of use | Gas (Historical Use) | 5000 | Galvanic (STIP-3) | 1989-03-01 | Fiberglass Reinforced Plastic | Pressurized
RACHELS SERVICE CENTER | 12595 BROAD ST | SPARTA | Hancock | 700014 | 2 |  | 1989-03-18 | FALSE | 1989-03-18 | FALSE | Temporarily out of use | Gas (Historical Use) | 5000 | Galvanic (STIP-3) | 1989-03-01 | Fiberglass Reinforced Plastic | Pressurized
RACHELS SERVICE CENTER | 12595 BROAD ST | SPARTA | Hancock | 700014 | 3 |  | 1989-03-18 | FALSE | 1989-03-18 | FALSE | Temporarily out of use | Gas (Historical Use) | 5000 | Galvanic (STIP-3) | 1989-03-01 | Fiberglass Reinforced Plastic | Pressurized
SPARTA BP | 12825 BROAD ST | SPARTA | Hancock | 700016 | 1 |  | 1999-02-26 |  | 1999-02-26 |  | Removed from Ground | Gas (Historical Use) | 10000 | Steel-Impressed Current | 1976-05-09 | Cathodically Protected
SPARTA BP | 12825 BROAD ST | SPARTA | Hancock | 700016 | 2 |  | 1999-02-26 |  | 1999-02-26 |  | Removed from Ground | Gas (Historical Use) | 3000 | Steel-Impressed Current | 1966-05-12 | Cathodically Protected
SPARTA BP | 12825 BROAD ST | SPARTA | Hancock | 700016 | 3 |  | 1999-02-26 |  | 1999-02-26 |  | Removed from Ground | Gas (Historical Use) | 3000 | Steel-Impressed Current | 1966-05-12 | Cathodically Protected
SPARTA BP | 12825 BROAD ST | SPARTA | Hancock | 700016 | 4 |  | 1999-02-26 |  | 1999-02-26 |  | Removed from Ground | Gas (Historical Use) | 3000 | Steel-Impressed Current | 1966-05-12 | Cathodically Protected
SPARTA BP | 12825 BROAD ST | SPARTA | Hancock | 700016 | 6 |  |  | TRUE |  | TRUE | Removed from Ground | Used Oil | 250 | Marked Unknown | 1966-05-12 | Unknown
B & B FOOD MART | 12166 B WEST BROAD ST | SPARTA | Hancock | 700021 | 1 | Flapper Valve | 1993-03-17 | FALSE | 1998-07-28 | FALSE | Currently in Use | Regular | 6000 | Steel-Impressed Current | 1985-05-07 | Steel (Impressed Current) | Pressurized
B & B FOOD MART | 12166 B WEST BROAD ST | SPARTA | Hancock | 700021 | 2 | Flapper Valve | 1993-03-17 | FALSE | 1998-07-28 | FALSE | Currently in Use | Regular | 4000 | Steel-Impressed Current | 1985-05-07 | Steel (Impressed Current) | Pressurized
B & B FOOD MART | 12166 B WEST BROAD ST | SPARTA | Hancock | 700021 | 5 | Flapper Valve | 1993-03-17 | FALSE | 1998-07-28 | FALSE | Currently in Use | Regular | 4000 | Steel-Impressed Current | 1985-05-07 | Steel (Impressed Current) | Pressurized
BOYER'S COUNTRY STORE | LINTON RD | SPARTA | Hancock | 700025 | 1 | [5 empty] | Permanently Out of Use - historical purposes | Gas (Historical Use) | 1000 | Bare Steel | 1982-05-08 | Galvanized Steel | Suction (American)
BOYER'S COUNTRY STORE | LINTON RD | SPARTA | Hancock | 700025 | 2 | [5 empty] | Permanently Out of Use - historical purposes | Gas (Historical Use) | 1000 | Bare Steel | 1982-05-08 | Galvanized Steel | Suction (American)
CARRS GROCERY | RT 4 BOX 260G | DEVEREUX | Hancock | 700026 | 1 | [5 empty] | Closed in Ground | Gas (Historical Use) | 1000 | Bare Steel | 1971-01-01 | Galvanized Steel
CARRS GROCERY | RT 4 BOX 260G | DEVEREUX | Hancock | 700026 | 2 | [5 empty] | Closed in Ground | Gas (Historical Use) | 1000 | Bare Steel | 1971-01-01 | Galvanized Steel
CARRS GROCERY | RT 4 BOX 260G | DEVEREUX | Hancock | 700026 | 3 | [5 empty] | Removed from Ground | Gas (Historical Use) | 500 | Bare Steel | 1981-05-08 | Galvanized Steel
CARRS GROCERY | RT 4 BOX 260G | DEVEREUX | Hancock | 700026 | 4 |  | 1990-01-23 |  | 1990-01-23 |  | Removed from Ground | Gas (Historical Use) | 1000 | Galvanic (STIP-3) | 1990-01-23 | Fiberglass Reinforced Plastic | Safe Suction (Euro)
CARRS GROCERY | RT 4 BOX 260G | DEVEREUX | Hancock | 700026 | 5 |  | 1990-01-23 |  | 1990-01-23 |  | Removed from Ground | Gas (Historical Use) | 1000 | Galvanic (STIP-3) | 1990-01-23 | Fiberglass Reinforced Plastic | Safe Suction (Euro)
TOMMYS BAIT & TACKLE | GREENSBORO RD GA HWY 15 | SPARTA | Hancock | 700027 | 1 | [5 empty] | Removed from Ground | Gas (Historical Use) | 500 | Bare Steel | 1971-01-01 | Galvanized Steel
TOMMYS BAIT & TACKLE | GREENSBORO RD GA HWY 15 | SPARTA | Hancock | 700027 | 2 | [5 empty] | Removed from Ground | Gas (Historical Use) | 500 | Bare Steel | 1971-01-01 | Galvanized Steel
TOMMYS BAIT & TACKLE | GREENSBORO RD GA HWY 15 | SPARTA | Hancock | 700027 | 3 | [5 empty] | Removed from Ground | Gas (Historical Use) | 1000 | Bare Steel | 1975-05-10 | Galvanized Steel
TOMMYS BAIT & TACKLE | GREENSBORO RD GA HWY 15 | SPARTA | Hancock | 700027 | 4 | [5 empty] | Removed from Ground | Gas (Historical Use) | 2000 | Bare Steel | 1977-05-09 | Galvanized Steel
TOMMYS BAIT & TACKLE | GREENSBORO RD GA HWY 15 | SPARTA | Hancock | 700027 | 5 |  | 1990-01-01 |  | 1990-01-01 |  | Removed from Ground | Gas (Historical Use) | 1000 | Galvanic (STIP-3) | 1990-01-25 | Fiberglass Reinforced Plastic | Safe Suction (Euro)
TOMMYS BAIT & TACKLE | GREENSBORO RD GA HWY 15 | SPARTA | Hancock | 700027 | 6 |  | 1990-01-01 |  | 1990-01-01 |  | Removed from Ground | Gas (Historical Use) | 1000 | Galvanic (STIP-3) | 1990-01-25 | Fiberglass Reinforced Plastic | Safe Suction (Euro)
COOPERS STORE | GA HWY 22 @ POWELTON | SPARTA | Hancock | 700028 | 1 | [5 empty] | Closed in Ground | Gas (Historical Use) | 560 | Bare Steel | 1966-05-12 | Galvanized Steel | Suction (American)
RUSSELLS 156 | 12333 BROAD ST | SPARTA | Hancock | 700029 | 1 | Flapper Valve | 1993-05-01 |  | 1995-01-01 |  | Closed in Ground | Gas (Historical Use) | 8000 | Steel-Impressed Current | 1971-05-11 | Steel (Impressed Current) | Pressurized
RUSSELLS 156 | 12333 BROAD ST | SPARTA | Hancock | 700029 | 2 | Flapper Valve | 1993-05-01 | FALSE | 1995-01-01 | FALSE | Currently in Use | Regular | 8000 | Steel-Impressed Current | 1971-05-11 | Steel (Impressed Current) | Pressurized
RUSSELLS 156 | 12333 BROAD ST | SPARTA | Hancock | 700029 | 3 | Flapper Valve | 1993-05-01 | FALSE | 1995-01-01 | FALSE | Currently in Use | Premium | 6000 | Steel-Impressed Current | 1987-01-01 | Steel (Impressed Current) | Pressurized
M &S KWIK STOP | 12715 AUGUSTA HWY | SPARTA | Hancock | 700030 | 1 |  | 1997-05-01 |  | 1997-05-01 |  | Temporarily out of use | Gas (Historical Use) | 6000 | Steel-Impressed Current | 1984-02-20 | Steel (Impressed Current) | Pressurized
M &S KWIK STOP | 12715 AUGUSTA HWY | SPARTA | Hancock | 700030 | 2 |  | 1997-05-01 |  | 1997-05-01 |  | Temporarily out of use | Gas (Historical Use) | 4000 | Steel-Impressed Current | 1984-02-20 | Steel (Impressed Current) | Pressurized
M &S KWIK STOP | 12715 AUGUSTA HWY | SPARTA | Hancock | 700030 | 3 |  | 1997-05-01 |  | 1997-05-01 |  | Temporarily out of use | Gas (Historical Use) | 4000 | Steel-Impressed Current | 1984-02-20 | Steel (Impressed Current) | Pressurized
M &S KWIK STOP | 12715 AUGUSTA HWY | SPARTA | Hancock | 700030 | 4 |  | 1997-05-01 |  | 1997-05-01 |  | Temporarily out of use | Kerosene | 1000 | Steel-Impressed Current | 1990-01-01 | Steel (Impressed Current) | Safe Suction (Euro)
GA DOT #10213/HANCOCK CO MAINT F | PINEY MOUNT RD/RT 2 FAIRMONT RD/ | SPARTA | Hancock | 700032 | 10213-1 | [5 empty] | Removed from Ground | Gas (Historical Use) | 1000 | Bare Steel | 1984-04-29 | Galvanized Steel
GA DOT #10213/HANCOCK CO MAINT F | PINEY MOUNT RD/RT 2 FAIRMONT RD/ | SPARTA | Hancock | 700032 | 10213-2 | [5 empty] | Removed from Ground | Gas (Historical Use) | 550 | Bare Steel | 1984-04-29 | Galvanized Steel
GA DOT #10213/HANCOCK CO MAINT F | PINEY MOUNT RD/RT 2 FAIRMONT RD/ | SPARTA | Hancock | 700032 | 10213-3 | [5 empty] | Removed from Ground | Diesel | 500 | Bare Steel | 1984-04-29 | Galvanized Steel
GA DOT #10213/HANCOCK CO MAINT F | PINEY MOUNT RD/RT 2 FAIRMONT RD/ | SPARTA | Hancock | 700032 | 10213-4 | [5 empty] | Removed from Ground | Gas (Historical Use) | 500 | Bare Steel | 1966-05-04 | Galvanized Steel
GA DOT #10213/HANCOCK CO MAINT F | PINEY MOUNT RD/RT 2 FAIRMONT RD/ | SPARTA | Hancock | 700032 | 213D1 | [5 empty] | Removed from Ground | Diesel | 2000 | Cathodically Protected Steel | 1986-09-01 | Galvanized Steel | Suction (American)
GA DOT #10213/HANCOCK CO MAINT F | PINEY MOUNT RD/RT 2 FAIRMONT RD/ | SPARTA | Hancock | 700032 | 213G1 | [5 empty] | Removed from Ground | Gas (Historical Use) | 2000 | Cathodically Protected Steel | 1986-09-01 | Galvanized Steel | Suction (American)
BROAD STREET EXXON | 312 EAST BROAD ST | SPARTA | Hancock | 700035 | 1 | [5 empty] | Removed from Ground | Gas (Historical Use) | 4000 | Bare Steel | 1993-05-24 | Unknown
BROAD STREET EXXON | 312 EAST BROAD ST | SPARTA | Hancock | 700035 | 2 | [5 empty] | Removed from Ground | Gas (Historical Use) | 4000 | Bare Steel | 1993-05-24 | Unknown
BROAD STREET EXXON | 312 EAST BROAD ST | SPARTA | Hancock | 700035 | 3 | [5 empty] | Removed from Ground | Gas (Historical Use) | 1000 | Bare Steel | 1993-05-24 | Unknown
BROAD STREET EXXON | 312 EAST BROAD ST | SPARTA | Hancock | 700035 | 4 | [5 empty] | Removed from Ground | Gas (Historical Use) | 600 | Bare Steel | 1993-05-24 | Unknown
ASSOCIATED RUBBER | SPRING ST | TALLAPOOSA | Haralson | 710002 | 1 | [5 empty] | Removed from Ground | Gas (Historical Use) | 2000 | Bare Steel | 1970-03-02 | Galvanized Steel
HARALSON COUNTY BD OF ED | 10 VAN WERT STREET | BUCHANAN | Haralson | 710006 | 1 | Flapper Valve | 1998-07-09 |  | 1998-07-09 |  | Currently in Use | Diesel | 8000 | Galvanic (STIP-3) | 1987-11-23 | Fiberglass Reinforced Plastic | Safe Suction (Euro)
HARALSON COUNTY BD OF ED | 10 VAN WERT STREET | BUCHANAN | Haralson | 710006 | 2 | [5 empty] | Removed from Ground | Gas (Historical Use) | 10000 | Bare Steel | 1986-02-21 | Galvanized Steel | Suction (American)
WEST HARALSON MIDDLE SCHOOL | 4552 HWY 100 N | TALLAPOOSA | Haralson | 710007 | 1 | [5 empty] | Removed from Ground | Gas (Historical Use) | 4000 | Cathodically Protected Steel | 1986-02-21 | Galvanized Steel
WEST HARALSON MIDDLE SCHOOL | 4552 HWY 100 N | TALLAPOOSA | Haralson | 710007 | 2 | Flapper Valve | 1998-07-09 | FALSE | 1998-07-09 | FALSE | Currently in Use | Diesel | 8000 | Fiberglass | 1998-07-09 | Fiberglass Reinforced Plastic | Safe Suction (Euro)
WACO ELEM SCHOOL | HWY 78 | WACO | Haralson | 710008 | 1 | [5 empty] | Removed from Ground | Empty | 4000 | Cathodically Protected Steel | 1986-02-21 | Galvanized Steel
JAMES E DAVIS SERVICE STATION | US HWY 27 NORTH\RT 2 BOX 65 | BREMEN | Haralson | 710011 | 1 | [5 empty] | Removed from Ground | Gas (Historical Use) | 6000 | Bare Steel | 1976-03-05 | Galvanized Steel
JAMES E DAVIS SERVICE STATION | US HWY 27 NORTH\RT 2 BOX 65 | BREMEN | Haralson | 710011 | 2 | [5 empty] | Removed from Ground | Gas (Historical Use) | 6000 | Bare Steel | 1976-03-05 | Galvanized Steel
JAMES E DAVIS SERVICE STATION | US HWY 27 NORTH\RT 2 BOX 65 | BREMEN | Haralson | 710011 | 3 | [5 empty] | Removed from Ground | Gas (Historical Use) | 4000 | Bare Steel | 1976-03-05 | Galvanized Steel
JAMES E DAVIS SERVICE STATION | US HWY 27 NORTH\RT 2 BOX 65 | BREMEN | Haralson | 710011 | 4 | [5 empty] | Removed from Ground | Diesel | 1000 | Bare Steel | 1981-03-04 | Galvanized Steel
JAMES E DAVIS SERVICE STATION | US HWY 27 NORTH\RT 2 BOX 65 | BREMEN | Haralson | 710011 | 5 | [5 empty] | Removed from Ground | Kerosene | 560 | Bare Steel | 1984-03-03 | Galvanized Steel
SUMMIT OIL CO | 614 ALABAMA AVE | BREMEN | Haralson | 710013 | 1 | Flapper Valve | 1997-11-05 |  | 1997-11-05 |  | Removed from Ground | Gas (Historical Use) | 4000 | Steel-Impressed Current | 1959-02-27 | Steel (Impressed Current) | Pressurized
SUMMIT OIL CO | 614 ALABAMA AVE | BREMEN | Haralson | 710013 | 2 | Flapper Valve | 1997-11-05 |  | 1997-11-05 |  | Removed from Ground | Gas (Historical Use) | 3000 | Steel-Impressed Current | 1959-02-27 | Steel (Impressed Current) | Pressurized
SUMMIT OIL CO | 614 ALABAMA AVE | BREMEN | Haralson | 710013 | 3 | Flapper Valve | 1997-11-05 |  | 1997-11-05 |  | Removed from Ground | Gas (Historical Use) | 3000 | Steel-Impressed Current | 1959-02-27 | Steel (Impressed Current) | Pressurized
SUMMIT OIL CO | 614 ALABAMA AVE | BREMEN | Haralson | 710013 | 4 | [5 empty] | Removed from Ground | Diesel | 1000 | Bare Steel | 1959-02-27 | Galvanized Steel
SUMMIT OIL CO | 614 ALABAMA AVE | BREMEN | Haralson | 710013 | 5 |  |  | FALSE |  | FALSE | Removed from Ground | Used Oil | 500 | Unknown | 2014-03-20 | Unknown
KIMBALL CARE NURSING HOME | 303 CARROLLTON ST | BUCHANAN | Haralson | 710018 | 1 | [5 empty] | Removed from Ground | Gas (Historical Use) | 550 | Bare Steel | 1986-03-10 | Galvanized Steel
WACO MINI MARKET | 5749 HWY 78 | BREMEN | Haralson | 710019 | 1 |  |  | FALSE |  | FALSE | Removed from Ground | Gas (Historical Use) | 2000 | Bare Steel | 1986-03-10 | Unknown | Suction (American)
WACO MINI MARKET | 5749 HWY 78 | BREMEN | Haralson | 710019 | 2 |  |  | FALSE |  | FALSE | Removed from Ground | Gas (Historical Use) | 2000 | Bare Steel | 1986-03-10 | Unknown | Suction (American)
WACO MINI MARKET | 5749 HWY 78 | BREMEN | Haralson | 710019 | 3 |  |  | FALSE |  | FALSE | Removed from Ground | Gas (Historical Use) | 2000 | Bare Steel | 1986-03-10 | Unknown | Suction (American)
WACO MINI MARKET | 5749 HWY 78 | BREMEN | Haralson | 710019 | 5 | Ball Float | 1989-05-02 | FALSE | 1989-05-02 | FALSE | Currently in Use | Regular | 10000 | Composite | 1989-05-02 | Fiberglass Reinforced Plastic | Pressurized
WACO MINI MARKET | 5749 HWY 78 | BREMEN | Haralson | 710019 | 6 | Ball Float | 1989-05-02 | FALSE | 1989-05-02 | FALSE | Currently in Use | Premium | 10000 | Composite | 1989-05-02 | Fiberglass Reinforced Plastic | Pressurized
WACO MINI MARKET | 5749 HWY 78 | BREMEN | Haralson | 710019 | 7 | Ball Float | 1989-05-02 | FALSE | 1989-05-02 | FALSE | Currently in Use | Diesel | 10000 | Composite | 1989-05-02 | Fiberglass Reinforced Plastic | Pressurized
WACO MINI MARKET | 5749 HWY 78 | BREMEN | Haralson | 710019 | 8 | Ball Float | 1989-05-02 | FALSE | 1989-05-02 | FALSE | Currently in Use | Kerosene | 2000 | Composite | 1989-05-02 | Fiberglass Reinforced Plastic | Pressurized
WACO MINI MARKET | 5749 HWY 78 | BREMEN | Haralson | 710019 | 9 | Flapper Valve | 1989-05-02 | FALSE | 1989-05-02 | FALSE | Currently in Use | Diesel Off Road | 3000 | Composite | 1989-05-01 | Fiberglass Reinforced Plastic | Safe Suction (Euro)
BURFORD POPE | HWY 78 | TALLAPOOSA | Haralson | 710020 | 1 | [5 empty] | Removed from Ground | Diesel | 1 | Bare Steel | 1986-03-14 | Galvanized Steel
BURFORD POPE | HWY 78 | TALLAPOOSA | Haralson | 710020 | 2 | [5 empty] | Removed from Ground | Gas (Historical Use) | 1 | Bare Steel | 1986-03-14 | Galvanized Steel
BURFORD POPE | HWY 78 | TALLAPOOSA | Haralson | 710020 | 3 | [5 empty] | Removed from Ground | Gas (Historical Use) | 1 | Bare Steel | 1986-03-14 | Galvanized Steel
BURFORD POPE | HWY 78 | TALLAPOOSA | Haralson | 710020 | 4 |  |  | TRUE |  | TRUE | Removed from Ground | Used Oil | 1 | Bare Steel | 1986-03-14 | Galvanized Steel
BURFORD POPE | HWY 78 | TALLAPOOSA | Haralson | 710020 | 5 | [5 empty] | Removed from Ground | Empty | 1 | Bare Steel | 1986-03-14 | Galvanized Steel
WAYNE DAVIS CONCRETE CO | 54 WAYNE DAVIS DRIVE | TALLAPOOSA | Haralson | 710022 | 1 |  |  | FALSE |  | FALSE | Removed from Ground | Diesel | 10000 | Bare Steel | 1986-04-15 | Galvanized Steel
WAYNE DAVIS CONCRETE CO | 54 WAYNE DAVIS DRIVE | TALLAPOOSA | Haralson | 710022 | 2 |  |  | FALSE |  | FALSE | Removed from Ground | Gas (Historical Use) | 1000 | Bare Steel | 1986-04-15 | Galvanized Steel
WAYNE DAVIS CONCRETE CO | 54 WAYNE DAVIS DRIVE | TALLAPOOSA | Haralson | 710022 | 3 | Flapper Valve | 1998-11-15 | FALSE | 1998-11-15 | FALSE | Currently in Use | Diesel | 12000 | Fiberglass | 1998-11-15 | Double-Walled Fiberglass | Pressurized
WAYNE DAVIS CONCRETE CO | 54 WAYNE DAVIS DRIVE | TALLAPOOSA | Haralson | 710022 | 4 | Flapper Valve | 1998-11-15 | FALSE | 1998-11-15 | FALSE | Currently in Use | Regular | 4000 | Fiberglass | 1998-11-15 | Double-Walled Fiberglass | Safe Suction (Euro)
PLANTATION PIPE LINE CO-BREMEN D | US HWY 27 SOUTH | BREMEN | Haralson | 710023 | 1 | [5 empty] | Permanently Out Of Use | Gas (Historical Use) | 1035 | Bare Steel | 1974-04-17 | Galvanized Steel
JOMARS MART | 631 ALABAMA AVE | BREMEN | Haralson | 710025 | 1 | [5 empty] | Removed from Ground | Gas (Historical Use) | 1000 | Bare Steel | 1955-04-29 | Galvanized Steel
JOMARS MART | 631 ALABAMA AVE | BREMEN | Haralson | 710025 | 2 | [5 empty] | Removed from Ground | Gas (Historical Use) | 1000 | Bare Steel | 1955-04-29 | Galvanized Steel
CHEVRON #43217 | 327 HAMILTON AVE | BREMEN | Haralson | 710026 | 1 | [5 empty] | Removed from Ground | Gas (Historical Use) | 4000 | Bare Steel | 1968-04-27 | Galvanized Steel
CHEVRON #43217 | 327 HAMILTON AVE | BREMEN | Haralson | 710026 | 2 | [5 empty] | Removed from Ground | Gas (Historical Use) | 8000 | Bare Steel | 1968-04-27 | Galvanized Steel
CHEVRON #43217 | 327 HAMILTON AVE | BREMEN | Haralson | 710026 | 3 | [5 empty] | Removed from Ground | Gas (Historical Use) | 6000 | Bare Steel | 1968-04-27 | Galvanized Steel
CHEVRON #43217 | 327 HAMILTON AVE | BREMEN | Haralson | 710026 | 4 |  |  | TRUE |  | TRUE | Permanently Out of Use - historical purposes | Used Oil | 550 | Bare Steel | 1968-04-27 | Galvanized Steel
GA FC/HARALSON CO UNIT | 130 EVELYN SOUTH WADE BLVD | BUCHANAN | Haralson | 710028 | 1 | [5 empty] | Closed in Ground | Diesel | 2000 | Bare Steel | 1983-04-23 | Galvanized Steel | Safe Suction (Euro)
GA FC/HARALSON CO UNIT | 130 EVELYN SOUTH WADE BLVD | BUCHANAN | Haralson | 710028 | 2 | [5 empty] | Closed in Ground | Gas (Historical Use) | 560 | Bare Steel | 1983-04-23 | Galvanized Steel | Safe Suction (Euro)
GA FC/HARALSON CO UNIT | 130 EVELYN SOUTH WADE BLVD | BUCHANAN | Haralson | 710028 | 204699 |  | 1992-07-23 |  | 1992-07-23 |  | Removed from Ground | Diesel | 1000 | Galvanic (STIP-3) | 1992-07-23 | Cathodically Protected | Safe Suction (Euro)
GA FC/HARALSON CO UNIT | 130 EVELYN SOUTH WADE BLVD | BUCHANAN | Haralson | 710028 | 204709 |  | 1992-07-23 |  | 1992-07-23 |  | Removed from Ground | Gas (Historical Use) | 1000 | Galvanic (STIP-3) | 1992-07-23 | Cathodically Protected | Safe Suction (Euro)
GA FC/HARALSON CO UNIT | 130 EVELYN SOUTH WADE BLVD | BUCHANAN | Haralson | 710028 | 3 | [5 empty] | Removed from Ground | Gas (Historical Use) | 560 | Marked Unknown | 1974-04-25 | Galvanized Steel
US PIPE & FDRY CO-SOUTHEASTERN A | JIM WALTER RD P O 1 | FELTON | Haralson | 710030 | 1 | [5 empty] | Removed from Ground | Diesel | 10000 | Bare Steel | 1978-04-10 | Galvanized Steel
HARALSON CO BRIDGE HQ BUCHANAN | 156 FIVE POINTS RD | BUCHANAN | Haralson | 710031 | 10607-1 | [5 empty] | Removed from Ground | Gas (Historical Use) | 1050 | Bare Steel | 1961-05-05 | Unknown
HARALSON CO BRIDGE HQ BUCHANAN | 156 FIVE POINTS RD | BUCHANAN | Haralson | 710031 | 2 | Flapper Valve | 1998-09-01 |  | 1998-09-01 |  | Currently in Use | Gas (Historical Use) | 2500 | Fiberglass Double Walled | 1998-10-01 | Double-Walled Fiberglass | Safe Suction (Euro)
HARALSON CO BRIDGE HQ BUCHANAN | 156 FIVE POINTS RD | BUCHANAN | Haralson | 710031 | 3 | Flapper Valve | 1998-09-01 |  | 1998-09-01 |  | Currently in Use | Diesel | 1000 | Fiberglass Double Walled | 1998-10-01 | Double-Walled Fiberglass | Safe Suction (Euro)
HARALSON CO BRIDGE HQ BUCHANAN | 156 FIVE POINTS RD | BUCHANAN | Haralson | 710031 | 607G1 | [5 empty] | Removed from Ground | Gas (Historical Use) | 1000 | Bare Steel | 1987-05-01 | Galvanized Steel | Safe Suction (Euro)
DRAKETOWN SUPERETTE #84 | 8885 GA HWY 120 | TEMPLE | Haralson | 710034 | 1 | Ball Float | 1998-05-01 | FALSE | 1998-05-01 | FALSE | Currently in Use | Regular | 6000 | Steel-Impressed Current | 1977-07-01 | Steel (Impressed Current) | Safe Suction (Euro)
DRAKETOWN SUPERETTE #84 | 8885 GA HWY 120 | TEMPLE | Haralson | 710034 | 2 | Ball Float | 1998-05-01 | FALSE | 1998-05-01 | FALSE | Currently in Use | Premium | 8000 | Steel-Impressed Current | 1977-07-01 | Steel (Impressed Current) | Safe Suction (Euro)
DRAKETOWN SUPERETTE #84 | 8885 GA HWY 120 | TEMPLE | Haralson | 710034 | 3 | Ball Float | 1998-05-01 | FALSE | 1998-05-01 | FALSE | Currently in Use | Diesel | 6000 | Steel-Impressed Current | 1977-07-01 | Steel (Impressed Current) | Safe Suction (Euro)
PEOPLE PLEASER #3 | 525 PACIFIC AVE | BREMEN | Haralson | 710035 | 1 | Ball Float | 1997-10-01 | FALSE | 1997-10-01 | FALSE | Currently in Use | Regular | 10000 | Steel-Impressed Current | 1997-10-14 | Double-Walled Fiberglass | Pressurized
PEOPLE PLEASER #3 | 525 PACIFIC AVE | BREMEN | Haralson | 710035 | 2 | Ball Float | 1997-10-01 | FALSE | 1997-10-01 | FALSE | Currently in Use | E-0 | 8000 | Steel-Impressed Current | 1997-10-14 | Double-Walled Fiberglass | Pressurized
PEOPLE PLEASER #3 | 525 PACIFIC AVE | BREMEN | Haralson | 710035 | 3 | Ball Float | 1997-10-01 | FALSE | 1997-10-01 | FALSE | Currently in Use | Diesel | 8000 | Steel-Impressed Current | 1997-10-14 | Double-Walled Fiberglass | Pressurized
BUSY BEE MARKET #4 | 3799 BUSINESS 27 | BUCHANAN | Haralson | 710036 | 1 | Flapper Valve | 1998-05-05 | FALSE | 1998-05-05 | FALSE | Currently in Use | Premium | 10000 | Steel-Impressed Current | 1978-05-03 | Steel (Impressed Current) | Pressurized
BUSY BEE MARKET #4 | 3799 BUSINESS 27 | BUCHANAN | Haralson | 710036 | 2 | Flapper Valve | 1998-05-05 | FALSE | 1998-05-05 | FALSE | Currently in Use | Regular | 8000 | Steel-Impressed Current | 1978-05-03 | Steel (Impressed Current) | Pressurized
BUSY BEE MARKET #4 | 3799 BUSINESS 27 | BUCHANAN | Haralson | 710036 | 3 | Flapper Valve | 1998-05-05 | FALSE | 1998-05-05 | FALSE | Currently in Use | Diesel | 8000 | Steel-Impressed Current | 1978-05-03 | Steel (Impressed Current) | Pressurized
WACO TECHNICAL INST | SUNBELT DR | WACO | Haralson | 710038 | 1 | [5 empty] | Removed from Ground | Diesel | 10000 | Bare Steel | 1983-05-01 | Galvanized Steel
WACO TECHNICAL INST | SUNBELT DR | WACO | Haralson | 710038 | 2 |  |  | TRUE |  | TRUE | Removed from Ground | Used Oil | 10000 | Bare Steel | 1983-05-01 | Galvanized Steel
WACO TECHNICAL INST | SUNBELT DR | WACO | Haralson | 710038 | 3 |  |  | TRUE |  | TRUE | Removed from Ground | Used Oil | 5000 | Bare Steel | 1983-05-01 | Galvanized Steel
HIGGINS GENERAL HOSPITAL | 200 ALLEN MEMMORIAL DR | BREMEN | Haralson | 710039 | 1 | [5 empty] | Removed from Ground | Diesel | 560 | Bare Steel | 1968-05-04 | Galvanized Steel | Safe Suction (Euro)
HIGGINS GENERAL HOSPITAL | 200 ALLEN MEMMORIAL DR | BREMEN | Haralson | 710039 | 2 | [5 empty] | Removed from Ground | Diesel | 250 | Bare Steel | 1961-05-06 | Galvanized Steel
HIGGINS GENERAL HOSPITAL | 200 ALLEN MEMMORIAL DR | BREMEN | Haralson | 710039 | 3 | [5 empty] | Removed from Ground | Gas (Historical Use) | 250 | Bare Steel | 1956-05-07 | Galvanized Steel
HIGGINS GENERAL HOSPITAL | 200 ALLEN MEMMORIAL DR | BREMEN | Haralson | 710039 | 4 |  | 1998-10-12 |  | 1998-10-12 |  | Removed from Ground | Diesel | 275 | Fiberglass | 1998-10-12 | Secondary Containment | Suction (American)
BREMEN POLICE DEPARTMENT | 121 ATLANTIC AVE | BREMEN | Haralson | 710040 | 1 | [5 empty] | Removed from Ground | Diesel | 1000 | Bare Steel | 1986-04-07 | Galvanized Steel | Suction (American)
GIREWAL LLC | 224 BROAD ST | TALLAPOOSA | Haralson | 710043 | 1 | Ball Float | 1996-11-01 | FALSE | 1996-11-01 | FALSE | Currently in Use | Regular | 15000 | Steel-Impressed Current | 1981-05-02 | Fiberglass Reinforced Plastic | Pressurized
GIREWAL LLC | 224 BROAD ST | TALLAPOOSA | Haralson | 710043 | 2 | Ball Float | 1996-11-01 | FALSE | 1996-11-01 | FALSE | Currently in Use | Diesel | 15000 | Steel-Impressed Current | 1981-05-02 | Fiberglass Reinforced Plastic | Pressurized
TURNER'S PURE | COURT HOUSE SQUARE | BUCHANAN | Haralson | 710046 | 1 | [5 empty] | Removed from Ground | Gas (Historical Use) | 4000 | Fiberglass | 1968-05-12 | Cathodically Protected
TURNER'S PURE | COURT HOUSE SQUARE | BUCHANAN | Haralson | 710046 | 2 | [5 empty] | Removed from Ground | Gas (Historical Use) | 4000 | Bare Steel | 1968-05-12 | Bare Steel
TURNER'S PURE | COURT HOUSE SQUARE | BUCHANAN | Haralson | 710046 | 3 | [5 empty] | Removed from Ground | Gas (Historical Use) | 2000 | Bare Steel | 1968-05-12 | Bare Steel
TURNER'S PURE | COURT HOUSE SQUARE | BUCHANAN | Haralson | 710046 | 4 | [5 empty] | Removed from Ground | Gas (Historical Use) | 3000 | Bare Steel | 1978-05-10 | Bare Steel
HIGH POINT GROCERY | RT 1/HIGH RD | WACO | Haralson | 710047 | 1 | [5 empty] | Removed from Ground | Gas (Historical Use) | 1000 | Bare Steel | 1974-05-11 | Galvanized Steel | Safe Suction (Euro)
HIGH POINT GROCERY | RT 1/HIGH RD | WACO | Haralson | 710047 | 2 | [5 empty] | Removed from Ground | Gas (Historical Use) | 3500 | Bare Steel | 1974-05-11 | Galvanized Steel | Safe Suction (Euro)
LARRY MADDEN UNION 76 | HWY 78 WEST | WACO | Haralson | 710048 | 1 | [5 empty] | Permanently Out of Use - historical purposes | Gas (Historical Use) | 1000 | Bare Steel | 1978-05-10 | Galvanized Steel
LARRY MADDEN UNION 76 | HWY 78 WEST | WACO | Haralson | 710048 | 2 | [5 empty] | Permanently Out of Use - historical purposes | Gas (Historical Use) | 2000 | Bare Steel | 1978-05-10 | Galvanized Steel
DOLLAR SAVER | 601 ALABAMA AVE HWY 27 S | BREMEN | Haralson | 710049 | 1 | [5 empty] | Removed from Ground | Gas (Historical Use) | 1000 | Bare Steel | 1956-05-15 | Galvanized Steel
DOLLAR SAVER | 601 ALABAMA AVE HWY 27 S | BREMEN | Haralson | 710049 | 2 | [5 empty] | Removed from Ground | Gas (Historical Use) | 1000 | Bare Steel | 1956-05-15 | Galvanized Steel
DOLLAR SAVER | 601 ALABAMA AVE HWY 27 S | BREMEN | Haralson | 710049 | 3 | [5 empty] | Removed from Ground | Gas (Historical Use) | 1060 | Bare Steel | 1970-05-12 | Galvanized Steel
DOLLAR SAVER | 601 ALABAMA AVE HWY 27 S | BREMEN | Haralson | 710049 | 4 | Ball Float |  |  |  |  | Removed from Ground | Gas (Historical Use) | 1000 | Bare Steel | 1970-05-12 | Galvanized Steel
DOLLAR SAVER | 601 ALABAMA AVE HWY 27 S | BREMEN | Haralson | 710049 | 5 | Ball Float | 1992-05-01 | FALSE | 1992-05-01 | FALSE | Currently in Use | Regular | 6000 | Galvanic (STIP-3) | 1992-05-01 | Fiberglass Reinforced Plastic | Pressurized
DOLLAR SAVER | 601 ALABAMA AVE HWY 27 S | BREMEN | Haralson | 710049 | 6 | Ball Float | 1992-05-01 | FALSE | 1992-05-01 | FALSE | Currently in Use | Premium | 3000 | Galvanic (STIP-3) | 1992-05-01 | Fiberglass Reinforced Plastic | Pressurized
DOLLAR SAVER | 601 ALABAMA AVE HWY 27 S | BREMEN | Haralson | 710049 | 7 | Ball Float | 1992-05-01 | FALSE | 1992-05-01 | FALSE | Currently in Use | Regular | 3000 | Galvanic (STIP-3) | 1992-05-01 | Fiberglass Reinforced Plastic | Pressurized
US CAN CO/SOUTHERN OPERATIONS | 100 STOFFEL DR | TALLAPOOSA | Haralson | 710051 | 1 | [5 empty] | Removed from Ground | Diesel | 8000 | Bare Steel | 1974-05-08 | Galvanized Steel
US CAN CO/SOUTHERN OPERATIONS | 100 STOFFEL DR | TALLAPOOSA | Haralson | 710051 | 2 |  |  | TRUE |  | TRUE | Removed from Ground | Used Oil | 550 | Bare Steel | 1974-05-08 | Galvanized Steel
US CAN CO/SOUTHERN OPERATIONS | 100 STOFFEL DR | TALLAPOOSA | Haralson | 710051 | 3 | [5 empty] | Removed from Ground | Other | 5000 | Bare Steel | 1995-04-01 | Bare Steel
AT&T-C | 4 .7 MILES NE OF BUCHANAN | BUCHANAN | Haralson | 710052 | 1 | [5 empty] | Removed from Ground | Kerosene | 2000 | Bare Steel | 1965-01-01 | Galvanized Steel
WACO GROCERY | MAIN ST | WACO | Haralson | 710054 | 1 | [5 empty] | Removed from Ground | Gas (Historical Use) | 1000 | Bare Steel | 1970-05-11 | Galvanized Steel
WACO GROCERY | MAIN ST | WACO | Haralson | 710054 | 2 | [5 empty] | Removed from Ground | Gas (Historical Use) | 500 | Bare Steel | 1970-05-11 | Galvanized Steel
WACO GROCERY | MAIN ST | WACO | Haralson | 710054 | 3 | [5 empty] | Removed from Ground | Gas (Historical Use) | 500 | Bare Steel | 1970-05-11 | Galvanized Steel
ROBINSON SHELL | HWY 78 & WILLIAMS ST/CLUETT ST | TALLAPOOSA | Haralson | 710055 | 1 | [5 empty] | Removed from Ground | Gas (Historical Use) | 4000 | Bare Steel | 1968-05-11 | Galvanized Steel
ROBINSON SHELL | HWY 78 & WILLIAMS ST/CLUETT ST | TALLAPOOSA | Haralson | 710055 | 2 | [5 empty] | Removed from Ground | Gas (Historical Use) | 4000 | Bare Steel | 1968-05-11 | Galvanized Steel
ROBINSON SHELL | HWY 78 & WILLIAMS ST/CLUETT ST | TALLAPOOSA | Haralson | 710055 | 3 | [5 empty] | Removed from Ground | Gas (Historical Use) | 4000 | Bare Steel | 1968-05-11 | Galvanized Steel
J&J SHOPETTE | 524 HWY 100 S | TALLAPOOSA | Haralson | 710056 | 1 |  |  | FALSE |  | FALSE | Removed from Ground |  | 2000 | Bare Steel | 1976-05-09 | Galvanized Steel | Safe Suction (Euro)
J&J SHOPETTE | 524 HWY 100 S | TALLAPOOSA | Haralson | 710056 | 2 |  |  | FALSE |  | FALSE | Removed from Ground |  | 2000 | Bare Steel | 1976-05-09 | Galvanized Steel | Safe Suction (Euro)
J&J SHOPETTE | 524 HWY 100 S | TALLAPOOSA | Haralson | 710056 | 3 |  |  | FALSE |  | FALSE | Removed from Ground |  | 1000 | Bare Steel | 1971-05-11 | Galvanized Steel | Safe Suction (Euro)
J&J SHOPETTE | 524 HWY 100 S | TALLAPOOSA | Haralson | 710056 | 4 |  |  | FALSE |  | FALSE | Removed from Ground | Empty | 1000 | Bare Steel | 1971-05-11 | Galvanized Steel | Safe Suction (Euro)
J&J SHOPETTE | 524 HWY 100 S | TALLAPOOSA | Haralson | 710056 | 5 | Flapper Valve | 1989-04-01 | FALSE | 1989-04-01 | FALSE | Currently in Use | Regular | 8000 | Fiberglass | 1989-04-28 | Fiberglass Reinforced Plastic | Safe Suction (Euro)
J&J SHOPETTE | 524 HWY 100 S | TALLAPOOSA | Haralson | 710056 | 6 | Flapper Valve | 1987-04-01 | FALSE | 1987-04-01 | FALSE | Temporarily out of use | Premium | 8000 | Fiberglass | 1989-04-28 | Fiberglass Reinforced Plastic | Safe Suction (Euro)
J&J SHOPETTE | 524 HWY 100 S | TALLAPOOSA | Haralson | 710056 | 7 | Flapper Valve | 1989-04-01 | FALSE | 1989-04-01 | FALSE | Temporarily out of use | Kerosene | 2000 | Fiberglass | 1989-04-28 | Fiberglass Reinforced Plastic | Safe Suction (Euro)
HANDY PANDY FOOD STORE | HWY 27 SOUTH | BREMEN | Haralson | 710057 | 1 | [5 empty] | Removed from Ground | Gas (Historical Use) | 10000 | Bare Steel | 1976-05-09 | Galvanized Steel
HANDY PANDY FOOD STORE | HWY 27 SOUTH | BREMEN | Haralson | 710057 | 2 | [5 empty] | Removed from Ground | Gas (Historical Use) | 10000 | Bare Steel | 1976-05-09 | Galvanized Steel
DONNA'S STORE | 4223 GA HWY 120 | BUCHANAN | Haralson | 710058 | 1 |  |  | FALSE |  | FALSE | Removed from Ground | Diesel | 3000 | Bare Steel | 1978-05-09 | Galvanized Steel | Safe Suction (Euro)
DONNA'S STORE | 4223 GA HWY 120 | BUCHANAN | Haralson | 710058 | 2 |  |  | FALSE |  | FALSE | Removed from Ground | Kerosene | 1000 | Bare Steel | 1971-05-11 |  | Safe Suction (Euro)
DONNA'S STORE | 4223 GA HWY 120 | BUCHANAN | Haralson | 710058 | 3 |  |  | FALSE |  | FALSE | Removed from Ground | Kerosene | 1000 | Bare Steel | 1971-05-11 | Galvanized Steel | Safe Suction (Euro)
DONNA'S STORE | 4223 GA HWY 120 | BUCHANAN | Haralson | 710058 | 4 | Ball Float | 1996-03-01 | FALSE | 1996-03-01 | FALSE | Temporarily out of use | Gas (Historical Use) | 8000 | Fiberglass | 1996-03-01 | Fiberglass Reinforced Plastic | Pressurized
DONNA'S STORE | 4223 GA HWY 120 | BUCHANAN | Haralson | 710058 | 5 | Ball Float | 1996-03-01 | FALSE | 1996-03-01 | FALSE | Temporarily out of use | Gas (Historical Use) | 6000 | Fiberglass | 1996-03-01 | Fiberglass Reinforced Plastic | Pressurized
ABANDONED - MORRIS GROCERY | 2544 MORGAN RD | BUCHANAN | Haralson | 710059 | 1 |  | 1998-05-29 |  | 1998-05-29 |  | Currently in Use | Gas (Historical Use) | 1000 | Bare Steel | 1976-05-09 | Double Walled | Suction (American)
ABANDONED - MORRIS GROCERY | 2544 MORGAN RD | BUCHANAN | Haralson | 710059 | 2 |  | 1998-05-29 |  | 1998-05-29 |  | Currently in Use | Gas (Historical Use) | 1000 | Bare Steel | 1976-05-09 | Double Walled | Suction (American)
OTASCO | HWY 78 EAST | BREMEN | Haralson | 710060 | 1 | [5 empty] | Removed from Ground | Gas (Historical Use) | 8000 | Bare Steel | 1983-05-08 | Galvanized Steel
COUNTRY DAIRY STORE | 871 ALABAMA AVE | BREMEN | Haralson | 710061 | 1 | Flapper Valve | 1997-05-01 | FALSE | 1997-05-01 | FALSE | Temporarily out of use |  | 8000 | Steel-Impressed Current | 1984-01-01 | Steel (Impressed Current) | Safe Suction (Euro)
COUNTRY DAIRY STORE | 871 ALABAMA AVE | BREMEN | Haralson | 710061 | 2 | Flapper Valve | 1997-05-01 | FALSE | 1997-05-01 | FALSE | Temporarily out of use |  | 6000 | Steel-Impressed Current | 1984-05-07 | Steel (Impressed Current) | Safe Suction (Euro)
COUNTRY DAIRY STORE | 871 ALABAMA AVE | BREMEN | Haralson | 710061 | 3 | Flapper Valve | 1997-05-01 | FALSE | 1997-05-01 | FALSE | Temporarily out of use | Diesel | 4000 | Steel-Impressed Current | 1984-05-07 | Steel (Impressed Current) | Safe Suction (Euro)
CITY OF BUCHANAN | HWY 120 | BUCHANAN | Haralson | 710063 | 1 | [5 empty] | Removed from Ground | Gas (Historical Use) | 500 | Bare Steel | 1976-05-09 | Galvanized Steel
CITY OF TALLAPOOSA | 24 E LIPHAM ST | TALLAPOOSA | Haralson | 710064 | 1 | [5 empty] | Removed from Ground | Gas (Historical Use) | 1000 | Bare Steel | 1976-05-09 | Galvanized Steel | Suction (American)
CITY OF TALLAPOOSA | 24 E LIPHAM ST | TALLAPOOSA | Haralson | 710064 | 2 | [5 empty] | Removed from Ground | Diesel | 1000 | Bare Steel | 1976-05-09 | Galvanized Steel | Suction (American)
SEWELL MANUFACTURING CO PLANT 3 | HWY 78 EAST | BREMEN | Haralson | 710065 | 1 | [5 empty] | Removed from Ground | Gas (Historical Use) | 1000 | Bare Steel | 1971-05-11 | Galvanized Steel
SEWELL MANUFACTURING CO PLANT 3 | HWY 78 EAST | BREMEN | Haralson | 710065 | 2 | [5 empty] | Removed from Ground | Gas (Historical Use) | 1000 | Bare Steel | 1971-05-11 | Galvanized Steel
SEWELL MANUFACTURING CO PLANT 1 | ATLANTIC AVE | BREMEN | Haralson | 710066 | 1 | [5 empty] | Removed from Ground | Gas (Historical Use) | 1000 | Bare Steel | 1974-05-10 | Galvanized Steel
PREFERRED RUBBER COMPOUNDING CORP | 155 STOFFEL DR | TALLAPOOSA | Haralson | 710067 | 1 |  | 1998-07-23 |  | 1998-07-23 |  | Removed from Ground | Diesel | 10000 | Steel-Impressed Current | 1986-05-07 | Galvanized Steel | Safe Suction (Euro)
PREFERRED RUBBER COMPOUNDING CORP | 155 STOFFEL DR | TALLAPOOSA | Haralson | 710067 | RU |  | 1998-07-23 |  | 1998-07-23 |  | Removed from Ground | Gas (Historical Use) | 2000 | Steel-Impressed Current | 1987-06-01 | Cathodically Protected | Safe Suction (Euro)
HARRALSON COUNTY DETENTION CENTE | DALLAS HWY | BUCHANAN | Haralson | 710068 | 1 | [5 empty] | Removed from Ground | Gas (Historical Use) | 2000 | Cathodically Protected Steel | 1985-05-07 | Galvanized Steel
HARALSON COUNTY ROADS & REVENUE | HWY 27 SOUTH | BUCHANAN | Haralson | 710069 | 1 | [5 empty] | Removed from Ground | Gas (Historical Use) | 2000 | Bare Steel | 1976-05-09 | Galvanized Steel
HARALSON COUNTY ROADS & REVENUE | HWY 27 SOUTH | BUCHANAN | Haralson | 710069 | 2 | [5 empty] | Removed from Ground | Diesel | 2000 | Bare Steel | 1976-05-09 | Galvanized Steel
HARALSON COUNTY JAIL | HWY 120 | BUCHANAN | Haralson | 710070 | 1 | [5 empty] | Removed from Ground | Gas (Historical Use) | 0 | Bare Steel | 1986-05-07 | Galvanized Steel
CLUETT PEABODY & CO | BUCHANAN ST | BREMEN | Haralson | 710071 | 1 | [5 empty] | Removed from Ground | Diesel | 0 | Bare Steel | 1986-05-07 | Galvanized Steel
MCCALMAN & CO BULK PLANT | DEPOT ST/HWY 120 & HIGHLAND AVE | BUCHANAN | Haralson | 710072 | 1 | [5 empty] | Removed from Ground | Gas (Historical Use) | 10000 | Bare Steel | 1984-05-07 | Galvanized Steel
MCCALMAN & CO BULK PLANT | DEPOT ST/HWY 120 & HIGHLAND AVE | BUCHANAN | Haralson | 710072 | 2 | [5 empty] | Removed from Ground | Gas (Historical Use) | 10000 | Bare Steel | 1984-05-07 | Galvanized Steel
MCCALMAN & CO BULK PLANT | DEPOT ST/HWY 120 & HIGHLAND AVE | BUCHANAN | Haralson | 710072 | 3 | [5 empty] | Removed from Ground | Gas (Historical Use) | 10000 | Bare Steel | 1984-05-07 | Galvanized Steel
MCCALMAN & CO BULK PLANT | DEPOT ST/HWY 120 & HIGHLAND AVE | BUCHANAN | Haralson | 710072 | 4 | [5 empty] | Removed from Ground | Gas (Historical Use) | 1000 | Bare Steel | 1976-05-09 | Galvanized Steel
MCCALMAN & CO BULK PLANT | DEPOT ST/HWY 120 & HIGHLAND AVE | BUCHANAN | Haralson | 710072 | 5 | [5 empty] | Removed from Ground | Gas (Historical Use) | 500 | Bare Steel | 1976-05-09 | Galvanized Steel
MCCALMAN & CO BULK PLANT | DEPOT ST/HWY 120 & HIGHLAND AVE | BUCHANAN | Haralson | 710072 | 6 | [5 empty] | Removed from Ground | Diesel | 1000 | Bare Steel | 1976-05-09 | Galvanized Steel
WATERS SHELL STATION | HWY 27 & TALLAPOOSA ST | BUCHANAN | Haralson | 710074 | 1 | [5 empty] | Removed from Ground | Gas (Historical Use) | 2000 | Bare Steel | 1971-05-11 | Galvanized Steel
WATERS SHELL STATION | HWY 27 & TALLAPOOSA ST | BUCHANAN | Haralson | 710074 | 2 | [5 empty] | Removed from Ground | Gas (Historical Use) | 2000 | Bare Steel | 1971-05-11 | Galvanized Steel
WATERS SHELL STATION | HWY 27 & TALLAPOOSA ST | BUCHANAN | Haralson | 710074 | 3 | [5 empty] | Removed from Ground | Gas (Historical Use) | 2000 | Bare Steel | 1971-05-11 | Galvanized Steel
WATERS SHELL STATION | HWY 27 & TALLAPOOSA ST | BUCHANAN | Haralson | 710074 | 4 | [5 empty] | Removed from Ground | Diesel | 2000 | Bare Steel | 1978-05-09 | Galvanized Steel
BREMEN SERVICE CENTER | 103 PACIFIC AVENUE | BREMEN | Haralson | 710075 | 1 | [5 empty] | Removed from Ground | Gas (Historical Use) | 3000 | Bare Steel | 1971-05-11 | Galvanized Steel | Safe Suction (Euro)
BREMEN SERVICE CENTER | 103 PACIFIC AVENUE | BREMEN | Haralson | 710075 | 2 | [5 empty] | Removed from Ground | Gas (Historical Use) | 3000 | Bare Steel | 1971-05-11 | Galvanized Steel | Safe Suction (Euro)
BREMEN SERVICE CENTER | 103 PACIFIC AVENUE | BREMEN | Haralson | 710075 | 3 | [5 empty] | Removed from Ground | Gas (Historical Use) | 3000 | Bare Steel | 1971-05-11 | Galvanized Steel | Safe Suction (Euro)
BREMEN SERVICE CENTER | 103 PACIFIC AVENUE | BREMEN | Haralson | 710075 | 4 | [5 empty] | Removed from Ground | Diesel | 3000 | Bare Steel | 1981-05-08 | Galvanized Steel | Safe Suction (Euro)
BREMEN SERVICE CENTER | 103 PACIFIC AVENUE | BREMEN | Haralson | 710075 | 5 |  | 1988-12-01 |  | 1988-12-01 |  | Removed from Ground | Gas (Historical Use) | 6000 | Galvanic (STIP-3) | 1988-12-01 | Fiberglass Reinforced Plastic | Safe Suction (Euro)
BREMEN SERVICE CENTER | 103 PACIFIC AVENUE | BREMEN | Haralson | 710075 | 6 |  | 1988-12-01 |  | 1988-12-01 |  | Removed from Ground | Gas (Historical Use) | 6000 | Galvanic (STIP-3) | 1988-12-01 | Fiberglass Reinforced Plastic | Safe Suction (Euro)
BREMEN SERVICE CENTER | 103 PACIFIC AVENUE | BREMEN | Haralson | 710075 | 7 |  | 1988-12-01 |  | 1988-12-01 |  | Removed from Ground | Gas (Historical Use) | 6000 | Galvanic (STIP-3) | 1988-12-01 | Fiberglass Reinforced Plastic | Safe Suction (Euro)
GAS DEPOT DBA HUNGRY HARVEY #2 | US HWY 27 S | BUCHANAN | Haralson | 710076 | 1 |  | 1999-01-08 |  | 1999-01-08 |  | Removed from Ground | Gas (Historical Use) | 8000 | Steel-Impressed Current | 1980-05-09 | Cathodically Protected | Suction (American)
GAS DEPOT DBA HUNGRY HARVEY #2 | US HWY 27 S | BUCHANAN | Haralson | 710076 | 2 |  | 1999-01-08 |  | 1999-01-08 |  | Removed from Ground | Gas (Historical Use) | 6000 | Steel-Impressed Current | 1980-05-09 | Cathodically Protected | Suction (American)
GAS DEPOT DBA HUNGRY HARVEY #2 | US HWY 27 S | BUCHANAN | Haralson | 710076 | 3 |  | 1999-01-08 |  | 1999-01-08 |  | Removed from Ground | Gas (Historical Use) | 4000 | Steel-Impressed Current | 1980-05-09 | Cathodically Protected | Suction (American)
RITE STOP | 950 BOWDON ST/ GA HWY 100 N | TALLAPOOSA | Haralson | 710077 | 1 | Ball Float | 1997-09-25 | FALSE | 1997-09-25 | FALSE | Currently in Use | Regular | 10000 | Steel-Impressed Current | 1983-05-09 | Fiberglass Reinforced Plastic | Pressurized
RITE STOP | 950 BOWDON ST/ GA HWY 100 N | TALLAPOOSA | Haralson | 710077 | 2 | Ball Float | 1997-09-25 | FALSE | 1997-09-25 | FALSE | Currently in Use | Premium | 8000 | Steel-Impressed Current | 1983-05-09 | Fiberglass Reinforced Plastic | Pressurized
RITE STOP | 950 BOWDON ST/ GA HWY 100 N | TALLAPOOSA | Haralson | 710077 | 3 | Ball Float | 1997-09-25 | FALSE | 1997-09-25 | FALSE | Currently in Use | Diesel | 8000 | Steel-Impressed Current | 1983-05-09 | Fiberglass Reinforced Plastic | Pressurized
FLEET #216 | 3686 US BUS HWY 27 N | BUCHANAN | Haralson | 710078 | 1 |  |  | FALSE |  | FALSE | Removed from Ground | Gas (Historical Use) | 10000 | Bare Steel | 1966-05-13 | Galvanized Steel | Suction (American)
FLEET #216 | 3686 US BUS HWY 27 N | BUCHANAN | Haralson | 710078 | 2 |  |  | FALSE |  | FALSE | Removed from Ground | Gas (Historical Use) | 6000 | Bare Steel | 1966-05-13 | Galvanized Steel | Suction (American)
FLEET #216 | 3686 US BUS HWY 27 N | BUCHANAN | Haralson | 710078 | 3 |  |  | FALSE |  | FALSE | Removed from Ground | Gas (Historical Use) | 6000 | Bare Steel | 1966-05-13 | Galvanized Steel | Suction (American)
FLEET #216 | 3686 US BUS HWY 27 N | BUCHANAN | Haralson | 710078 | 4 | Ball Float | 1998-01-15 | FALSE | 1998-01-15 | FALSE | Currently in Use | Regular | 10000 | Composite | 1998-01-13 | Fiberglass Reinforced Plastic | Pressurized
FLEET #216 | 3686 US BUS HWY 27 N | BUCHANAN | Haralson | 710078 | 5A | Ball Float | 1998-01-15 | FALSE | 1998-01-15 | FALSE | Currently in Use | Plus | 4000 | Composite | 1998-01-13 | Fiberglass Reinforced Plastic | Pressurized
FLEET #216 | 3686 US BUS HWY 27 N | BUCHANAN | Haralson | 710078 | 5B | Ball Float | 1998-01-15 | FALSE | 1998-01-15 | FALSE | Currently in Use | Premium | 4000 | Composite | 1998-01-13 | Fiberglass Reinforced Plastic | Pressurized
FLEET #216 | 3686 US BUS HWY 27 N | BUCHANAN | Haralson | 710078 | 5C | Ball Float | 1998-01-15 | FALSE | 1998-01-15 | FALSE | Currently in Use | Diesel | 2000 | Composite | 1998-01-13 | Fiberglass Reinforced Plastic | Pressurized
RIDLEYS GET N GO | 3329 GA HWY 100 S | TALLAPOOSA | Haralson | 710079 | 1 | Flapper Valve | 1996-09-01 | FALSE | 1996-09-01 | FALSE | Currently in Use | Premium | 8000 | Steel-Impressed Current | 1981-05-09 | Steel (Impressed Current) | Pressurized
RIDLEYS GET N GO | 3329 GA HWY 100 S | TALLAPOOSA | Haralson | 710079 | 2 | Flapper Valve | 1996-09-01 | FALSE | 1996-09-01 | FALSE | Currently in Use | Regular | 6000 | Steel-Impressed Current | 1981-05-09 | Steel (Impressed Current) | Pressurized
RIDLEYS GET N GO | 3329 GA HWY 100 S | TALLAPOOSA | Haralson | 710079 | 3 | Flapper Valve | 1996-09-01 | FALSE | 1996-09-01 | FALSE | Currently in Use | Diesel Off Road | 8000 | Steel-Impressed Current | 1981-05-09 | Steel (Impressed Current) | Pressurized
RIDLEYS GET N GO | 3329 GA HWY 100 S | TALLAPOOSA | Haralson | 710079 | 4 | Flapper Valve | 1996-09-01 | FALSE | 1996-09-01 | FALSE | Currently in Use | Diesel | 8000 | Steel-Impressed Current | 1981-05-09 | Steel (Impressed Current) | Suction (American)
HILLTOP #3 | 835 PACIFIC AVE | BREMEN | Haralson | 710080 | 1 | Flapper Valve | 1998-08-27 | FALSE | 1998-08-27 | FALSE | Currently in Use | Regular | 8000 | Steel-Impressed Current | 1986-05-08 | Steel (Impressed Current) | Pressurized
HILLTOP #3 | 835 PACIFIC AVE | BREMEN | Haralson | 710080 | 2 | Flapper Valve | 1998-08-27 | FALSE | 1998-08-27 | FALSE | Currently in Use | Premium | 8000 | Steel-Impressed Current | 1986-05-08 | Steel (Impressed Current) | Pressurized
HILLTOP #3 | 835 PACIFIC AVE | BREMEN | Haralson | 710080 | 3 | Flapper Valve | 1998-08-27 | FALSE | 1998-08-27 | FALSE | Currently in Use | Diesel | 4010 | Steel-Impressed Current | 1986-05-08 | Steel (Impressed Current) | Safe Suction (Euro)
HILLTOP #3 | 835 PACIFIC AVE | BREMEN | Haralson | 710080 | 4 | Flapper Valve | 1998-08-27 | FALSE | 1998-08-27 | FALSE | Currently in Use | Diesel Off Road | 4000 | Steel-Impressed Current | 1986-05-08 | Steel (Impressed Current) | Safe Suction (Euro)
HILLTOP #3 | 835 PACIFIC AVE | BREMEN | Haralson | 710080 | 5 | Flapper Valve | 1998-08-27 | FALSE | 1998-08-27 | FALSE | Currently in Use | Kerosene | 3008 | Steel-Impressed Current | 1986-05-08 | Steel (Impressed Current) | Safe Suction (Euro)
NORFOLK SOUTHERN | ALABAMA ST/US HWY 78 | TALLAPOOSA | Haralson | 710081 | 1 | [5 empty] | Removed from Ground | Diesel | 250 | Bare Steel | 1976-05-10 | Galvanized Steel | Safe Suction (Euro)
NAPA PART STORE | 49 ATLANTIC AVE | TALLAPOOSA | Haralson | 710085 | 1 | [5 empty] | Removed from Ground | Gas (Historical Use) | 1000 | Bare Steel | 1962-01-07 | Galvanized Steel
NAPA PART STORE | 49 ATLANTIC AVE | TALLAPOOSA | Haralson | 710085 | 2 | [5 empty] | Removed from Ground | Gas (Historical Use) | 2000 | Bare Steel | 1962-01-07 | Galvanized Steel
NAPA PART STORE | 49 ATLANTIC AVE | TALLAPOOSA | Haralson | 710085 | 3 | [5 empty] | Removed from Ground | Gas (Historical Use) | 1000 | Bare Steel | 1962-01-07 | Galvanized Steel
CITY LUMBER CO | 103 FERN AVE | BREMEN | Haralson | 710086 | 1 | [5 empty] | Removed from Ground | Gas (Historical Use) | 1000 | Bare Steel | 1971-05-11 | Galvanized Steel
LOVES TRAVEL STOPS #311 | 523 ATLANTIC AVE | WACO | Haralson | 10000590 | 1 | Ball Float | 2004-02-02 | FALSE | 2004-02-02 | FALSE | Currently in Use | Diesel | 20000 | Composite Double Walled | 2004-02-02 | Double-Walled Fiberglass | Pressurized
LOVES TRAVEL STOPS #311 | 523 ATLANTIC AVE | WACO | Haralson | 10000590 | 2 | Ball Float | 2004-02-02 | FALSE | 2004-02-02 | FALSE | Currently in Use | Diesel | 20000 | Composite Double Walled | 2004-02-02 | Double-Walled Fiberglass | Pressurized
LOVES TRAVEL STOPS #311 | 523 ATLANTIC AVE | WACO | Haralson | 10000590 | 3 | Ball Float | 2004-02-02 | FALSE | 2004-02-02 | FALSE | Currently in Use | Diesel | 20000 | Composite Double Walled | 2004-02-02 | Double-Walled Fiberglass | Pressurized
LOVES TRAVEL STOPS #311 | 523 ATLANTIC AVE | WACO | Haralson | 10000590 | 4 | Ball Float | 2004-02-02 | FALSE | 2004-02-02 | FALSE | Currently in Use | Regular | 20000 | Composite Double Walled | 2004-02-02 | Double-Walled Fiberglass | Pressurized
LOVES TRAVEL STOPS #311 | 523 ATLANTIC AVE | WACO | Haralson | 10000590 | 5A | Ball Float | 2004-02-02 | FALSE | 2004-02-02 | FALSE | Currently in Use | Premium | 12000 | Composite Double Walled | 2004-02-02 | Double-Walled Fiberglass | Pressurized
LOVES TRAVEL STOPS #311 | 523 ATLANTIC AVE | WACO | Haralson | 10000590 | 5B | Ball Float | 2004-02-02 | FALSE | 2004-02-02 | FALSE | Currently in Use | Diesel | 8000 | Composite Double Walled | 2004-02-02 | Double-Walled Fiberglass | Pressurized
COMMERCIAL PROPERTY | 122 HEAD AVENUE | TALLAPOOSA | Haralson | 10000975 | 1 |  |  | FALSE |  | FALSE | Removed from Ground | Not Marked/Tank Removed | 550 | Bare Steel | 2005-05-12 | Bare Steel
COMMERCIAL PROPERTY | 122 HEAD AVENUE | TALLAPOOSA | Haralson | 10000975 | 2 |  |  | FALSE |  | FALSE | Removed from Ground | Not Marked/Tank Removed | 550 | Bare Steel | 2005-05-12 | Bare Steel
MURPHY USA #6942 | 6425 HWY 78 W | BREMEN | Haralson | 10000370 | 1 |  | 2003-06-09 | FALSE | 2003-06-09 | FALSE | Currently in Use | Gas (Historical Use) | 20000 | Fiberglass Double Walled | 2003-05-29 | Double-Walled Flex | Pressurized
MURPHY USA #6942 | 6425 HWY 78 W | BREMEN | Haralson | 10000370 | 2A |  | 2003-09-09 | FALSE | 2003-06-09 | FALSE | Currently in Use | Gas (Historical Use) | 8000 | Fiberglass Double Walled | 2003-05-29 | Double-Walled Flex | Pressurized
MURPHY USA #6942 | 6425 HWY 78 W | BREMEN | Haralson | 10000370 | 2B |  | 2003-06-09 | FALSE | 2003-06-09 | FALSE | Currently in Use | Diesel | 12000 | Fiberglass Double Walled | 2003-05-29 | Double-Walled Flex | Pressurized
JLJ ENTERPRISES DBA SERVICE AUTO PARTS | 37 EAST ATLANTA STREET | TALLAPOOSA | Haralson | 10001728 | 1 |  |  | FALSE |  | FALSE | Removed from Ground | Gas (Historical Use) | 2000 | Bare Steel | 1990-01-01
JLJ ENTERPRISES DBA SERVICE AUTO PARTS | 37 EAST ATLANTA STREET | TALLAPOOSA | Haralson | 10001728 | 2 |  |  | FALSE |  | FALSE | Removed from Ground | Gas (Historical Use) | 500 | Bare Steel | 1990-01-01
PREFERRED RUBBER PLANT #1 | 2130 U S HIGHWAY 78 | TALLAPOOSA | Haralson | 10001663 | 1 |  |  | FALSE |  | FALSE | Removed from Ground | Gas (Historical Use) | 500 | Bare Steel | 1975-06-30 | Bare Steel
PREFERRED RUBBER PLANT #1 | 2130 U S HIGHWAY 78 | TALLAPOOSA | Haralson | 10001663 | 2 |  |  | FALSE |  | FALSE | Removed from Ground | Gas (Historical Use) | 500 | Bare Steel | 1975-06-30 | Bare Steel
HILLTOP 2 | 722 HWY 27 N | BREMEN | Haralson | 10002231 | 1 | Flapper Valve | 2012-06-07 | FALSE | 2012-06-07 | FALSE | Currently in Use | Regular | 6000 | Fiberglass | 2012-06-07 | Fiberglass Reinforced Plastic | Pressurized
HILLTOP 2 | 722 HWY 27 N | BREMEN | Haralson | 10002231 | 2 | Flapper Valve | 2012-06-07 | FALSE | 2012-06-07 | FALSE | Currently in Use | Premium | 2000 | Fiberglass | 2012-06-07 | Fiberglass Reinforced Plastic | Pressurized
MARATHON | 3315 BUSINESS HWY 27 | BUCHANAN | Haralson | 10001158 | 1 | Flapper Valve | 1993-01-01 | FALSE | 1993-01-01 | FALSE | Currently in Use | Regular | 8000 | Steel-Impressed Current | 1993-01-01 | Fiberglass Reinforced Plastic | Pressurized
MARATHON | 3315 BUSINESS HWY 27 | BUCHANAN | Haralson | 10001158 | 2 | Flapper Valve | 1993-01-01 | FALSE | 1993-01-01 | FALSE | Currently in Use | Diesel | 6000 | Steel-Impressed Current | 1993-01-01 | Fiberglass Reinforced Plastic | Pressurized
MARATHON | 3315 BUSINESS HWY 27 | BUCHANAN | Haralson | 10001158 | 3 | Flapper Valve | 1993-01-01 | FALSE | 1993-01-01 | FALSE | Currently in Use | Premium | 6000 | Steel-Impressed Current | 1993-01-01 | Fiberglass Reinforced Plastic | Pressurized
ROBINSON & SONS | 14 COMMERCE PLACE | TALLAPOOSA | Haralson | 10001386 | 1 | Ball Float | 2006-06-01 | FALSE | 2006-06-01 | FALSE | Currently in Use | Premium | 20000 | Composite | 2006-06-01 | Fiberglass Reinforced Plastic | Pressurized
ROBINSON & SONS | 14 COMMERCE PLACE | TALLAPOOSA | Haralson | 10001386 | 2A | Ball Float | 2006-06-01 | FALSE | 2006-06-01 | FALSE | Currently in Use | Diesel | 8000 | Composite | 2006-06-01 | Fiberglass Reinforced Plastic | Pressurized
ROBINSON & SONS | 14 COMMERCE PLACE | TALLAPOOSA | Haralson | 10001386 | 2B | Ball Float | 2006-06-01 | FALSE | 2006-06-01 | FALSE | Currently in Use | Regular | 12000 | Composite | 2006-06-01 | Fiberglass Reinforced Plastic | Pressurized
ROBINSON & SONS | 14 COMMERCE PLACE | TALLAPOOSA | Haralson | 10001386 | 3 | Ball Float | 2006-06-01 | FALSE | 2006-06-01 | FALSE | Currently in Use | Diesel | 10000 | Composite | 2006-06-01 | Fiberglass Reinforced Plastic | Pressurized
HC TRANSP DEPT | 1192 MACEDONIA CH RD | BUCHANAN | Haralson | 10002715 | 1 | Flapper Valve | 2017-05-01 | FALSE | 2017-05-01 | FALSE | Currently in Use | Diesel | 10000 | Tank Jacket | 2017-05-01 | Double-Walled Fiberglass | Pressurized
COUNTRY CROSSING | 925 GA HWY 120 | TALLAPOOSA | Haralson | 9071001 | 1 | Ball Float | 1990-01-01 |  | 1990-01-01 |  | Currently in Use | Gas (Historical Use) | 10000 | Galvanic (STIP-3) | 1990-01-01 | Fiberglass Reinforced Plastic | Pressurized
COUNTRY CROSSING | 925 GA HWY 120 | TALLAPOOSA | Haralson | 9071001 | 2 | Ball Float | 1990-01-01 |  | 1990-01-01 |  | Currently in Use | Gas (Historical Use) | 8000 | Galvanic (STIP-3) | 1990-01-01 | Fiberglass Reinforced Plastic | Pressurized
COUNTRY CROSSING | 925 GA HWY 120 | TALLAPOOSA | Haralson | 9071001 | 3 | Ball Float | 1990-01-01 |  | 1990-01-01 |  | Currently in Use | Diesel | 4000 | Galvanic (STIP-3) | 1990-01-01 | Fiberglass Reinforced Plastic | Safe Suction (Euro)
GA DEVELOPMENT CENTER | 44 LIPHAM ST | TALLAPOOSA | Haralson | 9071002 | 1 | [5 empty] | Removed from Ground | Diesel | 10000 | Marked Unknown | 1991-12-09 | Galvanized Steel | Gravity Fed
JOLLY WALLYS #2 | 8762 HWY 120 | BUCHANAN | Haralson | 9071003 | 1 |  | 1998-06-16 |  | 1998-06-16 |  | Removed from Ground | Gas (Historical Use) | 1000 | Not Marked/Unknown | 1970-01-01 | Double Walled | Suction (American)
JOLLY WALLYS #2 | 8762 HWY 120 | BUCHANAN | Haralson | 9071003 | 2 |  | 1998-06-16 |  | 1998-06-16 |  | Removed from Ground | Gas (Historical Use) | 1000 | Not Marked/Unknown | 1970-01-01 | Double Walled | Suction (American)
JOLLY WALLYS #2 | 8762 HWY 120 | BUCHANAN | Haralson | 9071003 | 3 |  | 1998-06-16 |  | 1998-06-16 |  | Removed from Ground | Gas (Historical Use) | 1000 | Not Marked/Unknown | 1970-01-01 | Double Walled | Suction (American)
HOOVER-HANES RUBBER/CUSTOM MIXIN | 280 PEQUANOC DR | TALLAPOOSA | Haralson | 9071006 | 2280 | [5 empty] | Removed from Ground | Other | 10000 | Bare Steel | 1985-01-01 | Not Marked | Suction (American)
HOOVER-HANES RUBBER/CUSTOM MIXIN | 280 PEQUANOC DR | TALLAPOOSA | Haralson | 9071006 | 790 | [5 empty] | Removed from Ground | Other | 12000 | Marked Unknown | 1960-01-01 | Unknown
HOOVER-HANES RUBBER/CUSTOM MIXIN | 280 PEQUANOC DR | TALLAPOOSA | Haralson | 9071006 | HYPRENEV2 | [5 empty] | Removed from Ground | Other | 10000 | Cathodically Protected Steel | 1989-01-01 | Not Marked | Suction (American)
BST/R3432 | 410 SANGAMORE RD | BREMEN | Haralson | 9071008 | 1 | [5 empty] | Removed from Ground | Gas (Historical Use) | 3000 | Bare Steel | 1972-01-01 | Unknown | Pressurized
BST/R3432 | 410 SANGAMORE RD | BREMEN | Haralson | 9071008 | 2 | [5 empty] | Removed from Ground | Gas (Historical Use) | 12000 | Bare Steel | 1981-01-01 | Unknown | Pressurized
FAST FOOD & FUEL #198 | 102 ATLANTIC Avenue | BREMEN | Haralson | 9071009 | 1 | Flapper Valve | 1998-06-30 | FALSE | 1998-06-30 | FALSE | Currently in Use | Regular | 10000 | Galvanic (STIP-3) | 1986-01-01 | Fiberglass Reinforced Plastic | Pressurized
FAST FOOD & FUEL #198 | 102 ATLANTIC Avenue | BREMEN | Haralson | 9071009 | 2 | Flapper Valve | 1998-06-30 | FALSE | 1998-06-30 | FALSE | Currently in Use | Plus | 10000 | Galvanic (STIP-3) | 1986-01-01 | Fiberglass Reinforced Plastic | Pressurized
FAST FOOD & FUEL #198 | 102 ATLANTIC Avenue | BREMEN | Haralson | 9071009 | 3 | Flapper Valve | 1998-06-30 | FALSE | 1998-06-30 | FALSE | Currently in Use | Gas (Historical Use) | 8000 | Galvanic (STIP-3) | 1986-01-01 | Fiberglass Reinforced Plastic | Pressurized
FAST FOOD & FUEL #198 | 102 ATLANTIC Avenue | BREMEN | Haralson | 9071009 | 4 | Flapper Valve | 1998-06-30 | FALSE | 1998-06-30 | FALSE | Currently in Use | Diesel | 5000 | Galvanic (STIP-3) | 1986-01-01 | Fiberglass Reinforced Plastic | Pressurized
FAST FOOD & FUEL #198 | 102 ATLANTIC Avenue | BREMEN | Haralson | 9071009 | 5 | Flapper Valve | 1998-06-30 | FALSE | 1998-06-30 | FALSE | Currently in Use | Kerosene | 2000 | Galvanic (STIP-3) | 1986-01-01 | Fiberglass Reinforced Plastic | Pressurized
SISTERS SUPERETTE #23 | 7419 GA HWY 120 | BUCHANAN | Haralson | 9071010 | 1 | Ball Float | 1998-06-23 | FALSE | 1998-06-23 | FALSE | Currently in Use | Regular | 8000 | Steel-Impressed Current | 1989-01-01 | Fiberglass Reinforced Plastic | Pressurized
SISTERS SUPERETTE #23 | 7419 GA HWY 120 | BUCHANAN | Haralson | 9071010 | 2 | Flapper Valve | 1998-06-23 | FALSE | 1998-06-23 | FALSE | Currently in Use | Premium | 4000 | Steel-Impressed Current | 1969-01-01 | Fiberglass Reinforced Plastic | Suction (American)
SISTERS SUPERETTE #23 | 7419 GA HWY 120 | BUCHANAN | Haralson | 9071010 | 3 | Flapper Valve | 1998-06-23 | FALSE | 1998-06-23 | FALSE | Currently in Use | Diesel | 4000 | Steel-Impressed Current | 1969-01-01 | Fiberglass Reinforced Plastic | Suction (American)
SISTERS SUPERETTE #23 | 7419 GA HWY 120 | BUCHANAN | Haralson | 9071010 | 4 | Flapper Valve | 1998-06-23 | FALSE | 1998-06-23 | FALSE | Currently in Use | E-0 | 10000 | Steel-Impressed Current | 1969-01-01 | Fiberglass Reinforced Plastic | Suction (American)
REEVES TIRE | 123 ATLANTA ST | TALLAPOOSA | Haralson | 9071011 | 1 |  | 1988-01-01 |  | 1988-01-01 |  | Temporarily out of use | Gas (Historical Use) | 6000 | Cathodically Protected Steel | 1988-01-01 | Fiberglass Reinforced Plastic
REEVES TIRE | 123 ATLANTA ST | TALLAPOOSA | Haralson | 9071011 | 2 |  | 1988-01-01 |  | 1988-01-01 |  | Temporarily out of use | Gas (Historical Use) | 6000 | Cathodically Protected Steel | 1988-01-01 | Fiberglass Reinforced Plastic
REEVES TIRE | 123 ATLANTA ST | TALLAPOOSA | Haralson | 9071011 | 3 |  | 1988-01-01 |  | 1988-01-01 |  | Temporarily out of use | Diesel | 6000 | Cathodically Protected Steel | 1988-01-01 | Fiberglass Reinforced Plastic
LEATHERS TRUCK STOP\FABRICATORS | 8711 HWY 78 EAST | BREMEN | Haralson | 9071012 | 1 | [5 empty] | Removed from Ground | Gas (Historical Use) | 2000 | Not Marked/Unknown | 1994-04-25 | Not Marked
HANDY FOOD STORE | 854 GA HWY 100 | TALLAPOOSA | Haralson | 9071013 | 1 |  | 1995-05-01 |  | 1995-05-01 |  | Removed from Ground | Gas (Historical Use) | 8000 | Steel-Impressed Current | 1979-01-01 | Fiberglass Reinforced Plastic | Pressurized
HANDY FOOD STORE | 854 GA HWY 100 | TALLAPOOSA | Haralson | 9071013 | 2 |  | 1995-05-01 | FALSE | 1995-05-01 | FALSE | Removed from Ground | Gas (Historical Use) | 8000 | Cathodically Protected Steel | 1979-01-01 | Unknown
HANDY FOOD STORE | 854 GA HWY 100 | TALLAPOOSA | Haralson | 9071013 | 3 |  | 1995-05-01 | FALSE | 1995-05-01 | FALSE | Removed from Ground | Gas (Historical Use) | 8000 | Cathodically Protected Steel | 1979-01-01 | Flex
TROY LEE/DOT | 239 ABERNATHY MILL RD | BUCHANAN | Haralson | 9071014 | 1 | [5 empty] | Removed from Ground | Empty | 5000 | Bare Steel | 1972-01-01 | Galvanized Steel
TROY LEE/DOT | 239 ABERNATHY MILL RD | BUCHANAN | Haralson | 9071014 | 2 | [5 empty] | Removed from Ground | Empty | 5000 | Bare Steel | 1972-01-01 | Galvanized Steel
TROY LEE/DOT | 239 ABERNATHY MILL RD | BUCHANAN | Haralson | 9071014 | 3 | [5 empty] | Removed from Ground | Empty | 2000 | Bare Steel | 1972-01-01 | Galvanized Steel
CHEAP TOBACCO | 1833 HWY 78 W | TALLAPOOSA | Haralson | 9071016 | 1 |  |  | FALSE |  | FALSE | Removed from Ground | Gas (Historical Use) | 6000 |  | 1995-07-15
CHEAP TOBACCO | 1833 HWY 78 W | TALLAPOOSA | Haralson | 9071016 | 2 |  |  | FALSE |  | FALSE | Removed from Ground | Gas (Historical Use) | 6000 |  | 1995-07-15
CHEAP TOBACCO | 1833 HWY 78 W | TALLAPOOSA | Haralson | 9071016 | 3 |  |  | FALSE |  | FALSE | Removed from Ground | Gas (Historical Use) | 3000 |  | 1995-07-15
CHEAP TOBACCO | 1833 HWY 78 W | TALLAPOOSA | Haralson | 9071016 | 4 | Ball Float | 1995-07-15 | FALSE | 1995-07-15 | FALSE | Currently in Use | Regular | 10000 | Galvanic (STIP-3) | 1995-07-15 | Fiberglass Reinforced Plastic | Pressurized
CHEAP TOBACCO | 1833 HWY 78 W | TALLAPOOSA | Haralson | 9071016 | 5 | Ball Float | 1995-07-15 | FALSE | 1995-07-15 | FALSE | Currently in Use | Premium | 8000 | Galvanic (STIP-3) | 1995-07-15 | Fiberglass Reinforced Plastic | Pressurized
CHEAP TOBACCO | 1833 HWY 78 W | TALLAPOOSA | Haralson | 9071016 | 6 | Ball Float | 1995-07-15 | FALSE | 1995-07-15 | FALSE | Currently in Use | Diesel | 2000 | Galvanic (STIP-3) | 1995-07-15 | Fiberglass Reinforced Plastic | Pressurized
S T SERVICES | 870 ALABAMA AVE | BREMEN | Haralson | 9071017 | 1 | [5 empty] | Removed from Ground | Gas (Historical Use) | 1500 | Marked Unknown | 1995-07-01 | Unknown
S T SERVICES | 870 ALABAMA AVE | BREMEN | Haralson | 9071017 | 2 | [5 empty] | Removed from Ground | Diesel | 1500 | Marked Unknown | 1995-07-01 | Unknown
S T SERVICES | 870 ALABAMA AVE | BREMEN | Haralson | 9071017 | 3 | [5 empty] | Removed from Ground | Other | 0 | Marked Unknown | 1995-07-01 | Unknown
S T SERVICES | 870 ALABAMA AVE | BREMEN | Haralson | 9071017 | 4 | [5 empty] | Removed from Ground | Other | 0 | Marked Unknown | 1995-07-01 | Unknown
NEWBORN BUSINESS LLC | 840 GA HWY 100 S | TALLAPOOSA | Haralson | 9071018 | 1REG | Ball Float | 1991-04-02 | TRUE | 1991-04-02 | FALSE | Currently in Use | Regular | 10000 | Galvanic (STIP-3) | 1991-04-02 | Fiberglass Reinforced Plastic | Pressurized
NEWBORN BUSINESS LLC | 840 GA HWY 100 S | TALLAPOOSA | Haralson | 9071018 | 2PLUS | Ball Float | 1991-04-02 | TRUE | 1991-04-02 | FALSE | Currently in Use | Plus | 8000 | Galvanic (STIP-3) | 1991-04-02 | Fiberglass Reinforced Plastic | Pressurized
NEWBORN BUSINESS LLC | 840 GA HWY 100 S | TALLAPOOSA | Haralson | 9071018 | 3PRE | Ball Float | 1991-04-02 | TRUE | 1991-04-02 | FALSE | Currently in Use | Gas (Historical Use) | 8000 | Galvanic (STIP-3) | 1991-04-02 | Fiberglass Reinforced Plastic | Pressurized
NEWBORN BUSINESS LLC | 840 GA HWY 100 S | TALLAPOOSA | Haralson | 9071018 | 4DIESEL | Flapper Valve | 1993-07-01 | TRUE | 1993-07-01 | FALSE | Currently in Use | Diesel | 12000 | Galvanic (STIP-3) | 1985-05-01 | Fiberglass Reinforced Plastic | Pressurized
NEWBORN BUSINESS LLC | 840 GA HWY 100 S | TALLAPOOSA | Haralson | 9071018 | 5DIESEL | Flapper Valve | 1993-07-01 | TRUE | 1993-07-01 | FALSE | Currently in Use | Diesel | 12000 | Galvanic (STIP-3) | 1985-05-01 | Fiberglass Reinforced Plastic | Pressurized
NEWBORN BUSINESS LLC | 840 GA HWY 100 S | TALLAPOOSA | Haralson | 9071018 | 6DIESEL | Flapper Valve | 1993-07-01 | TRUE | 1993-07-01 | FALSE | Currently in Use | Diesel | 12000 | Galvanic (STIP-3) | 1985-05-23 | Fiberglass Reinforced Plastic | Pressurized
TALLAPOOSA SHOPPETTE | 5185 HWY 100 N | TALLAPOOSA | Haralson | 9071019 | 1 | [5 empty] | Temporarily out of use | Gas (Historical Use) | 6000 | Steel-Impressed Current | 1984-10-01 | Steel (Impressed Current) | Suction (American)
TALLAPOOSA SHOPPETTE | 5185 HWY 100 N | TALLAPOOSA | Haralson | 9071019 | 2 | [5 empty] | Temporarily out of use | Diesel | 3000 | Steel-Impressed Current | 1984-10-01 | Steel (Impressed Current) | Suction (American)
TALLAPOOSA SHOPPETTE | 5185 HWY 100 N | TALLAPOOSA | Haralson | 9071019 | 3 | [5 empty] | Temporarily out of use | Diesel | 1000 | Steel-Impressed Current | 1984-10-01 | Steel (Impressed Current) | Suction (American)
PRESHYAM LLC D/B/A HILL TOP | 8045 US HWY 78 | BREMEN | Haralson | 9071020 | 1 | Ball Float | 1989-11-01 | FALSE | 1989-11-01 | FALSE | Currently in Use | Regular | 6000 | Fiberglass | 1989-11-01 | Fiberglass Reinforced Plastic | Pressurized
PRESHYAM LLC D/B/A HILL TOP | 8045 US HWY 78 | BREMEN | Haralson | 9071020 | 2 | Ball Float | 1989-11-01 | FALSE | 1989-11-01 | FALSE | Currently in Use | Diesel | 6000 | Fiberglass | 1989-11-01 | Fiberglass Reinforced Plastic | Pressurized
PRESHYAM LLC D/B/A HILL TOP | 8045 US HWY 78 | BREMEN | Haralson | 9071020 | 3 | Ball Float | 1989-11-01 | FALSE | 1989-11-01 | FALSE | Currently in Use | Premium | 8000 | Fiberglass | 1989-11-01 | Fiberglass Reinforced Plastic | Pressurized
QUICK STOP | 1325 HWY 78 WEST | TALLAPOOSA | Haralson | 9071021 | 1 | Ball Float | 1990-04-01 | FALSE | 1990-04-01 | FALSE | Temporarily out of use | Diesel | 6000 | Galvanic (STIP-3) | 1990-04-01 | Fiberglass Reinforced Plastic | Pressurized
QUICK STOP | 1325 HWY 78 WEST | TALLAPOOSA | Haralson | 9071021 | 2 | Ball Float | 1990-04-01 | FALSE | 1990-04-01 | FALSE | Temporarily out of use | Diesel | 6000 | Galvanic (STIP-3) | 1990-04-01 | Fiberglass Reinforced Plastic | Suction (American)
QUICK STOP | 1325 HWY 78 WEST | TALLAPOOSA | Haralson | 9071021 | 3 | Ball Float | 1990-04-01 | FALSE | 1990-04-01 | FALSE | Temporarily out of use | Gas (Historical Use) | 8000 | Galvanic (STIP-3) | 1990-04-05 | Fiberglass Reinforced Plastic | Pressurized
QUICK STOP | 1325 HWY 78 WEST | TALLAPOOSA | Haralson | 9071021 | 4 | Ball Float | 1990-04-01 | FALSE | 1990-04-01 | FALSE | Temporarily out of use | Gas (Historical Use) | 10000 | Galvanic (STIP-3) | 1990-04-05 | Fiberglass Reinforced Plastic | Pressurized
QUICK STOP | 1325 HWY 78 WEST | TALLAPOOSA | Haralson | 9071021 | 5 | Ball Float | 1990-04-01 | FALSE | 1990-04-01 | FALSE | Temporarily out of use | Kerosene | 2000 | Galvanic (STIP-3) | 1990-04-01 | Fiberglass Reinforced Plastic | Suction (American)
HARALSON COUNTY ROAD DEPT | 1801 MACEDONIA CHURCH RD | BUCHANAN | Haralson | 9071022 | 1 | Flapper Valve | 1989-02-02 | FALSE | 1989-02-01 | FALSE | Currently in Use | Regular | 10000 | Galvanic (STIP-3) | 1989-02-01 | Fiberglass Reinforced Plastic | Safe Suction (Euro)
HARALSON COUNTY ROAD DEPT | 1801 MACEDONIA CHURCH RD | BUCHANAN | Haralson | 9071022 | 2 | Flapper Valve | 1989-02-01 | FALSE | 1989-02-01 | FALSE | Currently in Use | Diesel | 10000 | Galvanic (STIP-3) | 1989-02-01 | Fiberglass Reinforced Plastic | Safe Suction (Euro)
LUCKY STOP LLC | 1066 HWY 100 S | TALLAPOOSA | Haralson | 9071023 | 1 | Ball Float | 1989-11-01 | FALSE | 1989-11-01 | FALSE | Currently in Use | Plus | 10000 | Epoxy | 1989-11-01 | Fiberglass Reinforced Plastic | Pressurized
LUCKY STOP LLC | 1066 HWY 100 S | TALLAPOOSA | Haralson | 9071023 | 2 | Ball Float | 1989-11-01 | FALSE | 1989-11-01 | FALSE | Currently in Use | Premium | 10000 | Epoxy | 1989-11-01 | Fiberglass Reinforced Plastic | Pressurized
LUCKY STOP LLC | 1066 HWY 100 S | TALLAPOOSA | Haralson | 9071023 | 3 | Ball Float | 1989-11-01 | FALSE | 1989-11-01 | FALSE | Currently in Use | Regular | 10000 | Epoxy | 1989-11-01 | Fiberglass Reinforced Plastic | Pressurized
LUCKY STOP LLC | 1066 HWY 100 S | TALLAPOOSA | Haralson | 9071023 | 4 | Ball Float | 1989-11-01 | FALSE | 1989-11-01 | FALSE | Currently in Use | Diesel | 20000 | Epoxy | 1989-11-01 | Fiberglass Reinforced Plastic | Pressurized
LUCKY STOP LLC | 1066 HWY 100 S | TALLAPOOSA | Haralson | 9071023 | 5 | Ball Float | 1989-11-01 | FALSE | 1989-11-01 | FALSE | Temporarily out of use | Diesel | 20000 | Epoxy | 1989-11-01 | Fiberglass Reinforced Plastic | Pressurized
TALLAPOOSA FOOD MART | 111 W ATLANTA ST | TALLAPOOSA | Haralson | 9071024 | 1 | Flapper Valve | 1997-02-01 | FALSE | 1997-02-01 | FALSE | Currently in Use | Premium | 4000 | Steel-Impressed Current | 1984-01-01 | Steel (Impressed Current) | Safe Suction (Euro)
TALLAPOOSA FOOD MART | 111 W ATLANTA ST | TALLAPOOSA | Haralson | 9071024 | 2 | Flapper Valve | 1997-02-01 | FALSE | 1997-02-01 | FALSE | Currently in Use | Regular | 2000 | Steel-Impressed Current | 1984-01-01 | Steel (Impressed Current) | Safe Suction (Euro)
TALLAPOOSA FOOD MART | 111 W ATLANTA ST | TALLAPOOSA | Haralson | 9071024 | 3 | Flapper Valve | 1997-02-01 | FALSE | 1997-02-01 | FALSE | Currently in Use | Regular | 2000 | Steel-Impressed Current | 1984-01-01 | Steel (Impressed Current) | Safe Suction (Euro)
TALLAPOOSA FOOD MART | 111 W ATLANTA ST | TALLAPOOSA | Haralson | 9071024 | 4 | Flapper Valve | 1997-02-01 | FALSE | 1997-02-01 | FALSE | Currently in Use | Regular | 4000 | Steel-Impressed Current | 1984-01-01 | Steel (Impressed Current) | Safe Suction (Euro)
TALLAPOOSA FOOD MART | 111 W ATLANTA ST | TALLAPOOSA | Haralson | 9071024 | 5 | Flapper Valve | 1998-01-01 | FALSE | 1998-01-01 | FALSE | Currently in Use | Premium | 4000 | Steel-Impressed Current | 1998-01-01 | Steel (Impressed Current) | Safe Suction (Euro)
TALLAPOOSA FOOD MART | 111 W ATLANTA ST | TALLAPOOSA | Haralson | 9071024 | 6 | Flapper Valve | 2001-07-01 | FALSE | 2001-07-01 | FALSE | Currently in Use | Regular | 2000 | Steel-Impressed Current | 2001-07-01 | Steel (Impressed Current) | Safe Suction (Euro)
CORINTH QUICK STOP | 7000 HWY 120 | BREMEN | Haralson | 9071026 | 168481 | Ball Float | 1990-06-07 | FALSE | 1990-06-07 | FALSE | Currently in Use | Diesel | 5000 | Galvanic (STIP-3) | 1990-06-07 | Galvanized Steel | Pressurized
CORINTH QUICK STOP | 7000 HWY 120 | BREMEN | Haralson | 9071026 | 168493 | Ball Float | 1990-06-07 | FALSE | 1990-06-07 | FALSE | Currently in Use | Regular | 8000 | Galvanic (STIP-3) | 1990-06-07 | Galvanized Steel | Pressurized
CORINTH QUICK STOP | 7000 HWY 120 | BREMEN | Haralson | 9071026 | 176527 | Ball Float | 1990-06-07 | FALSE | 1990-06-07 | FALSE | Temporarily out of use | Premium | 8000 | Galvanic (STIP-3) | 1990-06-07 | Galvanized Steel | Pressurized
TERRYS STOP | 25 MORMON CHURCH RD | BUCHANAN | Haralson | 9071027 | 1 | Flapper Valve | 1992-08-27 | FALSE | 1992-08-27 | FALSE | Currently in Use | Regular | 10000 | Fiberglass | 1992-08-27 | Fiberglass Reinforced Plastic | Pressurized
TERRYS STOP | 25 MORMON CHURCH RD | BUCHANAN | Haralson | 9071027 | 2 | Flapper Valve | 1992-08-27 | FALSE | 1992-08-27 | FALSE | Currently in Use | Diesel | 10000 | Fiberglass | 1992-08-27 | Fiberglass Reinforced Plastic | Pressurized
TERRYS STOP | 25 MORMON CHURCH RD | BUCHANAN | Haralson | 9071027 | 3 | Flapper Valve | 1992-08-27 | FALSE | 1992-08-27 | FALSE | Currently in Use | Diesel Off Road | 10000 | Fiberglass | 1992-08-27 | Fiberglass Reinforced Plastic | Pressurized
FELTON MINI MARKET | 7204 US HWY 27 N | FELTON | Haralson | 9071028 | 1 | [5 empty] | Removed from Ground | Gas (Historical Use) | 1000 | Marked Unknown | 1999-08-05 | Unknown
FELTON MINI MARKET | 7204 US HWY 27 N | FELTON | Haralson | 9071028 | 2 | [5 empty] | Removed from Ground | Gas (Historical Use) | 1000 | Marked Unknown | 1999-08-05 | Unknown
RIDLEYS | 6537 HWY 100 N | BUCHANAN | Haralson | 9071029 | 1 | Flapper Valve | 1998-11-01 |  | 1998-11-01 |  | Currently in Use | Gas (Historical Use) | 3000 | Steel-Impressed Current | 1982-05-01 | Steel (Impressed Current) | Safe Suction (Euro)
RIDLEYS | 6537 HWY 100 N | BUCHANAN | Haralson | 9071029 | 2 | Flapper Valve | 1998-11-01 |  | 1998-11-01 |  | Currently in Use | Gas (Historical Use) | 3000 | Steel-Impressed Current | 1982-05-01 | Steel (Impressed Current) | Safe Suction (Euro)
THE HUBBARD BUILDING | US HIGHWAY 27 NORTH (ALABAMA AVE | BREMEN | Haralson | 9071032 | 1 | [5 empty] | Removed from Ground | Gas (Historical Use) | 560 | Not Marked/Unknown | 1996-04-01 | Not Marked
THE HUBBARD BUILDING | US HIGHWAY 27 NORTH (ALABAMA AVE | BREMEN | Haralson | 9071032 | 2 | [5 empty] | Removed from Ground | Diesel | 5000 | Not Marked/Unknown | 1996-04-19 | Not Marked
KRISH FOOD MART | 2076 U S HWY 78 W | TALLAPOOSA | Haralson | 9071033 | 1 |  |  | FALSE |  | FALSE | Removed from Ground | Gas (Historical Use) | 10000 | Bare Steel | 1971-05-12
KRISH FOOD MART | 2076 U S HWY 78 W | TALLAPOOSA | Haralson | 9071033 | 2 |  |  | FALSE |  | FALSE | Removed from Ground | Gas (Historical Use) | 10000 | Bare Steel | 1971-05-12 | Galvanized Steel
KRISH FOOD MART | 2076 U S HWY 78 W | TALLAPOOSA | Haralson | 9071033 | 3 |  |  | FALSE |  | FALSE | Removed from Ground | Diesel | 2000 | Bare Steel | 1981-05-09 | Galvanized Steel
KRISH FOOD MART | 2076 U S HWY 78 W | TALLAPOOSA | Haralson | 9071033 | 4 | Ball Float | 1997-08-01 | FALSE | 1997-08-01 | FALSE | Currently in Use | Regular | 10000 | Fiberglass | 1997-01-01 | Fiberglass Reinforced Plastic | Pressurized
KRISH FOOD MART | 2076 U S HWY 78 W | TALLAPOOSA | Haralson | 9071033 | 5 | Ball Float | 1997-08-01 | FALSE | 1997-08-01 | FALSE | Currently in Use | Premium | 10000 | Fiberglass | 1997-01-01 | Fiberglass Reinforced Plastic | Pressurized
KRISH FOOD MART | 2076 U S HWY 78 W | TALLAPOOSA | Haralson | 9071033 | 6 | Ball Float | 1997-08-01 | FALSE | 1997-08-01 | FALSE | Currently in Use | Diesel | 5000 | Fiberglass | 1997-01-01 | Fiberglass Reinforced Plastic | Pressurized
PILOT TRAVEL CENTER #312 | 882 GA HWY 100 | TALLAPOOSA | Haralson | 9071034 | 1 | Ball Float | 1997-09-01 | FALSE | 1997-09-01 | FALSE | Currently in Use | Premium | 15000 | Fiberglass Double Walled | 1997-09-01 | Double-Walled Fiberglass | Pressurized
PILOT TRAVEL CENTER #312 | 882 GA HWY 100 | TALLAPOOSA | Haralson | 9071034 | 2 | Ball Float | 1997-09-01 | FALSE | 1997-09-01 | FALSE | Currently in Use | Regular | 12000 | Fiberglass Double Walled | 1997-09-01 | Double-Walled Fiberglass | Pressurized
PILOT TRAVEL CENTER #312 | 882 GA HWY 100 | TALLAPOOSA | Haralson | 9071034 | 3 | Ball Float | 1997-09-01 | FALSE | 1997-09-01 | FALSE | Currently in Use | Diesel | 20000 | Fiberglass Double Walled | 1997-09-01 | Double-Walled Fiberglass | Pressurized
PILOT TRAVEL CENTER #312 | 882 GA HWY 100 | TALLAPOOSA | Haralson | 9071034 | 4 | Ball Float | 1997-09-01 |  | 1997-09-01 |  | Currently in Use | Diesel | 20000 | Fiberglass Double Walled | 1997-09-01 | Double-Walled Fiberglass | Pressurized
PILOT TRAVEL CENTER #312 | 882 GA HWY 100 | TALLAPOOSA | Haralson | 9071034 | 5 | Ball Float | 1997-09-01 | FALSE | 1997-09-01 | FALSE | Currently in Use | Diesel | 20000 | Fiberglass Double Walled | 1997-09-01 | Double-Walled Fiberglass | Pressurized
SHELL FOODMART | 1031 GA HWY 100 S | TALLAPOOSA | Haralson | 9071035 | 1 |  | 1997-11-13 |  | 1997-11-13 |  | Currently in Use | Gas (Historical Use) | 12000 | Galvanic (STIP-3) | 1997-11-10 | Galvanized Steel | Pressurized
SHELL FOODMART | 1031 GA HWY 100 S | TALLAPOOSA | Haralson | 9071035 | 2 |  | 1997-11-13 |  | 1997-11-13 |  | Currently in Use | Gas (Historical Use) | 12000 | Galvanic (STIP-3) | 1997-11-10 | Galvanized Steel | Pressurized
ED DAVIS TOWING | 973 US HWY 27 | BREMEN | Haralson | 9071036 | 1 | [5 empty] | Removed from Ground | Gas (Historical Use) | 6000 | Bare Steel | 1968-01-01 | Galvanized Steel
ED DAVIS TOWING | 973 US HWY 27 | BREMEN | Haralson | 9071036 | 2 | [5 empty] | Removed from Ground | Gas (Historical Use) | 6000 | Bare Steel | 1968-01-01 | Galvanized Steel
ED DAVIS TOWING | 973 US HWY 27 | BREMEN | Haralson | 9071036 | 3 | [5 empty] | Removed from Ground | Diesel | 1000 | Bare Steel | 1968-01-01 | Galvanized Steel
ED DAVIS TOWING | 973 US HWY 27 | BREMEN | Haralson | 9071036 | 4 | [5 empty] | Removed from Ground | Gas (Historical Use) | 4000 | Bare Steel | 1968-01-01 | Galvanized Steel
ED DAVIS TOWING | 973 US HWY 27 | BREMEN | Haralson | 9071036 | 5 | [5 empty] | Removed from Ground | Kerosene | 500 | Bare Steel | 1995-04-01 | Galvanized Steel
BRYAN OWENS D/B/A BIG O TRUCK | 865 HIGHWAY 100 | TALLAPOOSA | Haralson | 9071037 | 1 |  | 2003-07-07 | FALSE | 2003-07-07 | FALSE | Temporarily out of use | Gas (Historical Use) | 4000 | Cathodically Protected Steel | 1979-04-01 | Galvanized Steel | Safe Suction (Euro)
BRYAN OWENS D/B/A BIG O TRUCK | 865 HIGHWAY 100 | TALLAPOOSA | Haralson | 9071037 | 2 |  | 2003-07-07 | FALSE | 2003-07-07 | FALSE | Temporarily out of use | Gas (Historical Use) | 4000 | Cathodically Protected Steel | 1979-04-01 | Galvanized Steel | Safe Suction (Euro)
BRYAN OWENS D/B/A BIG O TRUCK | 865 HIGHWAY 100 | TALLAPOOSA | Haralson | 9071037 | 3 |  | 2003-07-07 | FALSE | 2003-07-07 | FALSE | Temporarily out of use | Gas (Historical Use) | 4000 | Cathodically Protected Steel | 1979-04-01 | Galvanized Steel | Safe Suction (Euro)
BRYAN OWENS D/B/A BIG O TRUCK | 865 HIGHWAY 100 | TALLAPOOSA | Haralson | 9071037 | 4 |  | 2003-07-07 | FALSE | 2003-07-07 | FALSE | Temporarily out of use | Diesel | 10000 | Cathodically Protected Steel | 1979-04-01 | Galvanized Steel | Safe Suction (Euro)
CARROLL AUTO PARTS | 2908 BUSINESS 27 | BUCHANAN | Haralson | 9071038 | 1 | [5 empty] | Removed from Ground | Gas (Historical Use) | 1000 | Not Marked/Unknown | 1998-10-01 | Not Marked
CARROLL AUTO PARTS | 2908 BUSINESS 27 | BUCHANAN | Haralson | 9071038 | 2 | [5 empty] | Removed from Ground | Gas (Historical Use) | 1000 | Not Marked/Unknown | 1998-10-01 | Not Marked
MCCLARTY AUTO SERVICE | 7363 HWY 120 | BUCHANAN | Haralson | 9071039 | 1 | [5 empty] | Removed from Ground | Gas (Historical Use) | 4000 | Not Marked/Unknown | 1998-12-01 | Not Marked
MCCLARTY AUTO SERVICE | 7363 HWY 120 | BUCHANAN | Haralson | 9071039 | 2 | [5 empty] | Removed from Ground | Gas (Historical Use) | 4000 | Not Marked/Unknown | 1998-12-01 | Not Marked
MCCLARTY AUTO SERVICE | 7363 HWY 120 | BUCHANAN | Haralson | 9071039 | 3 | [5 empty] | Removed from Ground | Gas (Historical Use) | 3000 | Not Marked/Unknown | 1998-12-01 | Not Marked
TALLAPOOSA QUICK STOP | 16 GOLF COURSE RD | TALLAPOOSA | Haralson | 9071041 | 1 | Ball Float | 1996-04-01 | FALSE | 1996-04-01 | FALSE | Currently in Use | Regular | 10000 | Galvanic (STIP-3) | 1996-04-01 | Fiberglass Reinforced Plastic | Pressurized
ALIK INC | 3667 ROCKMART RD | ROCKMART | Haralson | 9071042 | 1A | Flapper Valve | 1999-03-01 | FALSE | 1999-03-01 | FALSE | Currently in Use | Regular | 7000 | Fiberglass | 1999-03-02 | Fiberglass Reinforced Plastic | Pressurized
ALIK INC | 3667 ROCKMART RD | ROCKMART | Haralson | 9071042 | 1B | Flapper Valve | 1999-03-01 | FALSE | 1999-03-01 | FALSE | Currently in Use | Premium | 3000 | Fiberglass | 1999-03-01 | Fiberglass Reinforced Plastic | Pressurized
MELINDA SANCHEZ | 3143 BUCHANAN HWY | CEDARTOWN | Haralson | 9071043 | 1 | [5 empty] | Removed from Ground | Gas (Historical Use) | 0 | Marked Unknown | 1999-08-05 | Unknown
MELINDA SANCHEZ | 3143 BUCHANAN HWY | CEDARTOWN | Haralson | 9071043 | 2 | [5 empty] | Removed from Ground | Gas (Historical Use) | 0 | Marked Unknown | 1999-08-05 | Unknown
KWIK WAY | 4683 GA HWY 120 | BUCHANAN | Haralson | 9071045 | 1 | Flapper Valve | 2001-11-01 | FALSE | 2001-11-01 | TRUE | Currently in Use | Diesel | 15000 | Composite | 2001-11-01 | Double-Walled Flex | Pressurized
KWIK WAY | 4683 GA HWY 120 | BUCHANAN | Haralson | 9071045 | 2 | Ball Float | 2001-11-01 | FALSE | 2001-11-01 | TRUE | Currently in Use | Regular | 12000 | Composite | 2001-11-01 | Double-Walled Flex | Pressurized
KWIK WAY | 4683 GA HWY 120 | BUCHANAN | Haralson | 9071045 | 3 | Ball Float | 2001-11-01 | FALSE | 2001-11-01 | TRUE | Currently in Use | Premium | 12000 | Composite | 2001-11-01 | Double-Walled Flex | Pressurized
KWIK WAY | 4683 GA HWY 120 | BUCHANAN | Haralson | 9071045 | 4A | Ball Float | 2001-11-01 | FALSE | 2001-11-01 | TRUE | Currently in Use | Diesel Off Road | 4000 | Composite | 2001-11-01 | Double-Walled Flex | Pressurized
KWIK WAY | 4683 GA HWY 120 | BUCHANAN | Haralson | 9071045 | 4B | Flapper Valve | 2001-11-01 | FALSE | 2001-11-01 | TRUE | Currently in Use | Kerosene | 4000 | Composite | 2012-12-10 | Double-Walled Flex | Safe Suction (Euro)
BELLSOUTH BUCHANAN CO R5960 | 3631 US HWY 27 BUSINESS & WILLIAMS ST | BUCHANAN | Haralson | 9071046 | 1 | Flapper Valve | 2001-07-01 | FALSE | 2001-08-01 | FALSE | Currently in Use | Diesel | 1000 | Fiberglass Double Walled | 2001-06-25 | Copper | Suction (American)
AT&T/BUCHANAN RADIO RELAY STA | DEWEY MCADAMS RD 1 MI N ON GA 1 | BUCHANAN | Haralson | 7000034 | 1 | [5 empty] | Removed from Ground | Diesel | 2000 | Bare Steel | 1965-01-01 | Copper | Suction (American)
HARDEE'S RESTAURANT | HWY 78 AT MANNING ST | TALLAPOOSA | Haralson | 9710001 | 1 | [5 empty] | Permanently Out of Use - historical purposes | Used Oil | 0 | Not Marked/Unknown |  | Not Marked
GA FC/HARRIS CO UNIT | 10185 GA HWY 116 | HAMILTON | Harris | 720002 | 1 | [5 empty] | Removed from Ground | Gas (Historical Use) | 560 | Bare Steel | 1982-12-01 | Galvanized Steel | Safe Suction (Euro)
GA FC/HARRIS CO UNIT | 10185 GA HWY 116 | HAMILTON | Harris | 720002 | 2 | [5 empty] | Removed from Ground | Diesel | 560 | Bare Steel | 1982-12-01 | Galvanized Steel | Safe Suction (Euro)
GA FC/HARRIS CO UNIT | 10185 GA HWY 116 | HAMILTON | Harris | 720002 | 211663 |  | 1993-05-26 |  | 1993-05-26 |  | Removed from Ground | Gas (Historical Use) | 1000 | Galvanic (STIP-3) | 1993-05-26 | Cathodically Protected | Safe Suction (Euro)
GA FC/HARRIS CO UNIT | 10185 GA HWY 116 | HAMILTON | Harris | 720002 | 211664 |  | 1993-05-26 |  | 1993-05-26 |  | Removed from Ground | Diesel | 1000 | Galvanic (STIP-3) | 1993-05-26 | Cathodically Protected | Safe Suction (Euro)
CHEVRON STATION #43326 | US 27 @ GA 18 | PINE MOUNTAIN | Harris | 720003 | 1 | [5 empty] | Removed from Ground | Gas (Historical Use) | 5000 | Bare Steel | 1969-04-27 | Galvanized Steel
CHEVRON STATION #43326 | US 27 @ GA 18 | PINE MOUNTAIN | Harris | 720003 | 2 | [5 empty] | Removed from Ground | Gas (Historical Use) | 10000 | Bare Steel | 1969-04-27 | Galvanized Steel
CHEVRON STATION #43326 | US 27 @ GA 18 | PINE MOUNTAIN | Harris | 720003 | 3 | [5 empty] | Removed from Ground | Gas (Historical Use) | 10000 | Bare Steel | 1969-04-27 | Galvanized Steel
CHEVRON STATION #43326 | US 27 @ GA 18 | PINE MOUNTAIN | Harris | 720003 | 4 |  |  | TRUE |  | TRUE | Removed from Ground | Used Oil | 550 | Bare Steel | 1969-04-27 | Galvanized Steel
FOUR-WAY TIRE CO | ROUTE 27 | PINE MOUNTAIN | Harris | 720005 | 1 | [5 empty] | Removed from Ground | Gas (Historical Use) | 6000 | Bare Steel | 1982-04-17 | Unknown
FOUR-WAY TIRE CO | ROUTE 27 | PINE MOUNTAIN | Harris | 720005 | 2 | [5 empty] | Removed from Ground | Gas (Historical Use) | 6000 | Bare Steel | 1982-04-17 | Unknown
FOUR-WAY TIRE CO | ROUTE 27 | PINE MOUNTAIN | Harris | 720005 | 3 | [5 empty] | Removed from Ground | Gas (Historical Use) | 6000 | Bare Steel | 1982-04-17 | Unknown
FOUR-WAY TIRE CO | ROUTE 27 | PINE MOUNTAIN | Harris | 720005 | 4 | [5 empty] | Removed from Ground | Diesel | 2000 | Bare Steel | 1982-04-17 | Unknown
HADLEY & MCGUIRE TIRE & BATTERY | 161 COMMERCE ST | PINE MOUNTAIN | Harris | 720006 | 1 | [5 empty] | Removed from Ground | Diesel | 4000 | Bare Steel | 1978-04-18 | Bare Steel
SHILOH MINIT MART | 18498 HWY 85 W | SHILOH | Harris | 720007 | 1 | Flapper Valve | 1995-06-01 |  | 1995-06-01 |  | Currently in Use | Gas (Historical Use) | 6000 | Steel-Impressed Current | 1981-08-01 | Steel (Impressed Current) | Pressurized
SHILOH MINIT MART | 18498 HWY 85 W | SHILOH | Harris | 720007 | 2 | Flapper Valve | 1995-06-01 |  | 1995-06-01 |  | Currently in Use | Gas (Historical Use) | 8000 | Steel-Impressed Current | 1981-08-01 | Steel (Impressed Current) | Pressurized
SHILOH MINIT MART | 18498 HWY 85 W | SHILOH | Harris | 720007 | 3 | Flapper Valve | 1995-06-01 |  | 1995-06-01 |  | Currently in Use | Gas (Historical Use) | 10000 | Steel-Impressed Current | 1981-08-01 | Steel (Impressed Current) | Pressurized
SHILOH MINIT MART | 18498 HWY 85 W | SHILOH | Harris | 720007 | 4A | Flapper Valve | 2005-12-12 | FALSE | 2005-12-12 | FALSE | Currently in Use | Diesel | 7500 | Galvanic (STIP-3) | 2005-12-12 | Fiberglass Reinforced Plastic | Pressurized
SHILOH MINIT MART | 18498 HWY 85 W | SHILOH | Harris | 720007 | 4B | Flapper Valve | 2005-12-12 | FALSE | 2005-12-12 | FALSE | Currently in Use | Diesel | 7500 | Galvanic (STIP-3) | 2005-12-12 | Fiberglass Reinforced Plastic | Pressurized
THE STORE/CATO'S CORNER | 5175 GA HWY 219 | HAMILTON | Harris | 9072001 | 1 | [5 empty] | Removed from Ground | Gas (Historical Use) | 2000 | Bare Steel | 1988-03-25 | Bare Steel | Pressurized
THE STORE/CATO'S CORNER | 5175 GA HWY 219 | HAMILTON | Harris | 9072001 | 2 | [5 empty] | Removed from Ground | Gas (Historical Use) | 4000 | Bare Steel | 1975-06-01 | Bare Steel | Pressurized
THE STORE/CATO'S CORNER | 5175 GA HWY 219 | HAMILTON | Harris | 9072001 | 3 | [5 empty] | Removed from Ground | Gas (Historical Use) | 6000 | Bare Steel | 1975-06-01 | Bare Steel | Pressurized
THE STORE/CATO'S CORNER | 5175 GA HWY 219 | HAMILTON | Harris | 9072001 | 4 | [5 empty] | Removed from Ground | Gas (Historical Use) | 2000 | Bare Steel | 1988-04-01 | Bare Steel | Pressurized
CIRCLE K 6699 | 122 S COLLEGE ST | HAMILTON | Harris | 9072002 | 1 | Flapper Valve | 1997-07-18 | FALSE | 1997-07-18 | FALSE | Currently in Use | Plus | 6000 | Steel-Impressed Current | 1981-01-01 | Fiberglass Reinforced Plastic | Pressurized
CIRCLE K 6699 | 122 S COLLEGE ST | HAMILTON | Harris | 9072002 | 2 |  | 1997-07-18 | FALSE | 1997-07-18 | FALSE | Currently in Use | Regular | 6000 | Steel-Impressed Current | 1981-01-01 | Fiberglass Reinforced Plastic | Pressurized
CIRCLE K 6699 | 122 S COLLEGE ST | HAMILTON | Harris | 9072002 | 3 | Flapper Valve | 1997-07-18 | FALSE | 1997-07-18 | FALSE | Currently in Use | Premium | 10000 | Steel-Impressed Current | 1981-01-01 | Fiberglass Reinforced Plastic | Pressurized
LAKE HARDINGS MARINA | 45 BARTLETTS FERRY RD | FORTSON | Harris | 9072003 | 1 | Flapper Valve | 1999-05-28 | FALSE | 1999-05-28 | FALSE | Currently in Use | Premium | 10000 | Fiberglass | 1999-05-28 | Steel/FG Secondary containment | Pressurized
BOBS SERVICE STATION #15 | HWY 27 | PINE MOUNTAIN | Harris | 9072004 | 1 | [5 empty] | Removed from Ground | Gas (Historical Use) | 4000 | Bare Steel | 1990-10-01 | Galvanized Steel
BOBS SERVICE STATION #15 | HWY 27 | PINE MOUNTAIN | Harris | 9072004 | 2 | [5 empty] | Removed from Ground | Gas (Historical Use) | 3000 | Bare Steel | 1990-10-01 | Galvanized Steel
BOBS SERVICE STATION #15 | HWY 27 | PINE MOUNTAIN | Harris | 9072004 | 3 | [5 empty] | Removed from Ground | Kerosene | 1000 | Bare Steel | 1990-10-01 | Galvanized Steel
HOLLANDS CORNER | 1477 GA HWY 219 | FORTSON | Harris | 9072005 | 1 | Flapper Valve | 1989-01-01 |  | 1989-01-01 |  | Closed in Ground | Gas (Historical Use) | 2000 | Double Walled | 1989-01-01 | Double-Walled Fiberglass | Pressurized
HOLLANDS CORNER | 1477 GA HWY 219 | FORTSON | Harris | 9072005 | 2 | Flapper Valve | 1989-01-01 |  | 1989-01-01 |  | Closed in Ground | Gas (Historical Use) | 2000 | Double Walled | 1989-01-01 | Double-Walled Fiberglass | Pressurized
HOLLANDS CORNER | 1477 GA HWY 219 | FORTSON | Harris | 9072005 | 3 | Flapper Valve | 1989-01-01 |  | 1989-01-01 |  | Closed in Ground | Gas (Historical Use) | 4000 | Double Walled | 1989-01-01 | Double-Walled Fiberglass | Pressurized
HOLLANDS CORNER | 1477 GA HWY 219 | FORTSON | Harris | 9072005 | 4 | Flapper Valve | 1989-01-01 |  | 1989-01-01 |  | Closed in Ground | Diesel | 4000 | Double Walled | 1989-01-01 | Double-Walled Fiberglass | Pressurized
HOLLANDS CORNER | 1477 GA HWY 219 | FORTSON | Harris | 9072005 | 5A | Flapper Valve | 2012-07-01 | FALSE | 2012-07-01 | FALSE | Currently in Use | Regular | 10000 | Fiberglass Double Walled | 2012-07-30 | Double-Walled Fiberglass | Pressurized
HOLLANDS CORNER | 1477 GA HWY 219 | FORTSON | Harris | 9072005 | 5B | Flapper Valve | 2012-07-01 | FALSE | 2012-07-01 | FALSE | Currently in Use | Premium | 5000 | Fiberglass Double Walled | 2012-07-01 | Double-Walled Fiberglass | Pressurized
HOLLANDS CORNER | 1477 GA HWY 219 | FORTSON | Harris | 9072005 | 5C | Flapper Valve | 2012-07-01 | FALSE | 2012-07-01 | FALSE | Currently in Use | Plus | 5000 | Fiberglass Double Walled | 2012-07-01 | Double-Walled Fiberglass | Pressurized
HOLLANDS CORNER | 1477 GA HWY 219 | FORTSON | Harris | 9072005 | 5D |  | 2012-07-01 | FALSE | 2012-07-01 | FALSE | Currently in Use | Diesel | 5000 | Fiberglass Double Walled | 2012-07-01 | Double-Walled Fiberglass | Pressurized
BLAXTONS GROCERY | 3717 HWY 85 | ELLERSLIE | Harris | 9072006 | 1 |  | 1995-10-12 |  | 1995-10-12 |  | Removed from Ground | Gas (Historical Use) | 1000 | Fiberglass | 1998-08-01 | Fiberglass Reinforced Plastic | Pressurized
BLAXTONS GROCERY | 3717 HWY 85 | ELLERSLIE | Harris | 9072006 | 2 |  | 1995-10-12 |  | 1995-10-12 |  | Removed from Ground | Gas (Historical Use) | 1000 | Fiberglass | 1998-08-01 | Fiberglass Reinforced Plastic | Pressurized
BLAXTONS GROCERY | 3717 HWY 85 | ELLERSLIE | Harris | 9072006 | 3 |  | 1995-10-12 |  | 1995-10-12 |  | Removed from Ground | Gas (Historical Use) | 560 | Fiberglass | 1998-08-01 | Fiberglass Reinforced Plastic | Pressurized
BLAXTONS GROCERY | 3717 HWY 85 | ELLERSLIE | Harris | 9072006 | 4 | [5 empty] | Removed from Ground | Gas (Historical Use) | 560 | Bare Steel | 1998-08-01 | Unknown
BLAXTONS GROCERY | 3717 HWY 85 | ELLERSLIE | Harris | 9072006 | 5 | [5 empty] | Removed from Ground | Gas (Historical Use) | 560 | Bare Steel | 1998-08-01 | Unknown
CAGLES INC | 14075 GA HWY 116 | PINE MOUNTAIN VALLEY | Harris | 9072008 | 1 | [5 empty] | Removed from Ground | Diesel | 5000 | Bare Steel | 1993-09-27 | Bare Steel | Gravity Fed
CAGLES INC | 14075 GA HWY 116 | PINE MOUNTAIN VALLEY | Harris | 9072008 | 2 | [5 empty] | Removed from Ground | Diesel | 3000 | Bare Steel | 1993-09-27 | Galvanized Steel | Gravity Fed
CAGLES INC | 14075 GA HWY 116 | PINE MOUNTAIN VALLEY | Harris | 9072008 | 3 | [5 empty] | Removed from Ground | Diesel | 3000 | Bare Steel | 1993-09-27 | Galvanized Steel | Gravity Fed
CAGLES INC | 14075 GA HWY 116 | PINE MOUNTAIN VALLEY | Harris | 9072008 | 4 | [5 empty] | Removed from Ground | Diesel | 4000 | Bare Steel | 1993-09-27 | Galvanized Steel | Gravity Fed
CAGLES INC | 14075 GA HWY 116 | PINE MOUNTAIN VALLEY | Harris | 9072008 | 5 | [5 empty] | Removed from Ground | Other | 5000 | Bare Steel | 1993-09-27 | Bare Steel | Gravity Fed
LAFARGE AGGREGATES SE | 225 GRAY ROCK RD | MIDLAND | Harris | 9072010 | 1 |  | 1993-04-05 |  | 1993-04-05 |  | Removed from Ground | Gas (Historical Use) | 2000 | Tank Jacket | 1993-04-05 | Fiberglass Reinforced Plastic | Safe Suction (Euro)
BUCK STOP | 12255 OLD WARM SPRING RD | ELLERSLIE | Harris | 9072011 | 1 | Ball Float | 1998-01-01 | FALSE | 1998-01-01 | FALSE | Currently in Use | Regular | 2000 | Steel-Impressed Current | 1987-01-01 | Steel (Impressed Current) | Safe Suction (Euro)
BUCK STOP | 12255 OLD WARM SPRING RD | ELLERSLIE | Harris | 9072011 | 2 | Ball Float | 1998-01-01 | FALSE | 1998-01-01 | FALSE | Currently in Use | Premium | 2000 | Steel-Impressed Current | 1987-01-01 | Steel (Impressed Current) | Safe Suction (Euro)
BUCK STOP | 12255 OLD WARM SPRING RD | ELLERSLIE | Harris | 9072011 | 3 | Ball Float | 1998-01-01 | FALSE | 1998-01-01 | FALSE | Currently in Use | Plus | 2000 | Steel-Impressed Current | 1987-01-01 | Steel (Impressed Current) | Safe Suction (Euro)
BUCK STOP | 12255 OLD WARM SPRING RD | ELLERSLIE | Harris | 9072011 | 4 | Ball Float | 1998-01-01 | FALSE | 1998-01-01 | FALSE | Currently in Use | Diesel | 2000 | Steel-Impressed Current | 1987-01-01 | Steel (Impressed Current) | Safe Suction (Euro)
BUCK STOP | 12255 OLD WARM SPRING RD | ELLERSLIE | Harris | 9072011 | 5 | Ball Float | 1998-01-01 | FALSE | 1998-01-01 | FALSE | Currently in Use | Kerosene | 1000 | Steel-Impressed Current | 1987-01-01 | Steel (Impressed Current) | Safe Suction (Euro)
VALLEY VETERINARIAN ASSOC/FORMER | 937 WEST HARRIS ST | PINE MOUNTAIN | Harris | 9072012 | 1 | [5 empty] | Removed from Ground | Gas (Historical Use) | 5000 | Bare Steel | 1976-01-01 | Galvanized Steel | Suction (American)
VALLEY VETERINARIAN ASSOC/FORMER | 937 WEST HARRIS ST | PINE MOUNTAIN | Harris | 9072012 | 2 | [5 empty] | Removed from Ground | Gas (Historical Use) | 5000 | Bare Steel | 1976-01-01 | Galvanized Steel | Suction (American)
VALLEY VETERINARIAN ASSOC/FORMER | 937 WEST HARRIS ST | PINE MOUNTAIN | Harris | 9072012 | 3 | [5 empty] | Removed from Ground | Diesel | 5000 | Bare Steel | 1976-01-01 | Galvanized Steel | Suction (American)
VALLEY VETERINARIAN ASSOC/FORMER | 937 WEST HARRIS ST | PINE MOUNTAIN | Harris | 9072012 | 4 | [5 empty] | Removed from Ground | Gas (Historical Use) | 5000 | Bare Steel | 1976-01-01 | Galvanized Steel | Suction (American)
OLD WAVERLY HALL MAINTAINSNCE HE | 200 FT OFF SR 85 | WAVERLY HALL | Harris | 9072013 | 1 | [5 empty] | Removed from Ground | Gas (Historical Use) | 1000 | Bare Steel | 1996-03-20 | Galvanized Steel | Safe Suction (Euro)
OLD WAVERLY HALL MAINTAINSNCE HE | 200 FT OFF SR 85 | WAVERLY HALL | Harris | 9072013 | 2 | [5 empty] | Removed from Ground | Diesel | 1000 | Bare Steel | 1996-03-20 | Galvanized Steel | Safe Suction (Euro)
OLD HARRIS CO MAINT HQ #10377 | SR 116 EAST MP 10.52 | HAMILTON | Harris | 9072014 | 1 | [5 empty] | Permanently Out of Use - historical purposes | Gas (Historical Use) | 560 | Bare Steel | 1982-04-20 | Galvanized Steel | Safe Suction (Euro)
OLD HARRIS CO MAINT HQ #10377 | SR 116 EAST MP 10.52 | HAMILTON | Harris | 9072014 | 2 | [5 empty] | Permanently Out of Use - historical purposes | Gas (Historical Use) | 1000 | Bare Steel | 1972-05-02 | Galvanized Steel | Safe Suction (Euro)
OLD HARRIS CO MAINT HQ #10377 | SR 116 EAST MP 10.52 | HAMILTON | Harris | 9072014 | 3 | [5 empty] | Permanently Out of Use - historical purposes | Diesel | 560 | Bare Steel | 1972-05-02 | Galvanized Steel | Safe Suction (Euro)
Hop In #100500 | 90 HOPEWELL CHURCH RD | PINE MOUNTAIN | Harris | 9072015 | 1 | Ball Float | 1991-08-25 | FALSE | 1991-08-25 | FALSE | Currently in Use | Regular | 8000 | Fiberglass | 1991-08-25 | Fiberglass Reinforced Plastic | Pressurized
Hop In #100500 | 90 HOPEWELL CHURCH RD | PINE MOUNTAIN | Harris | 9072015 | 2 | Ball Float | 1991-08-25 | FALSE | 1991-08-25 | FALSE | Currently in Use | Premium | 8000 | Fiberglass | 1991-08-25 | Fiberglass Reinforced Plastic | Pressurized
Hop In #100500 | 90 HOPEWELL CHURCH RD | PINE MOUNTAIN | Harris | 9072015 | 3 | Ball Float | 1991-08-25 | FALSE | 1991-08-25 | FALSE | Currently in Use | Diesel | 8000 | Fiberglass | 1991-08-25 | Fiberglass Reinforced Plastic | Pressurized
Hop In #100500 | 90 HOPEWELL CHURCH RD | PINE MOUNTAIN | Harris | 9072015 | 4 | Ball Float | 1991-08-25 | FALSE | 1991-08-25 | FALSE | Currently in Use | Diesel | 10000 | Fiberglass | 1991-08-25 | Fiberglass Reinforced Plastic | Pressurized
UNKNOWN/FORMER STATION | 8902 GA HWY 85 | WAVERLY HALL | Harris | 9072016 | 1 | [5 empty] | Removed from Ground | Empty | 1000 | Not Marked/Unknown | 1995-04-26 | Unknown
UNKNOWN/FORMER STATION | 8902 GA HWY 85 | WAVERLY HALL | Harris | 9072016 | 2 | [5 empty] | Removed from Ground | Empty | 1000 | Not Marked/Unknown | 1995-04-26 | Unknown
RAYS CABIN | 5276 LICKSKILLET RD | COLUMBUS | Harris | 9072017 | 1 | [5 empty] | Removed from Ground | Gas (Historical Use) | 1000 | Not Marked/Unknown | 1995-05-05 | Unknown
SCHNITEEL HUT | 11 SWINT LOOP | ELLERSLIE | Harris | 9072018 | 1 | [5 empty] | Removed from Ground | Gas (Historical Use) | 3000 | Cathodically Protected Steel | 2000-01-04 | Galvanized Steel | Suction (American)
SCHNITEEL HUT | 11 SWINT LOOP | ELLERSLIE | Harris | 9072018 | 2 | [5 empty] | Removed from Ground | Gas (Historical Use) | 3000 | Cathodically Protected Steel | 2000-01-04 | Galvanized Steel | Suction (American)
SCHNITEEL HUT | 11 SWINT LOOP | ELLERSLIE | Harris | 9072018 | 3 | [5 empty] | Removed from Ground | Gas (Historical Use) | 1000 | Cathodically Protected Steel | 2000-01-04 | Galvanized Steel | Suction (American)
SCHNITEEL HUT | 11 SWINT LOOP | ELLERSLIE | Harris | 9072018 | 4 | [5 empty] | Removed from Ground | Diesel | 1000 | Cathodically Protected Steel | 2000-01-04 | Galvanized Steel | Suction (American)
M & M MINI FOOD MART | 64 CANNON RD | FORTSON | Harris | 9072019 | 1 | [5 empty] | Removed from Ground | Gas (Historical Use) | 1000 | Marked Unknown | 1995-06-01 | Unknown
M & M MINI FOOD MART | 64 CANNON RD | FORTSON | Harris | 9072019 | 1A | Flapper Valve | 1995-06-01 | FALSE | 1995-06-01 | FALSE | Currently in Use | Regular | 8000 | Fiberglass | 1995-06-01 | Fiberglass Reinforced Plastic | Pressurized
M & M MINI FOOD MART | 64 CANNON RD | FORTSON | Harris | 9072019 | 2 | [5 empty] | Removed from Ground | Gas (Historical Use) | 2000 | Marked Unknown | 1995-06-01 | Unknown
M & M MINI FOOD MART | 64 CANNON RD | FORTSON | Harris | 9072019 | 2A | Flapper Valve | 1995-06-01 | FALSE | 1995-06-01 | FALSE | Currently in Use | Diesel | 4000 | Fiberglass | 1995-06-01 | Fiberglass Reinforced Plastic | Pressurized
THE BOYD BROTHERS INC DBA CORNER SHOP FOOD STORE | 5700 GA HWY 354 | PINE MOUNTAIN | Harris | 9072020 | 1 | Flapper Valve | 1998-09-28 | FALSE | 1992-02-01 | FALSE | Currently in Use | Diesel | 6000 | Steel-Impressed Current | 1992-02-01 | Fiberglass Reinforced Plastic | Pressurized
THE BOYD BROTHERS INC DBA CORNER SHOP FOOD STORE | 5700 GA HWY 354 | PINE MOUNTAIN | Harris | 9072020 | 2 | Flapper Valve | 1998-09-28 | FALSE | 1992-02-01 | FALSE | Currently in Use | Regular | 10000 | Steel-Impressed Current | 1976-10-01 | Fiberglass Reinforced Plastic | Pressurized
THE BOYD BROTHERS INC DBA CORNER SHOP FOOD STORE | 5700 GA HWY 354 | PINE MOUNTAIN | Harris | 9072020 | 3 | Flapper Valve | 1998-09-28 | FALSE | 1992-02-01 | FALSE | Currently in Use | Premium | 10000 | Steel-Impressed Current | 1976-10-10 | Fiberglass Reinforced Plastic | Pressurized
THE STORE | 5130 GA HWY 219 | FORTSON | Harris | 9072022 | 1 | Ball Float | 1995-06-01 | FALSE | 1995-06-01 | FALSE | Currently in Use | Premium | 10000 | Fiberglass | 1995-06-01 | Fiberglass Reinforced Plastic | Pressurized
THE STORE | 5130 GA HWY 219 | FORTSON | Harris | 9072022 | 2 | Ball Float | 1995-06-01 | FALSE | 1995-06-01 | FALSE | Currently in Use | E-10 | 6000 | Fiberglass | 1995-06-01 | Fiberglass Reinforced Plastic | Pressurized
THE STORE | 5130 GA HWY 219 | FORTSON | Harris | 9072022 | 3 | Ball Float | 1995-06-01 | FALSE | 1995-06-01 | FALSE | Currently in Use | Diesel | 4000 | Fiberglass | 1995-06-01 | Fiberglass Reinforced Plastic | Pressurized
THE STORE | 5130 GA HWY 219 | FORTSON | Harris | 9072022 | 4 | Ball Float | 1995-06-01 | FALSE | 1995-06-01 | FALSE | Currently in Use | Kerosene | 1000 | Composite | 1995-06-01 | Fiberglass Reinforced Plastic | Safe Suction (Euro)
SLAUGHTER'S GROCERY | 1131 MAIN ST | SHILOH | Harris | 9072024 | 1 |  | 1998-12-01 |  | 1998-12-01 |  | Temporarily out of use | Kerosene | 500 | Steel-Impressed Current | 1998-12-01 | Cathodically Protected | Safe Suction (Euro)
SLAUGHTER'S GROCERY | 1131 MAIN ST | SHILOH | Harris | 9072024 | 2 |  | 1998-12-01 | FALSE | 1998-12-01 | FALSE | Temporarily out of use | Gas (Historical Use) | 8000 |  | 1998-12-01 | Cathodically Protected | Safe Suction (Euro)
SLAUGHTER'S GROCERY | 1131 MAIN ST | SHILOH | Harris | 9072024 | 3 |  | 1998-12-01 | FALSE | 1998-12-01 | FALSE | Temporarily out of use | Gas (Historical Use) | 6000 |  | 1998-12-01 | Cathodically Protected | Safe Suction (Euro)
SLAUGHTER'S GROCERY | 1131 MAIN ST | SHILOH | Harris | 9072024 | 4 |  | 1998-12-01 | FALSE | 1998-12-01 | FALSE | Temporarily out of use | Gas (Historical Use) | 4000 |  | 1998-12-01 | Cathodically Protected | Safe Suction (Euro)
SLAUGHTER'S GROCERY | 1131 MAIN ST | SHILOH | Harris | 9072024 | 5 |  | 1998-12-01 | FALSE | 1998-12-01 | FALSE | Temporarily out of use | Diesel | 4000 |  | 1998-12-01 | Cathodically Protected | Safe Suction (Euro)
FORMER SERVICE STATION | 161 MAIN STREET | PINE MOUNTAIN | Harris | 9072026 | 1 | [5 empty] | Closed in Ground | Empty | 0 | Not Marked/Unknown | 2010-06-29 | Not Marked
FORMER SERVICE STATION | 161 MAIN STREET | PINE MOUNTAIN | Harris | 9072026 | 2 |  |  | FALSE |  | FALSE | Closed in Ground |  | 0 | Unknown
PINE MOUNTAIN AUTO SUPPLY-SERVIC | 217 MAIN ST | PINE MOUNTAIN | Harris | 9072028 | 1 | Flapper Valve | 1998-12-04 |  | 1998-12-04 |  | Closed in Ground | Gas (Historical Use) | 1000 | Steel-Impressed Current | 1998-12-04 | Steel (Impressed Current) | Safe Suction (Euro)
PINE MOUNTAIN AUTO SUPPLY-SERVIC | 217 MAIN ST | PINE MOUNTAIN | Harris | 9072028 | 2 | Flapper Valve | 1998-12-04 |  | 1998-12-04 |  | Closed in Ground | Gas (Historical Use) | 1000 | Steel-Impressed Current | 1998-12-04 | Steel (Impressed Current) | Safe Suction (Euro)
PINE MOUNTAIN AUTO SUPPLY-SERVIC | 217 MAIN ST | PINE MOUNTAIN | Harris | 9072028 | 3 | Flapper Valve | 1998-12-04 |  | 1998-12-04 |  | Closed in Ground | Gas (Historical Use) | 1000 | Steel-Impressed Current | 1998-12-04 | Steel (Impressed Current) | Safe Suction (Euro)
MIDWAY GROCERY | 10016 GA HWY 315 | CATAULA | Harris | 9072029 | 1 | Flapper Valve | 1998-12-01 | FALSE | 1989-03-13 | FALSE | Temporarily out of use | Regular | 2000 | Epoxy | 2010-02-11 | Fiberglass Reinforced Plastic | Pressurized
MIDWAY GROCERY | 10016 GA HWY 315 | CATAULA | Harris | 9072029 | 2 |  | 1998-12-01 | FALSE | 1989-03-13 | FALSE | Temporarily out of use | Premium | 2000 | Epoxy | 2010-02-11 | Fiberglass Reinforced Plastic | Pressurized
MIDWAY GROCERY | 10016 GA HWY 315 | CATAULA | Harris | 9072029 | 3 |  | 1998-12-01 | FALSE | 1989-03-13 | FALSE | Temporarily out of use | Regular | 2000 | Epoxy | 1989-04-01 | Fiberglass Reinforced Plastic | Pressurized
HARRIS COUNTY PUBLIC WORKS DEPT | 9982 GA HWY 116 EAST | HAMILTON | Harris | 9072030 | 1 | Flapper Valve | 1996-10-01 | FALSE | 1992-10-01 | FALSE | Removed from Ground | Diesel | 10000 | Galvanic (STIP-3) | 1992-10-21 | Fiberglass Reinforced Plastic | Safe Suction (Euro)
HARRIS COUNTY PUBLIC WORKS DEPT | 9982 GA HWY 116 EAST | HAMILTON | Harris | 9072030 | 2 | [5 empty] | Removed from Ground | Gas (Historical Use) | 10000 | Unknown | 1998-11-18 | Galvanized Steel
HARRIS COUNTY PUBLIC WORKS DEPT | 9982 GA HWY 116 EAST | HAMILTON | Harris | 9072030 | 3 | Flapper Valve | 1998-10-01 | FALSE | 1998-10-01 | FALSE | Currently in Use | Regular | 10000 | Composite | 1998-10-23 | Fiberglass Reinforced Plastic | Safe Suction (Euro)
VACANT LOT | 121 S COLLEGE STREET | HAMILTON | Harris | 9072031 | 1 | [5 empty] | Removed from Ground | Gas (Historical Use) | 500 | Bare Steel | 1937-01-01 | Bare Steel | Suction (American)
VACANT LOT | 121 S COLLEGE STREET | HAMILTON | Harris | 9072031 | 2 | [5 empty] | Removed from Ground | Gas (Historical Use) | 400 | Bare Steel | 1958-01-01 | Bare Steel | Safe Suction (Euro)
VACANT LOT | 121 S COLLEGE STREET | HAMILTON | Harris | 9072031 | 3 | [5 empty] | Removed from Ground | Gas (Historical Use) | 500 | Bare Steel | 1937-01-01 | Bare Steel | Safe Suction (Euro)
OLD GAS STATION | PINE LAKE RD | WEST POINT | Harris | 9072032 | 1 | [5 empty] | Removed from Ground | Diesel | 0 | Not Marked/Unknown | 1996-09-01 | Not Marked
OLD GAS STATION | PINE LAKE RD | WEST POINT | Harris | 9072032 | 2 | [5 empty] | Removed from Ground | Gas (Historical Use) | 0 | Not Marked/Unknown | 1996-09-01 | Not Marked
BILLY BOBS | 6050 GA HWY 85 | ELLERSLIE | Harris | 9072033 | 1 | Flapper Valve | 1988-08-01 | FALSE | 1989-09-01 | FALSE | Currently in Use | Diesel | 6000 | Steel-Impressed Current | 1989-10-01 | Steel (Impressed Current) | Safe Suction (Euro)
BILLY BOBS | 6050 GA HWY 85 | ELLERSLIE | Harris | 9072033 | 2 | Flapper Valve | 1998-08-01 | FALSE | 1989-09-01 | FALSE | Currently in Use | Regular | 8000 | Steel-Impressed Current | 1989-10-01 | Steel (Impressed Current) | Pressurized
BILLY BOBS | 6050 GA HWY 85 | ELLERSLIE | Harris | 9072033 | 3 | Flapper Valve | 1998-08-01 | FALSE | 1989-09-01 | FALSE | Currently in Use | E-10 | 8000 | Steel-Impressed Current | 1989-10-01 | Steel (Impressed Current) | Pressurized
BILLY BOBS | 6050 GA HWY 85 | ELLERSLIE | Harris | 9072033 | 4 | Flapper Valve | 1998-08-01 | FALSE | 1989-09-01 | FALSE | Currently in Use | Premium | 8000 | Steel-Impressed Current | 1989-10-01 | Steel (Impressed Current) | Pressurized
PINE RIDGE ELEMENTARY SCHOOL | 15750 GA HWY 315 | ELLERSLIE | Harris | 9072034 | 1 |  | 1998-12-14 |  | 1989-10-01 |  | Removed from Ground | Gas (Historical Use) | 4000 | Galvanic (STIP-3) | 1989-10-17 | Cathodically Protected
PINE RIDGE ELEMENTARY SCHOOL | 15750 GA HWY 315 | ELLERSLIE | Harris | 9072034 | 2 |  | 1998-12-14 |  | 1989-10-01 |  | Removed from Ground | Diesel | 4000 | Galvanic (STIP-3) | 1989-10-17 | Cathodically Protected
RACHELS COUNTRY KITCHEN | 13516 HWY 116 | PINE MOUNTAIN VALLEY | Harris | 9072035 | 1 | [5 empty] | Removed from Ground | Gas (Historical Use) | 2000 | Cathodically Protected Steel | 1980-01-01 | Galvanized Steel | Safe Suction (Euro)
RACHELS COUNTRY KITCHEN | 13516 HWY 116 | PINE MOUNTAIN VALLEY | Harris | 9072035 | 2 | [5 empty] | Removed from Ground | Diesel | 1000 | Cathodically Protected Steel | 1980-01-01 | Galvanized Steel | Safe Suction (Euro)
RACHELS COUNTRY KITCHEN | 13516 HWY 116 | PINE MOUNTAIN VALLEY | Harris | 9072035 | 3 | [5 empty] | Removed from Ground | Gas (Historical Use) | 2000 | Cathodically Protected Steel | 1980-01-01 | Galvanized Steel | Safe Suction (Euro)
BR&R CORNER STORE | 3746 HWY 85 | ELLERSLIE | Harris | 9072037 | 1 | Ball Float | 1995-11-01 | FALSE | 1995-11-01 | FALSE | Currently in Use | Premium | 10000 | Fiberglass | 1995-11-01 | Fiberglass Reinforced Plastic | Pressurized
BR&R CORNER STORE | 3746 HWY 85 | ELLERSLIE | Harris | 9072037 | 2 | Ball Float | 1995-11-01 | FALSE | 1995-11-01 | FALSE | Currently in Use | Regular | 6000 | Fiberglass | 1995-11-01 | Fiberglass Reinforced Plastic | Pressurized
BR&R CORNER STORE | 3746 HWY 85 | ELLERSLIE | Harris | 9072037 | 3 | Ball Float | 1995-11-01 | FALSE | 1995-11-01 | FALSE | Currently in Use | Diesel | 4000 | Fiberglass | 1995-11-01 | Fiberglass Reinforced Plastic | Pressurized
FORMER SERVICE STATION | PINE LAKE RD | PINE MOUNTAIN | Harris | 9072038 | 1 | [5 empty] | Permanently Out of Use - historical purposes | Gas (Historical Use) | 2000 | Not Marked/Unknown |  | Not Marked
FORMER SERVICE STATION | PINE LAKE RD | PINE MOUNTAIN | Harris | 9072038 | 2 | [5 empty] | Permanently Out of Use - historical purposes | Gas (Historical Use) | 2000 | Not Marked/Unknown |  | Not Marked
THE FILLING STATION | HWY 27 & DOGWOOD LANE | HAMILTON | Harris | 9072040 | 1 | [5 empty] | Removed from Ground | Gas (Historical Use) | 550 | Not Marked/Unknown | 1997-08-04 | Not Marked
THE FILLING STATION | HWY 27 & DOGWOOD LANE | HAMILTON | Harris | 9072040 | 2 | [5 empty] | Removed from Ground | Gas (Historical Use) | 550 | Not Marked/Unknown | 1997-08-04 | Not Marked
THE FILLING STATION | HWY 27 & DOGWOOD LANE | HAMILTON | Harris | 9072040 | 3 | [5 empty] | Removed from Ground | Gas (Historical Use) | 1200 | Not Marked/Unknown | 1997-08-04 | Not Marked
HAMILTON AUTO PARTS (SHANNON COT | 133 SOUTH COLLEGE STREET | HAMILTON | Harris | 9072042 | 1 | [5 empty] | Removed from Ground | Gas (Historical Use) | 6000 | Not Marked/Unknown | 1998-10-27 | Not Marked
HAMILTON AUTO PARTS (SHANNON COT | 133 SOUTH COLLEGE STREET | HAMILTON | Harris | 9072042 | 2 | [5 empty] | Removed from Ground | Gas (Historical Use) | 6000 | Not Marked/Unknown | 1998-10-27 | Not Marked
HAMILTON AUTO PARTS (SHANNON COT | 133 SOUTH COLLEGE STREET | HAMILTON | Harris | 9072042 | 3 | [5 empty] | Removed from Ground | Gas (Historical Use) | 1000 | Not Marked/Unknown | 1998-10-27 | Not Marked
HAMILTON AUTO PARTS (SHANNON COT | 133 SOUTH COLLEGE STREET | HAMILTON | Harris | 9072042 | 4 | [5 empty] | Removed from Ground | Other | 500 | Not Marked/Unknown | 1998-10-27 | Not Marked
HAMILTON AUTO PARTS (SHANNON COT | 133 SOUTH COLLEGE STREET | HAMILTON | Harris | 9072042 | 5 |  |  | TRUE |  | TRUE | Removed from Ground | Used Oil | 550 | Not Marked/Unknown | 1998-10-27 | Not Marked
KITS MINI MART | 353 WEST MAINT ST | PINE MOUNTAIN | Harris | 9072043 | 1 | Ball Float | 1998-10-01 | FALSE | 1998-10-01 | FALSE | Currently in Use | Diesel | 10000 | Fiberglass | 1998-10-01 | Fiberglass Reinforced Plastic | Pressurized
KITS MINI MART | 353 WEST MAINT ST | PINE MOUNTAIN | Harris | 9072043 | 2 | Ball Float | 1998-10-01 | FALSE | 1998-10-01 | FALSE | Currently in Use | Regular | 8000 | Fiberglass | 1998-10-01 | Fiberglass Reinforced Plastic | Pressurized
KITS MINI MART | 353 WEST MAINT ST | PINE MOUNTAIN | Harris | 9072043 | 3 | Ball Float | 1998-10-01 | FALSE | 1998-10-01 | FALSE | Currently in Use | Premium | 8000 | Fiberglass | 1998-10-01 | Fiberglass Reinforced Plastic | Pressurized
CIRCLE K 6720 | 108 W HARRIS ST | PINE MOUNTAIN | Harris | 9072044 | 1 | Ball Float | 1999-03-16 | FALSE | 1999-03-16 | FALSE | Currently in Use | Premium | 12000 | Composite | 1999-03-16 | Fiberglass Reinforced Plastic | Pressurized
CIRCLE K 6720 | 108 W HARRIS ST | PINE MOUNTAIN | Harris | 9072044 | 2 | Ball Float | 1999-03-16 | FALSE | 1999-03-16 | FALSE | Currently in Use | Regular | 15000 | Composite | 1999-03-16 | Fiberglass Reinforced Plastic | Pressurized
DIVERSE POWER INCORPORATED | 6511 GA HWY 315 | CATAULA | Harris | 9072045 | 1 | Flapper Valve | 1999-06-16 | FALSE | 1999-06-16 | FALSE | Currently in Use | Diesel | 20000 | Fiberglass Double Walled | 1999-07-01 | Double-Walled Fiberglass | Pressurized
CITGO FOOD MART | 9089 HIGHWAY 18 | PINE MOUNTAIN | Harris | 9072046 | 1 | Ball Float | 1999-07-01 | FALSE | 1999-07-01 | FALSE | Currently in Use | Regular | 12000 | Fiberglass Double Walled | 1999-07-01 | Double-Walled Fiberglass | Pressurized
CITGO FOOD MART | 9089 HIGHWAY 18 | PINE MOUNTAIN | Harris | 9072046 | 2 | Ball Float | 1999-07-01 | FALSE | 1999-07-01 | FALSE | Currently in Use | Premium | 10000 | Fiberglass Double Walled | 1999-07-01 | Double-Walled Fiberglass | Pressurized
CITGO FOOD MART | 9089 HIGHWAY 18 | PINE MOUNTAIN | Harris | 9072046 | 3 | Ball Float | 1999-07-01 | FALSE | 1999-07-01 | FALSE | Currently in Use | Diesel | 10000 | Fiberglass Double Walled | 1999-07-01 | Double-Walled Fiberglass | Pressurized
CALLAWAY GARDENS WASTEWATER TREA | HIGHWAY 27 | PINE MOUNTAIN | Harris | 9072047 | 1 | [5 empty] | Removed from Ground | Diesel | 280 | Bare Steel | 2000-12-05 | Bare Steel
CALLAWAY GARDENS WASTEWATER TREA | HIGHWAY 27 | PINE MOUNTAIN | Harris | 9072047 | 2 | [5 empty] | Removed from Ground | Empty | 280 | Bare Steel | 2000-12-05 | Bare Steel
Hop In #100512 | 871 US HWY 27 | CATAULA | Harris | 9072048 | 1 | Flapper Valve | 2000-09-15 | FALSE | 2000-09-15 | FALSE | Currently in Use | Regular | 10000 | Fiberglass Double Walled | 2000-09-15 | Double-Walled Fiberglass | Pressurized
Hop In #100512 | 871 US HWY 27 | CATAULA | Harris | 9072048 | 2 | Flapper Valve | 2000-09-15 | FALSE | 2000-09-15 | FALSE | Currently in Use | Premium | 8000 | Fiberglass Double Walled | 2000-09-15 | Double-Walled Fiberglass | Pressurized
Hop In #100512 | 871 US HWY 27 | CATAULA | Harris | 9072048 | 3 | Flapper Valve | 2000-09-15 | FALSE | 2000-09-15 | FALSE | Currently in Use | Diesel | 8000 | Fiberglass Double Walled | 2000-09-15 | Double-Walled Fiberglass | Pressurized
JENNYS YARD SALE | OLD RIVER RD & RIVER RD | FORTSON | Harris | 9072049 | 1 | [5 empty] | Closed in Ground | Gas (Historical Use) | 560 | Bare Steel | 2000-08-31 | Bare Steel | Safe Suction (Euro)
JENNYS YARD SALE | OLD RIVER RD & RIVER RD | FORTSON | Harris | 9072049 | 2 | [5 empty] | Closed in Ground | Gas (Historical Use) | 560 | Bare Steel | 2000-08-31 | Bare Steel | Safe Suction (Euro)
JENNYS YARD SALE | OLD RIVER RD & RIVER RD | FORTSON | Harris | 9072049 | 3 | [5 empty] | Closed in Ground | Gas (Historical Use) | 560 | Bare Steel | 2000-08-31 | Bare Steel | Safe Suction (Euro)
ROBERT HORN PROPERTY | 202 LAKE REBEL DR | FORTSON | Harris | 9072050 | 1 | [5 empty] | Installed | Gas (Historical Use) | 0 | Not Marked/Unknown |  | Not Marked
J&A TIRE | HWY 27 | PINE MOUNTAIN | Harris | 9072051 | 1 | [5 empty] | Removed from Ground | Gas (Historical Use) | 6000 | Bare Steel | 1975-01-01 | Bare Steel | Safe Suction (Euro)
J&A TIRE | HWY 27 | PINE MOUNTAIN | Harris | 9072051 | 2 | [5 empty] | Removed from Ground | Gas (Historical Use) | 6000 | Bare Steel | 1975-01-01 | Bare Steel | Safe Suction (Euro)
J&A TIRE | HWY 27 | PINE MOUNTAIN | Harris | 9072051 | 3 | [5 empty] | Removed from Ground | Gas (Historical Use) | 6000 | Bare Steel | 1975-01-01 | Bare Steel | Safe Suction (Euro)
J&A TIRE | HWY 27 | PINE MOUNTAIN | Harris | 9072051 | 4 | [5 empty] | Removed from Ground | Diesel | 1000 | Bare Steel | 1975-01-01 | Bare Steel | Safe Suction (Euro)
HAMILTON MARATHON | 27 MOUNTAIN CREEK DR | HAMILTON | Harris | 9072052 | 1 | Ball Float | 2000-11-01 | FALSE | 2000-11-01 | FALSE | Currently in Use | Premium | 15000 | Composite | 2000-11-01 | Double-Walled Fiberglass | Pressurized
HAMILTON MARATHON | 27 MOUNTAIN CREEK DR | HAMILTON | Harris | 9072052 | 2 | Ball Float | 2000-11-01 | FALSE | 2000-11-01 | FALSE | Currently in Use | Regular | 10000 | Composite | 2000-11-01 | Double-Walled Fiberglass | Pressurized
EXIT 19 CHEVRON | 4206 GA HWY 315 | FORTSON | Harris | 9120010 | 1 |  | 1996-05-01 |  | 1996-05-01 |  | Currently in Use | Gas (Historical Use) | 10000 | Composite | 1996-05-28 | Fiberglass Reinforced Plastic | Pressurized
EXIT 19 CHEVRON | 4206 GA HWY 315 | FORTSON | Harris | 9120010 | 2 |  | 1996-05-01 |  | 1996-05-01 |  | Currently in Use | Gas (Historical Use) | 10000 | Composite | 1996-05-28 | Fiberglass Reinforced Plastic | Pressurized
EXIT 19 CHEVRON | 4206 GA HWY 315 | FORTSON | Harris | 9120010 | 3 |  | 1996-05-01 |  | 1996-05-01 |  | Currently in Use | Gas (Historical Use) | 10000 | Composite | 1996-05-28 | Fiberglass Reinforced Plastic | Pressurized
EXIT 19 CHEVRON | 4206 GA HWY 315 | FORTSON | Harris | 9120010 | 4 |  | 1996-05-01 |  | 1996-05-01 |  | Currently in Use | Diesel | 15000 | Composite | 1996-05-28 | Fiberglass Reinforced Plastic | Pressurized
GEO FOOD MART | 1612 US HWY 27 | CATAULA | Harris | 10001585 | 1 | Ball Float | 2013-09-09 | FALSE | 2011-11-28 | FALSE | Currently in Use | Regular | 12000 | Fiberglass | 2008-08-18 | Double-Walled Fiberglass | Pressurized
GEO FOOD MART | 1612 US HWY 27 | CATAULA | Harris | 10001585 | 2A | Ball Float | 2013-09-09 | FALSE | 2011-11-28 | FALSE | Currently in Use | Premium | 6000 | Fiberglass | 2008-08-18 | Double-Walled Fiberglass | Pressurized
GEO FOOD MART | 1612 US HWY 27 | CATAULA | Harris | 10001585 | 2B | Ball Float | 2013-09-09 | FALSE | 2011-11-28 | FALSE | Currently in Use | Diesel | 6000 | Fiberglass | 2008-08-18 | Double-Walled Fiberglass | Pressurized
MULBERRY VILLAGE | 6017 HWY 315 | CATAULA | Harris | 10001593 | 1 | Flapper Valve | 2007-08-12 | FALSE | 2007-08-12 | FALSE | Temporarily out of use | Empty | 10000 | Composite | 2007-06-01 | Double-Walled Fiberglass | Pressurized
MULBERRY VILLAGE | 6017 HWY 315 | CATAULA | Harris | 10001593 | 2A | Flapper Valve | 2007-08-12 | FALSE | 2007-08-12 | FALSE | Temporarily out of use | Empty | 4000 | Composite | 2007-06-01 | Double-Walled Fiberglass | Pressurized
MULBERRY VILLAGE | 6017 HWY 315 | CATAULA | Harris | 10001593 | 2B | Flapper Valve | 2007-08-12 | FALSE | 2007-08-12 | FALSE | Temporarily out of use | Empty | 3000 | Composite | 2007-06-01 | Double-Walled Fiberglass | Pressurized
MULBERRY VILLAGE | 6017 HWY 315 | CATAULA | Harris | 10001593 | 2C | Flapper Valve | 2007-08-12 | FALSE | 2007-08-12 | FALSE | Temporarily out of use | Empty | 3000 | Composite | 2007-06-01 | Double-Walled Fiberglass | Pressurized
CHIEF OIL | 7535 GA HWY 85 | WAVERLY HALL | Harris | 10001669 | 1 | Overfill Alarm | 2008-09-10 | FALSE | 2008-09-10 | FALSE | Currently in Use | Regular | 10000 | Composite Double Walled | 2008-09-10 | Fiberglass Reinforced Plastic | Pressurized
CHIEF OIL | 7535 GA HWY 85 | WAVERLY HALL | Harris | 10001669 | 2 | Overfill Alarm | 2008-09-10 | FALSE | 2008-09-10 | FALSE | Currently in Use | Premium | 5000 | Composite Double Walled | 2008-09-10 | Fiberglass Reinforced Plastic | Pressurized
CHIEF OIL | 7535 GA HWY 85 | WAVERLY HALL | Harris | 10001669 | 3 | Overfill Alarm | 2008-09-10 | FALSE | 2008-09-10 | FALSE | Currently in Use | Diesel | 10000 | Composite Double Walled | 2008-09-10 | Fiberglass Reinforced Plastic | Pressurized
CREEKSIDE SCHOOL | 8403 HWY 315 | CATAULA | Harris | 10001753 | 1 | Flapper Valve | 2009-01-01 | FALSE | 2009-01-01 | FALSE | Currently in Use | Diesel | 10000 | Epoxy Double-Walled | 2009-01-01 | Double-Walled Fiberglass | Pressurized
GRAY PROPERTY | CORNER OF US HWY 27 & COUNTY RD 208 | HAMILTON | Harris | 10000193 | 1 |  |  | FALSE |  | FALSE | Removed from Ground | Diesel | 750 | Unknown | 2002-08-28
A & A C STORE | 1560 HWY 27 | CATAULA | Harris | 10000838 | 1 | Flapper Valve | 1989-09-01 | FALSE | 1989-09-01 | FALSE | Temporarily out of use | Regular | 6000 | Galvanic (STIP-3) | 1989-09-01 | Galvanized Steel | Safe Suction (Euro)
A & A C STORE | 1560 HWY 27 | CATAULA | Harris | 10000838 | 2 | Flapper Valve | 1989-09-01 | FALSE | 1989-09-01 | FALSE | Temporarily out of use | Premium | 6000 | Galvanic (STIP-3) | 1989-09-01 | Galvanized Steel | Safe Suction (Euro)
A & A C STORE | 1560 HWY 27 | CATAULA | Harris | 10000838 | 3 | Flapper Valve | 1989-09-01 | FALSE | 1989-09-01 | FALSE | Temporarily out of use | Diesel | 6000 | Galvanic (STIP-3) | 1989-09-01 | Galvanized Steel | Safe Suction (Euro)
A & A C STORE | 1560 HWY 27 | CATAULA | Harris | 10000838 | 4 | Flapper Valve | 1989-09-01 | FALSE | 1989-09-01 | FALSE | Temporarily out of use | Diesel | 2000 | Galvanic (STIP-3) | 1989-09-01 | Galvanized Steel | Safe Suction (Euro)
A & A C STORE | 1560 HWY 27 | CATAULA | Harris | 10000838 | A |  |  | FALSE |  | FALSE | Removed from Ground | Not Marked | 3000 | Bare Steel | 1964-01-01
A & A C STORE | 1560 HWY 27 | CATAULA | Harris | 10000838 | B |  |  | FALSE |  | FALSE | Removed from Ground | Not Marked | 3000 | Bare Steel | 1964-01-01
A & A C STORE | 1560 HWY 27 | CATAULA | Harris | 10000838 | C |  |  | FALSE |  | FALSE | Removed from Ground | Not Marked | 3000 | Bare Steel | 1964-01-01
A & A C STORE | 1560 HWY 27 | CATAULA | Harris | 10000838 | D |  |  | FALSE |  | FALSE | Removed from Ground | Not Marked | 2000 | Bare Steel | 1974-01-01
FDR STATE PARK | 2970 GA HWY 190 | PINE MOUNTAIN | Harris | 10000664 | 1 | Flapper Valve | 2003-06-01 | FALSE | 2003-06-01 | FALSE | Temporarily out of use | Regular | 2500 | Fiberglass Double Walled | 2003-06-01 | Fiberglass Reinforced Plastic | Safe Suction (Euro)
FDR STATE PARK | 2970 GA HWY 190 | PINE MOUNTAIN | Harris | 10000664 | 2 | Flapper Valve | 2003-06-01 | FALSE | 2003-06-01 | FALSE | Temporarily out of use | Diesel | 2500 | Fiberglass Double Walled | 2003-06-01 | Fiberglass Reinforced Plastic | Safe Suction (Euro)
COLUMBUS GA VORTAC | RIVER RD | COLUMBUS | Harris | 720011 | 1 | [5 empty] | Removed from Ground | Diesel | 1000 | Bare Steel | 1950-01-01 | Copper | Safe Suction (Euro)
MOUNTAIN HILL ELEMENTARY SCHOOL | 33 MTN HILL RD | FORTSON | Harris | 720012 | 1 | [5 empty] | Removed from Ground | Gas (Historical Use) | 2000 | Bare Steel | 1976-04-23 | Galvanized Steel
MOUNTAIN HILL ELEMENTARY SCHOOL | 33 MTN HILL RD | FORTSON | Harris | 720012 | 2 |  | 1998-12-04 |  | 1989-12-04 |  | Removed from Ground | Gas (Historical Use) | 4000 | Galvanic (STIP-3) | 1989-11-15 | Cathodically Protected | Safe Suction (Euro)
MOUNTAIN HILL ELEMENTARY SCHOOL | 33 MTN HILL RD | FORTSON | Harris | 720012 | 3 |  | 1998-12-04 |  | 1989-12-04 |  | Removed from Ground | Diesel | 4000 | Galvanic (STIP-3) | 1989-11-15 | Cathodically Protected | Safe Suction (Euro)
CATAULA ELEMENTARY SCHOOL | HWY 27 | CATAULA | Harris | 720013 | 1 | [5 empty] | Removed from Ground | Gas (Historical Use) | 2000 | Bare Steel | 1976-04-23 | Galvanized Steel
WAVERLY HALL ELEMENTARY SCHOOL | HWY 208 | WAVERLY HALL | Harris | 720014 | 1 | [5 empty] | Removed from Ground | Gas (Historical Use) | 2000 | Bare Steel | 1985-04-21 | Galvanized Steel
HARRIS COUNTY SCHOOL BUS SHOP | 140 BARNES MILL DR | HAMILTON | Harris | 720015 | 1 |  |  | FALSE |  | FALSE | Removed from Ground | Gas (Historical Use) | 7000 | Bare Steel | 1974-04-24 | Galvanized Steel
HARRIS COUNTY SCHOOL BUS SHOP | 140 BARNES MILL DR | HAMILTON | Harris | 720015 | 2 |  |  | FALSE |  | FALSE |  | Gas (Historical Use) | 2000 | Bare Steel | 1985-04-21 | Galvanized Steel
HARRIS COUNTY SCHOOL BUS SHOP | 140 BARNES MILL DR | HAMILTON | Harris | 720015 | 3 | Flapper Valve | 1998-12-04 | FALSE | 1990-06-13 | FALSE | Removed from Ground | Regular | 8000 | Galvanic (STIP-3) | 1990-06-01 | Fiberglass Reinforced Plastic | Safe Suction (Euro)
HARRIS COUNTY SCHOOL BUS SHOP | 140 BARNES MILL DR | HAMILTON | Harris | 720015 | 4 | Flapper Valve | 1998-12-04 | FALSE | 1990-06-13 | FALSE | Removed from Ground | Diesel | 8000 | Galvanic (STIP-3) | 1990-06-01 | Fiberglass Reinforced Plastic | Safe Suction (Euro)
HARRIS COUNTY SCHOOL BUS SHOP | 140 BARNES MILL DR | HAMILTON | Harris | 720015 | 5 | Flapper Valve | 2018-06-21 | FALSE | 2018-06-21 | FALSE | Currently in Use | Gas (Historical Use) | 10000 | Composite Double Walled | 2018-06-21 | Double-Walled Flex | Pressurized
HARRIS COUNTY SCHOOL BUS SHOP | 140 BARNES MILL DR | HAMILTON | Harris | 720015 | 6 | Flapper Valve | 2018-06-21 | FALSE | 2018-06-21 | FALSE | Currently in Use | Diesel | 20000 | Composite Double Walled | 2018-06-21 | Double-Walled Flex | Pressurized
DOT 10320/HARRIS CO MAINT HQ | SR 116 E OF HAMILTON AT MP 10.52 | HAMILTON | Harris | 720018 | 10320-1 | [5 empty] | Closed in Ground | Gas (Historical Use) | 1000 | Bare Steel | 1972-05-02 | Galvanized Steel
DOT 10320/HARRIS CO MAINT HQ | SR 116 E OF HAMILTON AT MP 10.52 | HAMILTON | Harris | 720018 | 10320-2 | [5 empty] | Closed in Ground | Gas (Historical Use) | 500 | Bare Steel | 1982-04-30 | Galvanized Steel
DOT 10320/HARRIS CO MAINT HQ | SR 116 E OF HAMILTON AT MP 10.52 | HAMILTON | Harris | 720018 | 10320-3 | [5 empty] | Closed in Ground | Gas (Historical Use) | 1000 | Bare Steel | 1972-05-02 | Galvanized Steel
DOT 10320/HARRIS CO MAINT HQ | SR 116 E OF HAMILTON AT MP 10.52 | HAMILTON | Harris | 720018 | 10320-4 | [5 empty] | Closed in Ground | Diesel | 500 | Bare Steel | 1972-05-02 | Galvanized Steel
DOT 10320/HARRIS CO MAINT HQ | SR 116 E OF HAMILTON AT MP 10.52 | HAMILTON | Harris | 720018 | 10320-5 | [5 empty] | Closed in Ground | Diesel | 500 | Bare Steel | 1972-05-02 | Galvanized Steel
DOT 10320/HARRIS CO MAINT HQ | SR 116 E OF HAMILTON AT MP 10.52 | HAMILTON | Harris | 720018 | 320D1 | [5 empty] | Removed from Ground | Diesel | 2000 | Cathodically Protected Steel | 1987-01-01 | Galvanized Steel | Safe Suction (Euro)
DOT 10320/HARRIS CO MAINT HQ | SR 116 E OF HAMILTON AT MP 10.52 | HAMILTON | Harris | 720018 | 320G1 | [5 empty] | Removed from Ground | Gas (Historical Use) | 2000 | Cathodically Protected Steel | 1987-01-01 | Galvanized Steel | Safe Suction (Euro)
HARRIS COUNTY/CALLAWAY GARDENS A | 789 SKY MEADOW DRIVE | PINE MOUNTAIN | Harris | 720020 | 1 | [5 empty] | Removed from Ground | Other | 2000 | Bare Steel | 1970-01-01 | Bare Steel
HARRIS COUNTY/CALLAWAY GARDENS A | 789 SKY MEADOW DRIVE | PINE MOUNTAIN | Harris | 720020 | 2 | [5 empty] | Removed from Ground | Other | 2000 | Bare Steel | 1970-01-01 | Bare Steel
HARRIS COUNTY/CALLAWAY GARDENS A | 789 SKY MEADOW DRIVE | PINE MOUNTAIN | Harris | 720020 | 3 | [5 empty] | Removed from Ground | Other | 10000 | Fiberglass | 1970-01-01 | Bare Steel | Suction (American)
HARRIS COUNTY/CALLAWAY GARDENS A | 789 SKY MEADOW DRIVE | PINE MOUNTAIN | Harris | 720020 | 4 | [5 empty] | Closed in Ground | Other | 10000 | Fiberglass | 1970-01-01 | Unknown
HARRIS COUNTY/CALLAWAY GARDENS A | 789 SKY MEADOW DRIVE | PINE MOUNTAIN | Harris | 720020 | 5 | [5 empty] | Removed from Ground | Other | 5000 | Unknown | 1990-01-01 | Unknown | Suction (American)
PINE MOUNTAIN TEXACO | HWYS 18 & 27 | PINE MOUNTAIN | Harris | 720022 | 1 | [5 empty] | Permanently Out Of Use | Gas (Historical Use) | 4000 | Bare Steel | 1966-05-04 | Galvanized Steel
PINE MOUNTAIN TEXACO | HWYS 18 & 27 | PINE MOUNTAIN | Harris | 720022 | 2 | [5 empty] | Permanently Out Of Use | Gas (Historical Use) | 4000 | Bare Steel | 1966-05-04 | Galvanized Steel
PINE MOUNTAIN TEXACO | HWYS 18 & 27 | PINE MOUNTAIN | Harris | 720022 | 3 | [5 empty] | Permanently Out Of Use | Gas (Historical Use) | 2000 | Bare Steel | 1981-04-30 | Galvanized Steel
HARRIS COUNTY WATER DEPT | HARRIS HWY 315 WEST | CATAULA | Harris | 720024 | 1 | [5 empty] | Removed from Ground | Gas (Historical Use) | 2000 | Bare Steel | 1984-04-08 | Galvanized Steel | Safe Suction (Euro)
KIT'S | US HWY 27 & GA HWY 18 | PINE MOUNTAIN | Harris | 720025 | REG#1 | [5 empty] | Removed from Ground | Gas (Historical Use) | 10000 | Bare Steel | 1978-05-03 | Galvanized Steel
KIT'S | US HWY 27 & GA HWY 18 | PINE MOUNTAIN | Harris | 720025 | SUL#3 | [5 empty] | Removed from Ground | Gas (Historical Use) | 8000 | Bare Steel | 1978-05-03 | Galvanized Steel
KIT'S | US HWY 27 & GA HWY 18 | PINE MOUNTAIN | Harris | 720025 | UNL#2 | [5 empty] | Removed from Ground | Gas (Historical Use) | 8000 | Bare Steel | 1978-05-03 | Galvanized Steel
D&D FOOD MART | 8845 GA HWY 208 | WAVERLY HALL | Harris | 720026 | 1 | [5 empty] | Removed from Ground | Empty | 1000 | Bare Steel | 1968-04-18 | Unknown
D&D FOOD MART | 8845 GA HWY 208 | WAVERLY HALL | Harris | 720026 | 2 | [5 empty] | Removed from Ground | Empty | 560 | Bare Steel | 1968-04-18 | Unknown
D&D FOOD MART | 8845 GA HWY 208 | WAVERLY HALL | Harris | 720026 | 3 | [5 empty] | Removed from Ground | Empty | 560 | Bare Steel | 1968-04-18 | Unknown
D&D FOOD MART | 8845 GA HWY 208 | WAVERLY HALL | Harris | 720026 | 4 | Flapper Valve | 2009-04-01 | FALSE | 2009-04-01 | FALSE | Currently in Use | Regular | 2066 | Galvanic (STIP-3) | 1991-03-12 | Fiberglass Reinforced Plastic | Suction (American)
D&D FOOD MART | 8845 GA HWY 208 | WAVERLY HALL | Harris | 720026 | 5 | Flapper Valve | 2009-04-01 | FALSE | 2009-04-01 | FALSE | Currently in Use | Regular | 2066 | Galvanic (STIP-3) | 1991-03-12 | Fiberglass Reinforced Plastic | Safe Suction (Euro)
D&D FOOD MART | 8845 GA HWY 208 | WAVERLY HALL | Harris | 720026 | 6 | Flapper Valve | 2009-04-01 | FALSE | 2009-04-01 | FALSE | Currently in Use | Regular | 2128 | Galvanic (STIP-3) | 1991-03-12 | Fiberglass Reinforced Plastic | Safe Suction (Euro)
D&D FOOD MART | 8845 GA HWY 208 | WAVERLY HALL | Harris | 720026 | 7 | Flapper Valve | 2009-04-01 | FALSE | 2009-04-01 | FALSE | Temporarily out of use | Kerosene | 1034 | Galvanic (STIP-3) | 1991-03-12 | Fiberglass Reinforced Plastic | Safe Suction (Euro)
BARTLETT'S FERRY CONSTRUCTION | BOX 414B | FORTSON | Harris | 720027 | 1 | [5 empty] | Closed in Ground | Gas (Historical Use) | 3000 | Bare Steel | 1981-05-08 | Unknown
M&J FOOD MART | 9048 GA HWY 85 | WAVERLY HALL | Harris | 720029 | 1 | Flapper Valve | 1998-01-01 | FALSE | 1998-01-01 | FALSE | Removed from Ground | Regular | 6000 | Steel-Impressed Current | 1972-05-11 | Fiberglass Reinforced Plastic | Safe Suction (Euro)
M&J FOOD MART | 9048 GA HWY 85 | WAVERLY HALL | Harris | 720029 | 2 | Flapper Valve | 1998-01-01 | FALSE | 1998-01-01 | FALSE | Removed from Ground | Premium | 6000 | Steel-Impressed Current | 1972-05-11 | Fiberglass Reinforced Plastic | Safe Suction (Euro)
M&J FOOD MART | 9048 GA HWY 85 | WAVERLY HALL | Harris | 720029 | 3 | Flapper Valve | 1998-01-01 | FALSE | 1998-01-01 | FALSE | Removed from Ground | Plus | 4000 | Steel-Impressed Current | 1972-05-11 | Fiberglass Reinforced Plastic | Safe Suction (Euro)
M&J FOOD MART | 9048 GA HWY 85 | WAVERLY HALL | Harris | 720029 | 4 | Flapper Valve | 1998-01-01 | FALSE | 1998-01-01 | FALSE | Removed from Ground | Diesel | 2000 | Steel-Impressed Current | 1972-05-11 | Fiberglass Reinforced Plastic | Safe Suction (Euro)
M&J FOOD MART | 9048 GA HWY 85 | WAVERLY HALL | Harris | 720029 | 5 | Flapper Valve | 2005-10-27 | FALSE | 2005-10-27 | FALSE | Removed from Ground | Diesel | 4000 | Composite | 2004-10-25 | Fiberglass Reinforced Plastic | Safe Suction (Euro)
T W PHILLIPS GROCERY | GA 85 WEST | SHILOH | Harris | 720030 | 1 | [5 empty] | Removed from Ground | Gas (Historical Use) | 2000 | Bare Steel |  | Galvanized Steel
T W PHILLIPS GROCERY | GA 85 WEST | SHILOH | Harris | 720030 | 2 | [5 empty] | Removed from Ground | Gas (Historical Use) | 1000 | Bare Steel |  | Galvanized Steel
T W PHILLIPS GROCERY | GA 85 WEST | SHILOH | Harris | 720030 | 3 | [5 empty] | Removed from Ground | Gas (Historical Use) | 560 | Bare Steel |  | Galvanized Steel
SHOPPER STOP #271 | 4246 US HWY 27 | CATAULA | Harris | 720031 | 1PL | [5 empty] | Removed from Ground | Gas (Historical Use) | 4000 | Bare Steel | 1998-05-01 | Galvanized Steel | Suction (American)
SHOPPER STOP #271 | 4246 US HWY 27 | CATAULA | Harris | 720031 | 2RU | [5 empty] | Removed from Ground | Gas (Historical Use) | 3000 | Bare Steel | 1998-05-01 | Galvanized Steel | Suction (American)
SHOPPER STOP #271 | 4246 US HWY 27 | CATAULA | Harris | 720031 | 3SU | [5 empty] | Removed from Ground | Gas (Historical Use) | 2000 | Bare Steel | 1998-05-01 | Galvanized Steel | Suction (American)
SHOPPER STOP #271 | 4246 US HWY 27 | CATAULA | Harris | 720031 | D | Flapper Valve | 1998-04-01 | FALSE | 1998-04-01 | FALSE | Temporarily out of use | Empty | 8000 | Composite | 1998-04-01 | Fiberglass Reinforced Plastic | Pressurized
SHOPPER STOP #271 | 4246 US HWY 27 | CATAULA | Harris | 720031 | E | Flapper Valve | 1998-04-01 | FALSE | 1998-04-01 | FALSE | Temporarily out of use | Empty | 4000 | Composite | 1998-04-01 | Fiberglass Reinforced Plastic | Pressurized
BILLY BOBS TOO | GA 116 E | PINE MOUNTAIN VALLEY | Harris | 720032 | 1 |  | 1998-01-01 |  | 1998-01-01 |  | Removed from Ground | Gas (Historical Use) | 4000 | Steel-Impressed Current | 1980-05-09 | Cathodically Protected | Safe Suction (Euro)
BILLY BOBS TOO | GA 116 E | PINE MOUNTAIN VALLEY | Harris | 720032 | 2 |  | 1998-01-01 |  | 1998-01-01 |  | Removed from Ground | Gas (Historical Use) | 4000 | Steel-Impressed Current | 1980-05-09 | Cathodically Protected | Safe Suction (Euro)
BILLY BOBS TOO | GA 116 E | PINE MOUNTAIN VALLEY | Harris | 720032 | 3 |  | 1998-01-01 |  | 1998-01-01 |  | Removed from Ground | Gas (Historical Use) | 4000 | Steel-Impressed Current | 1980-05-09 | Cathodically Protected | Safe Suction (Euro)
BILLY BOBS TOO | GA 116 E | PINE MOUNTAIN VALLEY | Harris | 720032 | 4 |  | 1998-01-01 |  | 1998-01-01 |  | Removed from Ground | Diesel | 2000 | Steel-Impressed Current | 1980-01-01 | Cathodically Protected | Safe Suction (Euro)
BILLY BOBS TOO | GA 116 E | PINE MOUNTAIN VALLEY | Harris | 720032 | 5 |  | 1998-01-01 |  | 1998-01-01 |  | Removed from Ground | Kerosene | 1000 | Steel-Impressed Current | 1980-01-01 | Cathodically Protected | Safe Suction (Euro)
J & J SUPERMARKET | 1205 US 27 | CATAULA | Harris | 720033 | 1 | Flapper Valve | 1998-01-01 | FALSE | 1998-01-01 | FALSE | Currently in Use | Premium | 5000 | Steel-Impressed Current | 1984-05-08 | Steel (Impressed Current) | Safe Suction (Euro)
J & J SUPERMARKET | 1205 US 27 | CATAULA | Harris | 720033 | 2 | Flapper Valve | 1998-01-01 | FALSE | 1998-01-01 | FALSE | Currently in Use | Plus | 4000 | Steel-Impressed Current | 1984-05-08 | Steel (Impressed Current) | Pressurized
J & J SUPERMARKET | 1205 US 27 | CATAULA | Harris | 720033 | 3 | Flapper Valve | 1998-01-01 | FALSE | 1998-01-01 | FALSE | Currently in Use | Regular | 4000 | Steel-Impressed Current | 1984-05-08 | Steel (Impressed Current) | Pressurized
J & J SUPERMARKET | 1205 US 27 | CATAULA | Harris | 720033 | 4 | Flapper Valve | 1998-01-01 | FALSE | 1998-01-01 | FALSE | Currently in Use | Diesel | 3000 | Steel-Impressed Current | 1984-05-08 | Steel (Impressed Current)
J & J SUPERMARKET | 1205 US 27 | CATAULA | Harris | 720033 | 5 | Flapper Valve | 1998-01-01 | FALSE | 1998-01-01 | FALSE | Currently in Use | Diesel | 3000 | Steel-Impressed Current | 1984-05-08 | Steel (Impressed Current) | Pressurized
J & J SUPERMARKET | 1205 US 27 | CATAULA | Harris | 720033 | 6 | Flapper Valve | 1999-04-28 | FALSE | 1999-04-28 | FALSE | Currently in Use | Diesel | 1000 | Steel-Impressed Current | 1999-04-28 | Steel (Impressed Current) | Pressurized
B & G FOOD MART | 132 N OLD COLLEGE ST | HAMILTON | Harris | 720034 | 1 | [5 empty] | Removed from Ground | Gas (Historical Use) | 4000 | Bare Steel | 1996-03-17 | Galvanized Steel
B & G FOOD MART | 132 N OLD COLLEGE ST | HAMILTON | Harris | 720034 | 2 | [5 empty] | Removed from Ground | Gas (Historical Use) | 4000 | Bare Steel | 1996-03-17 | Galvanized Steel
B & G FOOD MART | 132 N OLD COLLEGE ST | HAMILTON | Harris | 720034 | 3 | [5 empty] | Removed from Ground | Gas (Historical Use) | 4000 | Bare Steel | 1996-03-17 | Galvanized Steel
B & G FOOD MART | 132 N OLD COLLEGE ST | HAMILTON | Harris | 720034 | 4 | [5 empty] | Removed from Ground | Kerosene | 1000 | Marked Unknown | 1996-03-17
B & G FOOD MART | 132 N OLD COLLEGE ST | HAMILTON | Harris | 720034 | 5A | Flapper Valve | 1996-09-01 | FALSE | 1996-09-01 | FALSE | Temporarily out of use | Regular | 4000 | Composite | 1996-09-01 | Fiberglass Reinforced Plastic | Safe Suction (Euro)
B & G FOOD MART | 132 N OLD COLLEGE ST | HAMILTON | Harris | 720034 | 5B | Flapper Valve | 1996-09-01 | FALSE | 1996-09-01 | FALSE | Temporarily out of use | Premium | 4000 | Composite | 1996-09-01 | Fiberglass Reinforced Plastic | Safe Suction (Euro)
B & G FOOD MART | 132 N OLD COLLEGE ST | HAMILTON | Harris | 720034 | 5C | Flapper Valve | 1996-09-01 | FALSE | 1996-09-01 | FALSE | Temporarily out of use | Diesel | 4000 | Composite | 1996-09-01 | Fiberglass Reinforced Plastic | Safe Suction (Euro)
WAVERLY HALL BP | GA HWY 85 | WAVERLY HALL | Harris | 720035 | 1 |  | 1998-01-01 |  | 1998-01-01 |  | Removed from Ground | Gas (Historical Use) | 4000 | Steel-Impressed Current | 1976-05-10 | Cathodically Protected
WAVERLY HALL BP | GA HWY 85 | WAVERLY HALL | Harris | 720035 | 2 |  | 1998-01-01 |  | 1998-01-01 |  | Removed from Ground | Gas (Historical Use) | 4000 | Steel-Impressed Current | 1976-05-10 | Cathodically Protected | Safe Suction (Euro)
WAVERLY HALL BP | GA HWY 85 | WAVERLY HALL | Harris | 720035 | 3 |  | 1998-01-01 |  | 1998-01-01 |  | Removed from Ground | Gas (Historical Use) | 3000 | Steel-Impressed Current | 1976-05-10 | Cathodically Protected | Safe Suction (Euro)
WAVERLY HALL BP | GA HWY 85 | WAVERLY HALL | Harris | 720035 | 4 |  | 1998-01-01 |  | 1998-01-01 |  | Removed from Ground | Gas (Historical Use) | 10000 | Steel-Impressed Current | 1976-05-10 | Cathodically Protected | Safe Suction (Euro)
WAVERLY HALL BP | GA HWY 85 | WAVERLY HALL | Harris | 720035 | 5 |  | 1998-01-01 |  | 1998-01-01 |  | Removed from Ground | Gas (Historical Use) | 10000 | Steel-Impressed Current | 1976-05-10 | Cathodically Protected
WAVERLY HALL BP | GA HWY 85 | WAVERLY HALL | Harris | 720035 | 6 |  | 1998-01-01 |  | 1998-01-01 |  | Removed from Ground | Diesel | 2000 | Fiberglass | 1998-01-01 | Cathodically Protected | Safe Suction (Euro)
VARDEMANS GROCERY | GA HWY 85 | WAVERLY HALL | Harris | 720036 | 1 | [5 empty] | Removed from Ground | Gas (Historical Use) | 1000 | Bare Steel |  | Galvanized Steel
VARDEMANS GROCERY | GA HWY 85 | WAVERLY HALL | Harris | 720036 | 2 | [5 empty] | Removed from Ground | Gas (Historical Use) | 1000 | Bare Steel |  | Galvanized Steel
VARDEMANS GROCERY | GA HWY 85 | WAVERLY HALL | Harris | 720036 | 3 | [5 empty] | Removed from Ground | Gas (Historical Use) | 287 | Bare Steel |  | Galvanized Steel
DUKE'S GROCERY #16 | RT 1 HWY 18 | PINE MOUNTAIN | Harris | 720040 | 1 | [5 empty] | Removed from Ground | Gas (Historical Use) | 1000 | Bare Steel | 1977-05-10 | Galvanized Steel
DUKE'S GROCERY #16 | RT 1 HWY 18 | PINE MOUNTAIN | Harris | 720040 | 2 | [5 empty] | Removed from Ground | Gas (Historical Use) | 1000 | Bare Steel | 1977-05-10 | Galvanized Steel
DUKE'S GROCERY #16 | RT 1 HWY 18 | PINE MOUNTAIN | Harris | 720040 | 3 | [5 empty] | Removed from Ground | Gas (Historical Use) | 1000 | Bare Steel | 1977-05-10 | Galvanized Steel
BOB'S AUTO #15 | RT #2 W RAILROAD ST | PINE MOUNTAIN | Harris | 720041 | 1 | [5 empty] | Removed from Ground | Gas (Historical Use) | 3000 | Bare Steel | 1966-05-13 | Galvanized Steel
BOB'S AUTO #15 | RT #2 W RAILROAD ST | PINE MOUNTAIN | Harris | 720041 | 2 | [5 empty] | Removed from Ground | Gas (Historical Use) | 4000 | Bare Steel | 1966-05-13 | Galvanized Steel
BOB'S AUTO #15 | RT #2 W RAILROAD ST | PINE MOUNTAIN | Harris | 720041 | 3 | [5 empty] | Removed from Ground | Diesel | 1000 | Bare Steel | 1966-05-13 | Galvanized Steel
CHARLES CHEVRON | 9220 HWY 85 | WAVERLY HALL | Harris | 720042 | 1 | Ball Float | 1995-01-01 | FALSE | 1995-01-01 | TRUE | Currently in Use |  | 10000 | Steel-Impressed Current | 1998-12-01 | Fiberglass Reinforced Plastic | Pressurized
CHARLES CHEVRON | 9220 HWY 85 | WAVERLY HALL | Harris | 720042 | 2 | Ball Float | 1995-01-01 | FALSE | 1995-01-01 | TRUE | Currently in Use | Regular | 10000 | Steel-Impressed Current | 1998-12-01 | Fiberglass Reinforced Plastic | Pressurized
CHARLES CHEVRON | 9220 HWY 85 | WAVERLY HALL | Harris | 720042 | 3 | Ball Float | 1995-01-01 | FALSE | 1995-01-01 | TRUE | Currently in Use |  | 10000 | Steel-Impressed Current | 1998-12-01 | Fiberglass Reinforced Plastic | Pressurized
CHARLES CHEVRON | 9220 HWY 85 | WAVERLY HALL | Harris | 720042 | 4 | Ball Float | 1995-01-01 | FALSE | 1995-01-01 | TRUE | Currently in Use | Diesel | 4000 | Steel-Impressed Current | 1998-12-01 | Steel (Impressed Current) | Pressurized
CHARLES CHEVRON | 9220 HWY 85 | WAVERLY HALL | Harris | 720042 | 5 | Ball Float | 1996-02-01 | FALSE | 1996-02-01 | TRUE | Currently in Use | Kerosene | 2000 | Epoxy | 1996-02-01 | Fiberglass Reinforced Plastic | Pressurized
CALLAWAY GARDENS VEHICLE MAINT S | VEHICLE | PINE MOUNTAIN | Harris | 720044 | 1 | [5 empty] | Removed from Ground | Empty | 1000 | Bare Steel | 2001-12-04 | Bare Steel
CALLAWAY GARDENS VEHICLE MAINT S | VEHICLE | PINE MOUNTAIN | Harris | 720044 | 2 | [5 empty] | Removed from Ground | Empty | 1000 | Bare Steel | 2001-12-04 | Bare Steel
MOUNTAIN VIEW GOLF COURSE | CALLAWAY GARDENS | PINE MOUNTAIN | Harris | 720045 | 1 | [5 empty] | Removed from Ground | Gas (Historical Use) | 560 | Marked Unknown | 1980-01-01 | Unknown
MOUNTAIN VIEW GOLF COURSE | CALLAWAY GARDENS | PINE MOUNTAIN | Harris | 720045 | 2 | [5 empty] | Removed from Ground | Gas (Historical Use) | 560 | Marked Unknown | 1980-01-01 | Unknown
CALLAWAY GARDENS GOLF MAINT SHOP | GOLF MAIN | PINE MOUNTAIN | Harris | 720046 | 1 | [5 empty] | Removed from Ground | Empty | 560 | Bare Steel | 2000-12-04 | Bare Steel
CALLAWAY GARDENS GOLF MAINT SHOP | GOLF MAIN | PINE MOUNTAIN | Harris | 720046 | 2 | [5 empty] | Removed from Ground | Empty | 560 | Bare Steel | 2000-12-04 | Bare Steel
CALLAWAY GARDENS LAKE VIEW GOLF | LAKE VIEW | PINE MOUNTAIN | Harris | 720047 | 1 | [5 empty] | Removed from Ground | Empty | 560 | Bare Steel | 2001-12-03 | Bare Steel
CALLAWAY GARDENS-HORTICULTURE SH | HORT | PINE MOUNTAIN | Harris | 720049 | 1 | [5 empty] | Removed from Ground | Gas (Historical Use) | 560 | Marked Unknown | 1980-01-01 | Unknown
CALLAWAY GARDENS-HORTICULTURE SH | HORT | PINE MOUNTAIN | Harris | 720049 | 2 | [5 empty] | Removed from Ground | Gas (Historical Use) | 560 | Marked Unknown | 1980-01-01 | Unknown
CALLAWAY GARDENS BEACH SITE | BEACH | PINE MOUNTAIN | Harris | 720050 | 1 | [5 empty] | Removed from Ground | Empty | 560 | Bare Steel | 2000-03-28 | Bare Steel
CALLAWAY GARDENS BEACH SITE | BEACH | PINE MOUNTAIN | Harris | 720050 | 2 | [5 empty] | Removed from Ground | Empty | 560 | Bare Steel | 2000-03-28 | Bare Steel
CALLAWAY GARDENS CENTRAL MAINT S | MAIN DEPT | PINE MOUNTAIN | Harris | 720051 | 1 | [5 empty] | Removed from Ground | Empty | 560 | Bare Steel | 2001-12-05 | Bare Steel
CALLAWAY GARDENS CENTRAL MAINT S | MAIN DEPT | PINE MOUNTAIN | Harris | 720051 | 2 | [5 empty] | Removed from Ground | Empty | 1000 | Bare Steel | 2001-12-05 | Bare Steel
LICK SKILLET G&G | 6890 LICKSKILLET RD | HAMILTON | Harris | 720053 | 1 | Flapper Valve | 1998-09-01 |  | 1998-09-01 |  | Removed from Ground | Gas (Historical Use) | 5000 | Steel-Impressed Current | 1983-09-09 | Steel (Impressed Current) | Suction (American)
LICK SKILLET G&G | 6890 LICKSKILLET RD | HAMILTON | Harris | 720053 | 2 | Flapper Valve | 1998-09-01 |  | 1998-09-01 |  | Removed from Ground | Gas (Historical Use) | 4000 | Steel-Impressed Current | 1983-09-09 | Steel (Impressed Current) | Suction (American)
LICK SKILLET G&G | 6890 LICKSKILLET RD | HAMILTON | Harris | 720053 | 3 | Flapper Valve | 1998-09-01 |  | 1998-09-01 |  | Removed from Ground | Gas (Historical Use) | 3000 | Steel-Impressed Current | 1983-09-09 | Steel (Impressed Current) | Suction (American)
LICK SKILLET G&G | 6890 LICKSKILLET RD | HAMILTON | Harris | 720053 | 4 | Flapper Valve | 1998-09-01 |  | 1998-09-01 |  | Removed from Ground | Diesel | 2000 | Steel-Impressed Current | 1983-09-09 | Steel (Impressed Current) | Suction (American)
LICK SKILLET G&G | 6890 LICKSKILLET RD | HAMILTON | Harris | 720053 | 5 | Flapper Valve | 1998-09-01 |  | 1998-09-01 |  | Removed from Ground | Kerosene | 1000 | Steel-Impressed Current | 1983-09-09 | Steel (Impressed Current) | Suction (American)
TOWN OF PINE MOUNTAIN | MCDONALD AVE | PINE MOUNTAIN | Harris | 720054 | 1 | [5 empty] | Removed from Ground | Gas (Historical Use) | 0 | Bare Steel |  | Galvanized Steel
J&A TIRE SERVICE | 183 S COLLEGE ST | HAMILTON | Harris | 720059 | 1 | Ball Float | 2002-05-06 | FALSE | 2002-05-06 | FALSE | Currently in Use | Empty | 10000 | Composite | 2002-05-06 | Fiberglass Reinforced Plastic | Pressurized
J&A TIRE SERVICE | 183 S COLLEGE ST | HAMILTON | Harris | 720059 | 2 | Ball Float | 2002-05-06 | FALSE | 2002-05-06 | FALSE | Currently in Use | Empty | 5000 | Composite | 2002-05-06 | Fiberglass Reinforced Plastic | Pressurized
J&A TIRE SERVICE | 183 S COLLEGE ST | HAMILTON | Harris | 720059 | 3 | Ball Float | 2002-05-06 | FALSE | 2002-05-06 | FALSE | Currently in Use | Empty | 5000 | Composite | 2002-05-06 | Fiberglass Reinforced Plastic | Pressurized
J&A TIRE SERVICE | 183 S COLLEGE ST | HAMILTON | Harris | 720059 | 1R | [5 empty] | Removed from Ground | Gas (Historical Use) | 4000 | Bare Steel | 1998-08-17 | Unknown | Suction (American)
J&A TIRE SERVICE | 183 S COLLEGE ST | HAMILTON | Harris | 720059 | 2D | [5 empty] | Removed from Ground | Diesel | 4000 | Marked Unknown | 1998-08-17 | Unknown | Suction (American)
J&A TIRE SERVICE | 183 S COLLEGE ST | HAMILTON | Harris | 720059 | 3U | [5 empty] | Removed from Ground | Gas (Historical Use) | 2000 | Bare Steel | 1998-08-17 | Fiberglass Reinforced Plastic | Suction (American)
J&A TIRE SERVICE | 183 S COLLEGE ST | HAMILTON | Harris | 720059 | 4P | [5 empty] | Removed from Ground | Gas (Historical Use) | 2000 | Bare Steel | 1998-08-17 | Fiberglass Reinforced Plastic | Suction (American)
ROGERS METAL KRAFT INC | RT 1 BOX 500 | FORTSON | Harris | 720060 | 1 | [5 empty] | Removed from Ground | Gas (Historical Use) | 1000 | Bare Steel | 1978-05-10 | Galvanized Steel
ROGERS METAL KRAFT INC | RT 1 BOX 500 | FORTSON | Harris | 720060 | 2 | [5 empty] | Removed from Ground | Diesel | 1000 | Bare Steel | 1976-05-10 | Galvanized Steel
SUMMIT STORE #25 | 343 MAIN STREET N | PINE MOUNTAIN | Harris | 722000 | 1 | Flapper Valve | 1987-11-04 | FALSE | 1987-11-04 | FALSE | Currently in Use | Premium | 10000 | Fiberglass | 1987-11-04 | Fiberglass Reinforced Plastic | Pressurized
SUMMIT STORE #25 | 343 MAIN STREET N | PINE MOUNTAIN | Harris | 722000 | 2 | Flapper Valve | 1987-11-04 | FALSE | 1987-11-04 | FALSE | Currently in Use | Regular | 8000 | Fiberglass | 1987-11-04 | Fiberglass Reinforced Plastic | Pressurized
SUMMIT STORE #25 | 343 MAIN STREET N | PINE MOUNTAIN | Harris | 722000 | 3 | Flapper Valve | 1987-11-04 | FALSE | 1987-11-04 | FALSE | Currently in Use | Diesel | 8000 | Fiberglass | 1987-11-04 | Fiberglass Reinforced Plastic | Pressurized
MONROE AUTO EQUIPMENT/PARTS | 200 MCINTYRE DR | HARTWELL | Hart | 730001 | 1 | [5 empty] | Removed from Ground | Other | 10000 | Bare Steel | 1975-01-01 | Bare Steel | Safe Suction (Euro)
MONROE AUTO EQUIPMENT/PARTS | 200 MCINTYRE DR | HARTWELL | Hart | 730001 | 2 | [5 empty] | Removed from Ground | Other | 10000 | Bare Steel | 1975-01-01 | Bare Steel | Safe Suction (Euro)
MONROE AUTO EQUIPMENT/PARTS | 200 MCINTYRE DR | HARTWELL | Hart | 730001 | 3 | [5 empty] | Removed from Ground | Other | 10000 | Bare Steel | 1975-01-01 | Bare Steel | Safe Suction (Euro)
MONROE AUTO EQUIPMENT/PARTS | 200 MCINTYRE DR | HARTWELL | Hart | 730001 | 4 | [5 empty] | Removed from Ground | Other | 10000 | Bare Steel | 1975-01-01 | Bare Steel | Safe Suction (Euro)
MONROE AUTO EQUIPMENT/PARTS | 200 MCINTYRE DR | HARTWELL | Hart | 730001 | 5 | [5 empty] | Removed from Ground | Other | 1000 | Bare Steel | 1975-01-01 | Bare Steel | Safe Suction (Euro)
MONROE AUTO EQUIPMENT/PARTS | 200 MCINTYRE DR | HARTWELL | Hart | 730001 | 6 | [5 empty] | Removed from Ground | Other | 3800 | Bare Steel | 1975-01-01 | Bare Steel | Suction (American)
MONROE AUTO EQUIPMENT/PARTS | 200 MCINTYRE DR | HARTWELL | Hart | 730001 | 7 |  |  | TRUE |  | TRUE | Removed from Ground | Used Oil | 6000 | Bare Steel | 1975-01-01 | Bare Steel
MONROE AUTO EQUIPMENT/PARTS | 200 MCINTYRE DR | HARTWELL | Hart | 730001 | 8 | [5 empty] | Removed from Ground | Diesel | 30000 | Bare Steel | 1975-01-01 | Bare Steel
MONROE AUTO EQUIPMENT/PARTS | 200 MCINTYRE DR | HARTWELL | Hart | 730001 | 9 | [5 empty] | Removed from Ground | Diesel | 30000 | Bare Steel | 1975-01-01 | Bare Steel
DUNDEE MILLS | 151 WEBB ST | HARTWELL | Hart | 730002 | 1 |  |  | FALSE |  | FALSE | Permanently Out of Use - historical purposes | Diesel | 12000 | Bare Steel | 1961-05-19 | Copper
DUNDEE MILLS | 151 WEBB ST | HARTWELL | Hart | 730002 | 2 |  |  | FALSE |  | FALSE | Permanently Out of Use - historical purposes | Diesel | 12000 | Bare Steel | 1974-05-16 | Copper
CROSS ROAD STORE | CORNER OF 366 & 77/RT 2 | LAVONIA | Hart | 730003 | 1 | [5 empty] | Removed from Ground | Gas (Historical Use) | 3000 | Bare Steel | 1972-03-07 | Galvanized Steel | Suction (American)
CROSS ROAD STORE | CORNER OF 366 & 77/RT 2 | LAVONIA | Hart | 730003 | 2 | [5 empty] | Removed from Ground | Gas (Historical Use) | 3000 | Bare Steel | 1972-03-07 | Galvanized Steel | Suction (American)
CROSS ROAD STORE | CORNER OF 366 & 77/RT 2 | LAVONIA | Hart | 730003 | 3 | [5 empty] | Removed from Ground | Gas (Historical Use) | 3000 | Bare Steel | 1972-03-07 | Galvanized Steel | Suction (American)
GUSHER OIL CO | 62 SEED CLEANER RD | HARTWELL | Hart | 730004 | 1 |  | 1998-12-18 |  | 1998-12-18 |  | Removed from Ground | Gas (Historical Use) | 20000 | Steel-Impressed Current | 1983-02-01 | Cathodically Protected | Pressurized
GUSHER OIL CO | 62 SEED CLEANER RD | HARTWELL | Hart | 730004 | 2 |  | 1998-12-18 |  | 1998-12-18 |  | Removed from Ground | Gas (Historical Use) | 20000 | Steel-Impressed Current | 1983-02-01 | Cathodically Protected | Pressurized
GUSHER OIL CO | 62 SEED CLEANER RD | HARTWELL | Hart | 730004 | 3 |  | 1998-12-18 |  | 1998-12-18 |  | Removed from Ground | Diesel | 10000 | Steel-Impressed Current | 1983-02-01 | Cathodically Protected | Pressurized
GUSHER OIL CO | 62 SEED CLEANER RD | HARTWELL | Hart | 730004 | 4 |  | 1998-12-18 |  | 1998-12-18 |  | Removed from Ground | Gas (Historical Use) | 6000 | Steel-Impressed Current | 1983-02-01 | Cathodically Protected | Pressurized
ROYAL FOODS | 3689 ROYSTON HWY | HARTWELL | Hart | 730005 | 1 | Flapper Valve | 1997-08-01 | FALSE | 1997-08-01 | FALSE | Currently in Use | Regular | 6000 | Galvanic (STIP-3) | 1986-01-01 | Fiberglass Reinforced Plastic | Safe Suction (Euro)
ROYAL FOODS | 3689 ROYSTON HWY | HARTWELL | Hart | 730005 | 2 | Flapper Valve | 1997-08-01 | FALSE | 1997-08-01 | FALSE | Currently in Use | E-10 | 6000 | Galvanic (STIP-3) | 1986-01-01 | Fiberglass Reinforced Plastic | Safe Suction (Euro)
AIRLINE STORE | 1117 AIRLINE STORE RD | BOWERSVILLE | Hart | 730006 | 1 | [5 empty] | Removed from Ground | Gas (Historical Use) | 2000 | Bare Steel | 1978-02-02 | Galvanized Steel | Safe Suction (Euro)
AIRLINE STORE | 1117 AIRLINE STORE RD | BOWERSVILLE | Hart | 730006 | 2 | [5 empty] | Removed from Ground | Gas (Historical Use) | 1000 | Bare Steel | 1978-02-02 | Galvanized Steel
BYRUM GROC | 1874 BOWERSVILLE HWY | BOWERSVILLE | Hart | 730007 | 1 |  | 1998-12-18 |  | 1998-12-18 |  | Removed from Ground | Gas (Historical Use) | 2000 | Cathodically Protected Steel | 1978-02-02 | Cathodically Protected | Safe Suction (Euro)
BYRUM GROC | 1874 BOWERSVILLE HWY | BOWERSVILLE | Hart | 730007 | 2 |  | 1998-12-18 |  | 1998-12-18 |  | Removed from Ground | Gas (Historical Use) | 2000 | Cathodically Protected Steel | 1978-02-02 | Cathodically Protected | Safe Suction (Euro)
HARTWELL MARINA AND BOAT SALES I | 149 HARTWELL MARINA RD | HARTWELL | Hart | 730008 | 1 | [5 empty] | Removed from Ground | Gas (Historical Use) | 3000 | Bare Steel | 1980-02-02 | Galvanized Steel | Pressurized
HARTWELL MARINA AND BOAT SALES I | 149 HARTWELL MARINA RD | HARTWELL | Hart | 730008 | 2 | [5 empty] | Removed from Ground | Gas (Historical Use) | 3000 | Bare Steel | 1980-02-02 | Galvanized Steel | Pressurized
HARTWELL MARINA AND BOAT SALES I | 149 HARTWELL MARINA RD | HARTWELL | Hart | 730008 | 3 | [5 empty] | Removed from Ground | Gas (Historical Use) | 3000 | Bare Steel | 1980-02-02 | Galvanized Steel | Pressurized
HARTWELL MARINA AND BOAT SALES I | 149 HARTWELL MARINA RD | HARTWELL | Hart | 730008 | 4 | [5 empty] | Removed from Ground | Gas (Historical Use) | 4000 | Bare Steel | 1980-02-02 | Galvanized Steel | Pressurized
HARTWELL MARINA AND BOAT SALES I | 149 HARTWELL MARINA RD | HARTWELL | Hart | 730008 | 5 | Flapper Valve | 1997-03-18 | FALSE | 1997-03-18 | FALSE | Currently in Use | E-0 | 8000 | Composite | 1997-03-12 | Double-Walled Flex | Pressurized
HERRINGS GROCERY & SVC STATION | 2318 ROYSTON HWY | HARTWELL | Hart | 730009 | 1 | [5 empty] | Removed from Ground | Gas (Historical Use) | 2000 | Bare Steel | 1978-02-02 | Galvanized Steel | Safe Suction (Euro)
HERRINGS GROCERY & SVC STATION | 2318 ROYSTON HWY | HARTWELL | Hart | 730009 | 2 | [5 empty] | Removed from Ground | Gas (Historical Use) | 2000 | Bare Steel | 1978-02-02 | Galvanized Steel | Safe Suction (Euro)
HERRINGS GROCERY & SVC STATION | 2318 ROYSTON HWY | HARTWELL | Hart | 730009 | 3 | [5 empty] | Removed from Ground | Gas (Historical Use) | 500 | Bare Steel | 1978-02-02 | Galvanized Steel | Safe Suction (Euro)
BULLSHORT GROC | 4531 COKESBURY HWY | HARTWELL | Hart | 730010 | 1 | [5 empty] | Permanently Out Of Use | Gas (Historical Use) | 2000 | Bare Steel | 1986-01-31 | Galvanized Steel | Safe Suction (Euro)
BULLSHORT GROC | 4531 COKESBURY HWY | HARTWELL | Hart | 730010 | 2 | [5 empty] | Permanently Out Of Use | Gas (Historical Use) | 1000 | Bare Steel | 1986-01-31 | Galvanized Steel | Safe Suction (Euro)
BULLSHORT GROC | 4531 COKESBURY HWY | HARTWELL | Hart | 730010 | 3 | [5 empty] | Permanently Out Of Use | Gas (Historical Use) | 500 | Bare Steel | 1986-01-31 | Galvanized Steel | Safe Suction (Euro)
J B FRIENDLYS | 238 E HOWELL ST | HARTWELL | Hart | 730011 | 1 |  | 1998-12-02 | FALSE | 1998-12-01 | FALSE | Removed from Ground |  | 3000 | Steel-Impressed Current | 1979-02-02 |  | Suction (American)
J B FRIENDLYS | 238 E HOWELL ST | HARTWELL | Hart | 730011 | 2 |  | 1998-12-02 | FALSE | 1998-12-01 | FALSE | Removed from Ground |  | 3000 | Steel-Impressed Current | 1979-02-02 |  | Suction (American)
J B FRIENDLYS | 238 E HOWELL ST | HARTWELL | Hart | 730011 | 3 |  | 1998-12-02 | FALSE | 1998-12-01 | FALSE | Removed from Ground |  | 3000 | Steel-Impressed Current | 1979-02-02 |  | Pressurized
J B FRIENDLYS | 238 E HOWELL ST | HARTWELL | Hart | 730011 | 4 |  | 1998-12-02 | FALSE | 1998-12-01 | FALSE | Removed from Ground |  | 10000 | Steel-Impressed Current | 1980-02-02 |  | Suction (American)
AIR LINE ELEMENTARY SCHOOL | 1817 AIR LINE RD | BOWERSVILLE | Hart | 730012 | 1 |  |  | FALSE |  | FALSE | Permanently Out of Use - historical purposes | Diesel | 1000 | Bare Steel | 1956-02-18 | Galvanized Steel
EAGLE GROVE ELEMENTARY SCHOOL | 88 EAGLE GROVE SCHOOL RD | CANON | Hart | 730013 | 1 |  |  | FALSE |  | FALSE | Permanently Out of Use - historical purposes | Diesel | 1000 | Bare Steel | 1965-02-15 | Galvanized Steel
HART COUNTY SCHOOL BUS SHOP | 205 CAMPBELL DR | HARTWELL | Hart | 730014 | 1 | [5 empty] | Removed from Ground | Gas (Historical Use) | 10000 | Bare Steel | 1976-02-13 | Bare Steel
HART COUNTY SCHOOL BUS SHOP | 205 CAMPBELL DR | HARTWELL | Hart | 730014 | 2 |  |  | TRUE |  | TRUE | Removed from Ground | Used Oil | 1000 | Bare Steel | 1966-02-15 | Bare Steel
HART COUNTY SCHOOL BUS SHOP | 205 CAMPBELL DR | HARTWELL | Hart | 730014 | 3 | [5 empty] | Removed from Ground | Diesel | 2000 | Composite | 1990-01-01 | Fiberglass Reinforced Plastic
HART COUNTY SCHOOL BUS SHOP | 205 CAMPBELL DR | HARTWELL | Hart | 730014 | 4A | Flapper Valve | 1996-08-01 | FALSE | 1996-08-01 | FALSE | Currently in Use | Diesel | 10129 | Composite | 1996-08-01 | Fiberglass Reinforced Plastic | Safe Suction (Euro)
HART COUNTY SCHOOL BUS SHOP | 205 CAMPBELL DR | HARTWELL | Hart | 730014 | 4B | Flapper Valve | 1996-08-01 | FALSE | 1996-08-01 | FALSE | Currently in Use | Regular | 2222 | Composite | 1996-08-01 | Fiberglass Reinforced Plastic | Safe Suction (Euro)
MT OLIVET ELEMENTARY SCHOOL | 131 MT OLIVET SCHOOL RD | HARTWELL | Hart | 730015 | 1 |  |  | FALSE |  | FALSE | Permanently Out of Use - historical purposes | Diesel | 1000 | Bare Steel | 1956-02-18 | Galvanized Steel
NANCY HART ELEMENTARY SCHOOL | 186 NANCY HART SCHOOL RD | HARTWELL | Hart | 730016 | 1 |  |  | FALSE |  | FALSE | Permanently Out of Use - historical purposes | Diesel | 1000 | Bare Steel | 1957-03-03 | Unknown
HART EMC | 1071 ELBERTON RD | HARTWELL | Hart | 730018 | 1 | [5 empty] | Removed from Ground | Gas (Historical Use) | 10000 | Bare Steel | 1971-03-03 | Galvanized Steel
HART EMC | 1071 ELBERTON RD | HARTWELL | Hart | 730018 | 2 | [5 empty] | Removed from Ground | Gas (Historical Use) | 10000 | Cathodically Protected Steel | 1983-02-28 | Galvanized Steel | Pressurized
HART EMC | 1071 ELBERTON RD | HARTWELL | Hart | 730018 | 3 |  |  | TRUE |  | TRUE | Removed from Ground | Used Oil | 650 | Bare Steel | 1983-02-28 | Galvanized Steel
HART EMC | 1071 ELBERTON RD | HARTWELL | Hart | 730018 | 4 | [5 empty] | Removed from Ground | Diesel | 285 | Cathodically Protected Steel | 1981-02-28 | Galvanized Steel | Pressurized
HART EMC | 1071 ELBERTON RD | HARTWELL | Hart | 730018 | 5 |  | 1994-10-25 | FALSE | 1994-10-25 | FALSE | Currently in Use | Diesel | 10000 | Galvanic (STIP-3) | 1990-10-25 | Galvanized Steel | Pressurized
HART EMC | 1071 ELBERTON RD | HARTWELL | Hart | 730018 | 6 |  | 1997-04-07 | FALSE | 1997-04-07 | FALSE | Currently in Use | Regular | 10000 | Composite | 1997-04-07 | Fiberglass Reinforced Plastic | Pressurized
HART STATE PARK MAINT | 1515 HART PARK RD | HARTWELL | Hart | 730019 | 1 | [5 empty] | Removed from Ground | Gas (Historical Use) | 500 | Bare Steel | 1976-02-27 | Bare Steel | Suction (American)
HALANI ENTERPRISES USA | 1475 REED CREEK HWY | HARTWELL | Hart | 730022 | 1 | [5 empty] | Removed from Ground | Gas (Historical Use) | 4000 | Bare Steel | 1986-02-18 | Galvanized Steel
HALANI ENTERPRISES USA | 1475 REED CREEK HWY | HARTWELL | Hart | 730022 | 2 | [5 empty] | Removed from Ground | Diesel | 3000 | Bare Steel | 1986-02-18 | Galvanized Steel
HALANI ENTERPRISES USA | 1475 REED CREEK HWY | HARTWELL | Hart | 730022 | 3 | [5 empty] | Removed from Ground | Diesel | 4000 | Bare Steel | 1986-02-18 | Galvanized Steel
HALANI ENTERPRISES USA | 1475 REED CREEK HWY | HARTWELL | Hart | 730022 | 4 | Ball Float | 1990-01-01 |  | 1990-01-01 |  | Currently in Use | Gas (Historical Use) | 6000 | Galvanic (STIP-3) | 1990-01-01 | Fiberglass Reinforced Plastic | Pressurized
HALANI ENTERPRISES USA | 1475 REED CREEK HWY | HARTWELL | Hart | 730022 | 5A | Ball Float | 1990-01-01 |  | 1990-01-01 |  | Currently in Use | Gas (Historical Use) | 3000 | Galvanic (STIP-3) | 1990-01-01 | Fiberglass Reinforced Plastic | Pressurized
HALANI ENTERPRISES USA | 1475 REED CREEK HWY | HARTWELL | Hart | 730022 | 5B | Ball Float | 1990-01-01 | FALSE | 1990-01-01 | FALSE | Currently in Use | Gas (Historical Use) | 3000 | Galvanic (STIP-3) | 1990-01-01 | Fiberglass Reinforced Plastic | Pressurized
BARGAIN BEVERAGE | 100 W HOWELL ST | HARTWELL | Hart | 730023 | 1 | [5 empty] | Removed from Ground | Gas (Historical Use) | 3000 | Bare Steel | 1963-02-24 | Galvanized Steel | Safe Suction (Euro)
BARGAIN BEVERAGE | 100 W HOWELL ST | HARTWELL | Hart | 730023 | 2 | [5 empty] | Removed from Ground | Gas (Historical Use) | 3000 | Bare Steel | 1963-02-24 | Galvanized Steel | Safe Suction (Euro)
BARGAIN BEVERAGE | 100 W HOWELL ST | HARTWELL | Hart | 730023 | 3 | [5 empty] | Removed from Ground | Gas (Historical Use) | 3000 | Bare Steel | 1971-02-22 | Galvanized Steel | Safe Suction (Euro)
AWH CORP/ROYSTON PLANT | 1556 OLD ELBERT RD | ROYSTON | Hart | 730025 | 1 | [5 empty] | Removed from Ground | Diesel | 10000 | Bare Steel | 1965-12-21 | Bare Steel
AWH CORP/ROYSTON PLANT | 1556 OLD ELBERT RD | ROYSTON | Hart | 730025 | 2 | [5 empty] | Removed from Ground | Diesel | 10000 | Bare Steel | 1965-12-21 | Bare Steel
AWH CORP/ROYSTON PLANT | 1556 OLD ELBERT RD | ROYSTON | Hart | 730025 | 3 | [5 empty] | Removed from Ground | Hazardous Substance | 7000 | Bare Steel | 1979-12-18 | Bare Steel
TEMPLE GIN CO INC | 201 NORTH FOREST ST | HARTWELL | Hart | 730026 | 1 | [5 empty] | Permanently Out of Use - historical purposes | Diesel | 3000 | Bare Steel | 1966-03-04 | Galvanized Steel
TEMPLE GIN CO INC | 201 NORTH FOREST ST | HARTWELL | Hart | 730026 | 2 | [5 empty] | Permanently Out of Use - historical purposes | Diesel | 560 | Bare Steel | 1986-02-27 | Galvanized Steel
THE HARTWELL SUN | 200 NORTH FOREST AVE | HARTWELL | Hart | 730027 | 1 | [5 empty] | Removed from Ground | Gas (Historical Use) | 4000 | Bare Steel | 1980-02-26 | Unknown
ETHRIDGE BACKHOE & YARDWORK INC | 232 PARKDALE DR | HARTWELL | Hart | 730028 | 1 | [5 empty] | Removed from Ground | Empty | 10000 | Bare Steel | 1981-03-08 | Galvanized Steel
ETHRIDGE BACKHOE & YARDWORK INC | 232 PARKDALE DR | HARTWELL | Hart | 730028 | 2 | [5 empty] | Removed from Ground | Empty | 5000 | Bare Steel | 1981-03-08 | Galvanized Steel
ETHRIDGE BACKHOE & YARDWORK INC | 232 PARKDALE DR | HARTWELL | Hart | 730028 | 3 | [5 empty] | Removed from Ground | Empty | 1000 | Bare Steel | 1981-03-08 | Galvanized Steel
ETHRIDGE BACKHOE & YARDWORK INC | 232 PARKDALE DR | HARTWELL | Hart | 730028 | 4 |  | 1998-11-19 |  | 1998-11-19 |  | Removed from Ground | Gas (Historical Use) | 3000 | Steel-Impressed Current | 1987-01-01 | Fiberglass Reinforced Plastic | Suction (American)
ETHRIDGE BACKHOE & YARDWORK INC | 232 PARKDALE DR | HARTWELL | Hart | 730028 | 5 |  | 1998-11-19 |  | 1998-11-19 |  | Removed from Ground | Diesel | 3000 | Steel-Impressed Current | 1987-01-01 | Fiberglass Reinforced Plastic | Suction (American)
HART COUNTY HOLDINGS II LLC | 138 GIBSON ST | HARTWELL | Hart | 730029 | 4 | [5 empty] | Removed from Ground | Diesel | 550 | Bare Steel | 1973-03-10 | Galvanized Steel
HART COUNTY HOLDINGS II LLC | 138 GIBSON ST | HARTWELL | Hart | 730029 | 5 |  | 1998-10-03 | FALSE | 1998-10-03 | FALSE | Removed from Ground | Diesel | 530 | Composite | 1998-09-29 | Copper | Safe Suction (Euro)
HANDY PANTRY | 50 W FRANKLIN ST | HARTWELL | Hart | 730030 | 1 | Flapper Valve | 1998-01-01 | FALSE | 1998-01-01 | FALSE | Currently in Use | Regular | 10000 | Steel-Impressed Current | 1974-03-27 | Fiberglass Reinforced Plastic | Pressurized
HANDY PANTRY | 50 W FRANKLIN ST | HARTWELL | Hart | 730030 | 2 | Flapper Valve | 1998-01-01 | FALSE | 1998-01-01 | FALSE | Currently in Use | Premium | 10000 | Steel-Impressed Current | 1974-03-27 |  | Pressurized
HANDY PANTRY | 50 W FRANKLIN ST | HARTWELL | Hart | 730030 | 3 | Flapper Valve | 1998-01-01 | FALSE | 1998-01-01 | FALSE | Currently in Use | Diesel On Road | 4000 | Steel-Impressed Current | 1974-03-27 |  | Pressurized
HANDY PANTRY | 50 W FRANKLIN ST | HARTWELL | Hart | 730030 | 4 | Flapper Valve | 1998-01-01 | FALSE | 1998-01-01 | FALSE | Currently in Use | Diesel Off Road | 4000 | Steel-Impressed Current | 1984-03-24 |  | Pressurized
GOLDEN PANTRY #17 | 252 EAST FRANKLIN ST | HARTWELL | Hart | 730031 | 1 | [5 empty] | Removed from Ground | Gas (Historical Use) | 10000 | Bare Steel | 1986-01-01 | Galvanized Steel
GOLDEN PANTRY #17 | 252 EAST FRANKLIN ST | HARTWELL | Hart | 730031 | 2 | [5 empty] | Removed from Ground | Gas (Historical Use) | 10000 | Bare Steel | 1983-04-18 | Galvanized Steel
GOLDEN PANTRY #17 | 252 EAST FRANKLIN ST | HARTWELL | Hart | 730031 | 3 | [5 empty] | Removed from Ground | Gas (Historical Use) | 10000 | Bare Steel | 1983-04-18 | Galvanized Steel
GOLDEN PANTRY #17 | 252 EAST FRANKLIN ST | HARTWELL | Hart | 730031 | 4 | Ball Float | 1989-01-01 | FALSE | 1989-01-01 | FALSE | Currently in Use | Regular | 10000 | Fiberglass | 1989-01-01 | Double-Walled Fiberglass | Pressurized
GOLDEN PANTRY #17 | 252 EAST FRANKLIN ST | HARTWELL | Hart | 730031 | 5 | Ball Float | 1989-01-01 | FALSE | 1989-01-01 | FALSE | Currently in Use | Premium | 10000 | Fiberglass | 1989-01-01 | Double-Walled Fiberglass | Pressurized
GOLDEN PANTRY #17 | 252 EAST FRANKLIN ST | HARTWELL | Hart | 730031 | 6 | Ball Float | 1989-01-01 | FALSE | 1989-01-01 | FALSE | Currently in Use | Diesel | 10000 | Fiberglass | 1989-01-01 | Double-Walled Fiberglass | Pressurized
GOLDEN PANTRY #17 | 252 EAST FRANKLIN ST | HARTWELL | Hart | 730031 | 7 | Flapper Valve | 1989-01-01 | FALSE | 1989-01-01 | FALSE | Currently in Use | E-0 | 3000 | Fiberglass | 1989-01-01 | Double-Walled Fiberglass | Safe Suction (Euro)
US ARMY ENGINEER DISTRICT SAVANN | PO BOX 278 US HWY 29 NORTH | HARTWELL | Hart | 730032 | 1 | [5 empty] | Removed from Ground | Gas (Historical Use) | 1000 | Bare Steel | 1961-04-24 | Galvanized Steel
US ARMY ENGINEER DISTRICT SAVANN | PO BOX 278 US HWY 29 NORTH | HARTWELL | Hart | 730032 | 2 | [5 empty] | Removed from Ground | Gas (Historical Use) | 500 | Bare Steel | 1961-04-24 | Galvanized Steel
US ARMY ENGINEER DISTRICT SAVANN | PO BOX 278 US HWY 29 NORTH | HARTWELL | Hart | 730032 | 3 |  |  | TRUE |  | TRUE | Removed from Ground | Used Oil | 0 | Bare Steel | 1961-04-24 | Galvanized Steel
US ARMY ENGR. DIST. SAV. SASOP-R | ROUTE 4 BOX 244B | ELBERTON | Hart | 730033 | 1 | [5 empty] | Removed from Ground | Gas (Historical Use) | 500 | Marked Unknown | 1992-08-19 | Galvanized Steel
US ARMY ENGR. DIST. SAV. SASOP-R | ROUTE 4 BOX 244B | ELBERTON | Hart | 730033 | 2 | [5 empty] | Removed from Ground | Gas (Historical Use) | 500 | Marked Unknown | 1992-08-19 | Galvanized Steel
US ARMY ENGR. DIST. SAV. SASOP-R | ROUTE 4 BOX 244B | ELBERTON | Hart | 730033 | 3 | [5 empty] | Removed from Ground | Gas (Historical Use) | 500 | Marked Unknown | 1992-08-19 | Galvanized Steel
US ARMY ENGR. DIST. SAV. SASOP-R | ROUTE 4 BOX 244B | ELBERTON | Hart | 730033 | 4 | [5 empty] | Removed from Ground | Gas (Historical Use) | 500 | Marked Unknown | 1992-08-19 | Galvanized Steel
US ARMY ENGR. DIST. SAV. SASOP-R | ROUTE 4 BOX 244B | ELBERTON | Hart | 730033 | 5 | [5 empty] | Removed from Ground | Diesel | 280 | Marked Unknown | 1992-08-19 | Galvanized Steel
US ARMY ENGR. DIST. SAV. SASOP-R | ROUTE 4 BOX 244B | ELBERTON | Hart | 730033 | 6 | [5 empty] | Currently in Use | Diesel | 280 | Bare Steel |  | Galvanized Steel
E T CRAVEN | US HWY 29 | ROYSTON | Hart | 730035 | 1 | [5 empty] | Removed from Ground | Gas (Historical Use) | 550 | Bare Steel | 1974-04-24 | Galvanized Steel | Suction (American)
E T CRAVEN | US HWY 29 | ROYSTON | Hart | 730035 | 2 | [5 empty] | Removed from Ground | Gas (Historical Use) | 550 | Bare Steel | 1974-04-24 | Galvanized Steel | Suction (American)
E T CRAVEN | US HWY 29 | ROYSTON | Hart | 730035 | 3 | [5 empty] | Removed from Ground | Gas (Historical Use) | 550 | Bare Steel | 1974-04-24 | Galvanized Steel | Suction (American)
E T CRAVEN | US HWY 29 | ROYSTON | Hart | 730035 | 4 | [5 empty] | Removed from Ground | Gas (Historical Use) | 1000 | Bare Steel | 1974-04-24 | Galvanized Steel | Suction (American)
JIMBOS #7 | 680 S Jackson ST | HARTWELL | Hart | 730036 | 1 |  | 1990-03-01 | FALSE | 1990-03-01 | FALSE | Removed from Ground | Gas (Historical Use) | 8000 | Steel-Impressed Current | 1976-04-23 | Fiberglass Reinforced Plastic | Pressurized
JIMBOS #7 | 680 S Jackson ST | HARTWELL | Hart | 730036 | 2 |  | 1990-03-01 | FALSE | 1990-03-01 | FALSE | Removed from Ground | Gas (Historical Use) | 4000 | Steel-Impressed Current | 1976-04-23 | Fiberglass Reinforced Plastic | Pressurized
JIMBOS #7 | 680 S Jackson ST | HARTWELL | Hart | 730036 | 3 |  | 1990-03-01 | FALSE | 1990-03-01 | FALSE | Removed from Ground | Gas (Historical Use) | 4000 | Steel-Impressed Current | 1976-04-23 | Fiberglass Reinforced Plastic | Pressurized
JIMBOS #7 | 680 S Jackson ST | HARTWELL | Hart | 730036 | 4 |  | 1990-03-01 | FALSE | 1990-03-01 | FALSE | Removed from Ground | Diesel | 4000 | Steel-Impressed Current | 1976-04-23 | Fiberglass Reinforced Plastic | Suction (American)
JIMBOS #7 | 680 S Jackson ST | HARTWELL | Hart | 730036 | 5 |  | 1990-03-01 | FALSE | 1990-03-01 | FALSE | Removed from Ground | Diesel | 3000 | Steel-Impressed Current | 1976-04-23 | Fiberglass Reinforced Plastic | Safe Suction (Euro)
JIMBOS #7 | 680 S Jackson ST | HARTWELL | Hart | 730036 | 6A | Flapper Valve | 2006-12-01 | FALSE | 2006-12-01 | FALSE | Currently in Use | Regular | 8000 | Fiberglass | 2006-12-01 | Fiberglass Reinforced Plastic | Pressurized
JIMBOS #7 | 680 S Jackson ST | HARTWELL | Hart | 730036 | 6B | Flapper Valve | 2006-12-01 | FALSE | 2006-12-01 | FALSE | Currently in Use | Premium | 4000 | Fiberglass | 2006-12-01 | Fiberglass Reinforced Plastic | Pressurized
JIMBOS #7 | 680 S Jackson ST | HARTWELL | Hart | 730036 | 6C | Flapper Valve | 2006-12-01 | FALSE | 2006-12-01 | FALSE | Currently in Use | Diesel On Road | 4000 | Fiberglass | 2006-12-01 | Fiberglass Reinforced Plastic | Pressurized
JIMBOS #7 | 680 S Jackson ST | HARTWELL | Hart | 730036 | 6D | Flapper Valve | 2006-12-01 | FALSE | 2006-12-01 | FALSE | Currently in Use | Diesel Off Road | 4000 | Fiberglass | 2006-12-01 | Fiberglass Reinforced Plastic | Safe Suction (Euro)
GA DOT 10112/HART CO MAINT HQ | 0 .2 MI S OF SR 51 ON CR 218 | HARTWELL | Hart | 730038 | 112D1 | [5 empty] | Removed from Ground | Diesel | 2000 | Bare Steel | 1969-01-01 | Galvanized Steel | Suction (American)
GA DOT 10112/HART CO MAINT HQ | 0 .2 MI S OF SR 51 ON CR 218 | HARTWELL | Hart | 730038 | 112G1 | [5 empty] | Removed from Ground | Gas (Historical Use) | 1000 | Bare Steel | 1969-01-01 | Galvanized Steel | Suction (American)
HART STATE PARK | 330 HART STATE PARK RD | HARTWELL | Hart | 730039 | 1 | [5 empty] | Removed from Ground | Gas (Historical Use) | 500 | Bare Steel | 1964-04-22 | Galvanized Steel
HART STATE PARK | 330 HART STATE PARK RD | HARTWELL | Hart | 730039 | 2 |  | 2000-10-24 | FALSE | 2000-10-24 | FALSE | Removed from Ground | Regular | 2500 | Fiberglass Double Walled | 2000-10-24 | Fiberglass Reinforced Plastic | Safe Suction (Euro)
WILLIES SERVICE STATION | 269 E HOWELL ST | HARTWELL | Hart | 730040 | 1 | [5 empty] | Removed from Ground | Gas (Historical Use) | 1000 | Bare Steel | 1984-04-30 | Galvanized Steel | Suction (American)
WILLIES SERVICE STATION | 269 E HOWELL ST | HARTWELL | Hart | 730040 | 2 | [5 empty] | Removed from Ground | Gas (Historical Use) | 10000 | Bare Steel | 1976-05-02 | Galvanized Steel | Pressurized
WILLIES SERVICE STATION | 269 E HOWELL ST | HARTWELL | Hart | 730040 | 3 | [5 empty] | Removed from Ground | Gas (Historical Use) | 3000 | Bare Steel | 1976-01-01 | Galvanized Steel | Suction (American)
WILLIES SERVICE STATION | 269 E HOWELL ST | HARTWELL | Hart | 730040 | 4 | [5 empty] | Removed from Ground | Kerosene | 560 | Bare Steel | 1964-01-01 | Galvanized Steel
WILLIES SERVICE STATION | 269 E HOWELL ST | HARTWELL | Hart | 730040 | 5 | [5 empty] | Removed from Ground | Diesel | 560 | Bare Steel | 1964-01-01 | Galvanized Steel
WILLIES SERVICE STATION | 269 E HOWELL ST | HARTWELL | Hart | 730040 | 6 | [5 empty] | Removed from Ground | Gas (Historical Use) | 3000 | Bare Steel | 1964-01-01 | Galvanized Steel
WILLIES SERVICE STATION | 269 E HOWELL ST | HARTWELL | Hart | 730040 | 7 |  |  | TRUE |  | TRUE | Removed from Ground | Used Oil | 560 | Bare Steel | 1964-01-01 | Galvanized Steel
WILLIES SERVICE STATION | 269 E HOWELL ST | HARTWELL | Hart | 730040 | 8 |  | 1999-10-25 |  | 1999-10-25 |  | Removed from Ground | Gas (Historical Use) | 10000 | Composite | 1999-10-25 | Fiberglass Reinforced Plastic | Suction (American)
BARRY BAILEY EXXON | R-4 | HARTWELL | Hart | 730042 | 1 | [5 empty] | Removed from Ground | Gas (Historical Use) | 1000 | Bare Steel | 1974-05-02 | Galvanized Steel
BARRY BAILEY EXXON | R-4 | HARTWELL | Hart | 730042 | 2 | [5 empty] | Removed from Ground | Gas (Historical Use) | 1000 | Bare Steel | 1974-05-02 | Galvanized Steel
MILFORD SER STATION | 2132 ANDERSON HWY | HARTWELL | Hart | 730043 | 1 |  | 1997-02-01 |  | 1997-02-01 |  | Removed from Ground | Gas (Historical Use) | 8000 | Epoxy | 1985-04-29 | Fiberglass Reinforced Plastic | Pressurized
MILFORD SER STATION | 2132 ANDERSON HWY | HARTWELL | Hart | 730043 | 2 |  | 1997-02-01 |  | 1997-02-01 |  | Removed from Ground | Gas (Historical Use) | 6000 | Epoxy | 1985-04-29 | Fiberglass Reinforced Plastic | Pressurized
MILFORD SER STATION | 2132 ANDERSON HWY | HARTWELL | Hart | 730043 | 3 |  | 1997-02-01 |  | 1997-02-01 |  | Removed from Ground | Diesel | 4000 | Epoxy | 1985-04-29 | Fiberglass Reinforced Plastic | Pressurized
MILFORD SER STATION | 2132 ANDERSON HWY | HARTWELL | Hart | 730043 | 4 |  | 1997-02-01 |  | 1997-02-01 |  | Removed from Ground | Kerosene | 4000 | Epoxy | 1985-04-29 | Fiberglass Reinforced Plastic | Pressurized
MILFORD SER STATION | 2132 ANDERSON HWY | HARTWELL | Hart | 730043 | 5 | [5 empty] | Removed from Ground | Empty | 1000 | Bare Steel | 2000-01-27 | Galvanized Steel | Suction (American)
MILFORD SER STATION | 2132 ANDERSON HWY | HARTWELL | Hart | 730043 | 6 |  |  | TRUE |  | TRUE | Removed from Ground | Used Oil | 1000 | Bare Steel | 1978-05-01 | Galvanized Steel
NUBERG FOOD MART | 7200 ELBERTON HWY (77) | DEWY ROSE | Hart | 730045 | 1 |  | 1999-11-02 |  | 1999-11-02 |  | Removed from Ground | Gas (Historical Use) | 10000 | Steel-Impressed Current | 1984-04-29 | Fiberglass Reinforced Plastic | Pressurized
NUBERG FOOD MART | 7200 ELBERTON HWY (77) | DEWY ROSE | Hart | 730045 | 2 |  | 1999-11-02 |  | 1999-11-02 |  | Removed from Ground | Gas (Historical Use) | 3000 | Steel-Impressed Current | 1968-05-03 | Fiberglass Reinforced Plastic | Pressurized
NUBERG FOOD MART | 7200 ELBERTON HWY (77) | DEWY ROSE | Hart | 730045 | 3 |  | 1999-11-02 |  | 1999-11-02 |  | Removed from Ground | Gas (Historical Use) | 3000 | Steel-Impressed Current | 1968-05-03 | Fiberglass Reinforced Plastic | Pressurized
NUBERG FOOD MART | 7200 ELBERTON HWY (77) | DEWY ROSE | Hart | 730045 | 4 |  | 1999-11-02 |  | 1999-11-02 |  | Removed from Ground | Diesel | 3000 | Steel-Impressed Current | 1968-05-03 | Fiberglass Reinforced Plastic | Pressurized
NUBERG FOOD MART | 7200 ELBERTON HWY (77) | DEWY ROSE | Hart | 730045 | 5 | [5 empty] | Removed from Ground | Diesel | 1000 | Bare Steel | 1968-05-03 | Galvanized Steel
NUBERG FOOD MART | 7200 ELBERTON HWY (77) | DEWY ROSE | Hart | 730045 | 6 |  | 1999-11-02 |  | 1999-11-02 |  | Removed from Ground | Diesel | 8000 | Composite | 1999-11-22 | Fiberglass Reinforced Plastic | Pressurized
MILFORD CHECK | R-2 CANON GA | HARTWELL | Hart | 730046 | 1 | [5 empty] | Removed from Ground | Gas (Historical Use) | 2000 | Bare Steel | 1974-05-02 | Galvanized Steel
MILFORD CHECK | R-2 CANON GA | HARTWELL | Hart | 730046 | 2 | [5 empty] | Removed from Ground | Gas (Historical Use) | 1000 | Bare Steel | 1974-05-02 | Galvanized Steel
MILFORD CHECK | R-2 CANON GA | HARTWELL | Hart | 730046 | 3 | [5 empty] | Removed from Ground | Gas (Historical Use) | 1000 | Bare Steel | 1974-05-02 | Galvanized Steel
REED CREEK FOOD MART | 2034 REED CREEK HWY | HARTWELL | Hart | 730047 | 1 | [5 empty] | Removed from Ground | Diesel | 1000 | Bare Steel | 1985-04-29 | Galvanized Steel
REED CREEK FOOD MART | 2034 REED CREEK HWY | HARTWELL | Hart | 730047 | 2 | [5 empty] | Removed from Ground | Kerosene | 1000 | Bare Steel | 1985-04-29 | Galvanized Steel
REED CREEK FOOD MART | 2034 REED CREEK HWY | HARTWELL | Hart | 730047 | 3 | [5 empty] | Removed from Ground | Diesel | 2000 | Bare Steel | 1985-04-29 | Galvanized Steel
REED CREEK FOOD MART | 2034 REED CREEK HWY | HARTWELL | Hart | 730047 | 4 | [5 empty] | Removed from Ground | Gas (Historical Use) | 7500 | Unknown
REED CREEK FOOD MART | 2034 REED CREEK HWY | HARTWELL | Hart | 730047 | 5 | [5 empty] | Removed from Ground | Gas (Historical Use) | 7500 | Unknown
REED CREEK FOOD MART | 2034 REED CREEK HWY | HARTWELL | Hart | 730047 | 6 | Ball Float | 1995-03-01 | FALSE | 1995-03-01 | FALSE | Currently in Use | Regular | 10000 | Epoxy | 1995-03-01 |  | Pressurized
REED CREEK FOOD MART | 2034 REED CREEK HWY | HARTWELL | Hart | 730047 | 7 | Ball Float | 1995-03-01 | FALSE | 1995-03-01 | FALSE | Currently in Use | Premium | 8000 | Epoxy | 1995-03-01 |  | Pressurized
REED CREEK FOOD MART | 2034 REED CREEK HWY | HARTWELL | Hart | 730047 | 8 | Flapper Valve | 1995-03-01 | FALSE | 1995-03-01 | FALSE | Currently in Use | Diesel On Road | 4000 | Epoxy | 1995-03-01 |  | Safe Suction (Euro)
REED CREEK FOOD MART | 2034 REED CREEK HWY | HARTWELL | Hart | 730047 | 9 | Flapper Valve | 1995-03-01 | FALSE | 1995-03-01 | FALSE | Currently in Use | Diesel Off Road | 2000 | Epoxy | 1995-03-01 |  | Safe Suction (Euro)
CITY OF HARTWELL | 381 FAIRVIEW AVE | HARTWELL | Hart | 730049 | 1 | Flapper Valve | 1992-01-01 |  | 1992-01-01 | TRUE | Currently in Use | Gas (Historical Use) | 10000 | Galvanic (STIP-3) | 1992-01-01 | Fiberglass Reinforced Plastic | Safe Suction (Euro)
CITY OF HARTWELL | 381 FAIRVIEW AVE | HARTWELL | Hart | 730049 | 12301 | [5 empty] | Removed from Ground | Gas (Historical Use) | 10000 | Fiberglass | 1981-05-03 | Fiberglass Reinforced Plastic | Pressurized
CITY OF HARTWELL | 381 FAIRVIEW AVE | HARTWELL | Hart | 730049 | 12302 | [5 empty] | Removed from Ground | Diesel | 4000 | Marked Unknown | 1981-05-08 | Unknown
CITY OF HARTWELL | 381 FAIRVIEW AVE | HARTWELL | Hart | 730049 | 2 | Flapper Valve | 1992-01-01 |  | 1992-01-01 | TRUE | Currently in Use | Diesel | 1000 | Galvanic (STIP-3) | 1992-01-01 | Fiberglass Reinforced Plastic | Safe Suction (Euro)
CITY OF HARTWELL | EAST HOWELL ST | HARTWELL | Hart | 730050 | 1 | [5 empty] | Removed from Ground | Gas (Historical Use) | 500 | Bare Steel | 1971-05-11 | Galvanized Steel
CITY OF HARTWELL | EAST HOWELL ST | HARTWELL | Hart | 730050 | 2 | [5 empty] | Removed from Ground | Gas (Historical Use) | 1000 | Bare Steel | 1976-05-09 | Galvanized Steel
CITY OF HARTWELL | EAST HOWELL ST | HARTWELL | Hart | 730050 | 3 | [5 empty] | Removed from Ground | Gas (Historical Use) | 1000 | Bare Steel | 1976-05-09 | Galvanized Steel
GOLDMARK INC CORNER MART | 401 NORTH FOREST AVE | HARTWELL | Hart | 730051 | 1 | [5 empty] | Closed in Ground | Gas (Historical Use) | 500 | Bare Steel | 1986-05-07 | Galvanized Steel
GOLDMARK INC CORNER MART | 401 NORTH FOREST AVE | HARTWELL | Hart | 730051 | 2 | Ball Float | 1994-09-15 | FALSE | 1994-09-15 | FALSE | Currently in Use | Regular | 10000 | Composite | 1994-09-15 | Double Walled | Pressurized
GOLDMARK INC CORNER MART | 401 NORTH FOREST AVE | HARTWELL | Hart | 730051 | 3 | Ball Float | 1994-09-15 | FALSE | 1994-09-15 | FALSE | Currently in Use | Premium | 10000 | Composite | 1994-09-15 | Double Walled | Pressurized
GOLDMARK INC CORNER MART | 401 NORTH FOREST AVE | HARTWELL | Hart | 730051 | 4 | Ball Float | 1994-09-15 | FALSE | 1994-09-15 | FALSE | Currently in Use | Racing Fuel | 2000 | Composite | 1994-09-15 | Double Walled | Safe Suction (Euro)
HICKORY CROSSING STORE | HWY 172 | HARTWELL | Hart | 730052 | 1 | [5 empty] | Removed from Ground | Gas (Historical Use) | 1000 | Bare Steel | 1968-05-11 | Galvanized Steel | Suction (American)
HICKORY CROSSING STORE | HWY 172 | HARTWELL | Hart | 730052 | 2 | [5 empty] | Removed from Ground | Gas (Historical Use) | 1000 | Bare Steel | 1968-05-11 | Galvanized Steel | Suction (American)
HICKORY CROSSING STORE | HWY 172 | HARTWELL | Hart | 730052 | 3 | [5 empty] | Removed from Ground | Gas (Historical Use) | 2000 | Bare Steel | 1976-05-09 | Galvanized Steel | Suction (American)
HICKORY CROSSING STORE | HWY 172 | HARTWELL | Hart | 730052 | 4 |  | 1995-07-18 |  | 1995-07-18 |  | Temporarily out of use | Gas (Historical Use) | 6000 | Cathodically Protected Steel | 1995-07-18 | Cathodically Protected | Suction (American)
HICKORY CROSSING STORE | HWY 172 | HARTWELL | Hart | 730052 | 5 |  | 1995-07-18 |  | 1995-07-18 |  | Temporarily out of use | Gas (Historical Use) | 8000 | Cathodically Protected Steel | 1995-07-18 | Cathodically Protected | Suction (American)
MR J'S GROCERY | HWY 51 REED CREEK | HARTWELL | Hart | 730053 | 1 | [5 empty] | Removed from Ground | Gas (Historical Use) | 1000 | Bare Steel | 1968-05-11 | Galvanized Steel
MR J'S GROCERY | HWY 51 REED CREEK | HARTWELL | Hart | 730053 | 2 | [5 empty] | Removed from Ground | Gas (Historical Use) | 3000 | Bare Steel | 1968-05-11 | Galvanized Steel
MR J'S GROCERY | HWY 51 REED CREEK | HARTWELL | Hart | 730053 | 3 | [5 empty] | Removed from Ground | Gas (Historical Use) | 4000 | Bare Steel | 1968-05-11 | Galvanized Steel
W C DUNN | RT 2 HWY 51 | HARTWELL | Hart | 730054 | 1 | [5 empty] | Closed in Ground | Empty | 500 | Bare Steel | 1988-07-05 | Galvanized Steel
W C DUNN | RT 2 HWY 51 | HARTWELL | Hart | 730054 | 2 | [5 empty] | Closed in Ground | Empty | 500 | Bare Steel | 1988-07-05 | Galvanized Steel
W C DUNN | RT 2 HWY 51 | HARTWELL | Hart | 730054 | 3 | [5 empty] | Closed in Ground | Empty | 500 | Bare Steel | 1988-07-05 | Galvanized Steel
YEARGINS CHEVRON | REED CREEK RD | HARTWELL | Hart | 730055 | 1 | [5 empty] | Removed from Ground | Diesel | 1000 | Bare Steel | 1978-05-09 | Galvanized Steel | Suction (American)
YEARGINS CHEVRON | REED CREEK RD | HARTWELL | Hart | 730055 | 2 | [5 empty] | Removed from Ground | Gas (Historical Use) | 1000 | Bare Steel | 1978-05-09 | Galvanized Steel | Suction (American)
YEARGINS CHEVRON | REED CREEK RD | HARTWELL | Hart | 730055 | 3 | [5 empty] | Removed from Ground | Gas (Historical Use) | 3000 | Bare Steel | 1978-05-09 | Galvanized Steel | Suction (American)
YEARGINS CHEVRON | REED CREEK RD | HARTWELL | Hart | 730055 | 4 | [5 empty] | Removed from Ground | Gas (Historical Use) | 3000 | Bare Steel | 1978-05-09 | Galvanized Steel | Suction (American)
D H BEGGS | RT 1 US 29 | HARTWELL | Hart | 730056 | 1 | [5 empty] | Removed from Ground | Diesel | 1000 | Bare Steel | 1979-05-09 | Galvanized Steel | Suction (American)
D H BEGGS | RT 1 US 29 | HARTWELL | Hart | 730056 | 2 | [5 empty] | Removed from Ground | Gas (Historical Use) | 3000 | Bare Steel | 1979-05-09 | Galvanized Steel | Suction (American)
D H BEGGS | RT 1 US 29 | HARTWELL | Hart | 730056 | 3 | [5 empty] | Removed from Ground | Gas (Historical Use) | 3000 | Bare Steel | 1979-05-09 | Galvanized Steel | Suction (American)
CLEVELAND GROCERY | US 29 N | HARTWELL | Hart | 730057 | 1 | [5 empty] | Removed from Ground | Gas (Historical Use) | 2000 | Bare Steel | 1976-05-09 | Galvanized Steel
CLEVELAND GROCERY | US 29 N | HARTWELL | Hart | 730057 | 2 | [5 empty] | Removed from Ground | Gas (Historical Use) | 2000 | Bare Steel | 1976-05-09 | Galvanized Steel
CLEVELAND GROCERY | US 29 N | HARTWELL | Hart | 730057 | 3 | [5 empty] | Removed from Ground | Gas (Historical Use) | 2000 | Bare Steel | 1976-05-09 | Galvanized Steel
ARTHUR OGLESBY | HWY 77 | HARTWELL | Hart | 730059 | 1 | [5 empty] | Removed from Ground | Gas (Historical Use) | 500 | Bare Steel | 1986-05-07 | Galvanized Steel
ARTHUR OGLESBY | HWY 77 | HARTWELL | Hart | 730059 | 2 | [5 empty] | Removed from Ground | Gas (Historical Use) | 500 | Bare Steel | 1986-05-07 | Galvanized Steel
ARTHUR OGLESBY | HWY 77 | HARTWELL | Hart | 730059 | 3 | [5 empty] | Removed from Ground | Gas (Historical Use) | 1000 | Bare Steel | 1986-05-07 | Galvanized Steel
HARTWELL CHEVRON | 47 WEST FRANKLIN ST | HARTWELL | Hart | 730060 | 1 | Flapper Valve | 1998-11-10 | FALSE | 1998-11-10 | FALSE | Temporarily out of use | Gas (Historical Use) | 3000 | Steel-Impressed Current | 1981-05-08 | Fiberglass Reinforced Plastic | Safe Suction (Euro)
HARTWELL CHEVRON | 47 WEST FRANKLIN ST | HARTWELL | Hart | 730060 | 2 | Flapper Valve | 1998-11-10 | FALSE | 1998-11-10 | FALSE | Currently in Use | E-0 | 6000 | Steel-Impressed Current | 1981-05-08 | Fiberglass Reinforced Plastic | Safe Suction (Euro)
HARTWELL CHEVRON | 47 WEST FRANKLIN ST | HARTWELL | Hart | 730060 | 3 | Flapper Valve | 1998-11-10 | FALSE | 1998-11-10 | FALSE | Currently in Use | Regular | 8000 | Steel-Impressed Current | 1981-05-08 | Fiberglass Reinforced Plastic | Safe Suction (Euro)
HARTWELL CHEVRON | 47 WEST FRANKLIN ST | HARTWELL | Hart | 730060 | 4 | Flapper Valve | 1992-02-01 | FALSE | 1992-02-01 | FALSE | Currently in Use | Diesel | 1000 | Steel-Impressed Current | 1992-02-01 | Fiberglass Reinforced Plastic | Safe Suction (Euro)
JERRY SNOW - HART MOTOR CO | 1128 OLD 29 HWY | HARTWELL | Hart | 730061 | 1 | [5 empty] | Removed from Ground | Gas (Historical Use) | 1000 | Bare Steel | 1978-05-09 | Galvanized Steel
JERRY SNOW - HART MOTOR CO | 1128 OLD 29 HWY | HARTWELL | Hart | 730061 | 2 | [5 empty] | Removed from Ground | Gas (Historical Use) | 1000 | Bare Steel | 1978-05-09 | Galvanized Steel
J R STOWERS | HWY 77 S | HARTWELL | Hart | 730062 | 1 | [5 empty] | Removed from Ground | Gas (Historical Use) | 500 | Bare Steel | 1986-05-07 | Galvanized Steel | Suction (American)
J R STOWERS | HWY 77 S | HARTWELL | Hart | 730062 | 2 | [5 empty] | Removed from Ground | Gas (Historical Use) | 1000 | Bare Steel | 1976-05-09 | Galvanized Steel | Suction (American)
J R STOWERS | HWY 77 S | HARTWELL | Hart | 730062 | 3 | [5 empty] | Removed from Ground | Gas (Historical Use) | 1000 | Bare Steel | 1986-05-07 | Galvanized Steel | Suction (American)
TURNER CONCRETE | HWY 77 & 51 | HARTWELL | Hart | 730063 | 1 | [5 empty] | Removed from Ground | Diesel | 1000 | Bare Steel | 1978-05-09 | Galvanized Steel | Suction (American)
HARTWELL FEED & ELEVATOR | RAILROAD ST | HARTWELL | Hart | 730065 | 1 | [5 empty] | Removed from Ground | Gas (Historical Use) | 1000 | Bare Steel | 1977-05-09 | Galvanized Steel
US ARMY ENGINEERS | HWY 29 N | HARTWELL | Hart | 730066 | 1 | [5 empty] | Removed from Ground | Gas (Historical Use) | 2000 | Bare Steel | 1983-05-08 | Galvanized Steel
US ARMY ENGINEERS | HWY 29 N | HARTWELL | Hart | 730066 | 2 | [5 empty] | Removed from Ground | Diesel | 3000 | Bare Steel | 1983-05-08 | Galvanized Steel
HART FRANKLIN TRAINING CENTER |  | HARTWELL | Hart | 730067 | 1 | [5 empty] | Permanently Out of Use - historical purposes | Gas (Historical Use) | 2000 | Bare Steel | 1976-05-09 | Galvanized Steel
HART FRANKLIN TRAINING CENTER |  | HARTWELL | Hart | 730067 | 2 |  | 1991-01-01 |  | 1991-01-01 |  | Currently in Use | Gas (Historical Use) | 2000 | Cathodically Protected Steel | 1991-01-01 | Cathodically Protected | Suction (American)
GERALD TEMPLES GROCERY | 3564 ANDERSON HWY | HARTWELL | Hart | 730071 | 1 | [5 empty] | Removed from Ground | Gas (Historical Use) | 3000 | Bare Steel | 1966-05-13 | Galvanized Steel
GERALD TEMPLES GROCERY | 3564 ANDERSON HWY | HARTWELL | Hart | 730071 | 2 | [5 empty] | Removed from Ground | Gas (Historical Use) | 5000 | Bare Steel | 1966-05-13 | Galvanized Steel
GERALD TEMPLES GROCERY | 3564 ANDERSON HWY | HARTWELL | Hart | 730071 | 3 | [5 empty] | Removed from Ground | Gas (Historical Use) | 1000 | Bare Steel | 1981-05-09 | Galvanized Steel
POWELLS QUICK STOP | HWY 172 BOWMAN RD | HARTWELL | Hart | 730073 | 1 | [5 empty] | Removed from Ground | Gas (Historical Use) | 10000 | Bare Steel | 1983-05-08 | Galvanized Steel | Pressurized
POWELLS QUICK STOP | HWY 172 BOWMAN RD | HARTWELL | Hart | 730073 | 2 | [5 empty] | Removed from Ground | Gas (Historical Use) | 10000 | Bare Steel | 1983-05-08 | Galvanized Steel | Pressurized
POWELLS QUICK STOP | HWY 172 BOWMAN RD | HARTWELL | Hart | 730073 | 3 | [5 empty] | Removed from Ground | Gas (Historical Use) | 5000 | Bare Steel | 1983-05-08 | Galvanized Steel | Pressurized
POWELLS QUICK STOP | HWY 172 BOWMAN RD | HARTWELL | Hart | 730073 | 4 | [5 empty] | Removed from Ground | Kerosene | 3000 | Bare Steel | 1983-05-08 | Galvanized Steel | Pressurized
POWELLS QUICK STOP | HWY 172 BOWMAN RD | HARTWELL | Hart | 730073 | 5 | [5 empty] | Removed from Ground | Diesel | 3000 | Bare Steel | 1983-05-08 | Galvanized Steel | Pressurized
MADDEN & AYERS INC | 489 E FRANKLIN STREET | HARTWELL | Hart | 730074 | 1 | [5 empty] | Removed from Ground | Gas (Historical Use) | 2000 | Bare Steel | 1976-05-09 | Galvanized Steel
L E BAILEY GROCERY/CLOSED | 1340 OLD HWY 29 | HARTWELL | Hart | 730075 | 1 | [5 empty] | Removed from Ground | Empty | 1000 | Bare Steel | 1956-05-15 | Galvanized Steel
L E BAILEY GROCERY/CLOSED | 1340 OLD HWY 29 | HARTWELL | Hart | 730075 | 2 | [5 empty] | Removed from Ground | Empty | 1000 | Bare Steel | 1956-05-15 | Galvanized Steel
WILLIAM O TUCKER INC | 1848 MT OLIVET RD | HARTWELL | Hart | 730079 | 1 | [5 empty] | Removed from Ground | Diesel | 3000 | Bare Steel | 1978-05-18 | Galvanized Steel | Suction (American)
WILLIAM O TUCKER INC | 1848 MT OLIVET RD | HARTWELL | Hart | 730079 | 2 | [5 empty] | Removed from Ground | Gas (Historical Use) | 1000 | Bare Steel | 1978-05-18 | Galvanized Steel | Suction (American)
JIMBOS #2 | 404 W HOWELL ST | HARTWELL | Hart | 730081 | 1 | Flapper Valve | 2001-11-30 | FALSE | 2001-11-30 | FALSE | Currently in Use | Regular | 8000 | Galvanic (STIP-3) | 1986-08-16 | Fiberglass Reinforced Plastic | Pressurized
JIMBOS #2 | 404 W HOWELL ST | HARTWELL | Hart | 730081 | 2 | Flapper Valve | 2001-11-30 | FALSE | 2001-11-30 | FALSE | Currently in Use | Diesel | 8000 | Galvanic (STIP-3) | 1986-08-16 | Fiberglass Reinforced Plastic | Pressurized
JIMBOS #2 | 404 W HOWELL ST | HARTWELL | Hart | 730081 | 3 | Flapper Valve | 2001-11-30 | FALSE | 2001-11-30 | FALSE | Currently in Use | Premium | 8000 | Galvanic (STIP-3) | 1986-08-16 | Fiberglass Reinforced Plastic | Pressurized
WILSON GROCERY | MT OLIVET RD | HARTWELL | Hart | 730083 | 1 | [5 empty] | Removed from Ground | Gas (Historical Use) | 560 | Bare Steel | 1930-05-21 | Galvanized Steel
WILSON GROCERY | MT OLIVET RD | HARTWELL | Hart | 730083 | 2 | [5 empty] | Removed from Ground | Gas (Historical Use) | 270 | Bare Steel | 1930-05-21 | Galvanized Steel
VANNA GROCERY | NORTH ON HWY 17 3.4 MILES | VANNA | Hart | 730084 | 1 | [5 empty] | Permanently Out Of Use | Gas (Historical Use) | 1000 | Bare Steel | 1974-05-10 | Bare Steel
VANNA GROCERY | NORTH ON HWY 17 3.4 MILES | VANNA | Hart | 730084 | 2 | [5 empty] | Permanently Out Of Use | Gas (Historical Use) | 1000 | Bare Steel | 1974-05-10 | Galvanized Steel
VANNA GROCERY | NORTH ON HWY 17 3.4 MILES | VANNA | Hart | 730084 | 3 | [5 empty] | Permanently Out Of Use | Gas (Historical Use) | 560 | Bare Steel | 1974-05-10 | Bare Steel
ERWIN SHELL | 706 EAST FRANKLIN | HARTWELL | Hart | 730086 | 1 | [5 empty] | Removed from Ground | Gas (Historical Use) | 550 | Bare Steel | 1967-01-06 | Galvanized Steel
ERWIN SHELL | 706 EAST FRANKLIN | HARTWELL | Hart | 730086 | 2 | [5 empty] | Removed from Ground | Gas (Historical Use) | 6000 | Bare Steel | 1967-01-06 | Galvanized Steel
ERWIN SHELL | 706 EAST FRANKLIN | HARTWELL | Hart | 730086 | 3 | [5 empty] | Removed from Ground | Gas (Historical Use) | 3000 | Bare Steel | 1967-01-06 | Galvanized Steel
ERWIN SHELL | 706 EAST FRANKLIN | HARTWELL | Hart | 730086 | 4 | [5 empty] | Removed from Ground | Diesel | 2500 | Bare Steel | 1967-01-06 | Galvanized Steel
MAX SAVER INC | 17 LIBERTY HILL CHURCH RD | HARTWELL | Hart | 10000614 | 1 | Ball Float | 2000-08-10 | FALSE | 2000-08-10 | FALSE | Currently in Use | Regular | 12000 | Composite | 2000-08-10 | Fiberglass Reinforced Plastic | Pressurized
MAX SAVER INC | 17 LIBERTY HILL CHURCH RD | HARTWELL | Hart | 10000614 | 2A | Ball Float | 2000-08-10 | FALSE | 2000-08-10 | FALSE | Currently in Use | Premium | 8000 | Composite | 2000-08-10 | Fiberglass Reinforced Plastic | Pressurized
MAX SAVER INC | 17 LIBERTY HILL CHURCH RD | HARTWELL | Hart | 10000614 | 2B | Ball Float | 2000-08-10 | FALSE | 2000-08-10 | FALSE | Currently in Use | Diesel | 4000 | Composite | 2000-08-10 | Fiberglass Reinforced Plastic | Pressurized
MURPHY USA #6903 | 1570 ANDERSON HWY | HARTWELL | Hart | 10000260 | 1 | Ball Float | 2003-02-05 | FALSE | 2003-02-05 | FALSE | Currently in Use | Regular | 20000 | Fiberglass Double Walled | 2003-01-22 | Double-Walled Flex | Pressurized
MURPHY USA #6903 | 1570 ANDERSON HWY | HARTWELL | Hart | 10000260 | 2A | Ball Float | 2003-02-05 | FALSE | 2003-02-05 | FALSE | Currently in Use | Premium | 8000 | Fiberglass Double Walled | 2003-01-22 | Double-Walled Flex | Pressurized
MURPHY USA #6903 | 1570 ANDERSON HWY | HARTWELL | Hart | 10000260 | 2B | Flapper Valve | 2003-02-05 | FALSE | 2003-02-05 | FALSE | Currently in Use | Diesel | 12000 | Fiberglass Double Walled | 2003-01-22 | Double-Walled Flex | Pressurized
HARBOR LIGHT MARINA SOUTH | 15 KNOX BRIDGE CROSSING RD | LAVONIA | Hart | 10001656 | 1 |  | 2005-06-01 | FALSE | 2005-06-01 | FALSE | Currently in Use |  | 10000 | Composite | 2009-01-07 | Double-Walled Flex
760 REED CREEK POINT | 760 REED CREEK POINT | HARTWELL | Hart | 10002207 | 1 |  |  | FALSE |  | FALSE | Closed in Ground | Gas (Historical Use) | 1000 | Bare Steel | 1980-02-01 | Galvanized Steel
INGLES GAS EXPRESS #66 | 1000 E FRANKLIN ST | HARTWELL | Hart | 10001331 | 1 | Flapper Valve | 2007-03-12 | FALSE | 2007-06-26 | FALSE | Currently in Use | Regular | 25000 | Fiberglass Double Walled | 2007-03-05 | Double-Walled Flex | Pressurized
INGLES GAS EXPRESS #66 | 1000 E FRANKLIN ST | HARTWELL | Hart | 10001331 | 2 | Flapper Valve | 2007-03-12 | FALSE | 2007-06-26 | FALSE | Currently in Use | Premium | 7000 | Fiberglass Double Walled | 2007-03-05 | Double-Walled Flex | Pressurized
INGLES GAS EXPRESS #66 | 1000 E FRANKLIN ST | HARTWELL | Hart | 10001331 | 3 | Flapper Valve | 2007-03-12 | FALSE | 2007-03-12 | FALSE | Currently in Use | Diesel | 5000 | Fiberglass Double Walled | 2007-03-05 | Double-Walled Flex | Pressurized
INGLES GAS EXPRESS #66 | 1000 E FRANKLIN ST | HARTWELL | Hart | 10001331 | 4 | Flapper Valve | 2007-03-12 | FALSE | 2007-03-12 | FALSE | Currently in Use | Diesel | 5000 | Fiberglass Double Walled | 2007-03-05 | Double-Walled Flex | Pressurized
AMERICAN DRY CLEANERS | 115 SOUTH FOREST AVE | HARTWELL | Hart | 9000707 | 1 | [5 empty] | Removed from Ground | Other | 550 | Bare Steel | 1961-05-05 | Galvanized Steel
AMERICAN DRY CLEANERS | 115 SOUTH FOREST AVE | HARTWELL | Hart | 9000707 | 2 | [5 empty] | Removed from Ground | Other | 550 | Bare Steel | 1961-05-05 | Galvanized Steel
AMERICAN DRY CLEANERS | 115 SOUTH FOREST AVE | HARTWELL | Hart | 9000707 | 3 | [5 empty] | Removed from Ground | Other | 550 | Bare Steel | 1961-05-05 | Galvanized Steel
AMERICAN DRY CLEANERS | 115 SOUTH FOREST AVE | HARTWELL | Hart | 9000707 | 4 | [5 empty] | Removed from Ground | Other | 550 | Bare Steel | 1961-05-05 | Galvanized Steel
CLOSED | 828 BENSON ST | HARTWELL | Hart | 9073001 | 1 |  |  | FALSE |  | FALSE | Temporarily out of use | Gas (Historical Use) | 12000 | Bare Steel | 1974-05-10 | Galvanized Steel
CLOSED | 828 BENSON ST | HARTWELL | Hart | 9073001 | 2 |  |  | FALSE |  | FALSE | Temporarily out of use | Kerosene | 1000 | Bare Steel | 1974-05-10 | Galvanized Steel
CLOSED | 828 BENSON ST | HARTWELL | Hart | 9073001 | 3 |  |  | FALSE |  | FALSE | Temporarily out of use | Gas (Historical Use) | 12000 | Bare Steel | 1974-05-10 | Galvanized Steel
COCA-COLA BOTLG CO AFFILIATED IN | RACE & CADE STS | HARTWELL | Hart | 9073005 | 1 | [5 empty] | Removed from Ground | Empty | 3000 | Bare Steel | 1985-01-01 | Bare Steel
BOWERSVILLE MASONIC LODGE #595 |  | BOWERSVILLE | Hart | 9073006 | 1 | [5 empty] | Closed in Ground | Empty | 750 | Bare Steel | 1991-03-09 | Galvanized Steel
BOWERSVILLE MASONIC LODGE #595 |  | BOWERSVILLE | Hart | 9073006 | 2 | [5 empty] | Closed in Ground | Empty | 750 | Bare Steel | 1991-03-09 | Galvanized Steel
TUGALO CONSTRUCTION CO | RT 3 | HARTWELL | Hart | 9073007 | 1 | [5 empty] | Removed from Ground | Gas (Historical Use) | 10000 | Bare Steel |  | Galvanized Steel
TUGALO CONSTRUCTION CO | RT 3 | HARTWELL | Hart | 9073007 | 2 | [5 empty] | Removed from Ground | Diesel | 10000 | Bare Steel |  | Galvanized Steel
GA POWER HARTWELL DIST OPER HQ | 1551 ZION CME CHURCH RD | HARTWELL | Hart | 9073008 | D |  | 1994-01-27 | FALSE | 1994-01-27 | FALSE | Removed from Ground | Diesel | 10000 | Fiberglass | 1987-01-01 | Fiberglass Reinforced Plastic | Pressurized
GA POWER HARTWELL DIST OPER HQ | 1551 ZION CME CHURCH RD | HARTWELL | Hart | 9073008 | G | Ball Float | 1994-01-27 | FALSE | 1994-01-27 | FALSE | Currently in Use | Diesel | 10000 | Fiberglass Double Walled | 1987-01-01 | Fiberglass Reinforced Plastic | Pressurized
SAVANNAH VALLEY EGG CO INC | HART CT INDUSTRIAL PARK | HARTWELL | Hart | 9073009 | 1 | [5 empty] | Removed from Ground | Diesel | 10000 | Cathodically Protected Steel | 1987-08-15 | Bare Steel | Safe Suction (Euro)
SAVANNAH VALLEY EGG CO INC | HART CT INDUSTRIAL PARK | HARTWELL | Hart | 9073009 | 2 | [5 empty] | Removed from Ground | Gas (Historical Use) | 2000 | Cathodically Protected Steel | 1987-08-15 | Bare Steel | Safe Suction (Euro)
SAVANNAH VALLEY EGG CO INC | HART CT INDUSTRIAL PARK | HARTWELL | Hart | 9073009 | 3 |  |  | TRUE |  | TRUE | Removed from Ground | Used Oil | 1000 | Bare Steel | 1987-08-01 | Bare Steel | Gravity Fed
DUNLOP/SLAZENGER SPORTS MANUFACT | US HWY 29 SOUTH | HARTWELL | Hart | 9073010 | 1 | [5 empty] | Closed in Ground | Other | 10000 | Marked Unknown | 1992-05-18 | Unknown
DUNLOP/SLAZENGER SPORTS MANUFACT | US HWY 29 SOUTH | HARTWELL | Hart | 9073010 | 2 | [5 empty] | Removed from Ground | Other | 6000 | Marked Unknown | 1992-04-20 | Unknown
DUNLOP/SLAZENGER SPORTS MANUFACT | US HWY 29 SOUTH | HARTWELL | Hart | 9073010 | 3 | [5 empty] | Permanently Out of Use - historical purposes | Diesel | 20000 | Marked Unknown |  | Unknown
DUNLOP/SLAZENGER SPORTS MANUFACT | US HWY 29 SOUTH | HARTWELL | Hart | 9073010 | 4 | [5 empty] | Permanently Out of Use - historical purposes | Diesel | 20000 | Marked Unknown |  | Unknown
HARPER & JOHNSON ENTERPRISE | RT 1 HART CO INDUSTRIAL PARK | HARTWELL | Hart | 9073011 | 1 | [5 empty] | Removed from Ground | Gas (Historical Use) | 8000 | Bare Steel | 1983-10-30 | Bare Steel | Safe Suction (Euro)
CLAYTOP GROCERY/NURSING HOME | 1732 HWY 17 SOUTH (CORRECT) | BOWERSVILLE | Hart | 9073012 | 1 | [5 empty] | Removed from Ground | Kerosene | 250 | Marked Unknown | 1994-01-01 | Galvanized Steel
CLAYTOP GROCERY/NURSING HOME | 1732 HWY 17 SOUTH (CORRECT) | BOWERSVILLE | Hart | 9073012 | 2 | [5 empty] | Removed from Ground | Gas (Historical Use) | 500 | Marked Unknown | 1994-01-01 | Galvanized Steel
CLAYTOP GROCERY/NURSING HOME | 1732 HWY 17 SOUTH (CORRECT) | BOWERSVILLE | Hart | 9073012 | 3 | [5 empty] | Removed from Ground | Gas (Historical Use) | 1000 | Marked Unknown | 1994-01-01 | Galvanized Steel
FAA/QYI RCLR | US HWY 29 & GA HWY181 | HARTWELL | Hart | 9073013 | 1 | [5 empty] | Removed from Ground | Gas (Historical Use) | 500 | Bare Steel | 1961-01-01 | Bare Steel | Suction (American)
JIMBOS | 1035 E FRANKLIN ST | HARTWELL | Hart | 9073014 | 1 | Flapper Valve | 1996-07-24 | FALSE | 1996-07-24 | FALSE | Currently in Use | Regular | 10000 | Galvanic (STIP-3) | 1987-06-01 | Fiberglass Reinforced Plastic | Pressurized
JIMBOS | 1035 E FRANKLIN ST | HARTWELL | Hart | 9073014 | 2 | Flapper Valve | 1996-07-24 | FALSE | 1996-07-24 | FALSE | Currently in Use | Diesel Off Road | 10000 | Galvanic (STIP-3) | 1987-06-01 | Fiberglass Reinforced Plastic | Pressurized
JIMBOS | 1035 E FRANKLIN ST | HARTWELL | Hart | 9073014 | 3 | Flapper Valve | 1996-07-24 | FALSE | 1996-07-24 | FALSE | Currently in Use | Premium | 10000 | Galvanic (STIP-3) | 1987-06-01 | Fiberglass Reinforced Plastic | Pressurized
JIMBOS | 1035 E FRANKLIN ST | HARTWELL | Hart | 9073014 | 4 | Flapper Valve | 1996-07-24 | FALSE | 1996-07-24 | FALSE | Currently in Use | Diesel On Road | 10000 | Galvanic (STIP-3) | 1987-06-01 | Fiberglass Reinforced Plastic | Pressurized
JIMBOS | 1035 E FRANKLIN ST | HARTWELL | Hart | 9073014 | 5 | Flapper Valve | 1994-01-01 | FALSE | 1994-01-01 | FALSE | Currently in Use | Kerosene | 2000 | Galvanic (STIP-3) | 1994-01-01 | Fiberglass Reinforced Plastic | Safe Suction (Euro)
L & J GENERAL STORE | 2136 REED CREEK SCHOOL RD | HARTWELL | Hart | 9073015 | 1A |  | 1991-09-14 | FALSE | 1991-09-15 | FALSE | Currently in Use | Gas (Historical Use) | 6000 | Galvanic (STIP-3) | 1991-09-14 | Fiberglass Reinforced Plastic | Suction (American)
L & J GENERAL STORE | 2136 REED CREEK SCHOOL RD | HARTWELL | Hart | 9073015 | 1B |  | 1991-09-14 | FALSE | 1991-09-15 | FALSE | Currently in Use | Gas (Historical Use) | 4000 | Galvanic (STIP-3) | 1991-09-14 | Fiberglass Reinforced Plastic | Suction (American)
L & J GENERAL STORE | 2136 REED CREEK SCHOOL RD | HARTWELL | Hart | 9073015 | 1C |  | 1991-09-14 | FALSE | 1991-09-15 | FALSE | Currently in Use | Gas (Historical Use) | 2000 | Galvanic (STIP-3) | 1991-09-14 | Fiberglass Reinforced Plastic | Suction (American)
UNCLE CHARLIES | 6746 ELBERTON HWY | DEWY ROSE | Hart | 9073016 | 1 | [5 empty] | Removed from Ground | Gas (Historical Use) | 5000 | Bare Steel | 1980-01-01 | Galvanized Steel | Suction (American)
UNCLE CHARLIES | 6746 ELBERTON HWY | DEWY ROSE | Hart | 9073016 | 2 | [5 empty] | Removed from Ground | Gas (Historical Use) | 5000 | Bare Steel | 1980-01-01 | Galvanized Steel | Suction (American)
UNCLE CHARLIES | 6746 ELBERTON HWY | DEWY ROSE | Hart | 9073016 | 3 | [5 empty] | Removed from Ground | Gas (Historical Use) | 5000 | Bare Steel | 1980-01-01 | Galvanized Steel | Suction (American)
UNCLE CHARLIES | 6746 ELBERTON HWY | DEWY ROSE | Hart | 9073016 | 4 | [5 empty] | Removed from Ground | Diesel | 3000 | Not Marked/Unknown | 1998-07-23 | Not Marked
UNCLE CHARLIES | 6746 ELBERTON HWY | DEWY ROSE | Hart | 9073016 | 5 |  | 1998-08-04 |  | 1998-08-04 |  | Removed from Ground | Gas (Historical Use) | 6000 | Fiberglass | 1998-08-04 | Fiberglass Reinforced Plastic
UNCLE CHARLIES | 6746 ELBERTON HWY | DEWY ROSE | Hart | 9073016 | 6 |  | 1998-08-04 |  | 1998-08-04 |  | Removed from Ground | Diesel | 1000 | Fiberglass | 1998-08-04 | Fiberglass Reinforced Plastic
UNCLE CHARLIES | 6746 ELBERTON HWY | DEWY ROSE | Hart | 9073016 | 7 |  | 2007-08-06 | FALSE | 2007-08-10 | FALSE | Currently in Use | Gas (Historical Use) | 6000 | Composite | 2007-08-10 | Double-Walled Flex | Pressurized
UNCLE CHARLIES | 6746 ELBERTON HWY | DEWY ROSE | Hart | 9073016 | 8 |  | 2007-08-10 | FALSE | 2007-08-10 | FALSE | Currently in Use | Gas (Historical Use) | 12000 | Composite | 2007-08-10 | Double-Walled Flex | Pressurized
UNCLE CHARLIES | 6746 ELBERTON HWY | DEWY ROSE | Hart | 9073016 | 9 |  | 2007-08-10 | FALSE | 2007-08-10 | FALSE | Currently in Use | Diesel | 10000 | Composite | 2007-08-10 | Double-Walled Flex | Pressurized
M & M FOOD MART | 8573 BOWMAN HWY | DEWY ROSE | Hart | 9073017 | 1 |  | 1995-01-01 | FALSE | 1995-01-01 | FALSE | Currently in Use | Plus | 8000 | Galvanic (STIP-3) | 1995-01-19 | Fiberglass Reinforced Plastic | Pressurized
M & M FOOD MART | 8573 BOWMAN HWY | DEWY ROSE | Hart | 9073017 | 2 |  | 1995-01-01 | FALSE | 1995-01-01 | FALSE | Currently in Use | Premium | 4000 | Galvanic (STIP-3) | 1989-01-19 | Fiberglass Reinforced Plastic | Pressurized
M & M FOOD MART | 8573 BOWMAN HWY | DEWY ROSE | Hart | 9073017 | 3 |  | 1995-01-01 | FALSE | 1989-01-01 | FALSE | Currently in Use | Diesel On Road | 4000 | Galvanic (STIP-3) | 1989-01-19 | Fiberglass Reinforced Plastic | Pressurized
M & M FOOD MART | 8573 BOWMAN HWY | DEWY ROSE | Hart | 9073017 | 4 |  | 1989-01-01 | FALSE | 1989-01-01 | FALSE | Currently in Use | Diesel Off Road | 4000 | Galvanic (STIP-3) | 1989-01-19 | Fiberglass Reinforced Plastic | Pressurized
M & M FOOD MART | 8573 BOWMAN HWY | DEWY ROSE | Hart | 9073017 | 5 |  | 1989-01-01 | FALSE | 1989-01-01 | FALSE | Temporarily out of use | Kerosene | 500 | Galvanic (STIP-3) | 1989-01-19 | Fiberglass Reinforced Plastic | Pressurized
M & M FOOD MART | 8573 BOWMAN HWY | DEWY ROSE | Hart | 9073017 | 6 |  | 2000-01-01 | FALSE | 2000-01-01 | FALSE | Currently in Use | Regular | 10000 | Epoxy | 2000-09-01 | Fiberglass Reinforced Plastic | Pressurized
HART COUNTY MAINTENANCE SHOP | 288 VALLEY HART RD | HARTWELL | Hart | 9073018 | 1 | Flapper Valve | 1998-09-01 | FALSE | 1998-09-01 | FALSE | Currently in Use | Regular | 12000 | Steel-Impressed Current | 1979-01-01 | Steel (Impressed Current) | Pressurized
HART COUNTY MAINTENANCE SHOP | 288 VALLEY HART RD | HARTWELL | Hart | 9073018 | 2 | Flapper Valve | 1998-09-01 | FALSE | 1998-09-01 | FALSE | Currently in Use | Diesel | 12000 | Steel-Impressed Current | 1979-01-01 | Steel (Impressed Current) | Suction (American)
ENGELHARD CORP | 29 PINCIARO LN | HARTWELL | Hart | 9073019 | DF1 | [5 empty] | Removed from Ground | Diesel | 10000 | Bare Steel | 1981-01-01 | Bare Steel | Suction (American)
ENGELHARD CORP | 29 PINCIARO LN | HARTWELL | Hart | 9073019 | DF2 | [5 empty] | Removed from Ground | Diesel | 800 | Bare Steel | 1981-01-01 | Bare Steel | Suction (American)
ENGELHARD CORP | 29 PINCIARO LN | HARTWELL | Hart | 9073019 | UF1 | [5 empty] | Removed from Ground | Gas (Historical Use) | 2000 | Bare Steel | 1998-06-01 | Bare Steel | Suction (American)
ENGELHARD CORP | 29 PINCIARO LN | HARTWELL | Hart | 9073019 | UF2 | [5 empty] | Removed from Ground | Gas (Historical Use) | 1000 | Bare Steel | 1998-06-01 | Bare Steel | Suction (American)
HARBOR LIGHT MARINA | 1476 HARBOR LIGHT MARINA RD | LAVONIA | Hart | 9073020 | 1 | [5 empty] | Closed in Ground | Gas (Historical Use) | 6110 | Bare Steel | 1982-01-01 | Galvanized Steel | Pressurized
HARBOR LIGHT MARINA | 1476 HARBOR LIGHT MARINA RD | LAVONIA | Hart | 9073020 | 2 | Flapper Valve | 1998-11-01 |  | 1998-11-01 |  | Currently in Use | Gas (Historical Use) | 6110 | Steel-Impressed Current | 1982-01-01 | Double-Walled Flex | Pressurized
HARBOR LIGHT MARINA | 1476 HARBOR LIGHT MARINA RD | LAVONIA | Hart | 9073020 | 3 | Flapper Valve | 1998-11-01 |  | 1998-11-01 |  | Currently in Use | Gas (Historical Use) | 6110 | Steel-Impressed Current | 1982-01-01 | Double-Walled Flex | Pressurized
HARBOR LIGHT MARINA | 1476 HARBOR LIGHT MARINA RD | LAVONIA | Hart | 9073020 | 4 | Flapper Valve | 1998-11-01 |  | 1998-11-01 |  | Currently in Use | Gas (Historical Use) | 6110 | Steel-Impressed Current | 1982-01-01 | Double-Walled Flex | Pressurized
ENK241 | 20 E FRANKLIN ST | HARTWELL | Hart | 9073021 | 1 |  | 1995-07-08 | FALSE | 1995-07-08 | FALSE | Removed from Ground | Empty | 12000 | Fiberglass Double Walled | 1995-06-28 | Double-Walled Flex | Pressurized
ENK241 | 20 E FRANKLIN ST | HARTWELL | Hart | 9073021 | 2 |  | 1995-07-08 | FALSE | 1995-07-08 | FALSE | Removed from Ground | Empty | 8000 | Fiberglass Double Walled | 1995-06-28 | Double-Walled Flex | Pressurized
ENK241 | 20 E FRANKLIN ST | HARTWELL | Hart | 9073021 | 3 |  | 1995-07-08 | FALSE | 1995-07-08 | FALSE | Removed from Ground | Empty | 8000 | Fiberglass Double Walled | 1995-06-28 | Double-Walled Flex | Pressurized
ENK241 | 20 E FRANKLIN ST | HARTWELL | Hart | 9073021 | 4 |  | 2000-01-15 | FALSE | 2000-01-15 | FALSE | Removed from Ground | Empty | 2000 | Fiberglass Double Walled | 2000-01-15 | Fiberglass Reinforced Plastic | Pressurized
GOLDMINE GROCERY | HWY 29 NORTH | ROYSTON | Hart | 9073022 | 1 | [5 empty] | Removed from Ground | Gas (Historical Use) | 4000 | Bare Steel | 1995-10-25 | Galvanized Steel | Suction (American)
GOLDMINE GROCERY | HWY 29 NORTH | ROYSTON | Hart | 9073022 | 2 | [5 empty] | Removed from Ground | Gas (Historical Use) | 8000 | Bare Steel | 1995-10-25 | Galvanized Steel | Suction (American)
GOLDMINE GROCERY | HWY 29 NORTH | ROYSTON | Hart | 9073022 | 3 | [5 empty] | Removed from Ground | Gas (Historical Use) | 4000 | Bare Steel | 1995-10-25 | Unknown | Suction (American)
GOLDMINE GROCERY | HWY 29 NORTH | ROYSTON | Hart | 9073022 | 4 | [5 empty] | Removed from Ground | Diesel | 560 | Bare Steel | 1995-10-25 | Galvanized Steel | Suction (American)
HART TELEPHONE COMPANY | 367 FAIRVIEW AVENUE | HARTWELL | Hart | 9073023 | 1 | Flapper Valve | 1990-04-04 | FALSE | 1990-04-04 | FALSE | Currently in Use | Regular | 10000 | Galvanic (STIP-3) | 1990-04-04 | Fiberglass Reinforced Plastic | Pressurized
HART TELEPHONE COMPANY | 367 FAIRVIEW AVENUE | HARTWELL | Hart | 9073023 | 2 | Flapper Valve | 1990-04-04 | FALSE | 1990-04-04 | FALSE | Currently in Use | Diesel | 3000 | Galvanic (STIP-3) | 1990-04-04 | Fiberglass Reinforced Plastic | Pressurized
HART TELEPHONE COMPANY | 367 FAIRVIEW AVENUE | HARTWELL | Hart | 9073023 | A |  |  | FALSE |  | FALSE | Removed from Ground | Diesel | 550 | Bare Steel | 1985-01-01
HART TELEPHONE COMPANY | 367 FAIRVIEW AVENUE | HARTWELL | Hart | 9073023 | B |  |  | FALSE |  | FALSE | Removed from Ground | Diesel | 270 | Bare Steel | 1981-01-01
HART TELEPHONE COMPANY | 367 FAIRVIEW AVENUE | HARTWELL | Hart | 9073023 | C |  |  | FALSE |  | FALSE | Removed from Ground | Gas (Historical Use) | 3000 | Bare Steel | 1979-01-01
G & T GROCERY | 205 SAVANNAH STREET | HARTWELL | Hart | 9073026 | 1 | [5 empty] | Removed from Ground | Gas (Historical Use) | 5000 | Not Marked/Unknown | 1998-03-19 | Not Marked
G & T GROCERY | 205 SAVANNAH STREET | HARTWELL | Hart | 9073026 | 2 | [5 empty] | Removed from Ground | Gas (Historical Use) | 5000 | Not Marked/Unknown | 1998-03-19 | Not Marked
G & T GROCERY | 205 SAVANNAH STREET | HARTWELL | Hart | 9073026 | 3 | [5 empty] | Removed from Ground | Gas (Historical Use) | 5000 | Not Marked/Unknown | 1998-03-19 | Not Marked
ALL HART REALTY | 83 W FRANKLIN | HARTWELL | Hart | 9073028 | 1 | [5 empty] | Removed from Ground | Gas (Historical Use) | 0 | Not Marked/Unknown | 1940-01-01 | Not Marked
SPRINGS GLOBAL US INC - HARTWELL YARN PLANT | 132 S WEBB ST | HARTWELL | Hart | 9073029 | 1 | [5 empty] | Removed from Ground | Other | 12000 | Not Marked/Unknown | 1998-09-01 | Not Marked
SPRINGS GLOBAL US INC - HARTWELL YARN PLANT | 132 S WEBB ST | HARTWELL | Hart | 9073029 | 2 | [5 empty] | Removed from Ground | Other | 12000 | Not Marked/Unknown | 1998-09-01 | Not Marked
MS KAYRAN COOKE | 47 MT VIDIO RD | HARTWELL | Hart | 9073030 | 1 | [5 empty] | Removed from Ground | Gas (Historical Use) | 2000 | Not Marked/Unknown | 1998-10-02 | Not Marked
MS KAYRAN COOKE | 47 MT VIDIO RD | HARTWELL | Hart | 9073030 | 2 | [5 empty] | Removed from Ground | Gas (Historical Use) | 1000 | Not Marked/Unknown | 1998-10-02 | Not Marked
MS KAYRAN COOKE | 47 MT VIDIO RD | HARTWELL | Hart | 9073030 | 3 | [5 empty] | Removed from Ground | Gas (Historical Use) | 500 | Not Marked/Unknown | 1998-10-02 | Not Marked
CATEECHEE GOLF CLUB | 140 CATEECHEE TRAIL | HARTWELL | Hart | 9073031 | 1 | Flapper Valve | 1997-10-07 | FALSE | 1997-10-07 | FALSE | Currently in Use | Regular | 550 | Composite | 1997-10-07 |  | Safe Suction (Euro)
ROYAL FOOD STORE #4 | 5338 LAVONIA HWY | LAVONIA | Hart | 9073032 | 1 |  | 1997-11-01 | FALSE | 1997-11-01 | FALSE | Currently in Use | Regular | 10000 | Composite | 1997-11-01 | Fiberglass Reinforced Plastic | Pressurized
ROYAL FOOD STORE #4 | 5338 LAVONIA HWY | LAVONIA | Hart | 9073032 | 2 |  | 1997-11-01 | FALSE | 1997-11-01 | FALSE | Currently in Use | Premium | 8000 | Composite | 1997-11-01 | Fiberglass Reinforced Plastic | Pressurized
ROYAL FOOD STORE #4 | 5338 LAVONIA HWY | LAVONIA | Hart | 9073032 | 3 |  | 1997-11-01 | FALSE | 1997-11-01 | FALSE | Currently in Use | Diesel | 4000 | Composite | 1997-11-01 | Fiberglass Reinforced Plastic | Pressurized
JIMBROS #4 | 1035 E FRANKLIN ST | HARTWELL | Hart | 9073033 | 1 |  | 1994-01-01 |  | 1994-01-01 |  | Currently in Use | Kerosene | 2000 | Cathodically Protected Steel | 1994-01-01 | Fiberglass Reinforced Plastic | Safe Suction (Euro)
ROYAL FOOD STORE #3 | 8742 ROYSTON HWY | ROYSTON | Hart | 9073034 | 1 | Ball Float | 1999-11-02 | FALSE | 1999-11-02 | FALSE | Currently in Use | Regular | 10000 | Composite | 1999-11-02 | Fiberglass Reinforced Plastic | Pressurized
ROYAL FOOD STORE #3 | 8742 ROYSTON HWY | ROYSTON | Hart | 9073034 | 2 | Ball Float | 1999-11-02 | FALSE | 1999-11-02 | FALSE | Currently in Use | Premium | 4000 | Composite | 1999-11-02 | Fiberglass Reinforced Plastic | Pressurized
ROYAL FOOD STORE #3 | 8742 ROYSTON HWY | ROYSTON | Hart | 9073034 | 3 | Flapper Valve | 1999-11-02 | FALSE | 1999-11-02 | FALSE | Currently in Use | Diesel | 4000 | Composite | 1999-11-02 | Fiberglass Reinforced Plastic | Suction (American)
VANNA COUNTRY STORE | 3091 HWY 17 SOUTH | ROYSTON | Hart | 9073035 | 1 | Ball Float | 2000-02-15 | FALSE | 2000-02-15 | FALSE | Currently in Use | Premium | 8000 | Composite | 2000-02-15 | Double-Walled Fiberglass | Pressurized
VANNA COUNTRY STORE | 3091 HWY 17 SOUTH | ROYSTON | Hart | 9073035 | 2 | Ball Float | 2000-02-15 | FALSE | 2000-02-15 | FALSE | Currently in Use | Regular | 10000 | Composite | 2000-02-15 | Double-Walled Fiberglass | Pressurized
NORTHEAST GEORGIA TIRE RECYCLING INC | 123 INDUSTRIES PARK RD | HARTWELL | Hart | 9073036 | 1 |  | 2000-08-17 | FALSE | 2000-08-17 | FALSE | Temporarily out of use | Diesel | 10027 | Composite | 2000-08-17 | Fiberglass Reinforced Plastic | Suction (American)
SKELTONS GROCERY | US 29 GOLDMINE COMM | GOLDMINE | Hart | 9000260 | 1 |  | 1985-01-01 |  | 1985-01-01 |  | Removed from Ground | Gas (Historical Use) | 2000 | Cathodically Protected Steel | 1985-01-01 | Galvanized Steel | Safe Suction (Euro)
SKELTONS GROCERY | US 29 GOLDMINE COMM | GOLDMINE | Hart | 9000260 | 2 |  | 1985-01-01 |  | 1985-01-01 |  | Removed from Ground | Gas (Historical Use) | 1000 | Cathodically Protected Steel | 1985-01-01 | Galvanized Steel | Safe Suction (Euro)
SKELTONS GROCERY | US 29 GOLDMINE COMM | GOLDMINE | Hart | 9000260 | 3 |  | 1985-01-01 |  | 1985-01-01 |  | Removed from Ground | Gas (Historical Use) | 1000 | Cathodically Protected Steel | 1985-01-01 | Galvanized Steel | Safe Suction (Euro)
SKELTONS GROCERY | US 29 GOLDMINE COMM | GOLDMINE | Hart | 9000260 | 4 |  | 1985-01-01 |  | 1985-01-01 |  | Removed from Ground | Diesel | 1000 | Cathodically Protected Steel | 1985-01-01 | Galvanized Steel | Safe Suction (Euro)
SHANS FIVE POINT GROCERY | 4100 US HWY 27 | FRANKLIN | Heard | 9074001 | 1 |  | 1998-11-01 | TRUE | 1998-11-01 |  | Currently in Use | Gas (Historical Use) | 6000 | Cathodically Protected Steel | 1989-06-01 | Fiberglass Reinforced Plastic | Pressurized
SHANS FIVE POINT GROCERY | 4100 US HWY 27 | FRANKLIN | Heard | 9074001 | 2 |  | 1998-11-01 | TRUE | 1998-11-01 |  | Currently in Use | Diesel | 6000 | Cathodically Protected Steel | 1989-06-01 | Fiberglass Reinforced Plastic | Pressurized
SHANS FIVE POINT GROCERY | 4100 US HWY 27 | FRANKLIN | Heard | 9074001 | 3 |  | 1998-11-01 | TRUE | 1998-11-01 |  | Currently in Use | Gas (Historical Use) | 2000 | Cathodically Protected Steel | 1989-06-01 | Fiberglass Reinforced Plastic | Pressurized
SHANS FIVE POINT GROCERY | 4100 US HWY 27 | FRANKLIN | Heard | 9074001 | 4 |  | 1998-11-01 | TRUE | 1998-11-01 |  | Currently in Use | Diesel | 6000 | Cathodically Protected Steel | 1989-06-01 | Fiberglass Reinforced Plastic | Pressurized
COUNTY LINE ONE STOP | 19555 US HWY 27 S | ROOPVILLE | Heard | 9074002 | 1 |  |  | FALSE |  | FALSE | Removed from Ground | Gas (Historical Use) | 2000 | Bare Steel | 1970-01-01 | Galvanized Steel
COUNTY LINE ONE STOP | 19555 US HWY 27 S | ROOPVILLE | Heard | 9074002 | 2 |  |  | FALSE |  | FALSE | Removed from Ground | Diesel | 2000 | Bare Steel | 1970-01-01 | Galvanized Steel
COUNTY LINE ONE STOP | 19555 US HWY 27 S | ROOPVILLE | Heard | 9074002 | 3 |  |  | FALSE |  | FALSE | Removed from Ground | Gas (Historical Use) | 2000 |  | 1990-11-06 | Galvanized Steel
COUNTY LINE ONE STOP | 19555 US HWY 27 S | ROOPVILLE | Heard | 9074002 | 4 | Flapper Valve | 1996-03-01 | FALSE | 1996-03-01 | TRUE | Currently in Use | Diesel | 2000 | Galvanic (STIP-3) | 1996-03-01 | Fiberglass Reinforced Plastic | Safe Suction (Euro)
COUNTY LINE ONE STOP | 19555 US HWY 27 S | ROOPVILLE | Heard | 9074002 | 5 | Flapper Valve | 1996-03-01 | FALSE | 1996-03-01 | TRUE | Currently in Use | Diesel | 2000 | Galvanic (STIP-3) | 1996-03-01 | Fiberglass Reinforced Plastic | Safe Suction (Euro)
COUNTY LINE ONE STOP | 19555 US HWY 27 S | ROOPVILLE | Heard | 9074002 | 6 | Flapper Valve | 1996-03-01 | FALSE | 1996-03-01 | TRUE | Currently in Use | Premium | 2000 | Galvanic (STIP-3) | 1996-03-01 | Fiberglass Reinforced Plastic | Safe Suction (Euro)
COUNTY LINE ONE STOP | 19555 US HWY 27 S | ROOPVILLE | Heard | 9074002 | 7 | Flapper Valve | 2006-04-18 | FALSE | 2006-04-18 | TRUE | Currently in Use | Regular | 12000 | Galvanic (STIP-3) | 2001-04-18 | Fiberglass Reinforced Plastic | Safe Suction (Euro)
JORDANS KWICK STOP | 2468 FRANKLIN PKWY | FRANKLIN | Heard | 9074003 | 1 | [5 empty] | Removed from Ground | Diesel | 0 | Marked Unknown | 1995-01-16 | Unknown
JORDANS KWICK STOP | 2468 FRANKLIN PKWY | FRANKLIN | Heard | 9074003 | 2 | [5 empty] | Removed from Ground | Diesel | 0 | Marked Unknown | 1995-01-16 | Unknown
JORDANS KWICK STOP | 2468 FRANKLIN PKWY | FRANKLIN | Heard | 9074003 | 3 | [5 empty] | Removed from Ground | Empty | 6000 | Bare Steel | 1995-01-16 | Galvanized Steel
JORDANS KWICK STOP | 2468 FRANKLIN PKWY | FRANKLIN | Heard | 9074003 | 4 | [5 empty] | Removed from Ground | Empty | 6000 | Bare Steel | 1995-01-16 | Galvanized Steel
JORDANS KWICK STOP | 2468 FRANKLIN PKWY | FRANKLIN | Heard | 9074003 | 5 |  |  | TRUE |  | TRUE | Removed from Ground | Used Oil | 0 | Marked Unknown |  | Unknown
JORDANS KWICK STOP | 2468 FRANKLIN PKWY | FRANKLIN | Heard | 9074003 | 6 | Flapper Valve | 1997-08-01 | FALSE | 1997-08-01 | FALSE | Currently in Use | Diesel | 3000 | Fiberglass | 1997-08-01 | Fiberglass Reinforced Plastic | Pressurized
JORDANS KWICK STOP | 2468 FRANKLIN PKWY | FRANKLIN | Heard | 9074003 | 7 | Ball Float | 1997-08-01 | FALSE | 1997-08-01 | FALSE | Currently in Use | Regular | 10000 | Fiberglass | 1997-08-01 | Fiberglass Reinforced Plastic | Pressurized
JORDANS KWICK STOP | 2468 FRANKLIN PKWY | FRANKLIN | Heard | 9074003 | 8 | Ball Float | 1997-08-01 | FALSE | 1997-08-01 | FALSE | Currently in Use | Premium | 8000 | Fiberglass | 1997-08-01 | Fiberglass Reinforced Plastic | Pressurized
STATE LINE CONVENIENCE STORES IN | 8 HWY 34 | FRANKLIN | Heard | 9074005 | 220065 | Ball Float | 1995-03-15 | FALSE | 1995-03-15 | FALSE | Currently in Use | Diesel | 3000 | Steel-Impressed Current | 1995-03-18 | Fiberglass Reinforced Plastic | Safe Suction (Euro)
STATE LINE CONVENIENCE STORES IN | 8 HWY 34 | FRANKLIN | Heard | 9074005 | 42662 | Ball Float | 1995-03-15 | FALSE | 1995-03-15 | FALSE | Currently in Use | Gas (Historical Use) | 6000 | Steel-Impressed Current | 1995-03-18 | Fiberglass Reinforced Plastic | Pressurized
STATE LINE CONVENIENCE STORES IN | 8 HWY 34 | FRANKLIN | Heard | 9074005 | 42663 | Ball Float | 1995-03-15 | FALSE | 1995-03-15 | FALSE | Currently in Use | Premium | 6000 | Steel-Impressed Current | 1995-03-18 | Fiberglass Reinforced Plastic | Pressurized
STATE LINE CONVENIENCE STORES IN | 8 HWY 34 | FRANKLIN | Heard | 9074005 | 42666 | Ball Float | 1995-03-15 | FALSE | 1995-03-15 | FALSE | Currently in Use | Regular | 6000 | Steel-Impressed Current | 1995-03-18 | Fiberglass Reinforced Plastic | Safe Suction (Euro)
STOP IN | 229 CENTRALHATCHEE PKWY | FRANKLIN | Heard | 9074006 | 1 |  | 1991-12-09 | FALSE | 1991-12-09 | FALSE | Removed from Ground | Gas (Historical Use) | 6000 | Galvanic (STIP-3) | 1991-12-09 | Fiberglass Reinforced Plastic | Pressurized
STOP IN | 229 CENTRALHATCHEE PKWY | FRANKLIN | Heard | 9074006 | 2 |  | 1991-12-09 | FALSE | 1991-12-09 | FALSE | Removed from Ground | Gas (Historical Use) | 6000 | Galvanic (STIP-3) | 1991-12-09 | Fiberglass Reinforced Plastic | Pressurized
STOP IN | 229 CENTRALHATCHEE PKWY | FRANKLIN | Heard | 9074006 | 3 |  | 1991-12-09 | FALSE | 1991-12-09 | FALSE | Removed from Ground | Gas (Historical Use) | 6000 | Galvanic (STIP-3) | 1991-12-09 | Fiberglass Reinforced Plastic | Pressurized
FRANKLIN QUICK STOP | 1145 FRANKLIN PKWY | FRANKLIN | Heard | 9074007 | 1 |  | 2000-03-01 | FALSE | 2000-03-01 | FALSE | Temporarily out of use |  | 8000 | Steel-Impressed Current | 2012-04-17 | Steel (Impressed Current) | Safe Suction (Euro)
FRANKLIN QUICK STOP | 1145 FRANKLIN PKWY | FRANKLIN | Heard | 9074007 | 2 |  | 2000-03-01 | FALSE | 2000-03-01 | FALSE | Temporarily out of use | Diesel | 6000 | Steel-Impressed Current | 2012-04-17 | Steel (Impressed Current) | Safe Suction (Euro)
FRANKLIN QUICK STOP | 1145 FRANKLIN PKWY | FRANKLIN | Heard | 9074007 | 3 |  | 2000-03-01 | FALSE | 2000-03-01 | FALSE | Temporarily out of use |  | 8000 | Steel-Impressed Current | 2010-01-05 | Steel (Impressed Current) | Safe Suction (Euro)
H & W TIRE SERVICE | 15651 GA HWY 100 | FRANKLIN | Heard | 9074008 | 1 | [5 empty] | Removed from Ground | Gas (Historical Use) | 1000 | Marked Unknown | 1996-01-16 | Unknown
H & W TIRE SERVICE | 15651 GA HWY 100 | FRANKLIN | Heard | 9074008 | 2 | [5 empty] | Removed from Ground | Gas (Historical Use) | 1000 | Marked Unknown | 1996-01-16 | Unknown
GLENN SUPERETTE | 10 MCCOSH MILL RD | LAGRANGE | Heard | 9074009 | 72148 | Flapper Valve | 1994-12-01 | FALSE | 1994-12-01 | FALSE | Currently in Use | Diesel | 4000 | Steel-Impressed Current | 1987-05-15 | Steel (Impressed Current) | Pressurized
GLENN SUPERETTE | 10 MCCOSH MILL RD | LAGRANGE | Heard | 9074009 | 72211 | Flapper Valve | 1994-12-01 | FALSE | 1994-12-01 | FALSE | Currently in Use | Regular | 6000 | Steel-Impressed Current | 1987-05-15 | Steel (Impressed Current) | Pressurized
GLENN SUPERETTE | 10 MCCOSH MILL RD | LAGRANGE | Heard | 9074009 | 72241 | Flapper Valve | 1994-12-01 | FALSE | 1994-12-01 | FALSE | Currently in Use | Diesel Off Road | 1000 | Steel-Impressed Current | 1987-05-15 | Steel (Impressed Current) | Pressurized
GLENN SUPERETTE | 10 MCCOSH MILL RD | LAGRANGE | Heard | 9074009 | 72246 | Flapper Valve | 1994-12-01 | FALSE | 1994-12-01 | FALSE | Temporarily out of use | Regular | 4000 | Steel-Impressed Current | 1987-05-15 | Steel (Impressed Current) | Suction (American)
COUNTRY CORNER | 19515 HWY 27 | ROOPVILLE | Heard | 9074010 | 1 | Flapper Valve | 1998-12-10 | FALSE | 1998-12-10 | FALSE | Temporarily out of use | Empty | 6000 | Steel-Impressed Current | 1998-12-15 |  | Pressurized
COUNTRY CORNER | 19515 HWY 27 | ROOPVILLE | Heard | 9074010 | 2 | Flapper Valve | 1998-12-10 | FALSE | 1998-12-10 | FALSE | Temporarily out of use | Regular | 6000 | Steel-Impressed Current | 1998-12-15 |  | Pressurized
COUNTRY CORNER | 19515 HWY 27 | ROOPVILLE | Heard | 9074010 | 3 | Flapper Valve | 1998-12-10 | FALSE | 1998-12-10 | FALSE | Temporarily out of use | Diesel | 6000 | Steel-Impressed Current | 1998-12-15 |  | Pressurized
SHELLNUTS AUTO PARTS | 369 CENTRAL HATCHER PKWY | FRANKLIN | Heard | 9022055 | 1 | Flapper Valve | 1998-12-14 | FALSE | 1998-12-14 | FALSE | Currently in Use | Regular | 2000 | Galvanic (STIP-3) | 1989-01-01 | Galvanized Steel | Safe Suction (Euro)
SHELLNUTS AUTO PARTS | 369 CENTRAL HATCHER PKWY | FRANKLIN | Heard | 9022055 | 2 | Flapper Valve | 1998-12-14 | FALSE | 1998-12-14 | FALSE | Currently in Use | Diesel | 2000 | Galvanic (STIP-3) | 1989-01-01 | Galvanized Steel | Safe Suction (Euro)
SHELLNUTS AUTO PARTS | 369 CENTRAL HATCHER PKWY | FRANKLIN | Heard | 9022055 | 3 | Flapper Valve | 1998-12-14 | FALSE | 1998-12-14 | FALSE | Currently in Use | Regular | 2000 | Galvanic (STIP-3) | 1989-01-01 | Galvanized Steel | Safe Suction (Euro)
R & R ONE STOP | 110 ALABAMA RD | ROOPVILLE | Heard | 10001433 | 1 | Ball Float | 2007-10-25 | FALSE | 2007-10-25 | FALSE | Currently in Use | Premium | 3000 | Epoxy Double-Walled | 2007-10-25 | Double-Walled Fiberglass | Pressurized
R & R ONE STOP | 110 ALABAMA RD | ROOPVILLE | Heard | 10001433 | 2 | Ball Float | 2007-10-25 | FALSE | 2007-10-25 | FALSE | Currently in Use | Regular | 9000 | Epoxy Double-Walled | 2007-10-25 | Double-Walled Fiberglass | Pressurized
R & R ONE STOP | 110 ALABAMA RD | ROOPVILLE | Heard | 10001433 | 3 | Ball Float | 2007-10-25 | FALSE | 2007-10-25 | FALSE | Currently in Use | Diesel | 5000 | Epoxy Double-Walled | 2007-10-25 | Double-Walled Fiberglass | Pressurized
R & R ONE STOP | 110 ALABAMA RD | ROOPVILLE | Heard | 10001433 | 4 | Ball Float | 2007-10-25 | FALSE | 2007-10-25 | FALSE | Currently in Use | Diesel | 3000 | Epoxy Double-Walled | 2007-10-25 | Double-Walled Fiberglass | Pressurized
BOB ROWLEY | 647 GUM CREEK RD | ROOPVILLE | Heard | 740001 | 1 | [5 empty] | Closed in Ground | Gas (Historical Use) | 500 | Bare Steel | 1979-01-01 | Galvanized Steel
JONES SHEET METAL INC | RT 3/GA HWY 34 | FRANKLIN | Heard | 740004 | 1 | [5 empty] | Removed from Ground | Gas (Historical Use) | 500 | Bare Steel | 1978-02-26 | Galvanized Steel
JONES SHEET METAL INC | RT 3/GA HWY 34 | FRANKLIN | Heard | 740004 | 2 | [5 empty] | Removed from Ground | Gas (Historical Use) | 500 | Bare Steel | 1981-02-25 | Galvanized Steel
MCWHORTER EXXON | RT 27 | FRANKLIN | Heard | 740006 | 1 | [5 empty] | Permanently Out of Use - historical purposes | Gas (Historical Use) | 1000 | Bare Steel | 1977-04-18 | Unknown
MCWHORTER EXXON | RT 27 | FRANKLIN | Heard | 740006 | 2 | [5 empty] | Permanently Out of Use - historical purposes | Gas (Historical Use) | 1000 | Bare Steel | 1977-04-18 | Unknown
MCWHORTER EXXON | RT 27 | FRANKLIN | Heard | 740006 | 3 | [5 empty] | Permanently Out of Use - historical purposes | Gas (Historical Use) | 1000 | Bare Steel | 1977-04-18 | Unknown
RIVERSIDE BP | 1778 FRANKLIN PKWY | FRANKLIN | Heard | 740007 | 1 | Flapper Valve | 1997-09-01 | FALSE | 1997-09-01 | FALSE | Currently in Use | Regular | 6000 | Steel-Impressed Current | 1980-04-17 | Fiberglass Reinforced Plastic | Pressurized
RIVERSIDE BP | 1778 FRANKLIN PKWY | FRANKLIN | Heard | 740007 | 2 | Flapper Valve | 1997-09-12 | FALSE | 1997-09-12 | FALSE | Currently in Use | Regular | 6000 | Steel-Impressed Current | 1980-04-17 | Fiberglass Reinforced Plastic | Pressurized
RIVERSIDE BP | 1778 FRANKLIN PKWY | FRANKLIN | Heard | 740007 | 3 | Flapper Valve | 1997-09-12 | FALSE | 1997-09-12 | FALSE | Currently in Use | Premium | 4000 | Steel-Impressed Current | 1980-04-17 | Fiberglass Reinforced Plastic | Pressurized
RIVERSIDE BP | 1778 FRANKLIN PKWY | FRANKLIN | Heard | 740007 | 4 | Ball Float | 1997-09-12 | FALSE | 1997-09-12 | FALSE | Currently in Use | Diesel | 3000 | Steel-Impressed Current | 1980-04-17 | Fiberglass Reinforced Plastic | Pressurized
TEXAS GRO | 4424 HWY 34W | FRANKLIN | Heard | 740009 | 1 | [5 empty] | Removed from Ground | Gas (Historical Use) | 1000 | Bare Steel | 1974-04-19 | Unknown | Suction (American)
TEXAS GRO | 4424 HWY 34W | FRANKLIN | Heard | 740009 | 2 | [5 empty] | Removed from Ground | Gas (Historical Use) | 1000 | Bare Steel | 1974-04-19 | Unknown | Suction (American)
JONES SHEET METAL | RT 3 BOX 24 | FRANKLIN | Heard | 740012 | 1 | [5 empty] | Removed from Ground | Gas (Historical Use) | 550 | Bare Steel | 1980-04-17 | Galvanized Steel
BARBER ENTERPRISES INC | GA HWY 219 | FRANKLIN | Heard | 740013 | 1 | [5 empty] | Removed from Ground | Gas (Historical Use) | 1000 | Bare Steel | 1973-04-21 | Galvanized Steel
N V AWBERY | GA HWY 34 | FRANKLIN | Heard | 740014 | 1 | [5 empty] | Removed from Ground | Gas (Historical Use) | 550 | Bare Steel | 1981-04-19 | Galvanized Steel
RACHEL MITCHELL EPHESUS SHOPPETT | 23970 GA HWY 100 | FRANKLIN | Heard | 740015 | 1 | [5 empty] | Removed from Ground | Gas (Historical Use) | 1000 | Bare Steel | 1976-04-23 | Galvanized Steel | Safe Suction (Euro)
RACHEL MITCHELL EPHESUS SHOPPETT | 23970 GA HWY 100 | FRANKLIN | Heard | 740015 | 2 | [5 empty] | Removed from Ground | Gas (Historical Use) | 1000 | Bare Steel | 1976-04-23 | Galvanized Steel | Safe Suction (Euro)
RACHEL MITCHELL EPHESUS SHOPPETT | 23970 GA HWY 100 | FRANKLIN | Heard | 740015 | 3 | [5 empty] | Removed from Ground | Gas (Historical Use) | 1000 | Bare Steel | 1976-04-23 | Galvanized Steel | Safe Suction (Euro)
SOLON OWENBY SVC STA | US HWY 27 | FRANKLIN | Heard | 740016 | 1 | [5 empty] | Removed from Ground | Gas (Historical Use) | 1000 | Bare Steel | 1998-10-12 | Galvanized Steel
SOLON OWENBY SVC STA | US HWY 27 | FRANKLIN | Heard | 740016 | 2 | [5 empty] | Removed from Ground | Gas (Historical Use) | 1000 | Bare Steel | 1998-10-12 | Galvanized Steel
SHELNUTTS EXXON | 15301 US HWY 27 RT 2 | FRANKLIN | Heard | 740017 | 1 | [5 empty] | Removed from Ground | Gas (Historical Use) | 2000 | Bare Steel | 1979-04-09 | Galvanized Steel | Safe Suction (Euro)
SHELNUTTS EXXON | 15301 US HWY 27 RT 2 | FRANKLIN | Heard | 740017 | 2 | [5 empty] | Removed from Ground | Gas (Historical Use) | 2000 | Bare Steel | 1979-04-09 | Galvanized Steel | Safe Suction (Euro)
SHELNUTTS EXXON | 15301 US HWY 27 RT 2 | FRANKLIN | Heard | 740017 | 3 | [5 empty] | Removed from Ground | Gas (Historical Use) | 2000 | Bare Steel | 1979-04-09 | Galvanized Steel | Safe Suction (Euro)
SHELNUTTS EXXON | 15301 US HWY 27 RT 2 | FRANKLIN | Heard | 740017 | 4 | [5 empty] | Removed from Ground | Diesel | 2000 | Bare Steel | 1985-04-07 | Galvanized Steel | Safe Suction (Euro)
DEPARTMENT OF TRANSPORTATION #10 | 550 OLD FIELD RD | FRANKLIN | Heard | 740019 | 316G1 | [5 empty] | Removed from Ground | Diesel | 6000 | Bare Steel | 1985-02-15 | Galvanized Steel
HEARD COUNTY SCHOOL BUS GARAGE | 201 PARK AVE | FRANKLIN | Heard | 740021 | 1 | [5 empty] | Removed from Ground | Diesel | 2000 | Bare Steel | 1978-03-27 | Galvanized Steel | Safe Suction (Euro)
HEARD COUNTY SCHOOL BUS GARAGE | 201 PARK AVE | FRANKLIN | Heard | 740021 | 2 | Flapper Valve | 1995-06-01 |  | 1995-06-01 |  | Removed from Ground | Diesel | 10000 | Galvanic (STIP-3) | 1985-03-25 | Fiberglass Reinforced Plastic | Safe Suction (Euro)
FRANKLIN CONVENIENCE STORE #54 | 2193 FRANKLIN PKWY | FRANKLIN | Heard | 740025 | 1 | Flapper Valve | 1998-04-01 | FALSE | 1998-04-01 | FALSE | Currently in Use | Regular | 10000 | Composite | 1981-05-02 | Steel (Impressed Current) | Pressurized
FRANKLIN CONVENIENCE STORE #54 | 2193 FRANKLIN PKWY | FRANKLIN | Heard | 740025 | 2 | Flapper Valve | 1998-04-01 | FALSE | 1998-04-01 | FALSE | Currently in Use | Diesel | 8000 | Composite | 1981-05-02 | Steel (Impressed Current) | Pressurized
FRANKLIN CONVENIENCE STORE #54 | 2193 FRANKLIN PKWY | FRANKLIN | Heard | 740025 | 3 | Flapper Valve | 1998-04-01 | FALSE | 1998-04-01 | FALSE | Currently in Use | Gas (Historical Use) | 8000 | Composite | 1981-05-02 | Steel (Impressed Current) | Pressurized
GA POWER | PO BOX 150 | ROOPVILLE | Heard | 740026 | 1 | [5 empty] | Removed from Ground | Gas (Historical Use) | 2000 | Bare Steel | 1976-05-09 | Bare Steel
GA POWER | PO BOX 150 | ROOPVILLE | Heard | 740026 | 11-CONST |  |  | TRUE |  | TRUE | Removed from Ground | Used Oil | 1000 | Bare Steel | 1976-05-09 | Bare Steel
GA POWER | PO BOX 150 | ROOPVILLE | Heard | 740026 | 15 | [5 empty] | Removed from Ground | Other | 250 | Bare Steel | 1986-05-07 | Bare Steel
GA POWER | PO BOX 150 | ROOPVILLE | Heard | 740026 | 16 | [5 empty] | Removed from Ground | Other | 250 | Bare Steel | 1976-05-09 | Bare Steel
GA POWER | PO BOX 150 | ROOPVILLE | Heard | 740026 | 2 | [5 empty] | Removed from Ground | Gas (Historical Use) | 2000 | Bare Steel | 1976-05-09 | Bare Steel
GA POWER | PO BOX 150 | ROOPVILLE | Heard | 740026 | 4 | [5 empty] | Removed from Ground | Gas (Historical Use) | 10000 | Bare Steel | 1976-05-09 | Bare Steel
GA POWER | PO BOX 150 | ROOPVILLE | Heard | 740026 | 5 | [5 empty] | Removed from Ground | Diesel | 6000 | Bare Steel | 1976-05-09 | Bare Steel
GA POWER | PO BOX 150 | ROOPVILLE | Heard | 740026 | 6 | [5 empty] | Removed from Ground | Gas (Historical Use) | 6000 | Bare Steel | 1976-05-09 | Bare Steel
GA POWER | PO BOX 150 | ROOPVILLE | Heard | 740026 | 7 | [5 empty] | Removed from Ground | Kerosene | 1000 | Bare Steel | 1976-05-09 | Bare Steel
GA POWER | PO BOX 150 | ROOPVILLE | Heard | 740026 | 8-WTP |  |  | TRUE |  | TRUE | Removed from Ground | Used Oil | 1000 | Bare Steel | 1976-05-09 | Bare Steel
GA POWER | PO BOX 150 | ROOPVILLE | Heard | 740026 | 9 |  |  | TRUE |  | TRUE | Removed from Ground | Used Oil | 250 | Bare Steel | 1976-05-09 | Bare Steel
POP GROCERY | 375 GA HWY 100 | HOGANSVILLE | Heard | 740028 | 1 |  | 1998-12-03 | FALSE | 1998-12-03 | FALSE | Closed in Ground | Gas (Historical Use) | 1000 | Steel-Impressed Current | 1974-05-11 | Steel (Impressed Current) | Suction (American)
POP GROCERY | 375 GA HWY 100 | HOGANSVILLE | Heard | 740028 | 2 |  | 1998-12-03 | FALSE | 1998-12-03 | FALSE | Closed in Ground | Gas (Historical Use) | 1000 | Steel-Impressed Current | 1974-05-11 | Steel (Impressed Current) | Safe Suction (Euro)
POP GROCERY | 375 GA HWY 100 | HOGANSVILLE | Heard | 740028 | 3 |  | 1998-12-03 | FALSE | 1998-12-03 | FALSE | Closed in Ground |  | 1000 | Steel-Impressed Current | 1998-12-11 | Steel (Impressed Current) | Suction (American)
POP GROCERY | 375 GA HWY 100 | HOGANSVILLE | Heard | 740028 | 4 |  | 1998-12-03 | FALSE | 1998-12-03 | FALSE | Closed in Ground | Diesel | 1000 | Steel-Impressed Current | 1974-05-11 | Steel (Impressed Current) | Suction (American)
POP GROCERY | 375 GA HWY 100 | HOGANSVILLE | Heard | 740028 | 5 |  | 1998-12-03 | FALSE | 1998-12-03 | FALSE | Closed in Ground | Kerosene | 250 | Steel-Impressed Current | 1974-05-11 | Steel (Impressed Current) | Suction (American)
POP GROCERY | 375 GA HWY 100 | HOGANSVILLE | Heard | 740028 | 6 | Flapper Valve | 2019-06-26 | FALSE | 2019-06-05 | FALSE | Currently in Use | Regular | 4000 | Tank Jacket Double Walled | 2019-06-04 | Double-Walled Fiberglass | Pressurized
POP GROCERY | 375 GA HWY 100 | HOGANSVILLE | Heard | 740028 | 7A | Flapper Valve | 2019-06-26 | FALSE | 2019-06-05 | FALSE | Currently in Use | Premium | 2000 | Tank Jacket Double Walled | 2019-06-04 | Double-Walled Fiberglass | Pressurized
POP GROCERY | 375 GA HWY 100 | HOGANSVILLE | Heard | 740028 | 7B | Flapper Valve | 2019-06-26 | FALSE | 2019-06-05 | FALSE | Currently in Use | Diesel | 2000 | Tank Jacket Double Walled | 2019-06-04 | Double-Walled Fiberglass | Pressurized
DUFFLY'S BAIT & TACKLE | GA HWY 219 NORTH | FRANKLIN | Heard | 740029 | 1 | [5 empty] | Removed from Ground | Gas (Historical Use) | 1000 | Bare Steel | 1997-08-21 | Galvanized Steel
DUFFLY'S BAIT & TACKLE | GA HWY 219 NORTH | FRANKLIN | Heard | 740029 | 2 | [5 empty] | Removed from Ground | Gas (Historical Use) | 1000 | Bare Steel | 1978-05-10 | Galvanized Steel
EPHESUS GROCERY | 24441 HWY #100 | ROOPVILLE | Heard | 740030 | 1 | [5 empty] | Removed from Ground | Gas (Historical Use) | 560 | Bare Steel | 1956-05-15 | Galvanized Steel | Safe Suction (Euro)
EPHESUS GROCERY | 24441 HWY #100 | ROOPVILLE | Heard | 740030 | 2 | [5 empty] | Removed from Ground | Gas (Historical Use) | 560 | Bare Steel | 1956-05-15 | Galvanized Steel | Safe Suction (Euro)
EPHESUS GROCERY | 24441 HWY #100 | ROOPVILLE | Heard | 740030 | 3 | [5 empty] | Removed from Ground | Diesel | 1000 | Bare Steel | 1976-05-10 | Galvanized Steel | Safe Suction (Euro)
EPHESUS GROCERY | 24441 HWY #100 | ROOPVILLE | Heard | 740030 | 4 |  | 1990-01-01 |  | 1990-01-01 |  | Temporarily out of use | Gas (Historical Use) | 1000 | Cathodically Protected Steel | 1990-01-01 | Cathodically Protected | Suction (American)
EPHESUS GROCERY | 24441 HWY #100 | ROOPVILLE | Heard | 740030 | 5 |  | 1990-01-01 |  | 1990-01-01 |  | Temporarily out of use | Gas (Historical Use) | 1000 | Cathodically Protected Steel | 1990-01-01 | Cathodically Protected | Suction (American)
EPHESUS GROCERY | 24441 HWY #100 | ROOPVILLE | Heard | 740030 | 6 |  | 1990-01-01 |  | 1990-01-01 |  | Temporarily out of use | Gas (Historical Use) | 1000 | Cathodically Protected Steel | 1990-01-01 | Cathodically Protected | Suction (American)
GOSDIN PACKAGE STORE | ALABAMA RD/RT 1 | ROOPVILLE | Heard | 740031 | 1 | [5 empty] | Removed from Ground | Gas (Historical Use) | 1000 | Bare Steel | 1978-05-10 | Galvanized Steel
GOSDIN PACKAGE STORE | ALABAMA RD/RT 1 | ROOPVILLE | Heard | 740031 | 2 | [5 empty] | Removed from Ground | Gas (Historical Use) | 1000 | Bare Steel | 1978-05-10 | Galvanized Steel
BLEDSOE'S | US HWY 27 NORTH | FRANKLIN | Heard | 740033 | 1 | [5 empty] | Removed from Ground | Empty | 560 | Bare Steel | 1971-05-12 | Galvanized Steel | Safe Suction (Euro)
BLEDSOE'S | US HWY 27 NORTH | FRANKLIN | Heard | 740033 | 2 | [5 empty] | Removed from Ground | Empty | 560 | Bare Steel | 1971-05-12 | Galvanized Steel
GA KRAFT CO | US HWY 27 S | FRANKLIN | Heard | 740034 | 1 | [5 empty] | Removed from Ground | Propane | 500 | Bare Steel | 1966-05-13 | Unknown
GREENWAY #680 FRANKLIN SQUARE AM | 209 DAVIS ST | FRANKLIN | Heard | 740035 | 1 | [5 empty] | Removed from Ground | Gas (Historical Use) | 1065 | Bare Steel | 1972-05-11 | Bare Steel | Suction (American)
GREENWAY #680 FRANKLIN SQUARE AM | 209 DAVIS ST | FRANKLIN | Heard | 740035 | 2 | [5 empty] | Removed from Ground | Gas (Historical Use) | 1990 | Bare Steel | 1972-05-11 | Bare Steel | Suction (American)
GREENWAY #680 FRANKLIN SQUARE AM | 209 DAVIS ST | FRANKLIN | Heard | 740035 | 3 | [5 empty] | Removed from Ground | Gas (Historical Use) | 2980 | Bare Steel | 1972-05-11 | Bare Steel | Suction (American)
GREENWAY #680 FRANKLIN SQUARE AM | 209 DAVIS ST | FRANKLIN | Heard | 740035 | 4 | [5 empty] | Removed from Ground | Empty | 1065 | Bare Steel | 1972-05-11 | Bare Steel | Suction (American)
THOMPSON'S GROCERY #43 | RT 3/GA HWY 34 WEST | WARESVILLE | Heard | 740036 | 1 | [5 empty] | Removed from Ground | Gas (Historical Use) | 560 | Bare Steel | 1978-05-10 | Galvanized Steel
THOMPSON'S GROCERY #43 | RT 3/GA HWY 34 WEST | WARESVILLE | Heard | 740036 | 2 | [5 empty] | Removed from Ground | Gas (Historical Use) | 560 | Bare Steel | 1978-05-10 | Galvanized Steel
COUNTY LINE FOOD STORE | 354 JOE STEPHENS RD | FRANKLIN | Heard | 740043 | 1 |  | 1999-05-13 |  | 1999-05-13 |  | Removed from Ground | Gas (Historical Use) | 1000 | Steel-Impressed Current | 1984-06-01 | Fiberglass Reinforced Plastic | Safe Suction (Euro)
COUNTY LINE FOOD STORE | 354 JOE STEPHENS RD | FRANKLIN | Heard | 740043 | 2 |  | 1999-05-13 |  | 1999-05-13 |  | Removed from Ground | Gas (Historical Use) | 1000 | Steel-Impressed Current | 1984-06-01 | Fiberglass Reinforced Plastic | Safe Suction (Euro)
FLASH FOODS #236 | 1825 FRANKLIN PKWY | FRANKLIN | Heard | 380048 | 1 | [5 empty] | Removed from Ground | Gas (Historical Use) | 5000 | Bare Steel | 1975-03-23 | Galvanized Steel
FLASH FOODS #236 | 1825 FRANKLIN PKWY | FRANKLIN | Heard | 380048 | 2 | [5 empty] | Removed from Ground | Gas (Historical Use) | 5000 | Bare Steel | 1975-03-23 | Galvanized Steel
FLASH FOODS #236 | 1825 FRANKLIN PKWY | FRANKLIN | Heard | 380048 | 3 | [5 empty] | Removed from Ground | Gas (Historical Use) | 5000 | Bare Steel | 1975-03-23 | Galvanized Steel
FLASH FOODS #236 | 1825 FRANKLIN PKWY | FRANKLIN | Heard | 380048 | 4 | [5 empty] | Removed from Ground | Gas (Historical Use) | 4000 | Bare Steel | 1975-03-23 | Galvanized Steel
FLASH FOODS #236 | 1825 FRANKLIN PKWY | FRANKLIN | Heard | 380048 | 5 | Flapper Valve | 1994-06-01 | FALSE | 1994-06-01 | FALSE | Currently in Use | Premium | 6000 | Galvanic (STIP-3) | 1987-06-01 | Fiberglass Reinforced Plastic | Pressurized
FLASH FOODS #236 | 1825 FRANKLIN PKWY | FRANKLIN | Heard | 380048 | 6 | Flapper Valve | 1994-06-01 | FALSE | 1994-06-01 | FALSE | Currently in Use | Regular | 6000 | Galvanic (STIP-3) | 1987-06-01 | Fiberglass Reinforced Plastic | Pressurized
FLASH FOODS #236 | 1825 FRANKLIN PKWY | FRANKLIN | Heard | 380048 | 7 | Flapper Valve | 1994-06-01 | FALSE | 1994-06-01 | FALSE | Currently in Use | Regular | 6000 | Galvanic (STIP-3) | 1987-06-01 | Fiberglass Reinforced Plastic | Pressurized
STOCKBRIDGE MARATHON | 776 GA HWY 138 W | STOCKBRIDGE | Henry | 3010118 | 1 | [5 empty] | Removed from Ground | Gas (Historical Use) | 10000 | Cathodically Protected Steel | 1970-04-27 | Galvanized Steel | Pressurized
STOCKBRIDGE MARATHON | 776 GA HWY 138 W | STOCKBRIDGE | Henry | 3010118 | 2 | [5 empty] | Removed from Ground | Gas (Historical Use) | 10000 | Cathodically Protected Steel | 1970-04-27 | Galvanized Steel | Pressurized
STOCKBRIDGE MARATHON | 776 GA HWY 138 W | STOCKBRIDGE | Henry | 3010118 | 3 | [5 empty] | Removed from Ground | Gas (Historical Use) | 5000 | Cathodically Protected Steel | 1970-04-27 | Galvanized Steel | Pressurized
STOCKBRIDGE MARATHON | 776 GA HWY 138 W | STOCKBRIDGE | Henry | 3010118 | 4 | [5 empty] | Removed from Ground | Diesel | 10000 | Fiberglass | 1980-02-11 | Fiberglass Reinforced Plastic | Pressurized
STOCKBRIDGE MARATHON | 776 GA HWY 138 W | STOCKBRIDGE | Henry | 3010118 | 5 | [5 empty] | Removed from Ground | Gas (Historical Use) | 550 | Cathodically Protected Steel | 1970-04-27 | Galvanized Steel
STOCKBRIDGE MARATHON | 776 GA HWY 138 W | STOCKBRIDGE | Henry | 3010118 | 7 |  | 1993-08-13 | FALSE | 1993-08-13 | FALSE | Currently in Use | Regular | 11527 | Fiberglass | 1993-08-13 | Fiberglass Reinforced Plastic | Pressurized
STOCKBRIDGE MARATHON | 776 GA HWY 138 W | STOCKBRIDGE | Henry | 3010118 | 8 |  | 1993-08-13 | FALSE | 1993-08-13 | FALSE | Currently in Use | Premium | 11527 | Fiberglass | 1993-08-13 | Fiberglass Reinforced Plastic | Pressurized
STOCKBRIDGE MARATHON | 776 GA HWY 138 W | STOCKBRIDGE | Henry | 3010118 | 9 |  | 1993-08-13 | FALSE | 1993-08-13 | FALSE | Currently in Use | Diesel | 11527 | Fiberglass | 1993-08-13 | Fiberglass Reinforced Plastic | Pressurized
PETROL MART #621 | 5557 N HENRY BLVD | STOCKBRIDGE | Henry | 310060 | 1 | [5 empty] | Removed from Ground | Gas (Historical Use) | 10027 | Bare Steel | 1981-01-15 | Galvanized Steel
PETROL MART #621 | 5557 N HENRY BLVD | STOCKBRIDGE | Henry | 310060 | 2 | [5 empty] | Removed from Ground | Gas (Historical Use) | 10027 | Bare Steel | 1981-01-15 | Galvanized Steel
PETROL MART #621 | 5557 N HENRY BLVD | STOCKBRIDGE | Henry | 310060 | 3 | [5 empty] | Removed from Ground | Diesel | 10027 | Bare Steel | 1981-01-15 | Galvanized Steel
PETROL MART #621 | 5557 N HENRY BLVD | STOCKBRIDGE | Henry | 310060 | 4 | [5 empty] | Removed from Ground | Gas (Historical Use) | 10027 | Bare Steel | 1981-01-15 | Galvanized Steel
PETROL MART #621 | 5557 N HENRY BLVD | STOCKBRIDGE | Henry | 310060 | 5 | Ball Float | 1994-06-01 |  | 1994-06-01 |  | Removed from Ground | Gas (Historical Use) | 10000 | Composite | 1994-06-01 | Fiberglass Reinforced Plastic | Pressurized
PETROL MART #621 | 5557 N HENRY BLVD | STOCKBRIDGE | Henry | 310060 | 6 | Ball Float | 1994-06-01 |  | 1994-06-01 |  | Removed from Ground | Gas (Historical Use) | 10000 | Composite | 1994-06-01 | Fiberglass Reinforced Plastic | Pressurized
PETROL MART #621 | 5557 N HENRY BLVD | STOCKBRIDGE | Henry | 310060 | 7 | Ball Float | 1994-06-01 |  | 1994-06-01 |  | Removed from Ground | Gas (Historical Use) | 10000 | Composite | 1994-06-01 | Fiberglass Reinforced Plastic | Pressurized
SUNOCO FOOD MART | 3011 JODECO RD | JONESBORO | Henry | 310157 | 1 |  | 1994-10-27 |  | 1994-10-27 |  | Removed from Ground | Gas (Historical Use) | 10000 | Not Marked/Unknown | 1976-04-01 | Fiberglass Reinforced Plastic | Pressurized
SUNOCO FOOD MART | 3011 JODECO RD | JONESBORO | Henry | 310157 | 2 |  | 1994-10-27 |  | 1994-10-27 |  | Removed from Ground | Gas (Historical Use) | 10000 | Not Marked/Unknown | 1976-04-01 | Fiberglass Reinforced Plastic | Pressurized
SUNOCO FOOD MART | 3011 JODECO RD | JONESBORO | Henry | 310157 | 3 | Ball Float | 1998-03-01 | FALSE | 1998-03-01 | FALSE | Currently in Use | Regular | 12000 | Composite | 1998-02-01 | Fiberglass Reinforced Plastic | Pressurized
SUNOCO FOOD MART | 3011 JODECO RD | JONESBORO | Henry | 310157 | 4 | Ball Float | 1998-03-01 | FALSE | 1998-03-01 | FALSE | Currently in Use | Premium | 10000 | Composite | 1998-02-01 | Fiberglass Reinforced Plastic | Pressurized
KWICK MART | 3404 N HENRY BLVD | STOCKBRIDGE | Henry | 750001 | 1 | [5 empty] | Removed from Ground | Gas (Historical Use) | 6000 | Bare Steel | 1985-04-21 | Galvanized Steel
KWICK MART | 3404 N HENRY BLVD | STOCKBRIDGE | Henry | 750001 | 10 | [5 empty] | Removed from Ground | Kerosene | 1 | Cathodically Protected Steel | 1996-08-23 | Fiberglass Reinforced Plastic
KWICK MART | 3404 N HENRY BLVD | STOCKBRIDGE | Henry | 750001 | 11 | Ball Float | 1997-03-01 | FALSE | 1997-03-01 | FALSE | Currently in Use | Diesel | 12000 | Fiberglass | 2003-08-07 | Fiberglass Reinforced Plastic | Pressurized
KWICK MART | 3404 N HENRY BLVD | STOCKBRIDGE | Henry | 750001 | 2 | [5 empty] | Removed from Ground | Gas (Historical Use) | 6000 | Bare Steel | 1985-04-21 | Galvanized Steel
KWICK MART | 3404 N HENRY BLVD | STOCKBRIDGE | Henry | 750001 | 3 | [5 empty] | Removed from Ground | Gas (Historical Use) | 8000 | Bare Steel | 1985-04-21 | Galvanized Steel
KWICK MART | 3404 N HENRY BLVD | STOCKBRIDGE | Henry | 750001 | 4 | [5 empty] | Removed from Ground | Diesel | 8000 | Bare Steel | 1985-04-21 | Galvanized Steel
KWICK MART | 3404 N HENRY BLVD | STOCKBRIDGE | Henry | 750001 | 5 | Flapper Valve | 1988-05-01 | FALSE | 1988-05-01 | FALSE | Currently in Use | Kerosene | 2000 | Composite | 1988-05-01 | Fiberglass Reinforced Plastic | Safe Suction (Euro)
KWICK MART | 3404 N HENRY BLVD | STOCKBRIDGE | Henry | 750001 | 6 | Ball Float | 1988-05-01 | FALSE | 1988-05-01 | FALSE | Currently in Use | Diesel | 12000 | Composite | 1988-05-01 | Fiberglass Reinforced Plastic | Pressurized
KWICK MART | 3404 N HENRY BLVD | STOCKBRIDGE | Henry | 750001 | 7 | Ball Float | 1988-05-01 | FALSE | 1988-05-01 | FALSE | Currently in Use | Regular | 10000 | Composite | 1988-05-01 | Fiberglass Reinforced Plastic | Pressurized
KWICK MART | 3404 N HENRY BLVD | STOCKBRIDGE | Henry | 750001 | 8 | Ball Float | 1988-05-01 | FALSE | 1988-05-01 | FALSE | Currently in Use | Plus | 8000 | Composite | 1988-05-01 | Fiberglass Reinforced Plastic | Pressurized
KWICK MART | 3404 N HENRY BLVD | STOCKBRIDGE | Henry | 750001 | 9 | Ball Float | 1988-05-01 | FALSE | 1988-05-01 | FALSE | Currently in Use | Premium | 8000 | Composite | 1988-01-01 | Fiberglass Reinforced Plastic | Pressurized
KANGAROO #50 | 36 GRIFFIN ST | MCDONOUGH | Henry | 750002 | 1 | [5 empty] | Removed from Ground | Gas (Historical Use) | 6000 | Bare Steel | 1981-01-01 | Galvanized Steel
KANGAROO #50 | 36 GRIFFIN ST | MCDONOUGH | Henry | 750002 | 2 | [5 empty] | Removed from Ground | Gas (Historical Use) | 8000 | Bare Steel | 1981-01-01 | Galvanized Steel
KANGAROO #50 | 36 GRIFFIN ST | MCDONOUGH | Henry | 750002 | 3 | [5 empty] | Removed from Ground | Diesel | 3000 | Bare Steel | 1964-01-01 | Galvanized Steel
BP | 5047 N HENRY BLVD | STOCKBRIDGE | Henry | 750003 | 1 | [5 empty] | Removed from Ground | Gas (Historical Use) | 3000 | Bare Steel | 1986-04-21 | Galvanized Steel
BP | 5047 N HENRY BLVD | STOCKBRIDGE | Henry | 750003 | 10 |  | 1994-02-01 |  | 1994-02-01 |  | Currently in Use | Kerosene | 2000 | Fiberglass | 1986-11-01 | Fiberglass Reinforced Plastic | Suction (American)
BP | 5047 N HENRY BLVD | STOCKBRIDGE | Henry | 750003 | 2 | [5 empty] | Removed from Ground | Gas (Historical Use) | 3000 | Bare Steel | 1986-04-21 | Galvanized Steel
BP | 5047 N HENRY BLVD | STOCKBRIDGE | Henry | 750003 | 3 | [5 empty] | Removed from Ground | Gas (Historical Use) | 3000 | Bare Steel | 1986-04-21 | Galvanized Steel
BP | 5047 N HENRY BLVD | STOCKBRIDGE | Henry | 750003 | 4 | [5 empty] | Removed from Ground | Gas (Historical Use) | 10000 | Bare Steel | 1986-04-21 | Galvanized Steel
BP | 5047 N HENRY BLVD | STOCKBRIDGE | Henry | 750003 | 5 | [5 empty] | Removed from Ground | Gas (Historical Use) | 3000 | Bare Steel | 1986-04-21 | Galvanized Steel
BP | 5047 N HENRY BLVD | STOCKBRIDGE | Henry | 750003 | 6 |  | 1994-02-01 | FALSE | 1994-02-01 | FALSE | Currently in Use | Regular | 10000 | Fiberglass | 1986-11-01 | Fiberglass Reinforced Plastic | Pressurized
BP | 5047 N HENRY BLVD | STOCKBRIDGE | Henry | 750003 | 7 |  | 1994-02-01 | FALSE | 1994-02-01 | FALSE | Currently in Use | Plus | 10000 | Fiberglass | 1986-11-01 | Fiberglass Reinforced Plastic | Pressurized
BP | 5047 N HENRY BLVD | STOCKBRIDGE | Henry | 750003 | 8 |  | 1994-02-01 | FALSE | 1994-02-01 | FALSE | Currently in Use | Premium | 10000 | Fiberglass | 1986-11-01 | Fiberglass Reinforced Plastic | Pressurized
BP | 5047 N HENRY BLVD | STOCKBRIDGE | Henry | 750003 | 9 |  | 1994-02-01 |  | 1994-02-01 |  | Currently in Use | Diesel | 6000 | Fiberglass | 1986-11-01 | Fiberglass Reinforced Plastic | Pressurized
JOHNNYS #2 | 155 E ATLANTA RD | STOCKBRIDGE | Henry | 750005 | 1 | Flapper Valve | 1994-09-01 | FALSE | 1994-09-01 | FALSE | Currently in Use | Regular | 8000 | Galvanic (STIP-3) | 1985-04-21 | Fiberglass Reinforced Plastic | Pressurized
JOHNNYS #2 | 155 E ATLANTA RD | STOCKBRIDGE | Henry | 750005 | 2 | Flapper Valve | 1994-09-01 | FALSE | 1994-09-01 | FALSE | Currently in Use | Regular | 8000 | Galvanic (STIP-3) | 1985-04-21 | Fiberglass Reinforced Plastic | Pressurized
JOHNNYS #2 | 155 E ATLANTA RD | STOCKBRIDGE | Henry | 750005 | 3 | Flapper Valve | 1994-09-01 | FALSE | 1994-09-01 | FALSE | Currently in Use | Premium | 8000 | Galvanic (STIP-3) | 1985-04-21 | Fiberglass Reinforced Plastic | Pressurized
STOCKBRIDGE CONCRETE PLANT | 140 ROCK QUARRY RD | STOCKBRIDGE | Henry | 750006 | 1 | [5 empty] | Removed from Ground | Diesel | 10000 | Bare Steel | 1974-03-10 | Galvanized Steel | Suction (American)
STOCKBRIDGE CONCRETE PLANT | 140 ROCK QUARRY RD | STOCKBRIDGE | Henry | 750006 | 2 | [5 empty] | Removed from Ground | Diesel | 2000 | Bare Steel | 1974-03-10 | Galvanized Steel
STOCKBRIDGE CONCRETE PLANT | 140 ROCK QUARRY RD | STOCKBRIDGE | Henry | 750006 | 3 | Ball Float | 1996-12-01 | FALSE | 1996-12-01 | FALSE | Currently in Use | Diesel | 12000 | Fiberglass | 1996-12-01 | Double-Walled Fiberglass | Pressurized
ATLANTA INTERNATIONAL RACEWAY | US HWY 19 SOUTH | HAMPTON | Henry | 750007 | 1 | [5 empty] | Removed from Ground | Gas (Historical Use) | 6000 | Bare Steel | 1959-03-10 | Galvanized Steel
ATLANTA INTERNATIONAL RACEWAY | US HWY 19 SOUTH | HAMPTON | Henry | 750007 | 2 | [5 empty] | Removed from Ground | Gas (Historical Use) | 6000 | Bare Steel | 1959-03-10 | Galvanized Steel
MCDONOUGH TIRE CO | 179 HAMPTON ST | MCDONOUGH | Henry | 750008 | 1 | [5 empty] | Removed from Ground | Gas (Historical Use) | 2000 | Bare Steel | 1982-05-17 | Bare Steel | Suction (American)
MCDONOUGH TIRE CO | 179 HAMPTON ST | MCDONOUGH | Henry | 750008 | 2 | [5 empty] | Removed from Ground | Gas (Historical Use) | 2000 | Bare Steel | 1982-05-17 | Bare Steel | Suction (American)
MCDONOUGH TIRE CO | 179 HAMPTON ST | MCDONOUGH | Henry | 750008 | 3 | [5 empty] | Removed from Ground | Gas (Historical Use) | 2000 | Bare Steel | 1982-05-17 | Bare Steel | Suction (American)
TRANSPORTATION & BUS MAINTENANCE | 138 TOMLINSON ST | MCDONOUGH | Henry | 750011 | 1 | [5 empty] | Removed from Ground | Gas (Historical Use) | 15000 | Bare Steel | 1981-01-11 | Galvanized Steel | Pressurized
TRANSPORTATION & BUS MAINTENANCE | 138 TOMLINSON ST | MCDONOUGH | Henry | 750011 | 2 | [5 empty] | Removed from Ground | Diesel | 10000 | Bare Steel | 1986-01-11 | Galvanized Steel | Pressurized
TRANSPORTATION & BUS MAINTENANCE | 138 TOMLINSON ST | MCDONOUGH | Henry | 750011 | 3 |  |  | TRUE |  | TRUE | Removed from Ground | Used Oil | 500 | Not Marked/Unknown | 1981-01-01 | Not Marked | Gravity Fed
TRANSPORTATION & BUS MAINTENANCE | 138 TOMLINSON ST | MCDONOUGH | Henry | 750011 | 4 | [5 empty] | Removed from Ground | Other | 500 | Not Marked/Unknown | 1981-01-01 | Not Marked | Gravity Fed
TRANSPORTATION & BUS MAINTENANCE | 138 TOMLINSON ST | MCDONOUGH | Henry | 750011 | 5 | [5 empty] | Removed from Ground | Other | 500 | Not Marked/Unknown | 1981-01-01 | Not Marked | Gravity Fed
TRANSPORTATION & BUS MAINTENANCE | 138 TOMLINSON ST | MCDONOUGH | Henry | 750011 | 6 | Flapper Valve | 1998-12-28 | FALSE | 1998-12-28 | FALSE | Currently in Use | Diesel | 10000 | Tank Jacket | 1998-12-28 | Fiberglass Reinforced Plastic | Suction (American)
TRANSPORTATION & BUS MAINTENANCE | 138 TOMLINSON ST | MCDONOUGH | Henry | 750011 | 7 | Flapper Valve | 1998-12-28 | FALSE | 1998-12-28 | FALSE | Currently in Use | Diesel | 10000 | Tank Jacket | 1998-12-28 | Fiberglass Reinforced Plastic | Suction (American)
TRANSPORTATION & BUS MAINTENANCE | 138 TOMLINSON ST | MCDONOUGH | Henry | 750011 | 8 | Flapper Valve | 1998-12-28 | FALSE | 1998-12-28 | FALSE | Currently in Use | Regular | 6000 | Tank Jacket | 1998-12-28 | Fiberglass Reinforced Plastic | Suction (American)
PIEDMONT HENRY HOSPITAL | 1133 EAGLES LANDING PKWY | STOCKBRIDGE | Henry | 750012 | 1 | [5 empty] | Removed from Ground | Diesel | 20000 | Bare Steel | 1979-03-01 | Copper | Pressurized
PIEDMONT HENRY HOSPITAL | 1133 EAGLES LANDING PKWY | STOCKBRIDGE | Henry | 750012 | 2 | Flapper Valve | 1999-04-01 | FALSE | 1999-04-01 | TRUE | Currently in Use | Diesel | 25000 | Tank Jacket | 1999-04-01 | Fiberglass Reinforced Plastic | Pressurized
PIEDMONT HENRY HOSPITAL | 1133 EAGLES LANDING PKWY | STOCKBRIDGE | Henry | 750012 | 3 | Flapper Valve | 2006-06-01 | FALSE | 2006-06-01 | TRUE | Currently in Use | Diesel | 5000 | Fiberglass Double Walled | 2005-11-01 | Double-Walled Fiberglass | Pressurized
JODECO CHEVRON | 2239 JODECO RD | MCDONOUGH | Henry | 750013 | 1 | [5 empty] | Removed from Ground | Gas (Historical Use) | 10000 | Bare Steel | 1968-03-07 | Galvanized Steel | Suction (American)
JODECO CHEVRON | 2239 JODECO RD | MCDONOUGH | Henry | 750013 | 2 | [5 empty] | Removed from Ground | Gas (Historical Use) | 8000 | Bare Steel | 1968-03-07 | Galvanized Steel | Suction (American)
JODECO CHEVRON | 2239 JODECO RD | MCDONOUGH | Henry | 750013 | 3 | [5 empty] | Removed from Ground | Gas (Historical Use) | 6000 | Bare Steel | 1968-03-07 | Galvanized Steel | Suction (American)
JODECO CHEVRON | 2239 JODECO RD | MCDONOUGH | Henry | 750013 | 4 |  |  | TRUE |  | TRUE | Removed from Ground | Used Oil | 1000 | Bare Steel | 1968-03-07 | Galvanized Steel
JODECO CHEVRON | 2239 JODECO RD | MCDONOUGH | Henry | 750013 | 5 | Ball Float | 1997-04-16 | FALSE | 1997-04-16 | FALSE | Removed from Ground | Gas (Historical Use) | 10000 | Composite | 1997-04-16 |  | Pressurized
JODECO CHEVRON | 2239 JODECO RD | MCDONOUGH | Henry | 750013 | 6 | Ball Float | 1997-04-16 | FALSE | 1997-04-16 | FALSE | Removed from Ground | Gas (Historical Use) | 10000 | Composite | 1997-04-16 |  | Pressurized
JODECO CHEVRON | 2239 JODECO RD | MCDONOUGH | Henry | 750013 | 7A | Ball Float | 1997-04-16 | FALSE | 1997-04-16 | FALSE | Removed from Ground | Diesel | 4000 | Composite | 1997-04-16
JODECO CHEVRON | 2239 JODECO RD | MCDONOUGH | Henry | 750013 | 7B | Ball Float | 1997-04-16 | FALSE | 1997-04-16 | FALSE | Removed from Ground | Diesel | 2000 | Composite | 1997-04-16
SHELL | 1599 JONESBORO RD @ I-75 | MCDONOUGH | Henry | 750016 | 1 |  | 1991-10-21 |  | 1991-10-21 |  | Removed from Ground | Gas (Historical Use) | 15000 | Steel-Impressed Current | 1980-01-25 | Fiberglass Reinforced Plastic | Pressurized
SHELL | 1599 JONESBORO RD @ I-75 | MCDONOUGH | Henry | 750016 | 10 |  | 2011-03-01 | FALSE | 2011-03-01 | FALSE | Temporarily out of use | Diesel | 11000 |  | 2011-02-15 | Double Walled | Pressurized
SHELL | 1599 JONESBORO RD @ I-75 | MCDONOUGH | Henry | 750016 | 2 |  | 1991-10-21 |  | 1991-10-21 |  | Removed from Ground | Gas (Historical Use) | 10000 | Steel-Impressed Current | 1980-01-25 | Fiberglass Reinforced Plastic | Pressurized
SHELL | 1599 JONESBORO RD @ I-75 | MCDONOUGH | Henry | 750016 | 3 |  | 1991-10-21 |  | 1991-10-21 |  | Removed from Ground | Gas (Historical Use) | 10000 | Steel-Impressed Current | 1980-01-25 | Fiberglass Reinforced Plastic | Pressurized
SHELL | 1599 JONESBORO RD @ I-75 | MCDONOUGH | Henry | 750016 | 4 |  | 1991-10-21 |  | 1991-10-21 |  | Removed from Ground | Diesel | 20000 | Steel-Impressed Current | 1980-01-25 | Double Walled | Pressurized
SHELL | 1599 JONESBORO RD @ I-75 | MCDONOUGH | Henry | 750016 | 5 |  | 1991-10-21 |  | 1991-10-21 |  | Removed from Ground | Diesel | 20000 | Steel-Impressed Current | 1980-01-25 | Double Walled | Pressurized
SHELL | 1599 JONESBORO RD @ I-75 | MCDONOUGH | Henry | 750016 | 6 |  | 1991-10-21 |  | 1991-10-21 |  | Removed from Ground | Diesel | 20000 | Steel-Impressed Current | 1980-01-25 | Double Walled | Pressurized
SHELL | 1599 JONESBORO RD @ I-75 | MCDONOUGH | Henry | 750016 | 7 |  | 1991-10-21 |  | 1991-10-21 |  | Removed from Ground | Diesel | 20000 | Steel-Impressed Current | 1980-01-25 | Double Walled | Pressurized
SHELL | 1599 JONESBORO RD @ I-75 | MCDONOUGH | Henry | 750016 | 8 |  | 2011-03-01 | FALSE | 2011-03-01 | FALSE | Temporarily out of use | Regular | 12000 |  | 2011-02-15 | Double Walled | Pressurized
SHELL | 1599 JONESBORO RD @ I-75 | MCDONOUGH | Henry | 750016 | 9 |  | 2011-03-01 | FALSE | 2011-03-01 | FALSE | Temporarily out of use | Premium | 4000 |  | 2011-02-15 | Double Walled | Pressurized
STOCKBRIDGE ASPHALT PLANT | ROCK QUARRY RD | STOCKBRIDGE | Henry | 750018 | 1 | [5 empty] | Closed in Ground | Other | 17500 | Bare Steel | 1966-03-11 | Not Marked
STOCKBRIDGE ASPHALT PLANT | ROCK QUARRY RD | STOCKBRIDGE | Henry | 750018 | 2 | [5 empty] | Closed in Ground | Other | 17500 | Bare Steel | 1966-03-11 | Not Marked
HENRYS REAL QUICK | 4896 BILL GARDNER BLVD | LOCUST GROVE | Henry | 750099 | 1 |  | 1995-03-08 |  | 1995-03-08 |  | Removed from Ground | Gas (Historical Use) | 2000 | Bare Steel | 1972-05-11 | Galvanized Steel | Pressurized
HENRYS REAL QUICK | 4896 BILL GARDNER BLVD | LOCUST GROVE | Henry | 750099 | 2 |  | 1995-03-08 |  | 1995-03-08 |  | Removed from Ground | Gas (Historical Use) | 4000 | Bare Steel | 1972-05-11 | Galvanized Steel | Pressurized
HENRYS REAL QUICK | 4896 BILL GARDNER BLVD | LOCUST GROVE | Henry | 750099 | 3 |  | 1995-03-08 |  | 1995-03-08 |  | Removed from Ground | Gas (Historical Use) | 4000 | Bare Steel | 1972-05-11 | Galvanized Steel | Pressurized
HENRYS REAL QUICK | 4896 BILL GARDNER BLVD | LOCUST GROVE | Henry | 750099 | 4 |  | 1995-03-08 |  | 1995-03-08 |  | Removed from Ground | Gas (Historical Use) | 10000 | Bare Steel | 1965-02-14 | Fiberglass Reinforced Plastic | Pressurized
HENRYS REAL QUICK | 4896 BILL GARDNER BLVD | LOCUST GROVE | Henry | 750099 | 5 | [5 empty] | Removed from Ground | Diesel | 10000 | Bare Steel | 1977-05-10 | Galvanized Steel
HENRYS REAL QUICK | 4896 BILL GARDNER BLVD | LOCUST GROVE | Henry | 750099 | 6 | [5 empty] | Removed from Ground | Diesel | 10000 | Bare Steel | 1982-05-09 | Galvanized Steel
HENRYS REAL QUICK | 4896 BILL GARDNER BLVD | LOCUST GROVE | Henry | 750099 | 7 |  |  | FALSE |  | FALSE | Permanently Out of Use - historical purposes | Gas (Historical Use) | 1000 | Bare Steel | 1972-05-11 | Galvanized Steel
HENRYS REAL QUICK | 4896 BILL GARDNER BLVD | LOCUST GROVE | Henry | 750099 | 8 |  | 1994-04-06 | FALSE | 1994-04-06 | FALSE | Permanently Out of Use - historical purposes | Diesel | 10000 | Bare Steel | 1994-04-06 | Fiberglass Reinforced Plastic | Suction (American)
BARBERS GROCERY #381 | 3311 HWY 3 & HWY 81 | HAMPTON | Henry | 750101 | 1 | Flapper Valve | 1997-07-16 | FALSE | 1997-07-16 | FALSE | Currently in Use | Regular | 6000 | Steel-Impressed Current | 1972-01-05 | Fiberglass Reinforced Plastic | Pressurized
BARBERS GROCERY #381 | 3311 HWY 3 & HWY 81 | HAMPTON | Henry | 750101 | 2 | Flapper Valve | 1997-07-16 | FALSE | 1997-07-16 | FALSE | Currently in Use | Plus | 6000 | Steel-Impressed Current | 1984-05-10 | Fiberglass Reinforced Plastic | Pressurized
BARBERS GROCERY #381 | 3311 HWY 3 & HWY 81 | HAMPTON | Henry | 750101 | 3 | Flapper Valve | 1997-07-16 | FALSE | 1997-07-16 | FALSE | Currently in Use | Premium | 6000 | Steel-Impressed Current | 1984-05-10 | Fiberglass Reinforced Plastic | Pressurized
BARBERS GROCERY #381 | 3311 HWY 3 & HWY 81 | HAMPTON | Henry | 750101 | 4 | Flapper Valve | 1984-05-10 | FALSE | 1984-05-10 | FALSE | Currently in Use | Diesel | 1000 | Galvanic (STIP-3) | 1984-05-10 | Fiberglass Reinforced Plastic | Safe Suction (Euro)
MOBIL FOOD MARK MOBIL | 773 HWY 138 | STOCKBRIDGE | Henry | 750104 | 1 | [5 empty] | Removed from Ground | Gas (Historical Use) | 5000 | Bare Steel | 1971-05-12 | Galvanized Steel | Pressurized
MOBIL FOOD MARK MOBIL | 773 HWY 138 | STOCKBRIDGE | Henry | 750104 | 2 | [5 empty] | Removed from Ground | Gas (Historical Use) | 6000 | Bare Steel | 1971-05-12 | Galvanized Steel | Pressurized
MOBIL FOOD MARK MOBIL | 773 HWY 138 | STOCKBRIDGE | Henry | 750104 | 3 | [5 empty] | Removed from Ground | Gas (Historical Use) | 8000 | Bare Steel | 1971-05-12 | Galvanized Steel | Pressurized
MOBIL FOOD MARK MOBIL | 773 HWY 138 | STOCKBRIDGE | Henry | 750104 | 4 |  |  | TRUE |  | TRUE | Closed in Ground | Used Oil | 500 | Marked Unknown | 1971-05-12 | Unknown
MOBIL FOOD MARK MOBIL | 773 HWY 138 | STOCKBRIDGE | Henry | 750104 | 5 | Ball Float | 1994-05-01 | FALSE | 1994-05-01 | FALSE | Currently in Use | Premium | 10000 | Composite | 1994-05-24 | Fiberglass Reinforced Plastic | Pressurized
MOBIL FOOD MARK MOBIL | 773 HWY 138 | STOCKBRIDGE | Henry | 750104 | 6 |  | 1994-05-01 | FALSE | 1994-05-01 | FALSE | Currently in Use | Regular | 10000 | Composite | 1994-05-24 | Fiberglass Reinforced Plastic | Pressurized
MOBIL FOOD MARK MOBIL | 773 HWY 138 | STOCKBRIDGE | Henry | 750104 | 7 | Ball Float | 1994-05-01 | FALSE | 1994-05-01 | FALSE | Currently in Use | Diesel | 10000 | Composite | 1994-05-24 | Fiberglass Reinforced Plastic | Pressurized
JANCO FOOD MART | 1153 HWY 81 | MCDONOUGH | Henry | 750105 | 1 |  | 1996-11-01 |  | 1996-11-01 |  | Removed from Ground | Gas (Historical Use) | 8000 | Cathodically Protected Steel | 1971-05-12 | Fiberglass Reinforced Plastic | Pressurized
JANCO FOOD MART | 1153 HWY 81 | MCDONOUGH | Henry | 750105 | 2 |  | 1996-11-01 |  | 1996-11-01 |  | Removed from Ground | Gas (Historical Use) | 6000 | Cathodically Protected Steel | 1971-05-12 | Fiberglass Reinforced Plastic | Pressurized
JANCO FOOD MART | 1153 HWY 81 | MCDONOUGH | Henry | 750105 | 3 |  | 1996-11-01 |  | 1996-11-01 |  | Removed from Ground | Gas (Historical Use) | 10000 | Cathodically Protected Steel | 1971-05-12 | Fiberglass Reinforced Plastic | Pressurized
JANCO FOOD MART | 1153 HWY 81 | MCDONOUGH | Henry | 750105 | 4 |  |  | TRUE |  | TRUE | Removed from Ground | Used Oil | 550 | Marked Unknown | 1971-05-12 | Not Marked
TRANSPORTATION RESOURCES | 43 BELLAMY CT | STOCKBRIDGE | Henry | 752000 | 1 | Flapper Valve | 1996-11-01 | FALSE | 1996-11-01 | FALSE | Currently in Use | Diesel | 12000 | Galvanic (STIP-3) | 1987-11-04 | Fiberglass Reinforced Plastic | Pressurized
TRANSPORTATION RESOURCES | 43 BELLAMY CT | STOCKBRIDGE | Henry | 752000 | 2 | [5 empty] | Removed from Ground | Other | 3000 | Bare Steel | 1987-11-04 | Fiberglass Reinforced Plastic | Suction (American)
TRANSPORTATION RESOURCES | 43 BELLAMY CT | STOCKBRIDGE | Henry | 752000 | 3 |  |  | TRUE |  | TRUE | Removed from Ground | Used Oil | 1000 | Bare Steel | 1987-11-04 | Fiberglass Reinforced Plastic | Gravity Fed
HENRYS QUIK STOP #367 | 4837 BILL GARDNER PKWY | LOCUST GROVE | Henry | 750070 | 1 | Ball Float | 1994-12-22 | FALSE | 1994-12-22 | FALSE | Temporarily out of use | Regular | 10000 | Steel-Impressed Current | 1985-05-08 | Fiberglass Reinforced Plastic | Pressurized
HENRYS QUIK STOP #367 | 4837 BILL GARDNER PKWY | LOCUST GROVE | Henry | 750070 | 2 | Ball Float | 1994-12-22 | FALSE | 1994-12-22 | FALSE | Temporarily out of use | Regular | 10000 | Steel-Impressed Current | 1985-05-08 | Fiberglass Reinforced Plastic | Pressurized
HENRYS QUIK STOP #367 | 4837 BILL GARDNER PKWY | LOCUST GROVE | Henry | 750070 | 3 | Ball Float | 1994-12-22 | FALSE | 1994-12-22 | FALSE | Temporarily out of use | Premium | 10000 | Steel-Impressed Current | 1985-05-08 | Fiberglass Reinforced Plastic | Pressurized
LOCUST GROVE BP | 4850 BILL GARDNER PARKWAY | LOCUST GROVE | Henry | 750072 | 1 | [5 empty] | Removed from Ground | Gas (Historical Use) | 6000 | Bare Steel | 1971-05-09 | Galvanized Steel
LOCUST GROVE BP | 4850 BILL GARDNER PARKWAY | LOCUST GROVE | Henry | 750072 | 10 | Ball Float | 2000-04-18 | FALSE | 2000-04-18 | FALSE | Currently in Use | Diesel | 6000 | Composite | 2000-04-18 | Double-Walled Fiberglass | Pressurized
LOCUST GROVE BP | 4850 BILL GARDNER PARKWAY | LOCUST GROVE | Henry | 750072 | 2 | [5 empty] | Removed from Ground | Gas (Historical Use) | 6000 | Bare Steel | 1971-05-09 | Galvanized Steel
LOCUST GROVE BP | 4850 BILL GARDNER PARKWAY | LOCUST GROVE | Henry | 750072 | 3 | [5 empty] | Removed from Ground | Gas (Historical Use) | 6000 | Bare Steel | 1971-05-09 | Galvanized Steel
LOCUST GROVE BP | 4850 BILL GARDNER PARKWAY | LOCUST GROVE | Henry | 750072 | 4 | [5 empty] | Removed from Ground | Gas (Historical Use) | 6000 | Bare Steel | 1971-05-09 | Galvanized Steel
LOCUST GROVE BP | 4850 BILL GARDNER PARKWAY | LOCUST GROVE | Henry | 750072 | 5 |  |  | TRUE |  | TRUE | Removed from Ground | Used Oil | 550 | Bare Steel | 1971-05-09 | Galvanized Steel
LOCUST GROVE BP | 4850 BILL GARDNER PARKWAY | LOCUST GROVE | Henry | 750072 | 6 | [5 empty] | Removed from Ground | Diesel | 280 | Bare Steel | 1971-05-09 | Galvanized Steel
LOCUST GROVE BP | 4850 BILL GARDNER PARKWAY | LOCUST GROVE | Henry | 750072 | 7 | Ball Float | 2000-04-18 | FALSE | 2000-04-18 | FALSE | Currently in Use | Regular | 12000 | Composite | 2000-04-18 | Double-Walled Fiberglass | Pressurized
LOCUST GROVE BP | 4850 BILL GARDNER PARKWAY | LOCUST GROVE | Henry | 750072 | 8 | Ball Float | 2000-04-18 | FALSE | 2000-04-18 | FALSE | Currently in Use | Plus | 10000 | Composite | 2000-04-18 | Double-Walled Fiberglass | Pressurized
LOCUST GROVE BP | 4850 BILL GARDNER PARKWAY | LOCUST GROVE | Henry | 750072 | 9 | Ball Float | 2000-04-18 | FALSE | 2000-04-18 | FALSE | Currently in Use | Premium | 10000 | Composite | 2000-04-18 | Double-Walled Fiberglass | Pressurized
MT VERNON BAPTIST CHURCH | 1738 FAIRVIEW RD | STOCKBRIDGE | Henry | 750073 | 1 | [5 empty] | Removed from Ground | Gas (Historical Use) | 3000 | Bare Steel | 1968-05-10 | Galvanized Steel
MT VERNON BAPTIST CHURCH | 1738 FAIRVIEW RD | STOCKBRIDGE | Henry | 750073 | 2 | [5 empty] | Removed from Ground | Gas (Historical Use) | 3000 | Bare Steel | 1968-05-10 | Galvanized Steel
MT VERNON BAPTIST CHURCH | 1738 FAIRVIEW RD | STOCKBRIDGE | Henry | 750073 | 3 | [5 empty] | Removed from Ground | Gas (Historical Use) | 3000 | Bare Steel | 1968-05-10 | Galvanized Steel
NORTH HAMPTON AMOCO | 718 HWY 3 N (Old Highway 3 and Hwy 81) | HAMPTON | Henry | 750074 | 1 | Ball Float | 1997-01-01 | FALSE | 1997-01-01 | FALSE | Currently in Use | Regular | 6000 | Fiberglass | 1986-05-05 | Fiberglass Reinforced Plastic
NORTH HAMPTON AMOCO | 718 HWY 3 N (Old Highway 3 and Hwy 81) | HAMPTON | Henry | 750074 | 2 | Ball Float | 1997-01-01 | FALSE | 1997-01-01 | FALSE | Currently in Use | Premium | 6000 | Fiberglass | 1986-05-05 | Fiberglass Reinforced Plastic
NORTH HAMPTON AMOCO | 718 HWY 3 N (Old Highway 3 and Hwy 81) | HAMPTON | Henry | 750074 | 3 | Ball Float | 1997-01-01 | FALSE | 1997-01-01 | FALSE | Currently in Use | Diesel | 6000 | Fiberglass | 1986-05-05 | Fiberglass Reinforced Plastic
WILLIS OIL | HWY 155 | MCDONOUGH | Henry | 750075 | 1 |  | 1993-09-01 |  | 1993-09-01 |  | Removed from Ground | Gas (Historical Use) | 6000 | Steel-Impressed Current | 1969-05-09 | Cathodically Protected | Pressurized
WILLIS OIL | HWY 155 | MCDONOUGH | Henry | 750075 | 2 |  | 1993-09-01 |  | 1993-09-01 |  | Removed from Ground | Gas (Historical Use) | 6000 | Steel-Impressed Current | 1969-05-09 | Cathodically Protected | Pressurized
WILLIS OIL | HWY 155 | MCDONOUGH | Henry | 750075 | 3 |  | 1993-09-01 |  | 1993-09-01 |  | Removed from Ground | Gas (Historical Use) | 6000 | Steel-Impressed Current | 1969-05-09 | Cathodically Protected | Pressurized
WILLIS OIL | HWY 155 | MCDONOUGH | Henry | 750075 | 4 |  | 1993-09-01 |  | 1993-09-01 |  | Removed from Ground | Gas (Historical Use) | 6000 | Steel-Impressed Current | 1969-05-09 | Cathodically Protected | Pressurized
WILLIS OIL | HWY 155 | MCDONOUGH | Henry | 750075 | 5 |  |  | TRUE |  | TRUE | Removed from Ground | Used Oil | 550 | Steel-Impressed Current | 1969-05-09 | Cathodically Protected | Gravity Fed
NORFOLK SOUTHERN RAILWAY CO | 101 THOROUGHBRED DR | MCDONOUGH | Henry | 750080 | 1 | [5 empty] | Removed from Ground | Diesel | 8000 | Fiberglass | 1974-05-11 | Galvanized Steel
NORFOLK SOUTHERN RAILWAY CO | 101 THOROUGHBRED DR | MCDONOUGH | Henry | 750080 | 3 |  |  | TRUE |  | TRUE | Removed from Ground | Used Oil | 1000 | Bare Steel | 1992-05-27 | Galvanized Steel | Gravity Fed
HWY 155 CHEVRON | 764 HWY 155 | MCDONOUGH | Henry | 750082 | 3 |  | 1994-04-01 |  | 1994-04-01 |  | Removed from Ground | Gas (Historical Use) | 8000 | Galvanic (STIP-3) | 1994-04-01 | Fiberglass Reinforced Plastic | Pressurized
HWY 155 CHEVRON | 764 HWY 155 | MCDONOUGH | Henry | 750082 | 4 |  | 1994-04-01 |  | 1994-04-01 |  | Removed from Ground | Diesel | 8000 | Galvanic (STIP-3) | 1994-04-01 | Fiberglass Reinforced Plastic | Pressurized
HWY 155 CHEVRON | 764 HWY 155 | MCDONOUGH | Henry | 750082 | P-1 | [5 empty] | Removed from Ground | Gas (Historical Use) | 2000 | Bare Steel | 1974-05-11 | Galvanized Steel
HWY 155 CHEVRON | 764 HWY 155 | MCDONOUGH | Henry | 750082 | R-1 |  | 1994-04-01 |  | 1994-04-01 |  | Removed from Ground | Gas (Historical Use) | 8000 | Galvanic (STIP-3) | 1971-05-12 | Fiberglass Reinforced Plastic | Pressurized
HWY 155 CHEVRON | 764 HWY 155 | MCDONOUGH | Henry | 750082 | U-1 |  | 1994-04-01 |  | 1994-04-01 |  | Removed from Ground | Gas (Historical Use) | 8000 | Galvanic (STIP-3) | 1971-05-12 | Fiberglass Reinforced Plastic | Pressurized
STOCKBRIDGE 66 | GA HWY 42 | STOCKBRIDGE | Henry | 750083 | P-1 | [5 empty] | Closed in Ground | Gas (Historical Use) | 2000 | Bare Steel | 1974-05-11 | Galvanized Steel
STOCKBRIDGE 66 | GA HWY 42 | STOCKBRIDGE | Henry | 750083 | R-1 | [5 empty] | Closed in Ground | Gas (Historical Use) | 3000 | Bare Steel | 1961-05-14 | Galvanized Steel
STOCKBRIDGE 66 | GA HWY 42 | STOCKBRIDGE | Henry | 750083 | U-1 | [5 empty] | Closed in Ground | Gas (Historical Use) | 4000 | Bare Steel | 1961-05-14 | Galvanized Steel
STRINGER WHOLESALE LUMBER & SUPP | 18 DEPOT ST | MCDONOUGH | Henry | 750084 | 1 | [5 empty] | Permanently Out of Use - historical purposes | Gas (Historical Use) | 1000 | Bare Steel | 1981-05-06 | Galvanized Steel
JAKES GROCERIES | 2696 HWY 81 E | MCDONOUGH | Henry | 750085 | 1 | [5 empty] | Removed from Ground | Gas (Historical Use) | 10000 | Bare Steel | 1986-05-08 | Galvanized Steel | Safe Suction (Euro)
JAKES GROCERIES | 2696 HWY 81 E | MCDONOUGH | Henry | 750085 | 2 | [5 empty] | Removed from Ground | Gas (Historical Use) | 4000 | Bare Steel | 1986-05-08 | Unknown | Safe Suction (Euro)
JAKES GROCERIES | 2696 HWY 81 E | MCDONOUGH | Henry | 750085 | 3 | [5 empty] | Removed from Ground | Gas (Historical Use) | 1 | Bare Steel | 1986-05-08 | Unknown | Safe Suction (Euro)
STK | 1917 PANOLA RD | ELLENWOOD | Henry | 750086 | 1 | [5 empty] | Removed from Ground | Diesel | 4000 | Fiberglass | 1983-05-06 | Bare Steel
GOODYEAR TIRE CENTER 5551 | 899 SOUTHWAY DR | JONESBORO | Henry | 750087 | 1 |  |  | TRUE |  | TRUE | Removed from Ground | Used Oil | 500 | Bare Steel | 1976-05-07 | Bare Steel
BELLSOUTH TELECOMMUNICATIONS HAM | 11 JAMES ST | HAMPTON | Henry | 750088 | 1 | [5 empty] | Closed in Ground | Other | 550 | Bare Steel | 1985-03-12 | Copper | Suction (American)
MCDONOUGH STATION | 158 JOHN FRANK WARD BLVD | MCDONOUGH | Henry | 750089 | 1 |  | 1993-09-01 |  | 1993-09-01 |  | Removed from Ground | Gas (Historical Use) | 3000 | Steel-Impressed Current | 1971-08-02 | Cathodically Protected | Pressurized
MCDONOUGH STATION | 158 JOHN FRANK WARD BLVD | MCDONOUGH | Henry | 750089 | 2 |  | 1993-09-01 |  | 1993-09-01 |  | Removed from Ground | Gas (Historical Use) | 3000 | Steel-Impressed Current | 1971-08-02 | Cathodically Protected | Pressurized
MCDONOUGH STATION | 158 JOHN FRANK WARD BLVD | MCDONOUGH | Henry | 750089 | 3 |  | 1993-09-01 |  | 1993-09-01 |  | Removed from Ground | Gas (Historical Use) | 3000 | Steel-Impressed Current | 1971-08-02 | Cathodically Protected | Pressurized
MCDONOUGH STATION | 158 JOHN FRANK WARD BLVD | MCDONOUGH | Henry | 750089 | 4 |  | 1993-09-01 |  | 1993-09-01 |  | Removed from Ground | Gas (Historical Use) | 3000 | Steel-Impressed Current | 1971-08-02 | Cathodically Protected | Pressurized
MCDONOUGH STATION | 158 JOHN FRANK WARD BLVD | MCDONOUGH | Henry | 750089 | 5 |  | 1993-09-01 |  | 1993-09-01 |  | Removed from Ground | Gas (Historical Use) | 8000 | Steel-Impressed Current | 1976-07-31 | Cathodically Protected | Pressurized
MCDONOUGH STATION | 158 JOHN FRANK WARD BLVD | MCDONOUGH | Henry | 750089 | 6 |  |  | TRUE |  | TRUE | Removed from Ground | Used Oil | 550 | Steel-Impressed Current | 1971-08-02 | Cathodically Protected | Pressurized
MCDONOUGH STATION | 158 JOHN FRANK WARD BLVD | MCDONOUGH | Henry | 750089 | 7 | Flapper Valve | 2008-03-01 | FALSE | 2008-03-01 | FALSE | Currently in Use | Regular | 12000 | Composite Double Walled | 2008-03-01 | Double-Walled Fiberglass | Pressurized
MCDONOUGH STATION | 158 JOHN FRANK WARD BLVD | MCDONOUGH | Henry | 750089 | 8 | Flapper Valve | 2008-03-01 | FALSE | 2008-03-01 | FALSE | Currently in Use | Regular | 12000 | Composite Double Walled | 2008-03-01 | Double-Walled Fiberglass | Pressurized
MCDONOUGH STATION | 158 JOHN FRANK WARD BLVD | MCDONOUGH | Henry | 750089 | 9A | Flapper Valve | 2008-03-01 | FALSE | 2008-03-01 | FALSE | Currently in Use | Premium | 9000 | Composite Double Walled | 2008-03-01 | Double-Walled Fiberglass | Pressurized
MCDONOUGH STATION | 158 JOHN FRANK WARD BLVD | MCDONOUGH | Henry | 750089 | 9B | Flapper Valve | 2008-03-01 | FALSE | 2008-03-01 | FALSE | Currently in Use | Diesel | 3000 | Composite Double Walled | 2008-03-01 | Double-Walled Fiberglass | Pressurized
PRAPTI INC | 1000 BEAR CREEK BLVD | HAMPTON | Henry | 750090 | 1 | Ball Float | 1998-12-10 | FALSE | 2004-06-30 | FALSE | Currently in Use | Premium | 8000 | Steel-Impressed Current | 1972-05-16 |  | Pressurized
PRAPTI INC | 1000 BEAR CREEK BLVD | HAMPTON | Henry | 750090 | 2 | Ball Float | 1998-12-10 | FALSE | 2004-06-30 | FALSE | Currently in Use | Regular | 8000 | Steel-Impressed Current | 1972-05-16 |  | Pressurized
PRAPTI INC | 1000 BEAR CREEK BLVD | HAMPTON | Henry | 750090 | 3 | Ball Float | 1998-12-10 | FALSE | 2004-06-30 | FALSE | Currently in Use | Diesel | 8000 | Steel-Impressed Current | 1972-05-16 |  | Pressurized
VACANT LOT/MCDONOUGH TIRE | 15 ATLANTA ST | MCDONOUGH | Henry | 750091 | 5 |  |  | TRUE |  | TRUE | Removed from Ground | Used Oil | 500 | Not Marked/Unknown | 1998-07-14 | Not Marked
MILLERS GROCERY | ROUTE 2 HWY 155 | MCDONOUGH | Henry | 750093 | 1 | [5 empty] | Removed from Ground | Gas (Historical Use) | 1000 | Bare Steel | 1972-02-22 | Bare Steel
MILLERS GROCERY | ROUTE 2 HWY 155 | MCDONOUGH | Henry | 750093 | 2 | [5 empty] | Removed from Ground | Gas (Historical Use) | 1000 | Bare Steel | 1972-02-22 | Bare Steel
MILLERS GROCERY | ROUTE 2 HWY 155 | MCDONOUGH | Henry | 750093 | 3 | [5 empty] | Removed from Ground | Gas (Historical Use) | 1000 | Bare Steel | 1972-02-22 | Bare Steel
MILLERS GROCERY | ROUTE 2 HWY 155 | MCDONOUGH | Henry | 750093 | 4 | [5 empty] | Removed from Ground | Diesel | 2000 | Bare Steel | 1978-02-20 | Bare Steel
MILLERS GROCERY | ROUTE 2 HWY 155 | MCDONOUGH | Henry | 750093 | 5 | [5 empty] | Removed from Ground | Kerosene | 560 | Bare Steel | 1993-06-09 | Bare Steel
MCDONOUGH TEXACO | 2 ATLANTA ST | MCDONOUGH | Henry | 750095 | 1S | [5 empty] | Removed from Ground | Gas (Historical Use) | 4000 | Bare Steel | 1971-02-22 | Unknown | Suction (American)
MCDONOUGH TEXACO | 2 ATLANTA ST | MCDONOUGH | Henry | 750095 | 2D | [5 empty] | Removed from Ground | Diesel | 4000 | Bare Steel | 1971-02-22 | Unknown | Suction (American)
MCDONOUGH TEXACO | 2 ATLANTA ST | MCDONOUGH | Henry | 750095 | 3U | [5 empty] | Removed from Ground | Gas (Historical Use) | 3000 | Bare Steel | 1978-02-20 | Unknown | Suction (American)
MCDONOUGH TEXACO | 2 ATLANTA ST | MCDONOUGH | Henry | 750095 | 4 |  |  | TRUE |  | TRUE | Removed from Ground | Used Oil | 560 | Bare Steel | 1971-02-22 | Unknown
MCDONOUGH TEXACO | 2 ATLANTA ST | MCDONOUGH | Henry | 750095 | 5 | [5 empty] | Removed from Ground | Gas (Historical Use) | 1000 | Marked Unknown | 2000-04-10 | Unknown
MCDONOUGH TEXACO | 2 ATLANTA ST | MCDONOUGH | Henry | 750095 | 6 | [5 empty] | Removed from Ground | Gas (Historical Use) | 1000 | Marked Unknown | 2000-04-10 | Unknown
MCDONOUGH TEXACO | 2 ATLANTA ST | MCDONOUGH | Henry | 750095 | 7 | [5 empty] | Removed from Ground | Gas (Historical Use) | 1000 | Marked Unknown | 2000-04-10 | Unknown
MCDONOUGH TEXACO | 2 ATLANTA ST | MCDONOUGH | Henry | 750095 | 8 | [5 empty] | Removed from Ground | Diesel | 1000 | Marked Unknown | 2000-04-10 | Unknown
PINEVIEW STORE | HWY 16 W | JACKSON | Henry | 750097 | 1 | [5 empty] | Removed from Ground | Gas (Historical Use) | 6000 | Bare Steel | 1970-02-22 | Bare Steel | Safe Suction (Euro)
PINEVIEW STORE | HWY 16 W | JACKSON | Henry | 750097 | 2 | [5 empty] | Removed from Ground | Gas (Historical Use) | 10000 | Bare Steel | 1970-02-22 | Bare Steel | Safe Suction (Euro)
DIXIE BURIAL VAULT INC/FAIRVIEW | 166 FAIRVIEW RD\164 FAIRVIEW RD | STOCKBRIDGE | Henry | 750021 | 1 | [5 empty] | Removed from Ground | Gas (Historical Use) | 1000 | Bare Steel | 1986-03-13 | Bare Steel | Safe Suction (Euro)
A C AUKERMAN CO | 595 N STEELE DR | HAMPTON | Henry | 750022 | 1 | Flapper Valve | 1999-02-23 | FALSE | 1999-02-23 | FALSE | Temporarily out of use | Diesel | 2000 | Steel-Impressed Current | 1984-03-17 | Cathodically Protected | Suction (American)
A C AUKERMAN CO | 595 N STEELE DR | HAMPTON | Henry | 750022 | 2 | Flapper Valve | 1999-02-23 | FALSE | 1999-02-23 | FALSE | Temporarily out of use | Gas (Historical Use) | 2000 | Steel-Impressed Current | 1984-03-17 | Cathodically Protected | Suction (American)
PLANTERS WAREHOUSE & LUMBER CO | 42 KEYS FERRY ST | MCDONOUGH | Henry | 750023 | 1 | [5 empty] | Removed from Ground | Gas (Historical Use) | 500 | Bare Steel | 1961-03-20 | Galvanized Steel
SNAPPER POWER EQ | 535 MACON RD | MCDONOUGH | Henry | 750024 | 1 | [5 empty] | Closed in Ground | Other | 8000 | Bare Steel | 1974-03-23 | Galvanized Steel
SNAPPER POWER EQ | 535 MACON RD | MCDONOUGH | Henry | 750024 | 2 | [5 empty] | Closed in Ground | Gas (Historical Use) | 1000 | Bare Steel | 1971-03-24 | Galvanized Steel
SNAPPER POWER EQ | 535 MACON RD | MCDONOUGH | Henry | 750024 | 3 | [5 empty] | Closed in Ground | Gas (Historical Use) | 2500 | Bare Steel | 1971-03-24 | Galvanized Steel
SNAPPER POWER EQ | 535 MACON RD | MCDONOUGH | Henry | 750024 | 4 | [5 empty] | Removed from Ground | Gas (Historical Use) | 500 | Bare Steel | 1980-01-01 | Bare Steel | Safe Suction (Euro)
J & D AUTO SERVICES | 3820 HWY 42 SOUTH | LOCUST GROVE | Henry | 750025 | 1 | [5 empty] | Removed from Ground | Gas (Historical Use) | 550 | Bare Steel | 1946-05-01 | Galvanized Steel
J & D AUTO SERVICES | 3820 HWY 42 SOUTH | LOCUST GROVE | Henry | 750025 | 2 | [5 empty] | Removed from Ground | Gas (Historical Use) | 550 | Bare Steel | 1946-05-01 | Galvanized Steel
J & D AUTO SERVICES | 3820 HWY 42 SOUTH | LOCUST GROVE | Henry | 750025 | 3 | [5 empty] | Removed from Ground | Gas (Historical Use) | 550 | Bare Steel | 1946-05-01 | Galvanized Steel
J & D AUTO SERVICES | 3820 HWY 42 SOUTH | LOCUST GROVE | Henry | 750025 | 4 | [5 empty] | Removed from Ground | Gas (Historical Use) | 3000 | Bare Steel | 1946-05-01 | Galvanized Steel
BP | 908 HWY 155 & I75 | MCDONOUGH | Henry | 750029 | 1 | [5 empty] | Removed from Ground | Gas (Historical Use) | 6000 | Bare Steel | 1967-04-26 | Galvanized Steel | Pressurized
BP | 908 HWY 155 & I75 | MCDONOUGH | Henry | 750029 | 10 | Ball Float | 1997-07-23 |  | 1997-07-23 |  | Currently in Use | Diesel | 6000 | Fiberglass | 1997-07-23 | Fiberglass Reinforced Plastic | Pressurized
BP | 908 HWY 155 & I75 | MCDONOUGH | Henry | 750029 | 2 | [5 empty] | Removed from Ground | Gas (Historical Use) | 6000 | Bare Steel | 1967-04-26 | Galvanized Steel | Pressurized
BP | 908 HWY 155 & I75 | MCDONOUGH | Henry | 750029 | 3 | [5 empty] | Removed from Ground | Gas (Historical Use) | 6000 | Bare Steel | 1967-04-26 | Galvanized Steel | Pressurized
BP | 908 HWY 155 & I75 | MCDONOUGH | Henry | 750029 | 4 | [5 empty] | Removed from Ground | Gas (Historical Use) | 10000 | Bare Steel | 1969-04-25 | Galvanized Steel | Pressurized
BP | 908 HWY 155 & I75 | MCDONOUGH | Henry | 750029 | 5 | [5 empty] | Removed from Ground | Diesel | 1000 | Bare Steel | 1984-04-21 | Galvanized Steel | Safe Suction (Euro)
BP | 908 HWY 155 & I75 | MCDONOUGH | Henry | 750029 | 6 |  |  | TRUE |  | TRUE | Removed from Ground | Used Oil | 550 | Bare Steel | 1967-04-26 | Galvanized Steel
BP | 908 HWY 155 & I75 | MCDONOUGH | Henry | 750029 | 7 | [5 empty] | Removed from Ground | Diesel | 550 | Bare Steel | 1967-04-26 | Galvanized Steel
BP | 908 HWY 155 & I75 | MCDONOUGH | Henry | 750029 | 8 | Ball Float | 1997-07-23 |  | 1997-07-23 |  | Currently in Use | Gas (Historical Use) | 12000 | Fiberglass | 1997-07-23 | Fiberglass Reinforced Plastic | Pressurized
BP | 908 HWY 155 & I75 | MCDONOUGH | Henry | 750029 | 9 | Ball Float | 1997-07-23 |  | 1997-07-23 |  | Currently in Use | Gas (Historical Use) | 12000 | Fiberglass | 1997-07-23 | Fiberglass Reinforced Plastic | Pressurized
LIBERTY | 4856 BILL GARDNER PKWY | LOCUST GROVE | Henry | 750030 | 1 | Ball Float | 1996-03-01 |  | 1996-03-01 |  | Removed from Ground | Gas (Historical Use) | 10000 | Fiberglass | 1972-04-24 | Fiberglass Reinforced Plastic | Pressurized
LIBERTY | 4856 BILL GARDNER PKWY | LOCUST GROVE | Henry | 750030 | 2 | Ball Float | 1996-03-01 |  | 1996-03-01 |  | Removed from Ground | Gas (Historical Use) | 10000 | Fiberglass | 1972-04-24 | Fiberglass Reinforced Plastic | Pressurized
LIBERTY | 4856 BILL GARDNER PKWY | LOCUST GROVE | Henry | 750030 | 3 | Ball Float | 1996-03-01 |  | 1996-03-01 |  | Removed from Ground | Gas (Historical Use) | 10000 | Fiberglass | 1972-04-24 | Fiberglass Reinforced Plastic | Pressurized
LIBERTY | 4856 BILL GARDNER PKWY | LOCUST GROVE | Henry | 750030 | 4 | Ball Float | 1996-03-01 |  | 1996-03-01 |  | Removed from Ground | Diesel | 6000 | Steel-Impressed Current | 1984-04-21 | Fiberglass Reinforced Plastic | Pressurized
LIBERTY | 4856 BILL GARDNER PKWY | LOCUST GROVE | Henry | 750030 | 5 | [5 empty] | Removed from Ground | Diesel | 850 | Bare Steel | 1972-04-24 | Galvanized Steel
LIBERTY | 4856 BILL GARDNER PKWY | LOCUST GROVE | Henry | 750030 | 6 |  |  | TRUE |  | TRUE | Removed from Ground | Used Oil | 850 | Bare Steel | 1972-04-24 | Galvanized Steel
LIBERTY | 4856 BILL GARDNER PKWY | LOCUST GROVE | Henry | 750030 | 7 |  |  | TRUE |  | TRUE | Permanently Out of Use - historical purposes | Used Oil | 1000 | Not Marked/Unknown |  | Unknown
LIBERTY | 4856 BILL GARDNER PKWY | LOCUST GROVE | Henry | 750030 | 8 | [5 empty] | Permanently Out of Use - historical purposes | Diesel | 1000 | Not Marked/Unknown |  | Unknown
JOHNNYS #1 | 309 FAIRVIEW RD | ELLENWOOD | Henry | 750031 | 1 | [5 empty] | Removed from Ground | Kerosene | 1000 | Bare Steel | 1986-03-01 | Galvanized Steel | Suction (American)
JOHNNYS #1 | 309 FAIRVIEW RD | ELLENWOOD | Henry | 750031 | 1A |  | 1989-11-01 |  | 1989-11-01 |  | Removed from Ground | Gas (Historical Use) | 10000 | Tank Jacket | 1989-01-01 | Fiberglass Reinforced Plastic | Pressurized
JOHNNYS #1 | 309 FAIRVIEW RD | ELLENWOOD | Henry | 750031 | 2 |  | 1989-11-01 |  | 1989-11-01 |  | Removed from Ground | Gas (Historical Use) | 10000 | Tank Jacket | 1989-01-01 | Fiberglass Reinforced Plastic | Pressurized
JOHNNYS #1 | 309 FAIRVIEW RD | ELLENWOOD | Henry | 750031 | 3 |  | 1989-11-01 |  | 1989-11-01 |  | Removed from Ground | Gas (Historical Use) | 10000 | Tank Jacket | 1989-01-01 | Fiberglass Reinforced Plastic | Pressurized
JOHNNYS #1 | 309 FAIRVIEW RD | ELLENWOOD | Henry | 750031 | 4 |  | 1989-11-01 |  | 1989-11-01 |  | Removed from Ground | Diesel | 6000 | Tank Jacket | 1989-01-01 | Fiberglass Reinforced Plastic | Pressurized
JOHNNYS #1 | 309 FAIRVIEW RD | ELLENWOOD | Henry | 750031 | 5 |  | 1998-09-01 |  | 1998-09-01 |  | Removed from Ground | Kerosene | 2000 | Composite | 1998-09-01 | Fiberglass Reinforced Plastic | Safe Suction (Euro)
SUNOCO FOOD MART | 22 HWY 138 W | STOCKBRIDGE | Henry | 750032 | 1 | [5 empty] | Removed from Ground | Gas (Historical Use) | 10000 | Bare Steel | 1972-04-26 | Galvanized Steel
SUNOCO FOOD MART | 22 HWY 138 W | STOCKBRIDGE | Henry | 750032 | 2 | [5 empty] | Removed from Ground | Gas (Historical Use) | 10000 | Bare Steel | 1972-04-26 | Galvanized Steel
SUNOCO FOOD MART | 22 HWY 138 W | STOCKBRIDGE | Henry | 750032 | 3 | [5 empty] | Removed from Ground | Gas (Historical Use) | 5000 | Bare Steel | 1972-04-26 | Galvanized Steel
SUNOCO FOOD MART | 22 HWY 138 W | STOCKBRIDGE | Henry | 750032 | 4 |  |  | TRUE |  | TRUE | Removed from Ground | Used Oil | 550 | Bare Steel | 1972-04-26 | Galvanized Steel
SUNOCO FOOD MART | 22 HWY 138 W | STOCKBRIDGE | Henry | 750032 | 5 | Flapper Valve | 1993-05-09 | FALSE | 1993-05-09 | TRUE | Currently in Use | Regular | 8775 | Fiberglass | 1986-12-01 | Fiberglass Reinforced Plastic | Pressurized
SUNOCO FOOD MART | 22 HWY 138 W | STOCKBRIDGE | Henry | 750032 | 6 | Flapper Valve | 1993-05-09 | FALSE | 1993-05-09 | TRUE | Currently in Use | Premium | 8775 | Fiberglass | 1986-12-01 | Fiberglass Reinforced Plastic | Pressurized
SUNOCO FOOD MART | 22 HWY 138 W | STOCKBRIDGE | Henry | 750032 | 7 | Flapper Valve | 1993-05-09 | FALSE | 1993-05-09 | TRUE | Currently in Use | Diesel | 8775 | Fiberglass | 1986-12-01 | Fiberglass Reinforced Plastic | Pressurized
GA FC/BUTTS-HENRY CO UNIT | 1599 GA HWY 42 SOUTH | MCDONOUGH | Henry | 750033 | 1 | [5 empty] | Removed from Ground | Diesel | 560 | Bare Steel | 1961-03-01 | Galvanized Steel | Safe Suction (Euro)
GA FC/BUTTS-HENRY CO UNIT | 1599 GA HWY 42 SOUTH | MCDONOUGH | Henry | 750033 | 133867 |  | 1993-03-15 |  | 1993-03-15 |  | Removed from Ground | Diesel | 1000 | Galvanic (STIP-3) | 1989-03-15 | Cathodically Protected | Safe Suction (Euro)
GA FC/BUTTS-HENRY CO UNIT | 1599 GA HWY 42 SOUTH | MCDONOUGH | Henry | 750033 | 2 | [5 empty] | Removed from Ground | Gas (Historical Use) | 2000 | Bare Steel | 1979-04-24 | Galvanized Steel | Safe Suction (Euro)
GA FC/BUTTS-HENRY CO UNIT | 1599 GA HWY 42 SOUTH | MCDONOUGH | Henry | 750033 | 210776 |  | 1993-03-15 |  | 1993-03-15 |  | Removed from Ground | Gas (Historical Use) | 1000 | Galvanic (STIP-3) | 1993-03-18 | Cathodically Protected | Safe Suction (Euro)
FED AVIATION ADMIN/ZTL ARTEC | 299 WOOLSEY RD | HAMPTON | Henry | 750034 | 1 | Overfill Alarm | 2004-10-20 |  | 2007-08-06 |  | Currently in Use | Diesel | 10000 | Galvanic (STIP-3) | 1993-05-28 | Fiberglass Reinforced Plastic | Pressurized
FED AVIATION ADMIN/ZTL ARTEC | 299 WOOLSEY RD | HAMPTON | Henry | 750034 | 2 | Overfill Alarm | 2004-10-20 |  | 2007-08-06 |  | Currently in Use | Diesel | 10000 | Galvanic (STIP-3) | 1993-05-28 | Fiberglass Reinforced Plastic | Pressurized
FED AVIATION ADMIN/ZTL ARTEC | 299 WOOLSEY RD | HAMPTON | Henry | 750034 | 3 | Overfill Alarm | 2004-10-20 |  | 2007-08-06 |  | Currently in Use | Diesel | 10000 | Galvanic (STIP-3) | 1993-05-28 | Fiberglass Reinforced Plastic | Pressurized
FED AVIATION ADMIN/ZTL ARTEC | 299 WOOLSEY RD | HAMPTON | Henry | 750034 | 6A | [5 empty] | Closed in Ground | Diesel | 5000 | Bare Steel | 1960-04-15 | Galvanized Steel | Suction (American)
FED AVIATION ADMIN/ZTL ARTEC | 299 WOOLSEY RD | HAMPTON | Henry | 750034 | 6B | [5 empty] | Removed from Ground | Diesel | 5000 | Bare Steel | 1960-04-15 | Galvanized Steel | Suction (American)
FED AVIATION ADMIN/ZTL ARTEC | 299 WOOLSEY RD | HAMPTON | Henry | 750034 | 6C | [5 empty] | Removed from Ground | Diesel | 6000 | Bare Steel | 1965-04-14 | Galvanized Steel
FED AVIATION ADMIN/ZTL ARTEC | 299 WOOLSEY RD | HAMPTON | Henry | 750034 | 6D | [5 empty] | Removed from Ground | Diesel | 8000 | Bare Steel | 1980-04-10 | Galvanized Steel | Suction (American)
FED AVIATION ADMIN/ZTL ARTEC | 299 WOOLSEY RD | HAMPTON | Henry | 750034 | 6E | [5 empty] | Removed from Ground | Diesel | 12000 | Bare Steel | 1985-04-09 | Galvanized Steel | Suction (American)
DOT 10398 | LEGION RD | MCDONOUGH | Henry | 750036 | 10398-1 | [5 empty] | Removed from Ground | Empty | 3000 | Bare Steel | 1966-05-04 | Galvanized Steel
DEPARTMENT OF TRANSPORTATION HEN | 672 PRICE RD | LOCUST GROVE | Henry | 750037 | 10307-1 | [5 empty] | Removed from Ground | Gas (Historical Use) | 1000 | Bare Steel | 1980-04-30 | Galvanized Steel
DEPARTMENT OF TRANSPORTATION HEN | 672 PRICE RD | LOCUST GROVE | Henry | 750037 | 307D1 | [5 empty] | Removed from Ground | Diesel | 2000 | Cathodically Protected Steel | 1987-08-01 | Galvanized Steel | Suction (American)
DEPARTMENT OF TRANSPORTATION HEN | 672 PRICE RD | LOCUST GROVE | Henry | 750037 | 307G1 | [5 empty] | Removed from Ground | Gas (Historical Use) | 2000 | Cathodically Protected Steel | 1987-08-01 | Galvanized Steel | Suction (American)
CHEVRON 201824 | I-75/GA HWY 20 & GA HWY 81 | MCDONOUGH | Henry | 750038 | 1 | [5 empty] | Removed from Ground | Gas (Historical Use) | 10000 | Fiberglass | 1985-01-03 | Fiberglass Reinforced Plastic | Pressurized
CHEVRON 201824 | I-75/GA HWY 20 & GA HWY 81 | MCDONOUGH | Henry | 750038 | 2 | [5 empty] | Removed from Ground | Gas (Historical Use) | 10000 | Fiberglass | 1985-01-03 | Fiberglass Reinforced Plastic | Pressurized
CHEVRON 201824 | I-75/GA HWY 20 & GA HWY 81 | MCDONOUGH | Henry | 750038 | 3 | [5 empty] | Removed from Ground | Gas (Historical Use) | 10000 | Fiberglass | 1985-01-03 | Fiberglass Reinforced Plastic | Pressurized
CHEVRON 201824 | I-75/GA HWY 20 & GA HWY 81 | MCDONOUGH | Henry | 750038 | 4 |  |  | TRUE |  | TRUE | Removed from Ground | Used Oil | 1000 | Fiberglass | 1985-01-03 | Fiberglass Reinforced Plastic | Gravity Fed
EXXON RETAIL STORE #46797 | 631 GA HWY 138/I-75 | STOCKBRIDGE | Henry | 750039 | 1 | [5 empty] | Removed from Ground | Gas (Historical Use) | 6000 | Composite | 1970-10-10 | Fiberglass Reinforced Plastic | Pressurized
EXXON RETAIL STORE #46797 | 631 GA HWY 138/I-75 | STOCKBRIDGE | Henry | 750039 | 2 | [5 empty] | Removed from Ground | Gas (Historical Use) | 6000 | Composite | 1968-05-10 | Fiberglass Reinforced Plastic | Pressurized
EXXON RETAIL STORE #46797 | 631 GA HWY 138/I-75 | STOCKBRIDGE | Henry | 750039 | 3 | [5 empty] | Removed from Ground | Gas (Historical Use) | 6000 | Composite | 1968-05-10 | Fiberglass Reinforced Plastic | Pressurized
EXXON RETAIL STORE #46797 | 631 GA HWY 138/I-75 | STOCKBRIDGE | Henry | 750039 | 4 |  |  | TRUE |  | TRUE | Removed from Ground | Used Oil | 550 | Fiberglass | 1968-05-10 | Fiberglass Reinforced Plastic | Pressurized
EXXON RETAIL STORE #46797 | 631 GA HWY 138/I-75 | STOCKBRIDGE | Henry | 750039 | 5 | [5 empty] | Removed from Ground | Diesel | 1000 | Composite | 1981-05-07 | Galvanized Steel | Pressurized
H&M MINI MART | 4779 N HENRY BLVD | STOCKBRIDGE | Henry | 750041 | 1-REG |  | 1997-05-01 |  | 1997-05-01 |  | Removed from Ground | Gas (Historical Use) | 10000 | Steel-Impressed Current | 1976-05-03 | Cathodically Protected
H&M MINI MART | 4779 N HENRY BLVD | STOCKBRIDGE | Henry | 750041 | 2-UNL |  | 1997-05-01 |  | 1997-05-01 |  | Removed from Ground | Gas (Historical Use) | 8000 | Steel-Impressed Current | 1976-05-03 | Cathodically Protected
H&M MINI MART | 4779 N HENRY BLVD | STOCKBRIDGE | Henry | 750041 | 3-SUL |  | 1997-05-01 |  | 1997-05-01 |  | Removed from Ground | Gas (Historical Use) | 8000 | Steel-Impressed Current | 1976-05-03 | Cathodically Protected
CIRCLE K 2723330 | 32 E MAIN ST | HAMPTON | Henry | 750042 | 1-REG | Flapper Valve | 1997-05-01 | FALSE | 1997-05-01 | FALSE | Currently in Use | Regular | 10000 | Steel-Impressed Current | 1976-05-03 | Steel (Impressed Current)
CIRCLE K 2723330 | 32 E MAIN ST | HAMPTON | Henry | 750042 | 2-UNL | Flapper Valve | 1997-05-01 | FALSE | 1997-05-01 | FALSE | Currently in Use | Plus | 8000 | Steel-Impressed Current | 1976-05-03 | Steel (Impressed Current)
CIRCLE K 2723330 | 32 E MAIN ST | HAMPTON | Henry | 750042 | 3-SUL | Flapper Valve | 1997-05-01 | FALSE | 1997-05-01 | FALSE | Currently in Use | Premium | 8000 | Steel-Impressed Current | 1976-05-03 | Steel (Impressed Current)
KANGAROO #46 | 8 PHILLIPS DR | MCDONOUGH | Henry | 750043 | 1-REG | [5 empty] | Removed from Ground | Gas (Historical Use) | 8000 | Bare Steel | 1973-05-04 | Galvanized Steel
KANGAROO #46 | 8 PHILLIPS DR | MCDONOUGH | Henry | 750043 | 2-UNL | [5 empty] | Removed from Ground | Gas (Historical Use) | 6000 | Bare Steel | 1973-05-04 | Galvanized Steel
KANGAROO #46 | 8 PHILLIPS DR | MCDONOUGH | Henry | 750043 | 3-SUL | [5 empty] | Removed from Ground | Gas (Historical Use) | 6000 | Bare Steel | 1973-05-04 | Galvanized Steel
KANGAROO #28 | 269 KEYS FERRY ST | MCDONOUGH | Henry | 750044 | 1 | [5 empty] | Permanently Out of Use - historical purposes | Gas (Historical Use) | 8000 | Bare Steel | 1976-01-01 | Galvanized Steel
KANGAROO #28 | 269 KEYS FERRY ST | MCDONOUGH | Henry | 750044 | 2 | [5 empty] | Permanently Out of Use - historical purposes | Gas (Historical Use) | 8000 | Bare Steel | 1976-01-01 | Galvanized Steel
KANGAROO #28 | 269 KEYS FERRY ST | MCDONOUGH | Henry | 750044 | 3 | [5 empty] | Permanently Out of Use - historical purposes | Gas (Historical Use) | 8000 | Bare Steel | 1980-01-01 | Galvanized Steel
KANGAROO #28 | 269 KEYS FERRY ST | MCDONOUGH | Henry | 750044 | 4 | Ball Float | 1990-05-09 | FALSE | 1990-05-09 | FALSE | Currently in Use | Regular | 10000 | Fiberglass | 1990-05-01 | Fiberglass Reinforced Plastic | Pressurized
KANGAROO #28 | 269 KEYS FERRY ST | MCDONOUGH | Henry | 750044 | 5 | Ball Float | 1990-05-09 | FALSE | 1990-05-09 | FALSE | Currently in Use | Gas (Historical Use) | 8000 | Fiberglass | 1990-05-01 | Fiberglass Reinforced Plastic | Pressurized
KANGAROO #28 | 269 KEYS FERRY ST | MCDONOUGH | Henry | 750044 | 6 | Ball Float | 1990-05-09 | FALSE | 1990-05-09 | FALSE | Currently in Use | Premium | 8000 | Fiberglass | 1990-05-01 | Fiberglass Reinforced Plastic | Pressurized
DAILEYS GROCERY | FLIPPIN-JODECO RD | MCDONOUGH | Henry | 750045 | REG#1 | [5 empty] | Removed from Ground | Gas (Historical Use) | 10000 | Bare Steel | 1981-05-02 | Galvanized Steel
DAILEYS GROCERY | FLIPPIN-JODECO RD | MCDONOUGH | Henry | 750045 | SUL#3 | [5 empty] | Removed from Ground | Gas (Historical Use) | 8000 | Bare Steel | 1981-05-02 | Galvanized Steel
DAILEYS GROCERY | FLIPPIN-JODECO RD | MCDONOUGH | Henry | 750045 | UNL#2 | [5 empty] | Removed from Ground | Gas (Historical Use) | 8000 | Bare Steel | 1981-05-02 | Galvanized Steel
MCDONOUGH MARKET | 610 MACON ST | MCDONOUGH | Henry | 750047 | 1-REG | Ball Float | 1997-09-01 | FALSE | 1997-09-01 | FALSE | Currently in Use | Regular | 10000 | Steel-Impressed Current | 1981-05-02 | Fiberglass Reinforced Plastic | Pressurized
MCDONOUGH MARKET | 610 MACON ST | MCDONOUGH | Henry | 750047 | 2-UNL | Ball Float | 1997-09-01 | FALSE | 1997-09-01 | FALSE | Currently in Use | E-0 | 8000 | Steel-Impressed Current | 1981-05-02 | Fiberglass Reinforced Plastic | Pressurized
MCDONOUGH MARKET | 610 MACON ST | MCDONOUGH | Henry | 750047 | 3-DSL | Ball Float | 1997-09-01 | FALSE | 1997-09-01 | FALSE | Currently in Use | Diesel | 8000 | Steel-Impressed Current | 1981-05-02 | Fiberglass Reinforced Plastic | Pressurized
MARATHON | 1805 KELLEYTOWN RD | MCDONOUGH | Henry | 750048 | DIE#4 | Ball Float | 1997-06-01 | FALSE | 1997-06-01 | FALSE | Currently in Use | Diesel | 4000 | Steel-Impressed Current | 1976-05-03 | Steel (Impressed Current) | Pressurized
MARATHON | 1805 KELLEYTOWN RD | MCDONOUGH | Henry | 750048 | REG#1 | Ball Float | 1997-06-01 | FALSE | 1997-06-01 | FALSE | Currently in Use | Regular | 10000 | Steel-Impressed Current | 1978-05-03 | Steel (Impressed Current) | Pressurized
MARATHON | 1805 KELLEYTOWN RD | MCDONOUGH | Henry | 750048 | SUL#3 | Ball Float | 1997-06-01 | FALSE | 1997-06-01 | FALSE | Currently in Use | Premium | 8000 | Steel-Impressed Current | 1978-05-03 | Steel (Impressed Current) | Pressurized
MARATHON | 1805 KELLEYTOWN RD | MCDONOUGH | Henry | 750048 | UNL#2 | Ball Float | 1997-06-01 | FALSE | 1997-06-01 | FALSE | Currently in Use | E-0 | 8000 | Steel-Impressed Current | 1978-05-03 | Steel (Impressed Current) | Pressurized
Marathon | 1396 FAIRVIEW RD | STOCKBRIDGE | Henry | 750049 | 1 | Flapper Valve | 1998-04-01 | FALSE | 1998-04-01 | FALSE | Currently in Use | Regular | 3000 | Steel-Impressed Current | 2012-05-29 |  | Pressurized
Marathon | 1396 FAIRVIEW RD | STOCKBRIDGE | Henry | 750049 | 2 | Flapper Valve | 1998-04-01 | FALSE | 1998-04-01 | FALSE | Currently in Use | Plus | 10000 | Steel-Impressed Current | 2012-05-29 |  | Pressurized
Marathon | 1396 FAIRVIEW RD | STOCKBRIDGE | Henry | 750049 | 3 | Flapper Valve | 1998-04-01 | FALSE | 1998-04-01 | FALSE | Currently in Use | Premium | 3000 | Steel-Impressed Current | 2012-05-29 |  | Pressurized
Marathon | 1396 FAIRVIEW RD | STOCKBRIDGE | Henry | 750049 | 4 | Flapper Valve | 1998-04-01 | FALSE | 1998-04-01 | FALSE | Currently in Use | Diesel | 3000 | Steel-Impressed Current | 2012-05-29 |  | Pressurized
Marathon | 1396 FAIRVIEW RD | STOCKBRIDGE | Henry | 750049 | REG | Flapper Valve | 1998-04-01 | FALSE | 1998-04-01 | FALSE | Currently in Use | Gas (Historical Use) | 10000 | Steel-Impressed Current | 2012-05-29 | Cathodically Protected | Pressurized
Marathon | 1396 FAIRVIEW RD | STOCKBRIDGE | Henry | 750049 | SUL | Flapper Valve | 1998-04-01 | FALSE | 1998-04-01 | FALSE | Currently in Use | Gas (Historical Use) | 3000 | Steel-Impressed Current | 2012-05-29 | Cathodically Protected | Pressurized
Marathon | 1396 FAIRVIEW RD | STOCKBRIDGE | Henry | 750049 | SUNL | Flapper Valve | 1998-04-01 | FALSE | 1998-04-01 | FALSE | Currently in Use | Gas (Historical Use) | 3000 | Steel-Impressed Current | 2012-05-29 | Cathodically Protected | Pressurized
Marathon | 1396 FAIRVIEW RD | STOCKBRIDGE | Henry | 750049 | UNL | Flapper Valve | 1998-04-01 | FALSE | 1998-04-01 | FALSE | Currently in Use | Gas (Historical Use) | 3000 | Steel-Impressed Current | 2012-05-29 | Cathodically Protected | Pressurized
BP | 5054 GA HWY 155 | MCDONOUGH | Henry | 750050 | 1 | Flapper Valve | 1999-03-01 | FALSE | 1999-03-01 | FALSE | Currently in Use | Regular | 12000 | Fiberglass | 1999-03-01 | Fiberglass Reinforced Plastic | Pressurized
BP | 5054 GA HWY 155 | MCDONOUGH | Henry | 750050 | 1-REG | [5 empty] | Removed from Ground | Gas (Historical Use) | 10000 | Bare Steel | 1983-05-02 | Galvanized Steel
BP | 5054 GA HWY 155 | MCDONOUGH | Henry | 750050 | 2 | Flapper Valve | 1999-03-01 | FALSE | 1999-03-01 | FALSE | Currently in Use | Premium | 8000 | Fiberglass | 1999-03-01 | Fiberglass Reinforced Plastic | Pressurized
BP | 5054 GA HWY 155 | MCDONOUGH | Henry | 750050 | 2-UNL | [5 empty] | Removed from Ground | Gas (Historical Use) | 8000 | Bare Steel | 1983-05-02 | Galvanized Steel
BP | 5054 GA HWY 155 | MCDONOUGH | Henry | 750050 | 3-SUL | [5 empty] | Removed from Ground | Gas (Historical Use) | 8000 | Bare Steel | 1983-05-02 | Galvanized Steel
STOCKBRIDGE QUARRY | QUARRY RD | STOCKBRIDGE | Henry | 750053 | 021-01 | [5 empty] | Removed from Ground | Diesel | 3000 | Bare Steel | 1985-05-01 | Galvanized Steel
STOCKBRIDGE QUARRY | QUARRY RD | STOCKBRIDGE | Henry | 750053 | 021-02 |  |  | TRUE |  | TRUE | Removed from Ground | Used Oil | 500 | Bare Steel | 1980-05-02 | Galvanized Steel
HENRY COUNTY BP #2 | 1167 HAMPTON RD | MCDONOUGH | Henry | 750054 | 1 | Flapper Valve | 1998-11-20 | FALSE | 1998-11-20 | FALSE | Currently in Use | Regular | 5000 | Steel-Impressed Current | 1969-12-01 | Fiberglass Reinforced Plastic | Pressurized
HENRY COUNTY BP #2 | 1167 HAMPTON RD | MCDONOUGH | Henry | 750054 | 2 | Flapper Valve | 1998-11-20 | FALSE | 1998-11-20 | FALSE | Currently in Use | Plus | 5000 | Steel-Impressed Current | 1969-12-01 | Fiberglass Reinforced Plastic | Pressurized
HENRY COUNTY BP #2 | 1167 HAMPTON RD | MCDONOUGH | Henry | 750054 | 3 | Flapper Valve | 1998-11-20 | FALSE | 1998-11-20 | FALSE | Currently in Use | Premium | 5000 | Steel-Impressed Current | 1969-12-01 |  | Pressurized
HENRY COUNTY BP #2 | 1167 HAMPTON RD | MCDONOUGH | Henry | 750054 | 4 | Flapper Valve | 1998-11-20 | FALSE | 1998-11-20 | FALSE | Currently in Use | Diesel | 5000 | Steel-Impressed Current | 1969-12-01 | Fiberglass Reinforced Plastic | Pressurized
COOKS GROCERY | 1533 JODECO RD | STOCKBRIDGE | Henry | 750056 | 1 | [5 empty] | Removed from Ground | Gas (Historical Use) | 4000 | Bare Steel | 1968-05-03 | Bare Steel | Safe Suction (Euro)
COOKS GROCERY | 1533 JODECO RD | STOCKBRIDGE | Henry | 750056 | 2 | [5 empty] | Removed from Ground | Gas (Historical Use) | 4000 | Bare Steel | 1968-05-03 | Bare Steel | Safe Suction (Euro)
ROWLANDS GENERAL MERCHANDISE | 2110 HWY 155 NORTH | MCDONOUGH | Henry | 750057 | 1 | [5 empty] | Removed from Ground | Gas (Historical Use) | 4000 | Bare Steel | 1960-01-01 | Galvanized Steel | Suction (American)
ROWLANDS GENERAL MERCHANDISE | 2110 HWY 155 NORTH | MCDONOUGH | Henry | 750057 | 2 | [5 empty] | Removed from Ground | Gas (Historical Use) | 4000 | Bare Steel | 1960-01-01 | Galvanized Steel | Suction (American)
ROWLANDS GENERAL MERCHANDISE | 2110 HWY 155 NORTH | MCDONOUGH | Henry | 750057 | 3 | [5 empty] | Removed from Ground | Gas (Historical Use) | 10000 | Bare Steel | 1977-01-01 | Galvanized Steel | Suction (American)
AT&T | HWY 81 | LOVEJOY | Henry | 750060 | 1 | [5 empty] | Removed from Ground | Diesel | 6000 | Bare Steel | 1964-01-01 | Galvanized Steel | Suction (American)
AT&T | HWY 81 | LOVEJOY | Henry | 750060 | 2 | [5 empty] | Removed from Ground | Diesel | 1000 | Fiberglass | 1992-06-03 | Copper | Suction (American)
HENRY COUNTY COMPLEX-EQUIPMENT M | 121 WORKCAMP RD | MCDONOUGH | Henry | 750061 | 1 |  |  |  | 1991-01-01 |  | Removed from Ground | Gas (Historical Use) | 8000 | Bare Steel | 1972-05-08 | Galvanized Steel | Suction (American)
HENRY COUNTY COMPLEX-EQUIPMENT M | 121 WORKCAMP RD | MCDONOUGH | Henry | 750061 | 2 |  |  |  | 1991-01-01 |  | Removed from Ground | Diesel | 10000 | Bare Steel | 1981-05-06 | Galvanized Steel | Suction (American)
HENRY COUNTY COMPLEX-EQUIPMENT M | 121 WORKCAMP RD | MCDONOUGH | Henry | 750061 | 3 |  |  | TRUE |  | TRUE | Closed in Ground | Used Oil | 500 | Bare Steel | 1985-05-05 | Fiberglass Reinforced Plastic
HENRY COUNTY COMPLEX-EQUIPMENT M | 121 WORKCAMP RD | MCDONOUGH | Henry | 750061 | 4 | Overfill Alarm | 1998-10-15 | FALSE | 1998-10-15 | FALSE | Currently in Use | Regular | 15000 | Fiberglass | 1998-10-15 | Double-Walled Flex | Pressurized
HENRY COUNTY COMPLEX-EQUIPMENT M | 121 WORKCAMP RD | MCDONOUGH | Henry | 750061 | 5 | Overfill Alarm | 1998-10-15 | FALSE | 1998-10-15 | FALSE | Currently in Use | Diesel | 15000 | Fiberglass | 1998-10-15 | Double-Walled Flex | Pressurized
FLIPPEN GROCERY | JODECO RD HWY 351 | FLIPPEN | Henry | 750063 | 1 | [5 empty] | Removed from Ground | Gas (Historical Use) | 1000 | Bare Steel | 1965-05-07 | Galvanized Steel
FLIPPEN GROCERY | JODECO RD HWY 351 | FLIPPEN | Henry | 750063 | 2 | [5 empty] | Removed from Ground | Gas (Historical Use) | 1000 | Bare Steel | 1965-05-07 | Galvanized Steel
JOHNSONS UNION 76 | MACON RD | MCDONOUGH | Henry | 750064 | 1 | [5 empty] | Removed from Ground | Gas (Historical Use) | 1000 | Bare Steel | 1959-05-09 | Galvanized Steel
JOHNSONS UNION 76 | MACON RD | MCDONOUGH | Henry | 750064 | 2 | [5 empty] | Removed from Ground | Gas (Historical Use) | 2000 | Bare Steel | 1959-05-09 | Galvanized Steel
WARD OIL CO/WARD DBA STOCKBRIDGE | 5070 NORTH HENRY BLVD | STOCKBRIDGE | Henry | 750065 | 1 | [5 empty] | Removed from Ground | Gas (Historical Use) | 4000 | Bare Steel | 1961-05-08 | Galvanized Steel
WARD OIL CO/WARD DBA STOCKBRIDGE | 5070 NORTH HENRY BLVD | STOCKBRIDGE | Henry | 750065 | 2 | [5 empty] | Removed from Ground | Gas (Historical Use) | 4000 | Bare Steel | 1961-05-08 | Galvanized Steel
WARD OIL CO/WARD DBA STOCKBRIDGE | 5070 NORTH HENRY BLVD | STOCKBRIDGE | Henry | 750065 | 3 | [5 empty] | Removed from Ground | Gas (Historical Use) | 1000 | Bare Steel | 1961-05-08 | Galvanized Steel
WARD OIL CO/WARD DBA STOCKBRIDGE | 5070 NORTH HENRY BLVD | STOCKBRIDGE | Henry | 750065 | 4 | [5 empty] | Removed from Ground | Other | 550 | Bare Steel | 1976-01-01 | Not Marked
WARD OIL CO/WARD DBA STOCKBRIDGE | 5070 NORTH HENRY BLVD | STOCKBRIDGE | Henry | 750065 | 5 | [5 empty] | Removed from Ground | Other | 1000 | Bare Steel | 1961-01-01 | Not Marked
QUICK SHOP #386 | 37 N MAIN ST | HAMPTON | Henry | 750066 | 1 | Flapper Valve | 1997-05-20 | FALSE | 1997-05-20 | FALSE | Currently in Use | Premium | 3000 | Steel-Impressed Current | 1982-05-09 | Steel (Impressed Current) | Safe Suction (Euro)
QUICK SHOP #386 | 37 N MAIN ST | HAMPTON | Henry | 750066 | 2 | Flapper Valve | 1997-05-20 | FALSE | 1997-05-20 | FALSE | Currently in Use | Regular | 5000 | Steel-Impressed Current | 1982-05-09 | Steel (Impressed Current) | Safe Suction (Euro)
QUICK SHOP #386 | 37 N MAIN ST | HAMPTON | Henry | 750066 | 3 | Flapper Valve | 1997-05-20 | FALSE | 1997-05-20 | FALSE | Currently in Use | Diesel | 3000 | Steel-Impressed Current | 1982-05-09 | Steel (Impressed Current) | Safe Suction (Euro)
JIMMY ROWLAND | RT 2 BOX 117 | MCDONOUGH | Henry | 750067 | 1 | [5 empty] | Removed from Ground | Kerosene | 500 | Bare Steel | 1985-05-08 | Galvanized Steel
JIMMY ROWLAND | RT 2 BOX 117 | MCDONOUGH | Henry | 750067 | 2 | [5 empty] | Removed from Ground | Gas (Historical Use) | 10000 | Bare Steel | 1997-03-27 | Galvanized Steel | Suction (American)
JIMMY ROWLAND | RT 2 BOX 117 | MCDONOUGH | Henry | 750067 | 3 | [5 empty] | Removed from Ground | Gas (Historical Use) | 4000 | Bare Steel | 1997-03-27 | Galvanized Steel | Suction (American)
JIMMY ROWLAND | RT 2 BOX 117 | MCDONOUGH | Henry | 750067 | 4 | [5 empty] | Removed from Ground | Gas (Historical Use) | 4000 | Bare Steel | 1997-03-27 | Galvanized Steel | Suction (American)
BST/STOCKBRIDGE CO/F1447 | 5061 N HENRY BLVD | STOCKBRIDGE | Henry | 560057 | 1 | [5 empty] | Removed from Ground | Diesel | 2000 | Bare Steel | 1983-01-02 | Copper | Suction (American)
BST/STOCKBRIDGE CO/F1447 | 5061 N HENRY BLVD | STOCKBRIDGE | Henry | 560057 | 2 | Overfill Alarm | 1997-07-17 | FALSE | 1997-07-17 | FALSE | Currently in Use | Diesel | 2500 | Fiberglass Double Walled | 1993-02-10 | Copper | Suction (American)
EXXON FOOD STORE | 5051 HWY 155 | STOCKBRIDGE | Henry | 10001462 | 1 | Ball Float | 2005-01-01 | FALSE | 2005-01-01 | FALSE | Temporarily out of use | Gas (Historical Use) | 8000 | Composite | 2005-01-01 | Double-Walled Flex | Pressurized
EXXON FOOD STORE | 5051 HWY 155 | STOCKBRIDGE | Henry | 10001462 | 2 | Ball Float | 2005-01-01 | FALSE | 2005-01-01 | FALSE | Temporarily out of use | Gas (Historical Use) | 10000 | Composite | 2005-01-01 | Double-Walled Flex | Pressurized
EXXON FOOD STORE | 5051 HWY 155 | STOCKBRIDGE | Henry | 10001462 | 3 | Ball Float | 2005-01-01 | FALSE | 2005-01-01 | FALSE | Temporarily out of use | Diesel | 6000 | Composite | 2005-01-01 | Double-Walled Flex | Pressurized
QUIKTRIP #820 | 1494 JONESBORO RD | MCDONOUGH | Henry | 10001514 | 1 |  | 2008-04-01 | FALSE | 2008-04-01 | FALSE | Currently in Use | Gas (Historical Use) | 20000 | Fiberglass Double Walled | 2008-04-02 | Double-Walled Fiberglass | Pressurized
QUIKTRIP #820 | 1494 JONESBORO RD | MCDONOUGH | Henry | 10001514 | 2 |  | 2008-04-01 | FALSE | 2008-04-01 | FALSE | Currently in Use | Gas (Historical Use) | 20000 | Fiberglass Double Walled | 2008-04-02 | Double-Walled Fiberglass | Pressurized
QUIKTRIP #820 | 1494 JONESBORO RD | MCDONOUGH | Henry | 10001514 | 3 |  | 2008-04-01 | FALSE | 2008-04-01 | FALSE | Currently in Use | Gas (Historical Use) | 12000 | Fiberglass Double Walled | 2008-04-02 | Double-Walled Fiberglass | Pressurized
QUIKTRIP #820 | 1494 JONESBORO RD | MCDONOUGH | Henry | 10001514 | 4A |  | 2015-02-21 | FALSE | 2015-03-01 | FALSE | Temporarily out of use |  | 10000 | Fiberglass Double Walled | 2015-02-05 | Double-Walled Fiberglass
QUIKTRIP #820 | 1494 JONESBORO RD | MCDONOUGH | Henry | 10001514 | 4B |  | 2015-02-21 | FALSE | 2015-03-01 | FALSE | Currently in Use | Diesel | 9500 | Fiberglass Double Walled | 2015-02-05 | Double-Walled Fiberglass | Pressurized
KEYS FERRY CROSSING | 1872 KEYS FERRY ROAD | MCDONOUGH | Henry | 10001482 | 1 | Ball Float | 2007-01-01 | FALSE | 2007-01-01 | FALSE | Currently in Use | Regular | 12000 | Composite | 2007-01-01 | Fiberglass Reinforced Plastic | Pressurized
KEYS FERRY CROSSING | 1872 KEYS FERRY ROAD | MCDONOUGH | Henry | 10001482 | 2 | Ball Float | 2007-01-01 | FALSE | 2007-01-01 | FALSE | Currently in Use | Premium | 8000 | Composite | 2007-01-01 | Fiberglass Reinforced Plastic | Pressurized
KEYS FERRY CROSSING | 1872 KEYS FERRY ROAD | MCDONOUGH | Henry | 10001482 | 3 | Ball Float | 2007-01-01 | FALSE | 2007-01-01 | FALSE | Currently in Use | Diesel | 4000 | Composite | 2007-01-01 | Fiberglass Reinforced Plastic | Pressurized
KEYS FERRY CROSSING | 1872 KEYS FERRY ROAD | MCDONOUGH | Henry | 10001482 | 4 | Ball Float | 2007-01-01 | FALSE | 2007-01-01 | FALSE | Currently in Use | Diesel | 4000 | Composite | 2007-01-01 | Fiberglass Reinforced Plastic | Pressurized
Brent Scarbrough & Company | 3898 JODECO BLACK | MCDONOUGH | Henry | 10001528 | 1 |  |  | FALSE |  | FALSE | Removed from Ground | Other | 950 | Unknown | 2008-06-05 | Unknown
Brent Scarbrough & Company | 3898 JODECO BLACK | MCDONOUGH | Henry | 10001528 | 2 |  |  | FALSE |  | FALSE | Removed from Ground | Not Marked | 500 | Unknown | 2008-07-17 | Unknown
WESTRIDGE MARATHON | 134 WEST RIDGE PKWY | MCDONOUGH | Henry | 10001539 | 1 | Ball Float | 2007-10-01 | FALSE | 2007-10-01 | FALSE | Currently in Use | Regular | 12000 | Composite | 2007-10-01 | Fiberglass Reinforced Plastic | Pressurized
WESTRIDGE MARATHON | 134 WEST RIDGE PKWY | MCDONOUGH | Henry | 10001539 | 2 | Ball Float | 2007-10-01 | FALSE | 2007-10-01 | FALSE | Currently in Use | Premium | 10000 | Composite | 2007-10-01 | Fiberglass Reinforced Plastic | Pressurized
WESTRIDGE MARATHON | 134 WEST RIDGE PKWY | MCDONOUGH | Henry | 10001539 | 3 | Ball Float | 2007-10-01 | FALSE | 2007-10-01 | FALSE | Currently in Use | Diesel | 10000 | Composite | 2007-10-01 | Fiberglass Reinforced Plastic | Pressurized
RaceTrac #72 - McDonough | 1310 HWY 20 | MCDONOUGH | Henry | 10001324 | 1 | Overfill Alarm | 2007-03-21 | FALSE | 2007-03-21 | FALSE | Currently in Use | Regular | 20000 | Fiberglass Double Walled | 2007-03-01 | Double-Walled Fiberglass | Pressurized
RaceTrac #72 - McDonough | 1310 HWY 20 | MCDONOUGH | Henry | 10001324 | 2 | Overfill Alarm | 2007-03-21 | FALSE | 2007-03-21 | FALSE | Currently in Use | Premium | 12000 | Fiberglass Double Walled | 2007-03-01 | Double-Walled Fiberglass | Pressurized
RaceTrac #72 - McDonough | 1310 HWY 20 | MCDONOUGH | Henry | 10001324 | 3 | Overfill Alarm | 2007-03-21 | FALSE | 2007-03-21 | FALSE | Currently in Use | Diesel | 12000 | Fiberglass Double Walled | 2007-03-01 | Double-Walled Fiberglass | Pressurized
BP | 2800 TANGER BLVD | LOCUST GROVE | Henry | 10001287 | 1 | Ball Float | 2007-01-01 | FALSE | 2007-01-01 | FALSE | Currently in Use | Regular | 12000 | Epoxy | 2006-12-01 | Fiberglass Reinforced Plastic | Pressurized
BP | 2800 TANGER BLVD | LOCUST GROVE | Henry | 10001287 | 2 | Ball Float | 2007-01-01 | FALSE | 2007-01-01 | FALSE | Currently in Use | Premium | 6000 | Epoxy | 2006-12-01 | Fiberglass Reinforced Plastic | Pressurized
BP | 2800 TANGER BLVD | LOCUST GROVE | Henry | 10001287 | 3 | Ball Float | 2007-01-01 | FALSE | 2007-01-01 | FALSE | Currently in Use | Diesel | 6000 | Epoxy | 2006-12-01 | Fiberglass Reinforced Plastic | Pressurized
BP | 1780 ZACK HINTON PKWY | MCDONOUGH | Henry | 10001216 | 1 | Ball Float | 2006-07-01 | FALSE | 2006-07-01 | FALSE | Currently in Use | Regular | 8000 | Epoxy | 2006-07-01 | Fiberglass Reinforced Plastic | Pressurized
BP | 1780 ZACK HINTON PKWY | MCDONOUGH | Henry | 10001216 | 2 | Ball Float | 2006-07-01 | FALSE | 2006-07-01 | FALSE | Currently in Use | Regular | 8000 | Epoxy | 2006-07-01 | Fiberglass Reinforced Plastic | Pressurized
BP | 1780 ZACK HINTON PKWY | MCDONOUGH | Henry | 10001216 | 3 | Ball Float | 2006-07-01 | FALSE | 2006-07-01 | FALSE | Currently in Use | Premium | 6000 | Epoxy | 2006-07-01 | Fiberglass Reinforced Plastic | Pressurized
BP | 1780 ZACK HINTON PKWY | MCDONOUGH | Henry | 10001216 | 4 | Ball Float | 2006-07-01 | FALSE | 2006-07-01 | FALSE | Currently in Use | Diesel | 6000 | Epoxy | 2006-07-01 | Fiberglass Reinforced Plastic | Pressurized
The Market at Jodeco | 1150 Jodeco Road | STOCKBRIDGE | Henry | 10001195 | 329166 | Ball Float | 2006-05-15 | FALSE | 2006-05-15 | FALSE | Currently in Use | Diesel | 15000 | Epoxy | 2006-05-12 | Double Walled | Pressurized
The Market at Jodeco | 1150 Jodeco Road | STOCKBRIDGE | Henry | 10001195 | 329169 | Ball Float | 2006-05-15 | FALSE | 2006-05-15 | FALSE | Currently in Use | Premium | 10000 | Epoxy | 2006-05-12 | Double Walled | Pressurized
The Market at Jodeco | 1150 Jodeco Road | STOCKBRIDGE | Henry | 10001195 | 329179 | Ball Float | 2006-05-15 | FALSE | 2006-05-16 | FALSE | Currently in Use | Regular | 20000 | Epoxy | 2006-05-12 | Cathodically Protected | Pressurized
MURPHY USA #7389 | 1440 HUDSON BRIDGE RD | STOCKBRIDGE | Henry | 10001200 | 1 | Flapper Valve | 2006-10-06 | FALSE | 2006-10-06 | FALSE | Currently in Use | Regular | 20000 | Fiberglass Double Walled | 2006-08-29 |  | Pressurized
MURPHY USA #7389 | 1440 HUDSON BRIDGE RD | STOCKBRIDGE | Henry | 10001200 | 2A | Flapper Valve | 2006-10-06 | FALSE | 2006-10-06 | FALSE | Currently in Use | Diesel | 12000 | Fiberglass Double Walled | 2006-08-29 |  | Pressurized
MURPHY USA #7389 | 1440 HUDSON BRIDGE RD | STOCKBRIDGE | Henry | 10001200 | 2B | Flapper Valve | 2006-10-06 | FALSE | 2006-10-06 | FALSE | Currently in Use | Premium | 8000 | Fiberglass Double Walled | 2006-08-29 |  | Pressurized
378 HWY 155 LLC DBA FAST LANE | 378 HWY 155 S | MCDONOUGH | Henry | 10001188 | 1 | Ball Float | 2004-07-01 | FALSE | 2004-07-01 | FALSE | Currently in Use | Gas (Historical Use) | 15000 | Composite | 2004-04-20 | Double-Walled Fiberglass | Pressurized
378 HWY 155 LLC DBA FAST LANE | 378 HWY 155 S | MCDONOUGH | Henry | 10001188 | 2 | Ball Float | 2004-07-01 | FALSE | 2004-07-01 | FALSE | Currently in Use | Gas (Historical Use) | 10000 | Composite | 2004-04-20 | Double-Walled Fiberglass | Pressurized
378 HWY 155 LLC DBA FAST LANE | 378 HWY 155 S | MCDONOUGH | Henry | 10001188 | 3 | Ball Float | 2004-07-01 | FALSE | 2004-07-01 | FALSE | Currently in Use | Diesel | 5000 | Composite | 2004-04-20 | Double-Walled Fiberglass | Pressurized
INGLES GAS EXPRESS #467 | 3701 WALT STEPHENS RD | STOCKBRIDGE | Henry | 10002216 | 1A | Flapper Valve | 2010-10-01 | FALSE | 2010-10-01 | FALSE | Currently in Use | Regular | 25000 | Fiberglass Double Walled | 2010-04-01 | Double-Walled Fiberglass | Pressurized
INGLES GAS EXPRESS #467 | 3701 WALT STEPHENS RD | STOCKBRIDGE | Henry | 10002216 | 1B | Flapper Valve | 2010-10-01 | FALSE | 2010-10-01 | FALSE | Currently in Use | Premium | 7000 | Fiberglass Double Walled | 2010-04-01 | Double-Walled Fiberglass | Pressurized
QUIKTRIP #837 | 4829 BILL GARDNER PKWY | LOCUST GROVE | Henry | 10002239 | 1 | Flapper Valve | 2013-08-01 | FALSE |  | FALSE | Currently in Use | Regular | 20000 | Fiberglass Double Walled | 2013-04-16 | Double-Walled Fiberglass | Pressurized
QUIKTRIP #837 | 4829 BILL GARDNER PKWY | LOCUST GROVE | Henry | 10002239 | 2 | Flapper Valve | 2013-08-01 | FALSE |  | FALSE | Currently in Use | Regular | 20000 | Fiberglass Double Walled | 2013-04-16 | Double-Walled Fiberglass | Pressurized
QUIKTRIP #837 | 4829 BILL GARDNER PKWY | LOCUST GROVE | Henry | 10002239 | 3 | Flapper Valve | 2013-08-01 | FALSE |  | FALSE | Currently in Use | Premium | 12000 | Fiberglass Double Walled | 2013-04-16 | Double-Walled Fiberglass | Pressurized
QUIKTRIP #837 | 4829 BILL GARDNER PKWY | LOCUST GROVE | Henry | 10002239 | 4 | Flapper Valve | 2013-08-01 | FALSE |  | FALSE | Currently in Use | Diesel | 12000 | Fiberglass Double Walled | 2013-04-13 | Double-Walled Fiberglass | Pressurized
MURPHY USA #7495 | 4969 BILL GARDNER PKWY | LOCUST GROVE | Henry | 10002117 | 1 | Flapper Valve | 2012-06-25 | FALSE | 2012-06-25 | FALSE | Currently in Use | Regular | 20000 | Fiberglass Double Walled | 2012-06-14 | Double-Walled Flex | Pressurized
MURPHY USA #7495 | 4969 BILL GARDNER PKWY | LOCUST GROVE | Henry | 10002117 | 2A | Flapper Valve | 2012-06-25 | FALSE | 2012-06-25 | FALSE | Currently in Use | Diesel | 12000 | Fiberglass Double Walled | 2012-06-14 | Double-Walled Flex | Pressurized
MURPHY USA #7495 | 4969 BILL GARDNER PKWY | LOCUST GROVE | Henry | 10002117 | 2B | Flapper Valve | 2012-06-25 | FALSE | 2012-06-25 | FALSE | Currently in Use | Premium | 8000 | Fiberglass Double Walled | 2012-06-14 | Double-Walled Flex | Pressurized
FORMER STRINGER LUMBER COMPANY | 230 KEYS FERRY STREET | MCDONOUGH | Henry | 10002058 | 1 |  |  | FALSE |  | FALSE | Removed from Ground | Gas (Historical Use) | 1000 | Bare Steel | 2011-11-11
FORMER STRINGER LUMBER COMPANY | 230 KEYS FERRY STREET | MCDONOUGH | Henry | 10002058 | 2 |  |  | FALSE |  | FALSE | Removed from Ground | Diesel | 1000 | Bare Steel | 2011-11-11
QUIKTRIP #842 | 955 HWY 155 | MCDONOUGH | Henry | 10001694 | 1 | Flapper Valve | 2008-09-11 | FALSE | 2008-09-11 | FALSE | Currently in Use | Regular | 20000 | Fiberglass Double Walled | 2008-09-11 | Double-Walled Fiberglass | Pressurized
QUIKTRIP #842 | 955 HWY 155 | MCDONOUGH | Henry | 10001694 | 2 | Flapper Valve | 2008-09-11 | FALSE | 2008-09-11 | FALSE | Currently in Use | Regular | 20000 | Fiberglass Double Walled | 2008-09-11 | Double-Walled Fiberglass | Pressurized
QUIKTRIP #842 | 955 HWY 155 | MCDONOUGH | Henry | 10001694 | 3 | Flapper Valve | 2008-09-11 | FALSE | 2008-09-11 | FALSE | Currently in Use | Premium | 12000 | Fiberglass Double Walled | 2008-09-11 | Double-Walled Fiberglass | Pressurized
QUIKTRIP #842 | 955 HWY 155 | MCDONOUGH | Henry | 10001694 | 4A | Flapper Valve | 2016-10-03 | FALSE | 2016-10-03 | FALSE | Currently in Use | E-0 | 10000 | Fiberglass Double Walled | 2016-09-28 | Double-Walled Flex | Pressurized
QUIKTRIP #842 | 955 HWY 155 | MCDONOUGH | Henry | 10001694 | 4B | Flapper Valve | 2016-10-03 | FALSE | 2016-10-03 | FALSE | Currently in Use | Diesel | 12000 | Fiberglass Double Walled | 2016-09-28 | Double-Walled Flex | Pressurized
MARATHON | 110 JOHN R WILLIAMS PKWY | MCDONOUGH | Henry | 10001679 | P329288 | Overfill Alarm | 2007-07-23 | FALSE | 2007-07-23 | FALSE | Currently in Use | Premium | 10000 | Fiberglass Double Walled | 2006-10-01 | Double-Walled Fiberglass | Pressurized
MARATHON | 110 JOHN R WILLIAMS PKWY | MCDONOUGH | Henry | 10001679 | P797001A | Overfill Alarm | 2007-07-23 | FALSE | 2007-07-23 | FALSE | Currently in Use | Diesel | 8000 | Fiberglass Double Walled | 2006-10-01 | Double-Walled Fiberglass | Pressurized
MARATHON | 110 JOHN R WILLIAMS PKWY | MCDONOUGH | Henry | 10001679 | P797001B | Overfill Alarm | 2007-07-23 | FALSE | 2007-07-23 | FALSE | Currently in Use | Diesel | 7000 | Fiberglass Double Walled | 2006-10-01 | Double-Walled Fiberglass | Pressurized
MARATHON | 110 JOHN R WILLIAMS PKWY | MCDONOUGH | Henry | 10001679 | P797003 | Overfill Alarm | 2007-07-23 | FALSE | 2007-07-23 | FALSE | Currently in Use | Regular | 12000 | Fiberglass Double Walled | 2006-10-01 | Double-Walled Fiberglass | Pressurized
RACE XPRESS | 570 HWY 42N | MCDONOUGH | Henry | 10001734 | 1 |  | 2008-08-01 | FALSE | 2008-08-01 | FALSE | Currently in Use | Regular | 15000 | Composite Double Walled | 2008-08-27 | Fiberglass Reinforced Plastic | Pressurized
RACE XPRESS | 570 HWY 42N | MCDONOUGH | Henry | 10001734 | 2 |  | 2008-08-01 | FALSE | 2008-08-01 | FALSE | Currently in Use | Gas (Historical Use) | 4000 | Composite Double Walled | 2008-08-27 | Fiberglass Reinforced Plastic | Pressurized
RACE XPRESS | 570 HWY 42N | MCDONOUGH | Henry | 10001734 | 3 |  | 2008-08-01 | FALSE | 2008-08-01 | FALSE | Currently in Use | Diesel | 4000 | Composite Double Walled | 2008-08-27 | Fiberglass Reinforced Plastic | Pressurized
BP EXPRESS | 5945 EAST LAKE PKWY | MCDONOUGH | Henry | 10001775 | 1 | Ball Float | 2008-08-07 | FALSE | 2008-08-07 | TRUE | Currently in Use | Regular | 12000 | Composite Double Walled | 2008-08-07 | Double-Walled Fiberglass | Pressurized
BP EXPRESS | 5945 EAST LAKE PKWY | MCDONOUGH | Henry | 10001775 | 2 | Ball Float | 2008-08-07 | FALSE | 2008-08-07 | TRUE | Currently in Use | Premium | 6000 | Composite Double Walled | 2008-08-07 | Double-Walled Fiberglass | Pressurized
BP EXPRESS | 5945 EAST LAKE PKWY | MCDONOUGH | Henry | 10001775 | 3 | Ball Float | 2008-08-07 | FALSE | 2008-08-07 | TRUE | Currently in Use | Diesel | 6000 | Composite Double Walled | 2008-08-07 | Double-Walled Fiberglass | Pressurized
KROGER GA 493 | 1750 HUDSON BRIDGE RD | STOCKBRIDGE | Henry | 10001788 | 1 | Ball Float | 2009-11-12 | FALSE | 2009-12-14 | FALSE | Currently in Use | Regular | 20000 | Fiberglass Double Walled | 2009-10-22 | Double-Walled Flex | Pressurized
KROGER GA 493 | 1750 HUDSON BRIDGE RD | STOCKBRIDGE | Henry | 10001788 | 2A | Ball Float | 2009-11-12 | FALSE | 2009-12-14 | FALSE | Currently in Use | Diesel | 10000 | Fiberglass Double Walled | 2009-10-22 | Double-Walled Flex | Pressurized
KROGER GA 493 | 1750 HUDSON BRIDGE RD | STOCKBRIDGE | Henry | 10001788 | 2B | Ball Float | 2009-11-12 | FALSE | 2009-12-14 | FALSE | Currently in Use | Premium | 8000 | Fiberglass Double Walled | 2009-10-22 | Double-Walled Flex | Pressurized
INGLES GAS EXPRESS #495 | 4920 BILL GARDNER PKWY | LOCUST GROVE | Henry | 10000252 | 1A | Flapper Valve | 2002-12-01 | FALSE | 2002-12-01 | FALSE | Currently in Use | Premium | 12000 | Fiberglass | 2002-12-01 | Double-Walled Flex | Pressurized
INGLES GAS EXPRESS #495 | 4920 BILL GARDNER PKWY | LOCUST GROVE | Henry | 10000252 | 1B | Flapper Valve | 2002-12-01 | FALSE | 2002-12-01 | FALSE | Currently in Use | Regular | 20000 | Fiberglass | 2002-11-22 | Double-Walled Flex | Pressurized
LAKE DOW FOOD MART | 898 HWY 81 E | MCDONOUGH | Henry | 10000222 | 1 | Ball Float | 2002-03-01 | FALSE | 2002-03-01 | FALSE | Currently in Use | Regular | 12000 | Composite | 2002-02-01 | Double-Walled Fiberglass | Pressurized
LAKE DOW FOOD MART | 898 HWY 81 E | MCDONOUGH | Henry | 10000222 | 2A | Ball Float | 2002-03-01 | FALSE | 2002-03-01 | FALSE | Currently in Use | Premium | 8000 | Composite | 2002-02-01 | Double-Walled Fiberglass | Pressurized
LAKE DOW FOOD MART | 898 HWY 81 E | MCDONOUGH | Henry | 10000222 | 2B | Ball Float | 2002-02-01 | FALSE | 2002-02-01 | FALSE | Currently in Use | Diesel | 4000 | Fiberglass | 2002-02-01 | Double-Walled Fiberglass | Pressurized
SHELL FOOD MART | 4361 HWY 155 N | STOCKBRIDGE | Henry | 10000245 | 1 | Ball Float | 2003-01-01 | FALSE | 2003-01-01 | FALSE | Currently in Use | Regular | 12000 | Composite | 2003-01-01 | Double-Walled Fiberglass | Pressurized
SHELL FOOD MART | 4361 HWY 155 N | STOCKBRIDGE | Henry | 10000245 | 2 | Ball Float | 2003-01-01 | FALSE | 2003-01-01 | FALSE | Currently in Use | Premium | 8000 | Composite | 2003-01-01 | Double-Walled Fiberglass | Pressurized
SHELL FOOD MART | 4361 HWY 155 N | STOCKBRIDGE | Henry | 10000245 | 3 | Ball Float | 2003-01-01 | FALSE | 2003-01-01 | FALSE | Currently in Use | Diesel | 4000 | Composite | 2003-01-01 | Double-Walled Fiberglass | Pressurized
LOVE TRIANGLE PACKAGE | 26 HWY 138 EAST | STOCKBRIDGE | Henry | 10000285 | 1 |  |  | FALSE |  | FALSE | Removed from Ground | Gas (Historical Use) | 8000 | Epoxy | 2002-12-31
LOVE TRIANGLE PACKAGE | 26 HWY 138 EAST | STOCKBRIDGE | Henry | 10000285 | 2 |  |  | FALSE |  | FALSE | Removed from Ground | Gas (Historical Use) | 4000 | Epoxy | 2002-12-31
LOVE TRIANGLE PACKAGE | 26 HWY 138 EAST | STOCKBRIDGE | Henry | 10000285 | 3 |  |  | FALSE |  | FALSE | Removed from Ground | Gas (Historical Use) | 4000 | Epoxy | 2002-12-31
RaceWay #6943 - Mt. Zion | 900 HWY 138 W | STOCKBRIDGE | Henry | 10000384 | 1 |  | 2003-04-01 | FALSE | 2003-04-01 | FALSE | Removed from Ground | Gas (Historical Use) | 20000 | Composite Double Walled | 2003-02-01 | Double-Walled Fiberglass | Pressurized
RaceWay #6943 - Mt. Zion | 900 HWY 138 W | STOCKBRIDGE | Henry | 10000384 | 2A |  | 2003-04-01 | FALSE | 2003-04-01 | FALSE | Removed from Ground | E-10 | 10000 | Composite Double Walled | 2003-02-01 | Double-Walled Fiberglass | Pressurized
RaceWay #6943 - Mt. Zion | 900 HWY 138 W | STOCKBRIDGE | Henry | 10000384 | 2B |  | 2003-04-01 | FALSE | 2003-04-01 | FALSE | Removed from Ground | Diesel | 10000 | Composite Double Walled | 2003-02-01 | Double-Walled Fiberglass | Pressurized
RaceWay #6943 - Mt. Zion | 900 HWY 138 W | STOCKBRIDGE | Henry | 10000384 | 3 | Overfill Alarm | 2013-11-22 | FALSE | 2013-11-22 | FALSE | Currently in Use | Regular | 15000 | Composite Double Walled | 2013-11-22 | Double-Walled Fiberglass | Pressurized
RaceWay #6943 - Mt. Zion | 900 HWY 138 W | STOCKBRIDGE | Henry | 10000384 | 4A | Overfill Alarm | 2013-11-22 | FALSE | 2013-11-22 | FALSE | Currently in Use | Diesel | 10000 | Composite Double Walled | 2013-11-22 | Double-Walled Fiberglass | Pressurized
RaceWay #6943 - Mt. Zion | 900 HWY 138 W | STOCKBRIDGE | Henry | 10000384 | 4B | Overfill Alarm | 2013-11-22 | FALSE | 2013-11-22 | TRUE | Currently in Use | Ethanol | 10000 | Composite Double Walled | 2013-11-22 | Double-Walled Fiberglass | Pressurized
RaceWay #6943 - Mt. Zion | 900 HWY 138 W | STOCKBRIDGE | Henry | 10000384 | 5 | Overfill Alarm | 2013-11-22 | FALSE | 2013-11-22 | FALSE | Currently in Use | Premium | 15000 | Composite Double Walled | 2013-11-22 | Double-Walled Fiberglass | Pressurized
LOCUSTGROVE EXPRESS | 4663 BILL GARDNER PKWY | LOCUST GROVE | Henry | 10000422 | 1 | Ball Float | 2002-06-01 | TRUE | 2002-06-01 | FALSE | Currently in Use | Regular | 15000 | Composite | 2002-06-28 | Fiberglass Reinforced Plastic | Pressurized
LOCUSTGROVE EXPRESS | 4663 BILL GARDNER PKWY | LOCUST GROVE | Henry | 10000422 | 2A | Ball Float | 2002-06-01 | TRUE | 2002-06-01 | FALSE | Currently in Use | Plus | 8000 | Composite | 2002-06-28 | Fiberglass Reinforced Plastic | Pressurized
LOCUSTGROVE EXPRESS | 4663 BILL GARDNER PKWY | LOCUST GROVE | Henry | 10000422 | 2B | Ball Float | 2002-06-01 | TRUE | 2002-06-01 | FALSE | Currently in Use | Diesel | 4000 | Composite | 2002-06-28 | Fiberglass Reinforced Plastic | Pressurized
WAIDE FLEMING PROPERTIES | 6996 HWY 42 S @ COUNTY LINE RD | LOCUST GROVE | Henry | 10000493 | 1 | Ball Float | 2003-11-01 | FALSE | 2003-11-01 | FALSE | Currently in Use | Regular | 12000 | Composite | 2003-11-01 | Fiberglass Reinforced Plastic | Pressurized
WAIDE FLEMING PROPERTIES | 6996 HWY 42 S @ COUNTY LINE RD | LOCUST GROVE | Henry | 10000493 | 2A | Ball Float | 2003-11-01 | FALSE | 2003-11-01 | FALSE | Currently in Use | Premium | 8000 | Composite | 2003-11-01 | Fiberglass Reinforced Plastic | Pressurized
WAIDE FLEMING PROPERTIES | 6996 HWY 42 S @ COUNTY LINE RD | LOCUST GROVE | Henry | 10000493 | 2B | Ball Float | 2003-11-01 | FALSE | 2003-11-01 | FALSE | Currently in Use | Diesel | 4000 | Composite | 2003-11-01 | Fiberglass Reinforced Plastic | Pressurized
FIRST INDUSTRIAL REALTY TRUST | 80 LIBERTY IND PKWY | MCDONOUGH | Henry | 10000187 | 1 | Overfill Alarm | 2002-02-20 | FALSE | 2002-02-20 | FALSE | Removed from Ground | Diesel | 9728 | Fiberglass | 2002-02-20 | Fiberglass Reinforced Plastic | Pressurized
HOWELLS HWY 155 BP | 2755 HWY 155 SOUTH | LOCUST GROVE | Henry | 10000115 | 1 | Ball Float | 2002-01-01 | FALSE | 2002-01-01 | FALSE | Currently in Use | Regular | 12000 | Composite | 2002-01-01 | Fiberglass Reinforced Plastic | Pressurized
HOWELLS HWY 155 BP | 2755 HWY 155 SOUTH | LOCUST GROVE | Henry | 10000115 | 2 | Ball Float | 2002-01-01 | FALSE | 2002-01-01 | FALSE | Currently in Use | Premium | 8000 | Composite | 2002-01-01 | Fiberglass Reinforced Plastic | Pressurized
CHEVRON FOOD MART | 4126 HWY 42 | LOCUST GROVE | Henry | 10000002 | 1 | Ball Float | 2002-01-01 | FALSE | 2002-01-01 | FALSE | Currently in Use | Gas (Historical Use) | 12000 | Composite | 2002-01-01 | Fiberglass Reinforced Plastic | Pressurized
CHEVRON FOOD MART | 4126 HWY 42 | LOCUST GROVE | Henry | 10000002 | 2 | Ball Float | 2002-01-01 | FALSE | 2002-01-01 | FALSE | Currently in Use | Gas (Historical Use) | 8000 | Composite | 2002-01-01 | Fiberglass Reinforced Plastic | Pressurized
CHEVRON FOOD MART | 4126 HWY 42 | LOCUST GROVE | Henry | 10000002 | 3 | Ball Float | 2002-01-01 | FALSE | 2002-01-01 | FALSE | Currently in Use | Diesel | 4000 | Composite | 2002-01-01 | Fiberglass Reinforced Plastic | Pressurized
KROGER GA-427 | 101 FAIRVIEW RD | ELLENWOOD | Henry | 10000019 | 1 | Flapper Valve | 2002-01-13 | FALSE | 2002-01-13 | FALSE | Currently in Use | Regular | 15000 | Fiberglass Double Walled | 2002-01-13 | Double-Walled Fiberglass | Pressurized
KROGER GA-427 | 101 FAIRVIEW RD | ELLENWOOD | Henry | 10000019 | 2A | Flapper Valve | 2002-01-13 | FALSE | 2002-01-13 | FALSE | Currently in Use | Diesel | 8000 | Fiberglass Double Walled | 2002-01-23 | Double-Walled Fiberglass | Pressurized
KROGER GA-427 | 101 FAIRVIEW RD | ELLENWOOD | Henry | 10000019 | 2B | Flapper Valve | 2002-01-13 | FALSE | 2002-01-13 | FALSE | Currently in Use | Premium | 7000 | Fiberglass Double Walled | 2002-01-23 | Double-Walled Fiberglass | Pressurized
KROGER GA-405 | 301 JONESBORO RD | MCDONOUGH | Henry | 10000020 | 1A | Ball Float | 2001-11-02 | FALSE | 2001-11-02 | FALSE | Currently in Use | Regular | 16000 | Fiberglass Double Walled | 2001-11-02 | Double-Walled Fiberglass | Pressurized
KROGER GA-405 | 301 JONESBORO RD | MCDONOUGH | Henry | 10000020 | 1B | Ball Float | 2001-11-02 | FALSE | 2001-11-02 | FALSE | Currently in Use | Premium | 8000 | Fiberglass Double Walled | 2001-11-02 | Double-Walled Fiberglass | Pressurized
KROGER GA-433 | 5900 EAST LAKE PKWY | MCDONOUGH | Henry | 10000028 | 1 | Overfill Alarm | 2002-02-12 | FALSE | 2002-02-12 | FALSE | Currently in Use | Regular | 15000 | Fiberglass Double Walled | 2002-02-12 | Double-Walled Fiberglass | Pressurized
KROGER GA-433 | 5900 EAST LAKE PKWY | MCDONOUGH | Henry | 10000028 | 2A | Overfill Alarm | 2002-02-12 | FALSE | 2002-02-12 | FALSE | Currently in Use | Premium | 8000 | Fiberglass Double Walled | 2002-02-12 | Double-Walled Fiberglass | Pressurized
KROGER GA-433 | 5900 EAST LAKE PKWY | MCDONOUGH | Henry | 10000028 | 2B | Overfill Alarm | 2002-02-12 | FALSE | 2002-02-12 | FALSE | Currently in Use | Diesel | 8000 | Fiberglass Double Walled | 2002-02-12 | Double-Walled Fiberglass | Pressurized
MCDONOUGH VENTURES #1 | 1132 HIGHWAY 20/81 | MCDONOUGH | Henry | 10000344 | 1 |  |  | FALSE |  | FALSE | Removed from Ground | Not Marked/Tank Removed | 12000 | Epoxy Double-Walled | 2003-03-12
LUELLA STATION | 3248 HWY 155 SOUTH | LOCUST GROVE | Henry | 10000735 | 1 | Ball Float | 2004-10-04 | FALSE | 2004-10-04 | FALSE | Currently in Use | Regular | 12000 | Composite | 2004-10-04 | Fiberglass Reinforced Plastic | Pressurized
LUELLA STATION | 3248 HWY 155 SOUTH | LOCUST GROVE | Henry | 10000735 | 2 | Ball Float | 2004-10-04 | FALSE | 2004-10-04 | FALSE | Currently in Use | Premium | 4000 | Composite | 2004-10-04 | Fiberglass Reinforced Plastic | Pressurized
LUELLA STATION | 3248 HWY 155 SOUTH | LOCUST GROVE | Henry | 10000735 | 3 | Ball Float | 2004-10-04 | FALSE | 2004-10-04 | FALSE | Currently in Use | Diesel | 8000 | Composite | 2004-10-04 | Fiberglass Reinforced Plastic | Pressurized
LUELLA STATION | 3248 HWY 155 SOUTH | LOCUST GROVE | Henry | 10000735 | 4 | Ball Float | 2004-10-04 | FALSE | 2004-10-04 | FALSE | Currently in Use | Diesel | 4000 | Composite | 2004-10-04 | Fiberglass Reinforced Plastic | Pressurized
LUELLA STATION | 3248 HWY 155 SOUTH | LOCUST GROVE | Henry | 10000735 | 5 | Ball Float | 2004-10-04 | FALSE | 2004-10-04 | FALSE | Currently in Use | Kerosene | 2000 | Composite | 2004-10-04 | Fiberglass Reinforced Plastic | Pressurized
ISAAN LLC | 3452 JODECO RD | MCDONOUGH | Henry | 10000755 | 1 | Ball Float | 2004-08-01 | FALSE | 2004-08-01 | FALSE | Currently in Use | Regular | 12000 | Composite | 2004-08-01 | Fiberglass Reinforced Plastic | Pressurized
ISAAN LLC | 3452 JODECO RD | MCDONOUGH | Henry | 10000755 | 1 | Ball Float | 2004-08-01 | FALSE | 2004-08-01 | FALSE | Currently in Use | Regular | 12000 | Composite | 2004-08-01 | Fiberglass Reinforced Plastic | Pressurized
ISAAN LLC | 3452 JODECO RD | MCDONOUGH | Henry | 10000755 | 1 | Flapper Valve | 1996-06-09 | FALSE | 1996-06-09 | FALSE | Currently in Use | Plus | 6000 | Steel-Impressed Current | 1978-03-09 | Fiberglass Reinforced Plastic | Pressurized
ISAAN LLC | 3452 JODECO RD | MCDONOUGH | Henry | 10000755 | 1 | Flapper Valve | 1996-06-09 | FALSE | 1996-06-09 | FALSE | Currently in Use | Plus | 6000 | Steel-Impressed Current | 1978-03-09 | Fiberglass Reinforced Plastic | Pressurized
ISAAN LLC | 3452 JODECO RD | MCDONOUGH | Henry | 10000755 | 2 | Ball Float | 2004-08-01 | FALSE | 2004-08-01 | FALSE | Currently in Use | Premium | 8000 | Composite | 2004-08-01 | Fiberglass Reinforced Plastic | Pressurized
ISAAN LLC | 3452 JODECO RD | MCDONOUGH | Henry | 10000755 | 2 | Ball Float | 2004-08-01 | FALSE | 2004-08-01 | FALSE | Currently in Use | Premium | 8000 | Composite | 2004-08-01 | Fiberglass Reinforced Plastic | Pressurized
ISAAN LLC | 3452 JODECO RD | MCDONOUGH | Henry | 10000755 | 2 | Flapper Valve | 1996-06-01 | FALSE | 1996-06-01 | FALSE | Currently in Use | Regular | 6000 | Steel-Impressed Current | 1978-03-09 | Fiberglass Reinforced Plastic | Pressurized
ISAAN LLC | 3452 JODECO RD | MCDONOUGH | Henry | 10000755 | 2 | Flapper Valve | 1996-06-01 | FALSE | 1996-06-01 | FALSE | Currently in Use | Regular | 6000 | Steel-Impressed Current | 1978-03-09 | Fiberglass Reinforced Plastic | Pressurized
ISAAN LLC | 3452 JODECO RD | MCDONOUGH | Henry | 10000755 | 3 | Flapper Valve | 1996-06-01 | FALSE | 1996-06-01 | FALSE | Currently in Use | Premium | 6000 | Steel-Impressed Current | 1978-03-09 | Fiberglass Reinforced Plastic | Pressurized
ISAAN LLC | 3452 JODECO RD | MCDONOUGH | Henry | 10000755 | 4 | Flapper Valve | 1996-06-01 | FALSE | 1996-06-01 | FALSE | Currently in Use | E-10 | 6000 | Steel-Impressed Current | 1978-03-09 | Fiberglass Reinforced Plastic | Pressurized
THRUMAN PROPERTY | 4482 N HENRY BLVD | STOCKBRIDGE | Henry | 10000917 | 1 |  |  | FALSE |  | FALSE | Removed from Ground | Gas (Historical Use) | 1000 | Unknown | 2005-06-30 | Unknown
THRUMAN PROPERTY | 4482 N HENRY BLVD | STOCKBRIDGE | Henry | 10000917 | 2 |  |  | FALSE |  | FALSE | Removed from Ground | Diesel | 1000 | Unknown | 2005-06-30 | Unknown
HWY 81 FOOD MART | 3700 HWY 81 | MCDONOUGH | Henry | 10000969 | 1 | Ball Float | 2011-07-18 | FALSE | 2011-07-18 | FALSE | Currently in Use | Regular | 10000 | Epoxy | 2005-09-22 | Fiberglass Reinforced Plastic | Pressurized
HWY 81 FOOD MART | 3700 HWY 81 | MCDONOUGH | Henry | 10000969 | 2 | Ball Float | 2011-07-18 | FALSE | 2011-07-18 | FALSE | Currently in Use | Premium | 12000 | Epoxy | 2005-09-22 | Fiberglass Reinforced Plastic | Pressurized
HWY 81 FOOD MART | 3700 HWY 81 | MCDONOUGH | Henry | 10000969 | 3A | Ball Float | 2011-07-18 | FALSE | 2011-07-18 | FALSE | Currently in Use | Diesel | 12000 | Epoxy | 2006-09-22 | Fiberglass Reinforced Plastic | Pressurized
HWY 81 FOOD MART | 3700 HWY 81 | MCDONOUGH | Henry | 10000969 | 3B | Ball Float | 2011-07-18 | FALSE | 2011-07-18 | FALSE | Currently in Use | Diesel | 4000 | Epoxy | 2005-09-22 | Fiberglass Reinforced Plastic | Pressurized
HWY 81 FOOD MART | 3700 HWY 81 | MCDONOUGH | Henry | 10000969 | 3C | Ball Float | 2011-07-18 | FALSE | 2011-07-18 | FALSE | Currently in Use | E-10 | 2000 | Epoxy | 2005-09-22 | Fiberglass Reinforced Plastic | Pressurized
PIONEER CONCRETE PUMPING | 2000 MEREDITH PARK DR | MCDONOUGH | Henry | 10001031 | 1 | Ball Float | 2005-12-01 | FALSE | 2005-12-01 | FALSE | Temporarily out of use | Diesel | 12000 | Composite | 2005-12-01 | Fiberglass Reinforced Plastic | Pressurized
SOUTHOLA BP | 3342 HWY 81 E | MCDONOUGH | Henry | 10001081 | 1 | Ball Float | 2005-12-05 | FALSE | 2005-12-05 | TRUE | Currently in Use | Gas (Historical Use) | 12000 | Epoxy | 2005-11-10 | Fiberglass Reinforced Plastic | Pressurized
SOUTHOLA BP | 3342 HWY 81 E | MCDONOUGH | Henry | 10001081 | 2A | Ball Float | 2005-12-05 | FALSE | 2005-12-05 | TRUE | Currently in Use | Gas (Historical Use) | 6000 | Epoxy | 2005-11-10 | Fiberglass Reinforced Plastic | Pressurized
SOUTHOLA BP | 3342 HWY 81 E | MCDONOUGH | Henry | 10001081 | 2B | Ball Float | 2005-12-05 | FALSE | 2005-12-05 | TRUE | Currently in Use | Diesel | 6000 | Epoxy | 2005-11-10 | Fiberglass Reinforced Plastic | Pressurized
SHELL | 603 WILLOW Lane | MCDONOUGH | Henry | 10002749 | 1 | Flapper Valve | 2017-05-22 | FALSE | 2017-05-22 | FALSE | Currently in Use | Regular | 12000 | Tank Jacket Double Walled | 2017-05-22 | Double-Walled Fiberglass | Pressurized
SHELL | 603 WILLOW Lane | MCDONOUGH | Henry | 10002749 | 2A | Flapper Valve | 2017-05-22 | FALSE | 2017-05-22 | FALSE | Currently in Use | Premium | 6000 | Composite Double Walled | 2017-05-22 | Double-Walled Fiberglass | Pressurized
SHELL | 603 WILLOW Lane | MCDONOUGH | Henry | 10002749 | 2B | Flapper Valve | 2017-05-22 | FALSE | 2017-05-22 | FALSE | Currently in Use | Diesel | 6000 | Composite Double Walled | 2017-05-22 | Double-Walled Fiberglass | Pressurized
STOCKBRIDGE FARM PROPERTY-UNREGULATED-CREATED BY MISTAKE | 548 THURMAN Road | STOCKBRIDGE | Henry | 10002753 | 1 |  |  | FALSE |  | FALSE | Removed from Ground | Gas (Historical Use) | 275 | Bare Steel |  | Bare Steel
RaceTrac #2514 Hwy 20/81 | 1019 Hwy 20/81 | McDonough | Henry | 10002867 | 1 | Overfill Alarm | 2018-10-25 | FALSE | 2018-10-25 | FALSE | Currently in Use | Regular | 20000 | Fiberglass Double Walled | 2018-07-18 | Double-Walled Fiberglass | Pressurized
RaceTrac #2514 Hwy 20/81 | 1019 Hwy 20/81 | McDonough | Henry | 10002867 | 2A | Overfill Alarm | 2018-10-25 | FALSE | 2018-10-25 | FALSE | Currently in Use | Diesel | 10000 | Fiberglass Double Walled | 2018-07-18 | Double-Walled Fiberglass | Pressurized
RaceTrac #2514 Hwy 20/81 | 1019 Hwy 20/81 | McDonough | Henry | 10002867 | 2B | Flapper Valve | 2018-10-25 | FALSE | 2018-10-25 | FALSE | Currently in Use | Diesel | 10000 | Fiberglass Double Walled | 2018-07-18 | Double-Walled Fiberglass | Pressurized
RaceTrac #2514 Hwy 20/81 | 1019 Hwy 20/81 | McDonough | Henry | 10002867 | 3A | Flapper Valve | 2018-10-25 | FALSE | 2018-10-25 | FALSE | Currently in Use | Premium | 10000 | Fiberglass Double Walled | 2018-07-18 | Double-Walled Fiberglass | Pressurized
RaceTrac #2514 Hwy 20/81 | 1019 Hwy 20/81 | McDonough | Henry | 10002867 | 3B | Flapper Valve | 2018-10-25 | FALSE | 2018-10-25 | FALSE | Currently in Use | E-85 | 10000 | Fiberglass Double Walled | 2018-07-18 | Double-Walled Fiberglass | Pressurized
GARDNER PEACH STAND | 3182 GEORGIA HWY 42 | LOCUST GROVE | Henry | 10002844 | 1 |  |  | FALSE |  | FALSE | Removed from Ground | Empty | 1000 | Bare Steel |  | Bare Steel
GARDNER PEACH STAND | 3182 GEORGIA HWY 42 | LOCUST GROVE | Henry | 10002844 | 2 |  |  | FALSE |  | FALSE | Removed from Ground | Empty | 1000 | Bare Steel |  | Bare Steel
RACETRAC #2479 JODECO RD | 3159 JODECO RD | MCDONOUGH | Henry | 10002811 | 1 | Overfill Alarm | 2018-01-25 | FALSE | 2018-01-25 | FALSE | Currently in Use | Regular | 20000 | Fiberglass Double Walled | 2018-01-25 | Double-Walled Fiberglass | Pressurized
RACETRAC #2479 JODECO RD | 3159 JODECO RD | MCDONOUGH | Henry | 10002811 | 2A | Overfill Alarm | 2018-01-25 | FALSE | 2018-01-25 | FALSE | Currently in Use | E-85 | 10000 | Fiberglass Double Walled | 2018-01-25 | Double-Walled Fiberglass | Pressurized
RACETRAC #2479 JODECO RD | 3159 JODECO RD | MCDONOUGH | Henry | 10002811 | 2B | Overfill Alarm | 2018-01-25 | FALSE | 2018-01-25 | FALSE | Currently in Use | Premium | 10000 | Fiberglass Double Walled | 2018-01-25 | Double-Walled Fiberglass | Pressurized
RACETRAC #2479 JODECO RD | 3159 JODECO RD | MCDONOUGH | Henry | 10002811 | 3A | Overfill Alarm | 2018-01-25 | FALSE | 2018-01-25 | FALSE | Currently in Use | Diesel | 10000 | Fiberglass Double Walled | 2018-01-25 | Double-Walled Fiberglass | Pressurized
RACETRAC #2479 JODECO RD | 3159 JODECO RD | MCDONOUGH | Henry | 10002811 | 3B | Overfill Alarm | 2018-01-25 | FALSE | 2018-01-25 | FALSE | Currently in Use | Diesel | 10000 | Fiberglass Double Walled | 2018-01-25 | Double-Walled Fiberglass | Pressurized
MORGAN AUTO PARTS INC | 473 GEORGIA HWY 138 EAST | STOCKBRIDGE | Henry | 10002653 | 1 |  |  | FALSE |  | FALSE | Removed from Ground | Used Oil | 8000 | Unknown | 2017-01-18
FORMER COUNTY STORE | 1328 HIGHWAY 138 E | STOCKBRIDGE | Henry | 10002693 | 1
FORMER COUNTY STORE | 1328 HIGHWAY 138 E | STOCKBRIDGE | Henry | 10002693 | 2 |  |  | FALSE |  | FALSE | Removed from Ground
SPEEDY 7 SHELL | 15 UPCHURCH RD | MCDONOUGH | Henry | 10002642 | 1 | Flapper Valve | 2015-03-17 | FALSE | 2015-03-17 | FALSE | Currently in Use | Regular | 15000 | Composite Double Walled | 2015-03-17 | Double-Walled Fiberglass | Pressurized
SPEEDY 7 SHELL | 15 UPCHURCH RD | MCDONOUGH | Henry | 10002642 | 2 | Flapper Valve | 2015-03-17 | FALSE | 2015-03-17 | FALSE | Currently in Use | Premium | 5000 | Composite Double Walled | 2015-03-17 | Double-Walled Fiberglass | Pressurized
SPEEDY 7 SHELL | 15 UPCHURCH RD | MCDONOUGH | Henry | 10002642 | 3 |  | 2015-03-17 | FALSE | 2015-03-17 | FALSE | Currently in Use | Diesel | 5000 | Composite Double Walled | 2015-03-17 | Double-Walled Fiberglass
FORMER FILLING STATION | 684 FAIRVIEW RD | ELLENWOOD | Henry | 10002317 | 1 |  |  | FALSE |  | FALSE | Removed from Ground | Not Marked | 500 | Bare Steel | 2013-12-12
FORMER FILLING STATION | 684 FAIRVIEW RD | ELLENWOOD | Henry | 10002317 | 2 |  |  | FALSE |  | FALSE | Removed from Ground | Not Marked | 500 | Bare Steel | 2013-12-12
FORMER FILLING STATION | 684 FAIRVIEW RD | ELLENWOOD | Henry | 10002317 | 3 |  |  | FALSE |  | FALSE | Removed from Ground | Not Marked | 8000 | Bare Steel | 2013-12-12
FORMER FILLING STATION | 684 FAIRVIEW RD | ELLENWOOD | Henry | 10002317 | 4 |  |  | FALSE |  | FALSE | Removed from Ground | Not Marked | 10000 | Bare Steel | 2013-12-12
PANHANDLE PLAZA SHELL | 1475 PANHANDLE RD | HAMPTON | Henry | 10002321 | 1 |  | 2013-10-15 | FALSE | 2013-10-15 | FALSE | Currently in Use | Gas (Historical Use) | 12000 | Composite Double Walled | 2013-10-15 | Double-Walled Fiberglass | Pressurized
PANHANDLE PLAZA SHELL | 1475 PANHANDLE RD | HAMPTON | Henry | 10002321 | 2 |  | 2013-10-15 | FALSE | 2013-10-15 | FALSE | Currently in Use | Gas (Historical Use) | 8000 | Composite Double Walled | 2013-10-15 | Double-Walled Fiberglass | Pressurized
PANHANDLE PLAZA SHELL | 1475 PANHANDLE RD | HAMPTON | Henry | 10002321 | 3 |  | 2013-10-15 | FALSE | 2013-10-15 | FALSE | Currently in Use | Diesel | 4000 | Composite Double Walled | 2013-10-15 | Double-Walled Fiberglass | Pressurized
Shell | 1556 S Zach Hinton Pkwy | McDonough | Henry | 10003058 | 1 | Flapper Valve | 2019-08-30 | FALSE | 2019-08-30 | FALSE | Currently in Use | Regular | 12000 | Composite Double Walled | 2019-08-30 | Double-Walled Fiberglass | Pressurized
Shell | 1556 S Zach Hinton Pkwy | McDonough | Henry | 10003058 | 2A | Flapper Valve | 2019-08-30 | FALSE | 2019-08-30 | FALSE | Currently in Use | Premium | 8000 | Composite Double Walled | 2019-08-30 | Double-Walled Fiberglass | Pressurized
Shell | 1556 S Zach Hinton Pkwy | McDonough | Henry | 10003058 | 2B | Flapper Valve | 2019-08-30 | FALSE | 2019-08-30 | FALSE | Currently in Use | Diesel On Road | 4000 | Composite Double Walled | 2019-08-30 | Double-Walled Fiberglass | Pressurized
HAMPTON SERVICE CENTER | 44 WOOLSEY RD | HAMPTON | Henry | 9126035 | 1UNL |  | 1998-12-01 |  | 1998-12-01 |  | Removed from Ground | Gas (Historical Use) | 2000 | Steel-Impressed Current | 1966-12-23 | Fiberglass Reinforced Plastic | Safe Suction (Euro)
HAMPTON SERVICE CENTER | 44 WOOLSEY RD | HAMPTON | Henry | 9126035 | 2PLUS |  | 1998-12-01 |  | 1998-12-01 |  | Removed from Ground | Gas (Historical Use) | 1000 | Steel-Impressed Current | 1975-04-04 | Fiberglass Reinforced Plastic | Safe Suction (Euro)
HAMPTON SERVICE CENTER | 44 WOOLSEY RD | HAMPTON | Henry | 9126035 | 3SUL |  | 1998-12-01 |  | 1998-12-01 |  | Removed from Ground | Gas (Historical Use) | 2000 | Steel-Impressed Current | 1966-12-23 | Fiberglass Reinforced Plastic | Safe Suction (Euro)
WASH AND WAX DETAIL | 59 MACON ST | MCDONOUGH | Henry | 9075001 | 1 | [5 empty] | Removed from Ground | Gas (Historical Use) | 6000 | Bare Steel | 1968-01-01 | Galvanized Steel | Suction (American)
WASH AND WAX DETAIL | 59 MACON ST | MCDONOUGH | Henry | 9075001 | 2 | [5 empty] | Removed from Ground | Gas (Historical Use) | 6000 | Bare Steel | 1968-01-01 | Galvanized Steel | Suction (American)
WASH AND WAX DETAIL | 59 MACON ST | MCDONOUGH | Henry | 9075001 | 3 | [5 empty] | Removed from Ground | Gas (Historical Use) | 2000 | Bare Steel | 1968-01-01 | Galvanized Steel | Suction (American)
CLOSED SERVICE STATION/VERMA CO | 301 GA HWY 138 | STOCKBRIDGE | Henry | 9075002 | 1 | [5 empty] | Removed from Ground | Gas (Historical Use) | 1000 | Bare Steel | 1991-12-09 | Galvanized Steel | Suction (American)
CLOSED SERVICE STATION/VERMA CO | 301 GA HWY 138 | STOCKBRIDGE | Henry | 9075002 | 2 |  |  | TRUE |  | TRUE | Removed from Ground | Used Oil | 2000 | Bare Steel | 1991-12-09 | Galvanized Steel | Suction (American)
CLOSED SERVICE STATION/VERMA CO | 301 GA HWY 138 | STOCKBRIDGE | Henry | 9075002 | 3 | [5 empty] | Removed from Ground | Gas (Historical Use) | 2000 | Bare Steel | 1991-12-09 | Galvanized Steel | Suction (American)
CLOSED SERVICE STATION/VERMA CO | 301 GA HWY 138 | STOCKBRIDGE | Henry | 9075002 | 4 | [5 empty] | Removed from Ground | Gas (Historical Use) | 1000 | Bare Steel | 1991-12-09 | Galvanized Steel | Suction (American)
CLOSED SERVICE STATION/VERMA CO | 301 GA HWY 138 | STOCKBRIDGE | Henry | 9075002 | 5 | [5 empty] | Removed from Ground | Gas (Historical Use) | 550 | Bare Steel | 1991-12-09 | Galvanized Steel | Suction (American)
EXXON STATION #4-5812 | I-75 & GA HWY 351 | MCDONOUGH | Henry | 9075003 | 1 | [5 empty] | Removed from Ground | Gas (Historical Use) | 0 | Bare Steel | 1970-01-01 | Unknown
EXXON STATION #4-5812 | I-75 & GA HWY 351 | MCDONOUGH | Henry | 9075003 | 2 | [5 empty] | Removed from Ground | Gas (Historical Use) | 0 | Bare Steel | 1970-01-01 | Unknown
EXXON STATION #4-5812 | I-75 & GA HWY 351 | MCDONOUGH | Henry | 9075003 | 3 | [5 empty] | Removed from Ground | Gas (Historical Use) | 0 | Bare Steel | 1970-01-01 | Unknown
EXXON STATION #4-5812 | I-75 & GA HWY 351 | MCDONOUGH | Henry | 9075003 | 4 |  |  | TRUE |  | TRUE | Removed from Ground | Used Oil | 0 | Bare Steel | 1970-01-01 | Unknown
EXXON STATION #4-5812 | I-75 & GA HWY 351 | MCDONOUGH | Henry | 9075003 | 5 | [5 empty] | Removed from Ground | Kerosene | 0 | Bare Steel | 1970-01-01 | Unknown
BP #24091/GULF #24091 | 611 GA HWY 138 @ I-75 | STOCKBRIDGE | Henry | 9075004 | 1 | [5 empty] | Removed from Ground | Gas (Historical Use) | 10000 | Fiberglass | 1989-01-01 | Fiberglass Reinforced Plastic
BP #24091/GULF #24091 | 611 GA HWY 138 @ I-75 | STOCKBRIDGE | Henry | 9075004 | 2 | [5 empty] | Removed from Ground | Gas (Historical Use) | 10000 | Fiberglass | 1989-01-01 | Fiberglass Reinforced Plastic
BP #24091/GULF #24091 | 611 GA HWY 138 @ I-75 | STOCKBRIDGE | Henry | 9075004 | 3 | [5 empty] | Removed from Ground | Gas (Historical Use) | 10000 | Fiberglass | 1989-01-01 | Fiberglass Reinforced Plastic
BP #24091/GULF #24091 | 611 GA HWY 138 @ I-75 | STOCKBRIDGE | Henry | 9075004 | 4 |  |  | TRUE |  | TRUE | Removed from Ground | Used Oil | 1000 | Not Marked/Unknown |  | Not Marked
SIDDHIG SIDDHI INC | 115 GA HWY 138 EAST | STOCKBRIDGE | Henry | 9075005 | 1 | Ball Float | 1988-12-01 | FALSE | 1988-12-01 | FALSE | Currently in Use | Regular | 10000 | Fiberglass Double Walled | 1988-12-01 | Double-Walled Fiberglass | Pressurized
SIDDHIG SIDDHI INC | 115 GA HWY 138 EAST | STOCKBRIDGE | Henry | 9075005 | 2 | Ball Float | 1988-12-01 | FALSE | 1988-12-01 | FALSE | Currently in Use | Plus | 10000 | Fiberglass Double Walled | 1988-12-01 | Double-Walled Fiberglass | Pressurized
SIDDHIG SIDDHI INC | 115 GA HWY 138 EAST | STOCKBRIDGE | Henry | 9075005 | 3 | Ball Float | 1988-12-01 | FALSE | 1988-12-01 | FALSE | Currently in Use | Premium | 10000 | Fiberglass Double Walled | 1988-12-01 | Double-Walled Fiberglass | Pressurized
SIDDHIG SIDDHI INC | 115 GA HWY 138 EAST | STOCKBRIDGE | Henry | 9075005 | 4 | Ball Float | 1988-12-01 | FALSE | 1988-12-01 | FALSE | Currently in Use | Diesel | 10000 | Fiberglass Double Walled | 1988-12-01 | Double-Walled Fiberglass | Pressurized
JOHNNY JIFFY #3 | 540 HWY 20 & HWY 81 | MCDONOUGH | Henry | 9075007 | 1 |  | 1988-10-01 | FALSE | 1988-10-01 | FALSE | Currently in Use | Regular | 8000 | Composite | 1988-10-01 | Fiberglass Reinforced Plastic | Pressurized
JOHNNY JIFFY #3 | 540 HWY 20 & HWY 81 | MCDONOUGH | Henry | 9075007 | 2 |  | 1988-10-01 | FALSE | 1988-10-01 | FALSE | Currently in Use | Plus | 8000 | Composite | 1988-10-01 | Fiberglass Reinforced Plastic | Pressurized
JOHNNY JIFFY #3 | 540 HWY 20 & HWY 81 | MCDONOUGH | Henry | 9075007 | 3 |  | 1988-10-01 | FALSE | 1988-10-01 | FALSE | Currently in Use | Premium | 8000 | Composite | 1988-10-01 | Fiberglass Reinforced Plastic
JOHNNY JIFFY #3 | 540 HWY 20 & HWY 81 | MCDONOUGH | Henry | 9075007 | 4 |  | 1988-10-01 |  | 1988-10-01 |  | Currently in Use | Diesel | 6000 | Composite | 1988-10-01 | Fiberglass Reinforced Plastic | Pressurized
ATLANTA TECHNICAL CENTER TEXACO | 1247 EAGLES LANDING PKWY | STOCKBRIDGE | Henry | 9075009 | 1 | Ball Float | 1987-08-15 | FALSE | 1987-08-15 | FALSE | Currently in Use | Regular | 10000 | Galvanic (STIP-3) | 1987-08-01 | Fiberglass Reinforced Plastic | Pressurized
ATLANTA TECHNICAL CENTER TEXACO | 1247 EAGLES LANDING PKWY | STOCKBRIDGE | Henry | 9075009 | 2 | Ball Float | 1987-08-15 | FALSE | 1987-08-15 | FALSE | Currently in Use | Plus | 8000 | Galvanic (STIP-3) | 1987-08-01 | Fiberglass Reinforced Plastic | Pressurized
ATLANTA TECHNICAL CENTER TEXACO | 1247 EAGLES LANDING PKWY | STOCKBRIDGE | Henry | 9075009 | 3 | Ball Float | 1987-08-15 | FALSE | 1987-08-15 | FALSE | Currently in Use | Premium | 8000 | Galvanic (STIP-3) | 1987-08-01 | Fiberglass Reinforced Plastic | Pressurized
ATLANTA TECHNICAL CENTER TEXACO | 1247 EAGLES LANDING PKWY | STOCKBRIDGE | Henry | 9075009 | 4 | Ball Float | 1987-08-15 | FALSE | 1987-08-15 | FALSE | Currently in Use | Diesel | 6000 | Galvanic (STIP-3) | 1987-08-01 | Fiberglass Reinforced Plastic | Pressurized
ATLANTA TECHNICAL CENTER TEXACO | 1247 EAGLES LANDING PKWY | STOCKBRIDGE | Henry | 9075009 | 5 | Flapper Valve | 1987-08-15 | FALSE | 1987-08-15 | FALSE | Currently in Use | Diesel | 2000 | Galvanic (STIP-3) | 1987-01-01 | Fiberglass Reinforced Plastic | Suction (American)
JOHNNYS #4 | 194 KEYS FERRY ST | MCDONOUGH | Henry | 9075010 | 1 | Ball Float | 1989-01-01 | FALSE | 1989-01-01 | FALSE | Currently in Use | Regular | 10000 | Composite | 1989-01-01 | Fiberglass Reinforced Plastic | Pressurized
JOHNNYS #4 | 194 KEYS FERRY ST | MCDONOUGH | Henry | 9075010 | 2 | Ball Float | 1989-01-01 | FALSE | 1989-01-01 | FALSE | Currently in Use | Plus | 10000 | Composite | 1989-01-01 | Fiberglass Reinforced Plastic | Pressurized
JOHNNYS #4 | 194 KEYS FERRY ST | MCDONOUGH | Henry | 9075010 | 3 | Ball Float | 1989-01-01 | FALSE | 1989-01-01 | FALSE | Currently in Use | Premium | 10000 | Composite | 1989-01-01 | Fiberglass Reinforced Plastic | Pressurized
BST/MCDONOUGH CO/F1479 | 61 GRIFFIN ST | MCDONOUGH | Henry | 9075011 | 1 | [5 empty] | Removed from Ground | Other | 1000 | Bare Steel | 1984-01-01 | Copper | Suction (American)
BST/MCDONOUGH CO/F1479 | 61 GRIFFIN ST | MCDONOUGH | Henry | 9075011 | 2 | Flapper Valve | 1997-01-06 | FALSE | 1997-01-06 | FALSE | Currently in Use | Diesel | 4000 | Fiberglass | 1997-01-06 | Copper | Suction (American)
KWICKIT FOOD STORE | 3656 JODECO RD | MCDONOUGH | Henry | 9075012 | 1 | Ball Float | 1989-01-01 | FALSE | 1989-01-01 | FALSE | Currently in Use | Regular | 8000 | Composite | 1989-01-01 | Fiberglass Reinforced Plastic | Pressurized
KWICKIT FOOD STORE | 3656 JODECO RD | MCDONOUGH | Henry | 9075012 | 2 | Ball Float | 1989-01-01 | FALSE | 1989-01-01 | FALSE | Currently in Use | Plus | 8000 | Composite | 1989-01-01 | Fiberglass Reinforced Plastic | Pressurized
KWICKIT FOOD STORE | 3656 JODECO RD | MCDONOUGH | Henry | 9075012 | 3 | Ball Float | 1989-01-01 | FALSE | 1989-01-01 | FALSE | Currently in Use | Premium | 8000 | Composite | 1989-01-01 | Fiberglass Reinforced Plastic | Pressurized
BELL SOUTH SVCS | 471 HUDSON BRIDGE RD | STOCKBRIDGE | Henry | 9075013 | 1 | [5 empty] | Removed from Ground | Diesel | 20000 | Cathodically Protected Steel | 1986-01-01 | Unknown
STOCKBRIDGE MIDDLE SCHOOL | 533 OLD CONYERS RD | STOCKBRIDGE | Henry | 9075014 | 1 |  |  |  | 1988-01-01 |  | Removed from Ground | Diesel | 10000 | Composite | 1988-01-01 | Galvanized Steel | Suction (American)
PEP BOYS DISTRIBUTION CTR | 55 LIBERTY IND PKWY | MCDONOUGH | Henry | 9075015 | 1 | [5 empty] | Removed from Ground | Diesel | 10000 | Double Walled | 1990-01-01 | Fiberglass Reinforced Plastic
ABF FREIGHT SYSTEM INC | 550 HWY 155 SOUTH | MCDONOUGH | Henry | 9075016 | 1 | [5 empty] | Removed from Ground | Diesel | 10000 | Marked Unknown | 1997-04-29 | Unknown
LIBERTY CENTER TEXACO | 756 HWY 155 S | MCDONOUGH | Henry | 9075018 | 1U | Ball Float | 1990-03-16 | FALSE | 1990-03-16 | FALSE | Currently in Use | Gas (Historical Use) | 10000 |  | 1990-03-06 | Fiberglass Reinforced Plastic | Pressurized
LIBERTY CENTER TEXACO | 756 HWY 155 S | MCDONOUGH | Henry | 9075018 | 2P | Ball Float | 1990-03-16 | FALSE | 1990-03-16 | FALSE | Currently in Use | Gas (Historical Use) | 6000 |  | 1990-03-06 | Fiberglass Reinforced Plastic | Pressurized
LIBERTY CENTER TEXACO | 756 HWY 155 S | MCDONOUGH | Henry | 9075018 | 3S |  | 1990-03-16 |  | 1990-03-16 |  | Currently in Use | Gas (Historical Use) | 6000 | Cathodically Protected Steel | 1990-03-06 | Fiberglass Reinforced Plastic | Pressurized
LIBERTY CENTER TEXACO | 756 HWY 155 S | MCDONOUGH | Henry | 9075018 | 4D | Ball Float | 1990-03-16 | FALSE | 1990-03-16 | FALSE | Currently in Use | Diesel | 12000 |  | 1990-03-06 | Fiberglass Reinforced Plastic | Pressurized
LIBERTY CENTER TEXACO | 756 HWY 155 S | MCDONOUGH | Henry | 9075018 | 5D | Ball Float | 1990-03-16 | FALSE | 1990-03-16 | FALSE | Currently in Use | Diesel | 12000 |  | 1990-03-06 | Fiberglass Reinforced Plastic | Pressurized
LIBERTY CENTER TEXACO | 756 HWY 155 S | MCDONOUGH | Henry | 9075018 | 6K | Flapper Valve | 1990-03-16 | FALSE | 1990-03-16 | FALSE | Currently in Use | Diesel Off Road | 1000 |  | 1990-03-06 | Fiberglass Reinforced Plastic | Suction (American)
WATER AUTHORITY INVENTORY YARD | 96 WORK CAMP RD | MCDONOUGH | Henry | 9075021 | 1 | [5 empty] | Removed from Ground | Gas (Historical Use) | 8000 | Bare Steel | 1974-01-01 | Galvanized Steel | Safe Suction (Euro)
WATER AUTHORITY INVENTORY YARD | 96 WORK CAMP RD | MCDONOUGH | Henry | 9075021 | 2 | [5 empty] | Removed from Ground | Diesel | 8000 | Bare Steel | 1993-09-23 | Galvanized Steel | Safe Suction (Euro)
WATER AUTHORITY INVENTORY YARD | 96 WORK CAMP RD | MCDONOUGH | Henry | 9075021 | 3 | [5 empty] | Removed from Ground | Other | 0 | Not Marked/Unknown | 1993-09-23 | Not Marked
EAGLES LANDING GOLF COURSE MAINT | 601 HUDSON BRIDGE RD | STOCKBRIDGE | Henry | 9075022 | 1 |  | 1991-03-27 |  | 1991-03-27 |  | Removed from Ground | Gas (Historical Use) | 2000 | Steel-Impressed Current | 1991-03-01 | Fiberglass Reinforced Plastic | Pressurized
EAGLES LANDING GOLF COURSE MAINT | 601 HUDSON BRIDGE RD | STOCKBRIDGE | Henry | 9075022 | 2 |  | 1991-03-27 |  | 1991-03-27 |  | Removed from Ground | Diesel | 2000 | Steel-Impressed Current | 1991-03-01 | Fiberglass Reinforced Plastic | Pressurized
STOCKBRIDGE FOODMART | 4150 N HENRY BLVD | STOCKBRIDGE | Henry | 9075023 | 1 | Ball Float | 1990-02-01 | FALSE | 1990-02-01 | FALSE | Currently in Use | Regular | 8000 | Composite | 1990-03-01 | Fiberglass Reinforced Plastic | Pressurized
STOCKBRIDGE FOODMART | 4150 N HENRY BLVD | STOCKBRIDGE | Henry | 9075023 | 2 | Ball Float | 1990-02-01 | FALSE | 1990-02-01 | FALSE | Currently in Use | Plus | 8000 | Composite | 1990-03-01 | Fiberglass Reinforced Plastic | Pressurized
STOCKBRIDGE FOODMART | 4150 N HENRY BLVD | STOCKBRIDGE | Henry | 9075023 | 3 | Ball Float | 1990-02-01 | FALSE | 1990-02-01 | FALSE | Currently in Use | Premium | 8000 | Composite | 1990-03-01 | Fiberglass Reinforced Plastic | Pressurized
JODECO FOODS | 3060 -A JODECO RD | MCDONOUGH | Henry | 9075024 | 1 | Ball Float | 1989-02-01 |  | 1989-02-01 |  | Removed from Ground | Gas (Historical Use) | 10000 | Fiberglass | 1989-03-01 | Fiberglass Reinforced Plastic | Pressurized
JODECO FOODS | 3060 -A JODECO RD | MCDONOUGH | Henry | 9075024 | 2 | Ball Float | 1989-02-01 |  | 1989-02-01 |  | Removed from Ground | Gas (Historical Use) | 10000 | Fiberglass | 1989-03-01 | Fiberglass Reinforced Plastic | Pressurized
JODECO FOODS | 3060 -A JODECO RD | MCDONOUGH | Henry | 9075024 | 3 | Ball Float | 1989-02-01 |  | 1989-02-01 |  | Removed from Ground | Gas (Historical Use) | 10000 | Fiberglass | 1989-03-01 | Fiberglass Reinforced Plastic | Pressurized
JONES PETRO | 4841 BILL GARDEN PKWY | LOCUST GROVE | Henry | 9075026 | 1 | [5 empty] | Permanently Out of Use - historical purposes | Gas (Historical Use) | 6000 | Bare Steel | 1977-01-01 | Galvanized Steel
JONES PETRO | 4841 BILL GARDEN PKWY | LOCUST GROVE | Henry | 9075026 | 10 | Ball Float | 1990-09-01 |  | 1990-09-01 |  | Currently in Use | Diesel | 8000 | Steel-Impressed Current | 1990-09-01 | Fiberglass Reinforced Plastic | Pressurized
JONES PETRO | 4841 BILL GARDEN PKWY | LOCUST GROVE | Henry | 9075026 | 11 | Ball Float | 1990-09-01 |  | 1990-09-01 |  | Currently in Use | Kerosene | 2000 | Steel-Impressed Current | 1990-09-01 | Fiberglass Reinforced Plastic | Pressurized
JONES PETRO | 4841 BILL GARDEN PKWY | LOCUST GROVE | Henry | 9075026 | 2 | [5 empty] | Permanently Out of Use - historical purposes | Gas (Historical Use) | 6000 | Bare Steel | 1977-01-01 | Galvanized Steel
JONES PETRO | 4841 BILL GARDEN PKWY | LOCUST GROVE | Henry | 9075026 | 3 | [5 empty] | Permanently Out of Use - historical purposes | Gas (Historical Use) | 6000 | Bare Steel | 1977-01-01 | Galvanized Steel
JONES PETRO | 4841 BILL GARDEN PKWY | LOCUST GROVE | Henry | 9075026 | 4 | [5 empty] | Permanently Out of Use - historical purposes | Gas (Historical Use) | 5000 | Bare Steel | 1977-01-01 | Galvanized Steel
JONES PETRO | 4841 BILL GARDEN PKWY | LOCUST GROVE | Henry | 9075026 | 5 | [5 empty] | Permanently Out of Use - historical purposes | Gas (Historical Use) | 5000 | Bare Steel | 1977-01-01 | Galvanized Steel
JONES PETRO | 4841 BILL GARDEN PKWY | LOCUST GROVE | Henry | 9075026 | 6 | [5 empty] | Permanently Out of Use - historical purposes | Gas (Historical Use) | 5000 | Bare Steel | 1977-01-01 | Galvanized Steel
JONES PETRO | 4841 BILL GARDEN PKWY | LOCUST GROVE | Henry | 9075026 | 7 | Ball Float | 1990-09-01 |  | 1990-09-01 |  | Currently in Use | Gas (Historical Use) | 8000 | Steel-Impressed Current | 1990-09-01 | Fiberglass Reinforced Plastic | Pressurized
JONES PETRO | 4841 BILL GARDEN PKWY | LOCUST GROVE | Henry | 9075026 | 8 | Ball Float | 1990-09-01 | FALSE | 1990-09-01 | FALSE | Currently in Use | Plus | 8000 | Steel-Impressed Current | 2000-09-13 | Fiberglass Reinforced Plastic | Pressurized
JONES PETRO | 4841 BILL GARDEN PKWY | LOCUST GROVE | Henry | 9075026 | 9 | Ball Float | 1990-09-01 |  | 1990-09-01 |  | Currently in Use | Gas (Historical Use) | 8000 | Steel-Impressed Current | 1990-09-01 | Fiberglass Reinforced Plastic | Pressurized
ATLANTA MOTOR SPEEDWAY 80009317-04932752 | 1500 Tara Place | HAMPTON | Henry | 9075027 | 1 | Flapper Valve | 1997-10-22 | FALSE | 1997-10-22 | FALSE | Currently in Use | Racing Fuel | 12000 | Fiberglass Double Walled | 1997-10-22 | Double-Walled Fiberglass | Pressurized
ATLANTA MOTOR SPEEDWAY 80009317-04932752 | 1500 Tara Place | HAMPTON | Henry | 9075027 | 2 | Flapper Valve | 1997-10-22 | FALSE | 1997-10-22 | FALSE | Currently in Use | Gas (Historical Use) | 12000 | Fiberglass Double Walled | 1997-10-22 | Double-Walled Fiberglass | Pressurized
ATLANTA MOTOR SPEEDWAY 80009317-04932752 | 1500 Tara Place | HAMPTON | Henry | 9075027 | 3 | [5 empty] | Removed from Ground | Gas (Historical Use) | 2000 | Bare Steel | 1992-06-09 | Bare Steel | Safe Suction (Euro)
HAMPTON FOOD MART | 239 HWY 19 & 41 | HAMPTON | Henry | 9075028 | 1 | [5 empty] | Removed from Ground | Gas (Historical Use) | 12000 | Bare Steel | 1976-01-01 | Unknown
HAMPTON FOOD MART | 239 HWY 19 & 41 | HAMPTON | Henry | 9075028 | 2 | Flapper Valve | 1996-08-05 |  | 1996-08-05 |  | Temporarily out of use | Gas (Historical Use) | 12000 | Fiberglass | 1996-08-05 | Double-Walled Fiberglass | Pressurized
HAMPTON FOOD MART | 239 HWY 19 & 41 | HAMPTON | Henry | 9075028 | 3 | Flapper Valve | 1996-08-05 |  | 1996-08-05 |  | Temporarily out of use | Gas (Historical Use) | 4000 | Fiberglass | 1996-08-05 | Double-Walled Fiberglass | Pressurized
BELLAMY BROTHERS INC | 16 FAIRVIEW RD | ELLENWOOD | Henry | 9075029 | 1 |  | 1991-09-30 |  | 1991-09-30 |  | Removed from Ground | Gas (Historical Use) | 10000 | Bare Steel | 1972-01-01 | Galvanized Steel | Suction (American)
BELLAMY BROTHERS INC | 16 FAIRVIEW RD | ELLENWOOD | Henry | 9075029 | 2 |  | 1991-09-30 |  | 1991-09-30 |  | Removed from Ground | Diesel | 10000 | Bare Steel | 1972-01-01 | Galvanized Steel | Suction (American)
BELLAMY BROTHERS INC | 16 FAIRVIEW RD | ELLENWOOD | Henry | 9075029 | 3 |  | 1991-09-30 |  | 1991-09-30 |  | Removed from Ground | Diesel | 10000 | Bare Steel | 1972-01-01 | Galvanized Steel | Suction (American)
DANNYS | 78 OAK ST | HAMPTON | Henry | 9075031 | 1 | Ball Float | 1992-08-12 | FALSE | 1992-08-12 | FALSE | Currently in Use | Regular | 8000 | Fiberglass | 1992-06-01 | Fiberglass Reinforced Plastic | Pressurized
DANNYS | 78 OAK ST | HAMPTON | Henry | 9075031 | 2 | Ball Float | 1992-08-12 | FALSE | 1992-08-12 | FALSE | Currently in Use | Plus | 8000 | Fiberglass | 1992-06-01 | Fiberglass Reinforced Plastic | Pressurized
DANNYS | 78 OAK ST | HAMPTON | Henry | 9075031 | 3 | Ball Float | 1992-08-12 | FALSE | 1992-08-12 | FALSE | Currently in Use | Premium | 8000 | Fiberglass | 1992-06-01 | Fiberglass Reinforced Plastic | Pressurized
DANNYS | 78 OAK ST | HAMPTON | Henry | 9075031 | 4 | Ball Float | 1992-08-12 | FALSE | 1992-08-12 | FALSE | Currently in Use | Diesel | 4000 | Fiberglass | 1992-06-01 | Fiberglass Reinforced Plastic | Pressurized
BEARD EXXON STATION | 15 MACON ST | MCDONOUGH | Henry | 9075032 | 1 | [5 empty] | Removed from Ground | Gas (Historical Use) | 6000 | Bare Steel | 1964-01-01 | Galvanized Steel | Suction (American)
BEARD EXXON STATION | 15 MACON ST | MCDONOUGH | Henry | 9075032 | 2 | [5 empty] | Removed from Ground | Gas (Historical Use) | 2000 | Bare Steel | 1958-01-01 | Galvanized Steel | Suction (American)
BEARD EXXON STATION | 15 MACON ST | MCDONOUGH | Henry | 9075032 | 3 | [5 empty] | Removed from Ground | Gas (Historical Use) | 1000 | Bare Steel | 1958-01-01 | Galvanized Steel | Suction (American)
BEARD EXXON STATION | 15 MACON ST | MCDONOUGH | Henry | 9075032 | 4 | [5 empty] | Removed from Ground | Gas (Historical Use) | 1000 | Bare Steel | 1958-01-01 | Galvanized Steel | Suction (American)
MILLER GROCERY | 3099 RT 2 BOX 155 | STOCKBRIDGE | Henry | 9075033 | 1 | [5 empty] | Removed from Ground | Gas (Historical Use) | 2000 | Bare Steel | 1960-01-01 | Bare Steel | Safe Suction (Euro)
MILLER GROCERY | 3099 RT 2 BOX 155 | STOCKBRIDGE | Henry | 9075033 | 2 | [5 empty] | Removed from Ground | Gas (Historical Use) | 1000 | Bare Steel | 1993-04-25 | Bare Steel | Safe Suction (Euro)
MILLER GROCERY | 3099 RT 2 BOX 155 | STOCKBRIDGE | Henry | 9075033 | 3 | [5 empty] | Removed from Ground | Gas (Historical Use) | 1000 | Not Marked/Unknown | 1993-04-25 | Bare Steel | Safe Suction (Euro)
MILLER GROCERY | 3099 RT 2 BOX 155 | STOCKBRIDGE | Henry | 9075033 | 4 | [5 empty] | Removed from Ground | Kerosene | 550 | Bare Steel | 1993-04-25 | Bare Steel | Safe Suction (Euro)
MILLER GROCERY | 3099 RT 2 BOX 155 | STOCKBRIDGE | Henry | 9075033 | 5 | [5 empty] | Removed from Ground | Diesel | 2000 | Not Marked/Unknown | 1975-01-01 | Bare Steel | Safe Suction (Euro)
HENRY CO BOE/MAINTENANCE FACILIT | 136 KEYS FERRY RD | MCDONOUGH | Henry | 9075034 | 1 | [5 empty] | Removed from Ground | Gas (Historical Use) | 4000 | Marked Unknown | 1993-05-12 | Unknown
HENRY CO BOE/MAINTENANCE FACILIT | 136 KEYS FERRY RD | MCDONOUGH | Henry | 9075034 | 2 | [5 empty] | Removed from Ground | Gas (Historical Use) | 6000 | Marked Unknown | 1993-05-12 | Unknown
HENRY CO BOE/MAINTENANCE FACILIT | 136 KEYS FERRY RD | MCDONOUGH | Henry | 9075034 | 3 | [5 empty] | Removed from Ground | Used Oil | 1000 | Bare Steel | 2001-07-26 | Bare Steel | Safe Suction (Euro)
DOT 10399/HAMPTON ENFORCEMENT HQ | 30 LITTLE JOHN TRAIL | HAMPTON | Henry | 9075035 | 1 | [5 empty] | Removed from Ground | Gas (Historical Use) | 500 | Bare Steel | 1993-05-26 | Galvanized Steel
EMRO #130/TEXACO | JODECO RD/GA HWY 351 | FLIPPEN | Henry | 9075036 | 1 | [5 empty] | Removed from Ground | Diesel | 0 | Not Marked/Unknown | 1993-05-01 | Not Marked
EMRO #130/TEXACO | JODECO RD/GA HWY 351 | FLIPPEN | Henry | 9075036 | 2 | [5 empty] | Removed from Ground | Gas (Historical Use) | 0 | Not Marked/Unknown | 1993-05-01 | Not Marked
EMRO #130/TEXACO | JODECO RD/GA HWY 351 | FLIPPEN | Henry | 9075036 | 3 | [5 empty] | Removed from Ground | Gas (Historical Use) | 0 | Not Marked/Unknown | 1993-05-01 | Not Marked
EMRO #130/TEXACO | JODECO RD/GA HWY 351 | FLIPPEN | Henry | 9075036 | 4 | [5 empty] | Removed from Ground | Diesel | 0 | Not Marked/Unknown | 1993-07-12 | Not Marked
BILLS GROCERY INC | 304 GA HWY 138 @ MILLERS MILL RD | STOCKBRIDGE | Henry | 9075038 | 1 | [5 empty] | Removed from Ground | Diesel | 6000 | Marked Unknown | 1993-09-01 | Not Marked
BILLS GROCERY INC | 304 GA HWY 138 @ MILLERS MILL RD | STOCKBRIDGE | Henry | 9075038 | 2 |  | 1993-10-01 |  | 1993-10-01 |  | Removed from Ground | Gas (Historical Use) | 6000 | Fiberglass | 1993-09-01 | Fiberglass Reinforced Plastic | Pressurized
BILLS GROCERY INC | 304 GA HWY 138 @ MILLERS MILL RD | STOCKBRIDGE | Henry | 9075038 | 3 | Ball Float | 1993-10-01 |  | 1993-10-01 |  | Removed from Ground | Gas (Historical Use) | 12000 | Fiberglass | 1993-10-05 | Fiberglass Reinforced Plastic | Pressurized
BILLS GROCERY INC | 304 GA HWY 138 @ MILLERS MILL RD | STOCKBRIDGE | Henry | 9075038 | 4 | Ball Float | 1993-10-01 |  | 1993-10-01 |  | Removed from Ground | Gas (Historical Use) | 12000 | Fiberglass | 1993-10-05 | Fiberglass Reinforced Plastic | Pressurized
HENRY CO WATER & SEWAGE AUTH | 533 GA HWY 81/20 | MCDONOUGH | Henry | 9075039 | 1 | [5 empty] | Removed from Ground | Diesel | 0 | Marked Unknown | 1993-09-01 | Unknown
PIT STOP #24 | 1481 A HUDSON BRIDGE RD | STOCKBRIDGE | Henry | 9075040 | 1 |  | 1998-07-01 |  | 1998-07-01 |  | Removed from Ground | Gas (Historical Use) | 10000 | Cathodically Protected Steel | 1987-01-01 | Fiberglass Reinforced Plastic | Pressurized
PIT STOP #24 | 1481 A HUDSON BRIDGE RD | STOCKBRIDGE | Henry | 9075040 | 2 |  | 1998-07-01 |  | 1998-07-01 |  | Removed from Ground | Diesel | 8000 | Cathodically Protected Steel | 1987-01-01 | Fiberglass Reinforced Plastic | Pressurized
PIT STOP #24 | 1481 A HUDSON BRIDGE RD | STOCKBRIDGE | Henry | 9075040 | 3 |  | 1998-07-01 |  | 1998-07-01 |  | Removed from Ground | Gas (Historical Use) | 8000 | Cathodically Protected Steel | 1987-01-01 | Fiberglass Reinforced Plastic | Pressurized
SHELL FOOD MART | 795 FAIRVIEW RD | ELLENWOOD | Henry | 9075041 | 401023 |  | 1993-08-14 | FALSE | 1993-08-14 | FALSE | Currently in Use | Premium | 12000 | Composite | 1993-08-14 | Fiberglass Reinforced Plastic | Pressurized
SHELL FOOD MART | 795 FAIRVIEW RD | ELLENWOOD | Henry | 9075041 | 401025 |  | 1993-08-14 | FALSE | 1993-08-14 | FALSE | Currently in Use | Regular | 12000 | Composite | 1993-08-14 | Fiberglass Reinforced Plastic | Pressurized
SHELL FOOD MART | 795 FAIRVIEW RD | ELLENWOOD | Henry | 9075041 | 401055 |  | 1993-08-14 | FALSE | 1993-08-14 | FALSE | Currently in Use | Diesel | 1000 | Steel-Impressed Current | 1993-08-14 | Fiberglass Reinforced Plastic | Suction (American)
MCDONOUGH PLUMBING SUPPLY | 110 HOOD ST | MCDONOUGH | Henry | 9075043 | 1 | [5 empty] | Removed from Ground | Gas (Historical Use) | 500 | Not Marked/Unknown | 1992-11-16 | Not Marked
MCDONOUGH PLUMBING SUPPLY | 110 HOOD ST | MCDONOUGH | Henry | 9075043 | 2 |  |  | FALSE |  | FALSE | Removed from Ground | Used Oil | 0 | Unknown |  | Unknown
MCMEANS SERVICE CENTER | 2206 JODECO RD | MCDONOUGH | Henry | 9075044 | 1 | [5 empty] | Removed from Ground | Gas (Historical Use) | 10000 | Not Marked/Unknown | 2002-04-23 | Not Marked
MCMEANS SERVICE CENTER | 2206 JODECO RD | MCDONOUGH | Henry | 9075044 | 2 | [5 empty] | Removed from Ground | Gas (Historical Use) | 10000 | Not Marked/Unknown | 2002-04-23 | Not Marked
MCMEANS SERVICE CENTER | 2206 JODECO RD | MCDONOUGH | Henry | 9075044 | 3 | [5 empty] | Removed from Ground | Gas (Historical Use) | 10000 | Not Marked/Unknown | 2002-04-23 | Not Marked
PATRICK HENRY HIGH SCHOOL | 109 S LEE ST | STOCKBRIDGE | Henry | 9075045 | 1 | [5 empty] | Permanently Out of Use - historical purposes | Diesel | 10000 | Not Marked/Unknown |  | Not Marked
PATRICK HENRY HIGH SCHOOL | 109 S LEE ST | STOCKBRIDGE | Henry | 9075045 | 2 | Flapper Valve | 1998-10-01 | FALSE | 1998-10-01 | FALSE | Currently in Use | Diesel | 10000 | Fiberglass | 1998-10-01 | Flex | Pressurized
MANDERLEY SUBDIVISION | WALT STEVENS RD | STOCKBRIDGE | Henry | 9075046 | 1 | [5 empty] | Removed from Ground | Diesel | 1000 | Marked Unknown | 1994-07-17 | Unknown
MANDERLEY SUBDIVISION | WALT STEVENS RD | STOCKBRIDGE | Henry | 9075046 | 2 | [5 empty] | Removed from Ground | Gas (Historical Use) | 5000 | Marked Unknown | 1994-07-17 | Unknown
MANDERLEY SUBDIVISION | WALT STEVENS RD | STOCKBRIDGE | Henry | 9075046 | 3 | [5 empty] | Removed from Ground | Other | 10000 | Marked Unknown | 1994-07-17 | Unknown
VALERO FOOD MART | 1080 JODECO RD | STOCKBRIDGE | Henry | 9075047 | 1 | Ball Float | 2012-08-17 | FALSE | 1994-06-01 | FALSE | Currently in Use | Regular | 10000 | Fiberglass | 1994-06-01 | Fiberglass Reinforced Plastic | Pressurized
VALERO FOOD MART | 1080 JODECO RD | STOCKBRIDGE | Henry | 9075047 | 2 | Ball Float | 2012-08-17 | FALSE | 1994-06-01 | FALSE | Currently in Use | Premium | 10000 | Fiberglass | 1994-06-01 | Fiberglass Reinforced Plastic | Pressurized
VALERO FOOD MART | 1080 JODECO RD | STOCKBRIDGE | Henry | 9075047 | 3 | Flapper Valve | 2011-09-27 | FALSE | 2009-08-17 | FALSE | Currently in Use | Diesel | 2000 | Fiberglass | 1994-06-01 | Fiberglass Reinforced Plastic | Safe Suction (Euro)
FORMER BELLSOUTH STOCKBRIDGE OPE | 112 WEST BURKE ST | STOCKBRIDGE | Henry | 9075048 | 1 | [5 empty] | Removed from Ground | Diesel | 3000 | Bare Steel | 1970-01-01 | Galvanized Steel
FORMER CHEVRON | 3056 JODECO RD | STOCKBRIDGE | Henry | 9075049 | 1 | [5 empty] | Removed from Ground | Other | 8000 | Bare Steel | 1983-12-14 | Unknown
FORMER CHEVRON | 3056 JODECO RD | STOCKBRIDGE | Henry | 9075049 | 2 | [5 empty] | Removed from Ground | Other | 6000 | Bare Steel | 1983-12-14 | Unknown
FORMER CHEVRON | 3056 JODECO RD | STOCKBRIDGE | Henry | 9075049 | 3 | [5 empty] | Removed from Ground | Other | 4000 | Bare Steel | 1970-01-01 | Unknown
NO FACILITY NAME GIVEN | HWY 23/HWY 42/HWY 138 SOUTH | STOCKBRIDGE | Henry | 9075050 | 1 | [5 empty] | Removed from Ground | Empty | 0 | Bare Steel |  | Galvanized Steel
BELLAMY STRICKLAND CHEVROLET | 145 INDUSTRIAL BLVD | MCDONOUGH | Henry | 9075051 | 1 | [5 empty] | Removed from Ground | Gas (Historical Use) | 1000 | Bare Steel | 1994-11-18 | Galvanized Steel | Suction (American)
BELLAMY STRICKLAND CHEVROLET | 145 INDUSTRIAL BLVD | MCDONOUGH | Henry | 9075051 | 2 | [5 empty] | Removed from Ground | Diesel | 1000 | Bare Steel | 1994-11-18 | Galvanized Steel | Suction (American)
BELLAMY STRICKLAND CHEVROLET | 145 INDUSTRIAL BLVD | MCDONOUGH | Henry | 9075051 | 3 |  |  | TRUE |  | TRUE | Removed from Ground | Used Oil | 550 | Bare Steel | 1994-11-18 | Galvanized Steel | Suction (American)
BELLAMY STRICKLAND CHEVROLET | 145 INDUSTRIAL BLVD | MCDONOUGH | Henry | 9075051 | 4 | [5 empty] | Removed from Ground | Other | 550 | Bare Steel | 1994-11-18 | Galvanized Steel | Suction (American)
BELLAMY STRICKLAND CHEVROLET | 145 INDUSTRIAL BLVD | MCDONOUGH | Henry | 9075051 | 5 | [5 empty] | Removed from Ground | Other | 550 | Bare Steel | 1994-11-18 | Galvanized Steel | Suction (American)
CARTER & WHITE INC | 1250 EAGLES LANDING PKWY | STOCKBRIDGE | Henry | 9075052 | 1 |  | 1994-06-01 |  | 1994-06-01 |  | Removed from Ground | Diesel | 6000 | Fiberglass | 1994-06-12 | Fiberglass Reinforced Plastic | Pressurized
CARTER & WHITE INC | 1250 EAGLES LANDING PKWY | STOCKBRIDGE | Henry | 9075052 | 2 |  | 1994-06-01 |  | 1994-06-01 |  | Removed from Ground | Gas (Historical Use) | 10000 | Fiberglass | 1994-06-12 | Fiberglass Reinforced Plastic | Pressurized
CARTER & WHITE INC | 1250 EAGLES LANDING PKWY | STOCKBRIDGE | Henry | 9075052 | 3 |  | 1994-06-01 |  | 1994-06-01 |  | Removed from Ground | Gas (Historical Use) | 10000 | Fiberglass | 1994-06-12 | Fiberglass Reinforced Plastic | Pressurized
CARTER & WHITE INC | 1250 EAGLES LANDING PKWY | STOCKBRIDGE | Henry | 9075052 | 4 |  | 1994-06-01 |  | 1994-06-01 |  | Removed from Ground | Gas (Historical Use) | 12000 | Fiberglass | 1994-06-12 | Fiberglass Reinforced Plastic | Pressurized
MASTERS ECONOMY INN | 1311 HAMPTON ROAD | MCDONOUGH | Henry | 9075053 | 1 | [5 empty] | Permanently Out of Use - historical purposes | Gas (Historical Use) | 0 | Marked Unknown |  | Unknown
CITY SHOP | 75 LAWRENCEVILLE STREET | MCDONOUGH | Henry | 9075055 | 1 | [5 empty] | Removed from Ground | Gas (Historical Use) | 10000 | Bare Steel | 1999-02-18 | Galvanized Steel | Safe Suction (Euro)
CITY SHOP | 75 LAWRENCEVILLE STREET | MCDONOUGH | Henry | 9075055 | 2 | [5 empty] | Removed from Ground | Diesel | 1000 | Bare Steel | 1999-02-18 | Galvanized Steel | Safe Suction (Euro)
RANJIT PURI | 1030 HWY 42 NORTH | MCDONOUGH | Henry | 9075056 | 1A | Ball Float | 1992-01-15 | FALSE | 1992-01-15 | FALSE | Currently in Use | Gas (Historical Use) | 6000 | Galvanic (STIP-3) | 1992-01-15 | Fiberglass Reinforced Plastic | Pressurized
RANJIT PURI | 1030 HWY 42 NORTH | MCDONOUGH | Henry | 9075056 | 1B | Ball Float | 1992-01-15 | FALSE | 1992-01-15 | FALSE | Currently in Use | Gas (Historical Use) | 6000 | Galvanic (STIP-3) | 1992-01-15 | Fiberglass Reinforced Plastic | Pressurized
RANJIT PURI | 1030 HWY 42 NORTH | MCDONOUGH | Henry | 9075056 | 1C | Ball Float | 2000-08-29 | FALSE | 2000-08-29 | FALSE | Currently in Use | Diesel | 2000 | Galvanic (STIP-3) | 2000-08-29 | Fiberglass Reinforced Plastic | Pressurized
SOWELL GENERAL MERCHANDISE | 1825 KEYS FERRY RD | MCDONOUGH | Henry | 9075057 | 1 | [5 empty] | Removed from Ground | Gas (Historical Use) | 3000 | Bare Steel | 1982-06-03 | Galvanized Steel | Safe Suction (Euro)
SOWELL GENERAL MERCHANDISE | 1825 KEYS FERRY RD | MCDONOUGH | Henry | 9075057 | 2 | [5 empty] | Removed from Ground | Gas (Historical Use) | 2000 | Bare Steel | 1980-04-06 | Galvanized Steel | Safe Suction (Euro)
SOWELL GENERAL MERCHANDISE | 1825 KEYS FERRY RD | MCDONOUGH | Henry | 9075057 | 3 | [5 empty] | Removed from Ground | Gas (Historical Use) | 1000 | Bare Steel | 1981-04-20 | Galvanized Steel | Safe Suction (Euro)
CITY OF LOCUST GROVE | 195 CLEVELAND ST | LOCUST GROVE | Henry | 9075058 | 1 | Overfill Alarm | 1997-08-11 |  | 1997-08-11 |  | Removed from Ground | Gas (Historical Use) | 3000 | Galvanic (STIP-3) | 1985-08-01 | Fiberglass Reinforced Plastic | Safe Suction (Euro)
CITY OF LOCUST GROVE | 195 CLEVELAND ST | LOCUST GROVE | Henry | 9075058 | 2 | Overfill Alarm | 1997-08-11 |  | 1997-08-11 |  | Removed from Ground | Diesel | 2000 | Galvanic (STIP-3) | 1997-08-11 | Fiberglass Reinforced Plastic | Suction (American)
CITGO | 500 JONESBORO RD | MCDONOUGH | Henry | 9075059 | 678543 | Ball Float | 1995-03-17 | FALSE | 1995-03-17 | FALSE | Currently in Use |  | 12000 | Fiberglass | 1995-03-17 | Fiberglass Reinforced Plastic | Pressurized
CITGO | 500 JONESBORO RD | MCDONOUGH | Henry | 9075059 | 678544 | Ball Float | 1995-03-17 | FALSE | 1995-03-17 | FALSE | Currently in Use | Premium | 12000 | Fiberglass | 1995-03-17 | Fiberglass Reinforced Plastic | Pressurized
CITGO | 500 JONESBORO RD | MCDONOUGH | Henry | 9075059 | 678582 | Ball Float | 1995-03-17 | FALSE | 1995-03-17 | FALSE | Currently in Use | Plus | 2000 | Fiberglass | 1995-03-17 | Fiberglass Reinforced Plastic | Suction (American)
FAIRVIEW FIRE STATION | 680 FAIRVIEW RD | STOCKBRIDGE | Henry | 9075060 | 1 | Overfill Alarm | 1989-01-01 | FALSE | 1989-01-01 | FALSE | Currently in Use | Regular | 10000 | Galvanic (STIP-3) | 1998-03-01 | Fiberglass Reinforced Plastic | Pressurized
FAIRVIEW FIRE STATION | 680 FAIRVIEW RD | STOCKBRIDGE | Henry | 9075060 | 2 | Overfill Alarm | 1989-01-01 | FALSE | 1989-01-01 | FALSE | Currently in Use | Diesel | 10000 | Galvanic (STIP-3) | 1998-03-01 | Fiberglass Reinforced Plastic | Pressurized
DEV FOOD MART | 4475 N HENRY BLVD | STOCKBRIDGE | Henry | 9075061 | 1ULP | Ball Float | 1985-12-05 | FALSE | 1993-02-10 | FALSE | Currently in Use | Plus | 8000 | Epoxy | 1985-12-05 | Fiberglass Reinforced Plastic | Pressurized
DEV FOOD MART | 4475 N HENRY BLVD | STOCKBRIDGE | Henry | 9075061 | 2UNL | Ball Float | 1985-12-05 | FALSE | 1993-02-10 | FALSE | Currently in Use | Regular | 10000 | Epoxy | 1985-12-05 | Fiberglass Reinforced Plastic | Pressurized
DEV FOOD MART | 4475 N HENRY BLVD | STOCKBRIDGE | Henry | 9075061 | 3SUL | Ball Float | 1985-12-05 | FALSE | 1993-02-10 | FALSE | Currently in Use | Premium | 8000 | Epoxy | 1985-12-05 | Fiberglass Reinforced Plastic | Pressurized
DEV FOOD MART | 4475 N HENRY BLVD | STOCKBRIDGE | Henry | 9075061 | 4DC | Flapper Valve | 1985-12-05 | FALSE | 1993-02-10 | FALSE | Currently in Use | Diesel | 8000 | Epoxy | 1985-12-05 | Fiberglass Reinforced Plastic | Pressurized
DEV FOOD MART | 4475 N HENRY BLVD | STOCKBRIDGE | Henry | 9075061 | DIESEL | Flapper Valve | 1993-02-10 |  | 1993-02-10 |  | Temporarily out of use | Diesel | 2000 | Epoxy | 1986-10-15 | Fiberglass Reinforced Plastic | Suction (American)
COUNTY COMPLEX-BUILDING MAINT | 40 WORKCAMP RD | MCDONOUGH | Henry | 9075062 | 1 | [5 empty] | Removed from Ground | Gas (Historical Use) | 10000 | Bare Steel | 1983-01-01 | Bare Steel | Suction (American)
EAGLES LANDING HIGH SCHOOL | 301 TUNIS RD | MCDONOUGH | Henry | 9075063 | 1 | Flapper Valve | 1991-07-30 |  | 1991-07-30 |  | Removed from Ground | Diesel | 10000 | Tank Jacket | 1991-07-30 | Fiberglass Reinforced Plastic | Suction (American)
LOCUST GROVE MARATHON | 4621 BILL GARDNER PKWY | LOCUST GROVE | Henry | 9075064 | 1 | Ball Float | 1996-06-01 |  | 1996-06-01 |  | Currently in Use | Gas (Historical Use) | 5000 | Steel-Impressed Current | 1977-01-01 | Cathodically Protected | Pressurized
LOCUST GROVE MARATHON | 4621 BILL GARDNER PKWY | LOCUST GROVE | Henry | 9075064 | 2 | Ball Float | 1996-06-01 | FALSE | 1996-06-01 | FALSE | Currently in Use |  | 5000 | Steel-Impressed Current | 1996-06-01 | Cathodically Protected | Pressurized
LOCUST GROVE MARATHON | 4621 BILL GARDNER PKWY | LOCUST GROVE | Henry | 9075064 | 3 | Ball Float | 1996-06-01 | FALSE | 1996-06-01 | FALSE | Currently in Use |  | 5000 | Steel-Impressed Current | 1996-06-01 | Cathodically Protected | Pressurized
LOCUST GROVE MARATHON | 4621 BILL GARDNER PKWY | LOCUST GROVE | Henry | 9075064 | 4 | Ball Float | 1996-06-01 | FALSE | 1996-06-01 | FALSE | Currently in Use | Regular | 5000 | Steel-Impressed Current | 1996-06-01 | Cathodically Protected | Pressurized
LOCUST GROVE MARATHON | 4621 BILL GARDNER PKWY | LOCUST GROVE | Henry | 9075064 | 5 | Ball Float | 1996-06-01 | FALSE | 1996-06-01 | FALSE | Temporarily out of use | Diesel | 3000 | Steel-Impressed Current | 1996-06-01 | Cathodically Protected | Pressurized
LOCUST GROVE MARATHON | 4621 BILL GARDNER PKWY | LOCUST GROVE | Henry | 9075064 | 6 | Ball Float | 1996-06-01 | FALSE | 1996-06-01 | FALSE | Temporarily out of use | Diesel | 3000 | Steel-Impressed Current | 1996-06-01 | Cathodically Protected | Pressurized
RaceWay #6706 - Stockbridge | 631 HWY 138 W | STOCKBRIDGE | Henry | 9075065 | 1 | Overfill Alarm | 1995-01-01 | FALSE | 1995-01-01 | FALSE | Currently in Use | Regular | 20000 | Composite Double Walled | 1995-01-01 | Double-Walled Fiberglass | Pressurized
RaceWay #6706 - Stockbridge | 631 HWY 138 W | STOCKBRIDGE | Henry | 9075065 | 2 | Overfill Alarm | 1995-01-01 | FALSE | 1995-01-01 | FALSE | Currently in Use | Diesel | 12000 | Composite Double Walled | 1995-01-01 | Double-Walled Fiberglass | Pressurized
RaceWay #6706 - Stockbridge | 631 HWY 138 W | STOCKBRIDGE | Henry | 9075065 | 3 | Overfill Alarm | 1995-01-01 | FALSE | 1995-01-01 | FALSE | Currently in Use | Premium | 12000 | Composite Double Walled | 1995-01-01 | Double-Walled Fiberglass | Pressurized
BUCK SAVER TEXACO | 5180 NORTH HENRY BLVD | STOCKBRIDGE | Henry | 9075066 | 1 | Ball Float | 1989-01-01 | FALSE | 1989-01-01 | FALSE | Currently in Use | Regular | 10000 | Galvanic (STIP-3) | 1989-01-01 | Fiberglass Reinforced Plastic | Pressurized
BUCK SAVER TEXACO | 5180 NORTH HENRY BLVD | STOCKBRIDGE | Henry | 9075066 | 2 | Ball Float | 1989-01-01 | FALSE | 1989-01-01 | FALSE | Currently in Use | Plus | 10000 | Galvanic (STIP-3) | 1989-01-01 | Fiberglass Reinforced Plastic | Pressurized
BUCK SAVER TEXACO | 5180 NORTH HENRY BLVD | STOCKBRIDGE | Henry | 9075066 | 3 | Ball Float | 1989-01-01 | FALSE | 1989-01-01 | FALSE | Currently in Use | Premium | 10000 | Galvanic (STIP-3) | 1989-01-01 | Fiberglass Reinforced Plastic | Pressurized
BUCK SAVER TEXACO | 5180 NORTH HENRY BLVD | STOCKBRIDGE | Henry | 9075066 | 4A | Ball Float | 1989-01-01 | FALSE | 1989-01-01 | FALSE | Currently in Use | Diesel | 5000 | Galvanic (STIP-3) | 1989-01-01 | Fiberglass Reinforced Plastic | Pressurized
BUCK SAVER TEXACO | 5180 NORTH HENRY BLVD | STOCKBRIDGE | Henry | 9075066 | 4B | Ball Float | 1989-01-01 |  | 1989-01-01 |  | Currently in Use | Kerosene | 2000 | Galvanic (STIP-3) | 1989-01-01 | Fiberglass Reinforced Plastic | Pressurized
81 CROSSING GROCERY | 698 HWY 3 | HAMPTON | Henry | 9075067 | 1A | Ball Float | 1995-07-01 | FALSE | 1995-07-01 | FALSE | Currently in Use | Regular | 10000 | Composite | 1995-07-01 | Fiberglass Reinforced Plastic | Pressurized
81 CROSSING GROCERY | 698 HWY 3 | HAMPTON | Henry | 9075067 | 1B | Ball Float | 1995-07-01 | FALSE | 1995-07-01 | FALSE | Currently in Use | Diesel | 2000 | Composite | 1995-07-01 | Fiberglass Reinforced Plastic | Safe Suction (Euro)
81 CROSSING GROCERY | 698 HWY 3 | HAMPTON | Henry | 9075067 | 2A | Ball Float | 1995-07-01 | FALSE | 1995-07-01 | FALSE | Currently in Use | Premium | 8000 | Composite | 1995-07-01 | Fiberglass Reinforced Plastic | Pressurized
81 CROSSING GROCERY | 698 HWY 3 | HAMPTON | Henry | 9075067 | 2B | Ball Float | 1995-07-01 | FALSE | 1995-07-01 | FALSE | Currently in Use | Diesel | 4000 | Composite | 1995-07-01 | Fiberglass Reinforced Plastic | Safe Suction (Euro)
TARA STATION | 793 HWY 138 W | STOCKBRIDGE | Henry | 9075068 | 1 |  | 1992-12-01 | FALSE | 1992-12-01 | FALSE | Temporarily out of use | Gas (Historical Use) | 10000 | Tank Jacket | 1972-05-01 | Fiberglass Reinforced Plastic | Pressurized
TARA STATION | 793 HWY 138 W | STOCKBRIDGE | Henry | 9075068 | 2 |  | 1992-12-01 | FALSE | 1992-12-01 | FALSE | Temporarily out of use | Gas (Historical Use) | 8000 | Tank Jacket | 1972-05-01 | Fiberglass Reinforced Plastic | Pressurized
TARA STATION | 793 HWY 138 W | STOCKBRIDGE | Henry | 9075068 | 3 |  | 1992-12-01 | FALSE | 1992-12-01 | FALSE | Temporarily out of use | Diesel | 6000 | Tank Jacket | 1972-05-01 | Fiberglass Reinforced Plastic | Pressurized
ALLIED READYMIX INC-PLANT #72 | 500 LEE STREET | STOCKBRIDGE | Henry | 9075069 | DF72-1 |  | 1999-11-01 |  | 1999-11-01 |  | Removed from Ground | Diesel | 10000 | Steel-Impressed Current | 1965-03-07 | Cathodically Protected | Safe Suction (Euro)
ALLIED READYMIX INC-PLANT #72 | 500 LEE STREET | STOCKBRIDGE | Henry | 9075069 | DF72-2 | [5 empty] | Removed from Ground | Diesel | 10000 | Bare Steel | 1965-03-07 | Galvanized Steel | Suction (American)
PHILLIPS 66 SERVICE STATION | 5 GRIFFIN ST | MCDONOUGH | Henry | 9075070 | 1 | [5 empty] | Removed from Ground | Gas (Historical Use) | 1060 | Bare Steel | 1999-02-22 | Unknown | Gravity Fed
PHILLIPS 66 SERVICE STATION | 5 GRIFFIN ST | MCDONOUGH | Henry | 9075070 | 2 | [5 empty] | Removed from Ground | Gas (Historical Use) | 1060 | Bare Steel | 1999-02-22 | Bare Steel | Safe Suction (Euro)
PHILLIPS 66 SERVICE STATION | 5 GRIFFIN ST | MCDONOUGH | Henry | 9075070 | 3 | [5 empty] | Removed from Ground | Gas (Historical Use) | 565 | Bare Steel | 1999-02-22 | Bare Steel | Safe Suction (Euro)
PHILLIPS 66 SERVICE STATION | 5 GRIFFIN ST | MCDONOUGH | Henry | 9075070 | 4 | [5 empty] | Removed from Ground | Gas (Historical Use) | 550 | Bare Steel | 1999-02-23 | Bare Steel | Safe Suction (Euro)
PHILLIPS 66 SERVICE STATION | 5 GRIFFIN ST | MCDONOUGH | Henry | 9075070 | 5 | [5 empty] | Removed from Ground | Gas (Historical Use) | 550 | Bare Steel | 1999-02-23 | Bare Steel | Safe Suction (Euro)
NEW MORN | 800 NEW MORN DRIVE | HAMPTON | Henry | 9075071 | 1 | [5 empty] | Removed from Ground | Diesel | 2000 | Bare Steel | 1998-11-11 | Bare Steel | Safe Suction (Euro)
NEW MORN | 800 NEW MORN DRIVE | HAMPTON | Henry | 9075071 | 2 | [5 empty] | Removed from Ground | Gas (Historical Use) | 560 | Bare Steel | 1998-11-11 | Bare Steel | Safe Suction (Euro)
PROVISIONS BP | 2297 HWY 20 E | MCDONOUGH | Henry | 9075072 | 1 | [5 empty] | Removed from Ground | Gas (Historical Use) | 1000 | Not Marked/Unknown | 2000-02-07 | Not Marked
PROVISIONS BP | 2297 HWY 20 E | MCDONOUGH | Henry | 9075072 | 2 | [5 empty] | Removed from Ground | Gas (Historical Use) | 1000 | Not Marked/Unknown | 2000-02-07 | Not Marked
PROVISIONS BP | 2297 HWY 20 E | MCDONOUGH | Henry | 9075072 | 3 | [5 empty] | Removed from Ground | Gas (Historical Use) | 2000 | Not Marked/Unknown | 2000-02-07 | Not Marked
PROVISIONS BP | 2297 HWY 20 E | MCDONOUGH | Henry | 9075072 | 4 | Ball Float | 2002-03-01 | FALSE | 2002-03-01 | FALSE | Currently in Use | Regular | 12000 | Composite | 2002-03-01 | Fiberglass Reinforced Plastic | Pressurized
PROVISIONS BP | 2297 HWY 20 E | MCDONOUGH | Henry | 9075072 | 5 | Ball Float | 2002-03-01 | FALSE | 2002-03-01 | FALSE | Currently in Use | Premium | 8000 | Composite | 2002-03-01 | Fiberglass Reinforced Plastic | Pressurized
PROVISIONS BP | 2297 HWY 20 E | MCDONOUGH | Henry | 9075072 | 6 | Ball Float | 2002-03-01 | FALSE | 2002-03-01 | FALSE | Currently in Use | Diesel | 6000 | Composite | 2002-03-01 | Fiberglass Reinforced Plastic | Pressurized
BERRY HIL AIRPORT | 555 MILLERS MILL RD | STOCKBRIDGE | Henry | 9075073 | 1 | [5 empty] | Removed from Ground | Other | 4000 | Bare Steel | 1998-12-04 | Galvanized Steel
BERRY HIL AIRPORT | 555 MILLERS MILL RD | STOCKBRIDGE | Henry | 9075073 | 2 | [5 empty] | Removed from Ground | Other | 4000 | Bare Steel | 1998-12-10 | Galvanized Steel
BERRY HIL AIRPORT | 555 MILLERS MILL RD | STOCKBRIDGE | Henry | 9075073 | 3 | [5 empty] | Removed from Ground | Other | 2000 | Bare Steel | 1998-12-10 | Galvanized Steel
RODNEY WEBB ENTERPRISES LLC | 510 SPEEDWAY BLVD | HAMPTON | Henry | 9075074 | 1 | Flapper Valve | 1992-03-01 | FALSE | 1992-03-01 | FALSE | Currently in Use | Aviaion gas/AV Gas | 15000 | Fiberglass Double Walled | 1992-03-01 | Double-Walled Fiberglass | Suction (American)
RODNEY WEBB ENTERPRISES LLC | 510 SPEEDWAY BLVD | HAMPTON | Henry | 9075074 | 2 | Flapper Valve | 1992-03-01 | FALSE | 1992-03-01 | FALSE | Temporarily out of use |  | 10000 | Fiberglass Double Walled | 1992-03-01 | Double-Walled Fiberglass | Suction (American)
CIRCLE K 2723328 | 5080 LOCUST GROVE RD | LOCUST GROVE | Henry | 9075075 | 1 | Ball Float | 1995-08-02 | FALSE | 1995-08-02 | FALSE | Currently in Use | Regular | 12000 | Fiberglass | 1995-08-02 | Fiberglass Reinforced Plastic | Pressurized
CIRCLE K 2723328 | 5080 LOCUST GROVE RD | LOCUST GROVE | Henry | 9075075 | 2 | Ball Float | 1995-08-02 | FALSE | 1995-08-02 | FALSE | Currently in Use | Premium | 12000 | Fiberglass | 1995-08-02 | Fiberglass Reinforced Plastic | Pressurized
CIRCLE K 2723328 | 5080 LOCUST GROVE RD | LOCUST GROVE | Henry | 9075075 | 3 | Ball Float | 1995-08-02 | FALSE | 1995-08-02 | FALSE | Currently in Use | Diesel | 2000 | Fiberglass | 1995-08-02 | Fiberglass Reinforced Plastic | Suction (American)
THOMAS E KEY GRADING | 25 KEY RD | ELLENWOOD | Henry | 9075076 | 1 | [5 empty] | Removed from Ground | Gas (Historical Use) | 0 | Not Marked/Unknown | 1995-10-10 | Not Marked
THOMAS E KEY GRADING | 25 KEY RD | ELLENWOOD | Henry | 9075076 | 2 | [5 empty] | Removed from Ground | Diesel | 0 | Not Marked/Unknown | 1995-10-10 | Not Marked
GREER'S DAIRY | 581 ROCKY CREEK RD | HAMPTON | Henry | 9075077 | 1 | [5 empty] | Removed from Ground | Gas (Historical Use) | 2000 | Bare Steel | 1979-06-01 | Galvanized Steel | Safe Suction (Euro)
GREER'S DAIRY | 581 ROCKY CREEK RD | HAMPTON | Henry | 9075077 | 2 | [5 empty] | Removed from Ground | Diesel | 2000 | Bare Steel | 1979-06-01 | Galvanized Steel | Safe Suction (Euro)
SHELL FOODMART | 1001 EAGLES LANDING PKWY | STOCKBRIDGE | Henry | 9075078 | 1 | Ball Float | 1995-10-19 | FALSE | 1995-10-19 | TRUE | Removed from Ground | Gas (Historical Use) | 12000 | Fiberglass | 1995-10-19 | Double-Walled Fiberglass | Pressurized
SHELL FOODMART | 1001 EAGLES LANDING PKWY | STOCKBRIDGE | Henry | 9075078 | 2 | Ball Float | 1995-10-19 | FALSE | 1995-10-19 | TRUE | Removed from Ground | Gas (Historical Use) | 12000 | Fiberglass | 1995-10-19 | Double-Walled Fiberglass | Pressurized
SHELL FOODMART | 1001 EAGLES LANDING PKWY | STOCKBRIDGE | Henry | 9075078 | 3 | Ball Float | 1995-10-19 | FALSE | 1995-10-19 | TRUE | Removed from Ground | Diesel | 2000 | Fiberglass | 1995-10-19 | Double-Walled Fiberglass | Suction (American)
JP VALERO EASTLAKE | 2062 HWY 155 NORTH | MCDONOUGH | Henry | 9075082 | 1 |  | 1995-12-01 |  | 1995-12-01 |  | Removed from Ground | Gas (Historical Use) | 12000 | Epoxy | 1995-12-01 | Fiberglass Reinforced Plastic | Pressurized
JP VALERO EASTLAKE | 2062 HWY 155 NORTH | MCDONOUGH | Henry | 9075082 | 2 |  | 1995-12-01 |  | 1995-12-01 |  | Removed from Ground | Gas (Historical Use) | 8000 | Epoxy | 1995-12-01 | Fiberglass Reinforced Plastic | Pressurized
JP VALERO EASTLAKE | 2062 HWY 155 NORTH | MCDONOUGH | Henry | 9075082 | 3 |  | 1995-12-01 |  | 1995-12-01 |  | Removed from Ground | Diesel | 8000 | Epoxy | 1995-12-01 | Fiberglass Reinforced Plastic | Pressurized
JP VALERO EASTLAKE | 2062 HWY 155 NORTH | MCDONOUGH | Henry | 9075082 | 4 | Ball Float | 2012-07-01 | FALSE | 2012-07-01 | FALSE | Currently in Use | Regular | 15000 | Composite Double Walled | 2012-07-01 | Double-Walled Fiberglass | Pressurized
JP VALERO EASTLAKE | 2062 HWY 155 NORTH | MCDONOUGH | Henry | 9075082 | 5 | Ball Float | 2012-07-01 | FALSE | 2012-07-01 | FALSE | Currently in Use | Premium | 5000 | Composite Double Walled | 2012-07-01 | Double-Walled Fiberglass | Pressurized
JP VALERO EASTLAKE | 2062 HWY 155 NORTH | MCDONOUGH | Henry | 9075082 | 6 | Ball Float | 2012-07-01 | FALSE | 2012-07-01 | FALSE | Currently in Use | Plus | 5000 | Composite Double Walled | 2012-07-01 | Double-Walled Fiberglass | Pressurized
JP VALERO EASTLAKE | 2062 HWY 155 NORTH | MCDONOUGH | Henry | 9075082 | 7 | Ball Float | 2012-07-01 | FALSE | 2012-07-01 | FALSE | Currently in Use | Diesel | 5000 | Composite Double Walled | 2012-07-01 | Double-Walled Fiberglass | Pressurized
J & D AUTO SERVICES | 3830 HWY 42 SOUTH | LOCUST GROVE | Henry | 9075087 | 1 | [5 empty] | Removed from Ground | Gas (Historical Use) | 550 | Not Marked/Unknown | 1996-04-18 | Not Marked
J & D AUTO SERVICES | 3830 HWY 42 SOUTH | LOCUST GROVE | Henry | 9075087 | 2 | [5 empty] | Removed from Ground | Diesel | 550 | Not Marked/Unknown | 1996-04-18 | Not Marked
J & D AUTO SERVICES | 3830 HWY 42 SOUTH | LOCUST GROVE | Henry | 9075087 | 3 | [5 empty] | Removed from Ground | Diesel | 550 | Not Marked/Unknown | 1996-04-18 | Not Marked
J & D AUTO SERVICES | 3830 HWY 42 SOUTH | LOCUST GROVE | Henry | 9075087 | 4 | [5 empty] | Removed from Ground | Gas (Historical Use) | 550 | Not Marked/Unknown | 1996-04-18 | Not Marked
AMOCO QUICK STOP | 1645 HWY 42 N | MCDONOUGH | Henry | 9075088 | 1 |  | 1995-07-12 |  | 1995-07-12 |  | Removed from Ground | Gas (Historical Use) | 10000 | Composite | 1995-07-12 | Double Walled | Pressurized
AMOCO QUICK STOP | 1645 HWY 42 N | MCDONOUGH | Henry | 9075088 | 2 |  | 1995-07-12 |  | 1995-07-12 |  | Removed from Ground | Gas (Historical Use) | 10000 | Composite | 1995-07-12 | Double Walled | Pressurized
AMOCO QUICK STOP | 1645 HWY 42 N | MCDONOUGH | Henry | 9075088 | 3 |  | 1995-07-12 |  | 1995-07-12 |  | Removed from Ground | Diesel | 10000 | Composite | 1995-07-12 | Double Walled | Pressurized
FOODMART | 3148 JODECO RD | MCDONOUGH | Henry | 9075089 | 1 | Ball Float | 1996-09-06 | FALSE | 1996-09-06 | FALSE | Currently in Use | Regular | 12000 | Fiberglass | 1996-09-06 | Double-Walled Flex | Pressurized
FOODMART | 3148 JODECO RD | MCDONOUGH | Henry | 9075089 | 2 | Ball Float | 1996-09-06 | FALSE | 1996-09-06 | FALSE | Currently in Use | Premium | 12000 | Fiberglass | 1996-09-06 | Double-Walled Flex | Pressurized
FOODMART | 3148 JODECO RD | MCDONOUGH | Henry | 9075089 | 3 | Flapper Valve | 1996-09-06 | FALSE | 1996-09-06 | FALSE | Currently in Use | Diesel | 2000 | Fiberglass | 1996-09-06 | Fiberglass Reinforced Plastic | Safe Suction (Euro)
FLAT ROCK AMOCO | 1400 OLD CONYERS RD | STOCKBRIDGE | Henry | 9075091 | 1001 | Ball Float | 1996-05-15 | FALSE | 1996-05-15 | FALSE | Currently in Use | Gas (Historical Use) | 10000 | Composite | 1996-05-15 | Double-Walled Fiberglass | Pressurized
FLAT ROCK AMOCO | 1400 OLD CONYERS RD | STOCKBRIDGE | Henry | 9075091 | 1002 | Ball Float | 1996-05-15 | FALSE | 1996-05-15 | FALSE | Currently in Use | Gas (Historical Use) | 10000 | Composite | 1996-05-15 | Double-Walled Fiberglass | Pressurized
FLAT ROCK AMOCO | 1400 OLD CONYERS RD | STOCKBRIDGE | Henry | 9075091 | 1003 | Ball Float | 1996-05-15 | FALSE | 1996-05-15 | FALSE | Currently in Use | Diesel Off Road | 2000 | Composite | 1996-05-15 | Double-Walled Fiberglass | Pressurized
CITY OF LOCUST GROVE | 3644 HWY 42 | LOCUST GROVE | Henry | 9075095 | 2 | [5 empty] | Removed from Ground | Gas (Historical Use) | 4000 | Bare Steel | 1985-08-01 | Galvanized Steel | Safe Suction (Euro)
BP | 2240 JODECO RD | MCDONOUGH | Henry | 9075097 | 1 |  | 1997-08-13 |  | 1997-08-13 |  | Removed from Ground | Gas (Historical Use) | 12000 | Fiberglass | 1997-08-13 | Fiberglass Reinforced Plastic | Pressurized
BP | 2240 JODECO RD | MCDONOUGH | Henry | 9075097 | 2 |  | 1997-08-13 |  | 1997-08-13 |  | Removed from Ground | Gas (Historical Use) | 12000 | Fiberglass | 1997-08-13 | Fiberglass Reinforced Plastic | Pressurized
BP | 2240 JODECO RD | MCDONOUGH | Henry | 9075097 | 3 |  | 1997-08-13 |  | 1997-08-13 |  | Removed from Ground | Diesel | 6000 | Fiberglass | 1997-08-13 | Fiberglass Reinforced Plastic | Pressurized
STOCKBRIDGE POLICE DEPT | 131 BERRY STREET | STOCKBRIDGE | Henry | 9075098 | 1 | [5 empty] | Removed from Ground | Gas (Historical Use) | 8000 | Bare Steel | 1972-01-01 | Bare Steel | Suction (American)
CIRCLE K 2723333 | 978 HWY 155 W | MCDONOUGH | Henry | 9075099 | 1 | Overfill Alarm | 1996-12-03 |  | 1996-12-03 |  | Currently in Use | Gas (Historical Use) | 12000 | Fiberglass | 1996-11-06 | Double-Walled Fiberglass | Pressurized
CIRCLE K 2723333 | 978 HWY 155 W | MCDONOUGH | Henry | 9075099 | 2 | Overfill Alarm | 1996-12-03 |  | 1996-12-03 |  | Currently in Use | Gas (Historical Use) | 10000 | Fiberglass | 1996-11-06 | Double-Walled Fiberglass | Pressurized
CIRCLE K 2723333 | 978 HWY 155 W | MCDONOUGH | Henry | 9075099 | 3 | Overfill Alarm | 1996-12-03 |  | 1996-12-03 |  | Currently in Use | Diesel | 15000 | Fiberglass | 1996-11-06 | Double-Walled Fiberglass | Pressurized
CIRCLE K 2723333 | 978 HWY 155 W | MCDONOUGH | Henry | 9075099 | 4 | Overfill Alarm | 1996-12-03 |  | 1996-12-03 |  | Currently in Use | Kerosene | 2000 | Fiberglass | 1996-11-06 | Double-Walled Fiberglass | Pressurized
CIRCLE K 2723333 | 978 HWY 155 W | MCDONOUGH | Henry | 9075099 | A |  | 1985-01-01 |  | 1985-01-01 |  | Removed from Ground | Gas (Historical Use) | 10066 | Bare Steel | 1973-05-11 | Galvanized Steel | Pressurized
CIRCLE K 2723333 | 978 HWY 155 W | MCDONOUGH | Henry | 9075099 | B |  | 1985-01-01 |  | 1985-01-01 |  | Removed from Ground | Gas (Historical Use) | 10066 | Bare Steel | 1973-05-11 | Galvanized Steel | Pressurized
CIRCLE K 2723333 | 978 HWY 155 W | MCDONOUGH | Henry | 9075099 | C |  | 1985-01-01 |  | 1985-01-01 |  | Removed from Ground | Gas (Historical Use) | 8272 | Fiberglass | 1985-05-08 | Fiberglass Reinforced Plastic | Pressurized
CHEVRON FOODMART #2 | 4860 BILL GARDNER PARKWAY | LOCUST GROVE | Henry | 9075100 | 1 | Ball Float | 1997-05-01 | FALSE | 1997-05-01 | FALSE | Currently in Use | Regular | 12000 | Epoxy | 1997-05-01 | Fiberglass Reinforced Plastic | Pressurized
CHEVRON FOODMART #2 | 4860 BILL GARDNER PARKWAY | LOCUST GROVE | Henry | 9075100 | 2 | Ball Float | 1997-05-01 | FALSE | 1997-05-01 | FALSE | Currently in Use | Premium | 8000 | Epoxy | 1997-05-01 | Fiberglass Reinforced Plastic | Pressurized
MURPHY USA #5502 | 5620 N HENRY BLVD | STOCKBRIDGE | Henry | 9075101 | 1 | Flapper Valve | 1997-11-04 | FALSE | 1997-11-04 | FALSE | Currently in Use | Regular | 12000 | Tank Jacket | 1997-11-04 | Double-Walled Flex | Pressurized
MURPHY USA #5502 | 5620 N HENRY BLVD | STOCKBRIDGE | Henry | 9075101 | 2 | Flapper Valve | 1997-11-04 | FALSE | 1997-11-04 | FALSE | Currently in Use | Premium | 12000 | Tank Jacket | 1997-11-04 | Double-Walled Flex | Pressurized
STOCKBRIDGE AUTO REPAIR | 4650 N HENRY BLVD | STOCKBRIDGE | Henry | 9075102 | 1 | [5 empty] | Removed from Ground | Gas (Historical Use) | 1000 | Not Marked/Unknown | 1998-06-02 | Not Marked
STOCKBRIDGE AUTO REPAIR | 4650 N HENRY BLVD | STOCKBRIDGE | Henry | 9075102 | 2 | [5 empty] | Removed from Ground | Gas (Historical Use) | 1000 | Not Marked/Unknown | 1998-06-02 | Not Marked
STOCKBRIDGE AUTO REPAIR | 4650 N HENRY BLVD | STOCKBRIDGE | Henry | 9075102 | 3 | [5 empty] | Removed from Ground | Gas (Historical Use) | 1000 | Not Marked/Unknown | 1998-06-02 | Not Marked
SEYOUM PETROS AMOCO FOOD MART | 4470 WALT STEPHENS RD | STOCKBRIDGE | Henry | 9075103 | 1 | Ball Float | 1997-04-14 | FALSE | 1997-04-14 | FALSE | Currently in Use | Regular | 12000 | Composite | 1998-03-03 |  | Pressurized
SEYOUM PETROS AMOCO FOOD MART | 4470 WALT STEPHENS RD | STOCKBRIDGE | Henry | 9075103 | 2 | Ball Float | 1997-04-14 | FALSE | 1997-04-14 | FALSE | Currently in Use | Premium | 10000 | Composite | 1998-03-03 |  | Pressurized
CARMICHAEL MOTOR COMPANY | 492 MACON STREET | MCDONOUGH | Henry | 9075104 | 1 | [5 empty] | Removed from Ground | Gas (Historical Use) | 1000 | Not Marked/Unknown | 1998-12-05 | Not Marked
CARMICHAEL MOTOR COMPANY | 492 MACON STREET | MCDONOUGH | Henry | 9075104 | 2 | [5 empty] | Removed from Ground | Gas (Historical Use) | 1000 | Not Marked/Unknown | 1998-12-05 | Not Marked
CARMICHAEL MOTOR COMPANY | 492 MACON STREET | MCDONOUGH | Henry | 9075104 | 3 | [5 empty] | Removed from Ground | Gas (Historical Use) | 1000 | Not Marked/Unknown | 1998-12-05 | Not Marked
CARMICHAEL MOTOR COMPANY | 492 MACON STREET | MCDONOUGH | Henry | 9075104 | 4 | [5 empty] | Removed from Ground | Gas (Historical Use) | 8000 | Not Marked/Unknown | 1998-12-05 | Not Marked
SHELL FOOD MART | 181 FAIRVIEW RD | ELLENWOOD | Henry | 9075105 | 1 | Ball Float | 1998-04-01 | FALSE | 1998-04-01 | FALSE | Currently in Use | Regular | 12000 | Fiberglass | 1998-04-01 | Double-Walled Flex | Pressurized
SHELL FOOD MART | 181 FAIRVIEW RD | ELLENWOOD | Henry | 9075105 | 2 | Ball Float | 1998-04-01 | FALSE | 1998-04-01 | FALSE | Currently in Use | Premium | 10000 | Fiberglass | 1998-04-01 | Double-Walled Flex | Pressurized
SHELL FOOD MART | 181 FAIRVIEW RD | ELLENWOOD | Henry | 9075105 | 4 | Flapper Valve | 1998-04-01 | FALSE | 1998-04-01 | FALSE | Currently in Use | Diesel | 2000 | Fiberglass | 1998-04-01 | Fiberglass Reinforced Plastic | Safe Suction (Euro)
EAGLES LANDING CHEVRON | 105 EAGLES LANDING PKWY | STOCKBRIDGE | Henry | 9075106 | 1 | Ball Float | 1998-01-01 | FALSE | 1998-01-01 | FALSE | Currently in Use | Regular | 12000 | Epoxy | 1998-01-01 | Fiberglass Reinforced Plastic | Pressurized
EAGLES LANDING CHEVRON | 105 EAGLES LANDING PKWY | STOCKBRIDGE | Henry | 9075106 | 2 | Ball Float | 1998-01-01 | FALSE | 1998-01-01 | FALSE | Currently in Use | Premium | 10000 | Epoxy | 1998-01-01 | Fiberglass Reinforced Plastic | Pressurized
EAGLES LANDING CHEVRON | 105 EAGLES LANDING PKWY | STOCKBRIDGE | Henry | 9075106 | 3 | Ball Float | 1998-01-01 | FALSE | 1998-01-01 | FALSE | Currently in Use | Diesel | 8000 | Epoxy | 1998-01-01 | Fiberglass Reinforced Plastic | Pressurized
EAGLES LANDING CHEVRON | 105 EAGLES LANDING PKWY | STOCKBRIDGE | Henry | 9075106 | 4 | Ball Float | 1998-01-01 | FALSE | 1998-01-01 | FALSE | Currently in Use | Plus | 2000 | Epoxy | 1998-01-01 | Fiberglass Reinforced Plastic | Pressurized
JOHNNYS #5 | 1638 HWY 81 E | MCDONOUGH | Henry | 9075107 | 1 | Ball Float | 1998-07-29 | FALSE | 1998-07-29 | FALSE | Currently in Use | Regular | 12000 | Fiberglass | 1998-07-29 | Fiberglass Reinforced Plastic | Pressurized
JOHNNYS #5 | 1638 HWY 81 E | MCDONOUGH | Henry | 9075107 | 2 | Ball Float | 1998-07-29 | FALSE | 1998-07-29 | FALSE | Currently in Use | Premium | 8000 | Fiberglass | 1998-07-29 | Fiberglass Reinforced Plastic | Pressurized
JOHNNYS #5 | 1638 HWY 81 E | MCDONOUGH | Henry | 9075107 | 3 | Ball Float | 1998-07-29 | FALSE | 1998-07-29 | FALSE | Currently in Use | Diesel | 6000 | Fiberglass | 1998-07-29 | Fiberglass Reinforced Plastic | Pressurized
BINNY GROUP USA INC | 901 ROCK QUARRY RD | STOCKBRIDGE | Henry | 9075108 | 1 | Ball Float | 1998-01-15 | FALSE | 1998-01-15 | TRUE | Currently in Use | Regular | 10000 | Epoxy | 1998-01-15 | Fiberglass Reinforced Plastic | Pressurized
BINNY GROUP USA INC | 901 ROCK QUARRY RD | STOCKBRIDGE | Henry | 9075108 | 2 | Ball Float | 1998-01-15 | FALSE | 1998-01-15 | TRUE | Currently in Use | Premium | 1200 | Epoxy | 1998-03-01 | Fiberglass Reinforced Plastic | Safe Suction (Euro)
BINNY GROUP USA INC | 901 ROCK QUARRY RD | STOCKBRIDGE | Henry | 9075108 | 3 | Ball Float | 2007-02-09 | FALSE | 2007-02-09 | FALSE | Currently in Use | Diesel | 6000 | Fiberglass | 2007-02-02 | Double-Walled Fiberglass | Pressurized
SPIVEY BP | 3520 WALT STEPHENS RD | STOCKBRIDGE | Henry | 9075109 | 1 | Ball Float | 1999-01-05 | FALSE | 1999-01-05 | FALSE | Currently in Use | Regular | 12000 | Composite | 1999-01-05 | Double-Walled Fiberglass | Pressurized
SPIVEY BP | 3520 WALT STEPHENS RD | STOCKBRIDGE | Henry | 9075109 | 2 | Ball Float | 1999-01-05 | FALSE | 1999-01-05 | FALSE | Currently in Use | Premium | 10000 | Composite | 1999-01-05 | Double-Walled Fiberglass | Pressurized
GA0058 4315 JODECO RD | 4315 JODECO RD | MCDONOUGH | Henry | 9075110 | 1 | Ball Float | 1999-03-18 | FALSE | 1999-03-18 | FALSE | Currently in Use | Regular | 12000 | Fiberglass | 1999-03-18 | Double-Walled Flex | Pressurized
GA0058 4315 JODECO RD | 4315 JODECO RD | MCDONOUGH | Henry | 9075110 | 2 | Ball Float | 1999-03-18 | FALSE | 1999-03-18 | FALSE | Currently in Use | Premium | 10000 | Fiberglass | 1999-03-18 | Double-Walled Flex | Pressurized
GA0058 4315 JODECO RD | 4315 JODECO RD | MCDONOUGH | Henry | 9075110 | 3 | Ball Float | 1999-03-18 | FALSE | 1999-03-18 | FALSE | Currently in Use | Diesel | 10000 | Fiberglass | 1999-03-18 | Double-Walled Flex | Pressurized
NEW HOPE CHEVRON | 2778 HWY 81 @ NEW HOPE RD | MCDONOUGH | Henry | 9075111 | 1 | Ball Float | 1999-04-01 | FALSE | 1999-04-01 | FALSE | Currently in Use | Regular | 12000 | Epoxy | 1999-04-01 | Fiberglass Reinforced Plastic | Pressurized
NEW HOPE CHEVRON | 2778 HWY 81 @ NEW HOPE RD | MCDONOUGH | Henry | 9075111 | 2 | Ball Float | 1999-04-01 | FALSE | 1999-04-01 | FALSE | Currently in Use | Premium | 8000 | Epoxy | 1999-04-01 | Fiberglass Reinforced Plastic | Pressurized
NEW HOPE CHEVRON | 2778 HWY 81 @ NEW HOPE RD | MCDONOUGH | Henry | 9075111 | 3 | Ball Float | 1999-04-01 | FALSE | 1999-04-01 | FALSE | Currently in Use | Diesel | 4000 | Epoxy | 1999-01-01 | Fiberglass Reinforced Plastic | Pressurized
NEW HOPE CHEVRON | 2778 HWY 81 @ NEW HOPE RD | MCDONOUGH | Henry | 9075111 | 4 | Ball Float | 1999-04-01 |  | 1999-04-01 |  | Currently in Use | Kerosene | 2000 | Epoxy | 1999-04-01 | Fiberglass Reinforced Plastic | Pressurized
NEW HOPE CHEVRON | 2778 HWY 81 @ NEW HOPE RD | MCDONOUGH | Henry | 9075111 | 5 | Ball Float | 1999-04-01 | FALSE | 1999-04-01 | FALSE | Currently in Use | Diesel | 4000 | Epoxy | 1999-04-01 | Fiberglass Reinforced Plastic | Pressurized
HUDGINS CONSTRUCTION | 243 MCDONOUGH PARKWAY | MCDONOUGH | Henry | 9075112 | 1 |  | 1999-03-01 | FALSE | 1999-03-01 | FALSE | Temporarily out of use | Diesel | 10000 | Epoxy | 1999-03-01 | Fiberglass Reinforced Plastic | Pressurized
HUDGINS CONSTRUCTION | 243 MCDONOUGH PARKWAY | MCDONOUGH | Henry | 9075112 | 2 |  | 1999-03-01 | FALSE | 1999-03-01 | FALSE | Temporarily out of use | Diesel | 10000 | Epoxy | 1999-03-01 | Fiberglass Reinforced Plastic | Pressurized
XEROX GEORGIA OPERATION CENTER | 100 SOUTHCREST DRIVE | STOCKBRIDGE | Henry | 9075113 | 1 | Flapper Valve | 1998-04-08 | FALSE | 1998-04-08 | FALSE | Currently in Use | Diesel | 6000 | Fiberglass | 1998-04-02 | Fiberglass Reinforced Plastic | Pressurized
XEROX GEORGIA OPERATION CENTER | 100 SOUTHCREST DRIVE | STOCKBRIDGE | Henry | 9075113 | 2 | Flapper Valve | 1998-04-08 | FALSE | 1998-04-08 | FALSE | Currently in Use | Diesel | 6000 | Fiberglass | 1998-04-02 | Fiberglass Reinforced Plastic | Pressurized
HWY 155 SHELL | 620 HWY 155 S | MCDONOUGH | Henry | 9075114 | 1 |  | 1999-06-19 | FALSE | 1999-06-19 | FALSE | Currently in Use | Gas (Historical Use) | 15000 | Composite | 1999-06-15 | Fiberglass Reinforced Plastic | Pressurized
HWY 155 SHELL | 620 HWY 155 S | MCDONOUGH | Henry | 9075114 | 2 |  | 1999-06-19 | FALSE | 1999-06-19 | FALSE | Currently in Use | Gas (Historical Use) | 15000 | Composite | 1999-06-15 | Fiberglass Reinforced Plastic | Pressurized
HWY 155 SHELL | 620 HWY 155 S | MCDONOUGH | Henry | 9075114 | 3 |  | 1999-06-15 | FALSE | 1999-06-15 | FALSE | Currently in Use | Diesel | 4000 | Composite | 1999-06-15 | Fiberglass Reinforced Plastic | Pressurized
GAGAN FOOD MART | 2290 JONESBORO ROAD | MCDONOUGH | Henry | 9075115 | 1 | Ball Float | 1999-10-26 | FALSE | 1999-10-26 | FALSE | Currently in Use | Regular | 12000 | Composite | 1999-10-26 | Fiberglass Reinforced Plastic | Pressurized
GAGAN FOOD MART | 2290 JONESBORO ROAD | MCDONOUGH | Henry | 9075115 | 2 |  | 1999-10-26 | FALSE | 1999-10-26 | FALSE | Currently in Use | Premium | 10000 | Composite | 1999-10-26 | Fiberglass Reinforced Plastic | Pressurized
GAGAN FOOD MART | 2290 JONESBORO ROAD | MCDONOUGH | Henry | 9075115 | 3 |  | 2003-08-01 | FALSE | 2003-08-01 | FALSE | Currently in Use | Diesel | 6000 | Composite | 2003-08-01 | Fiberglass Reinforced Plastic | Pressurized
SADDLE CREEK CENTER INC TEXACO | 840 HAMPTON RD | MCDONOUGH | Henry | 9075117 | 1 | Ball Float | 1999-11-22 | FALSE | 1999-11-22 | FALSE | Currently in Use | Premium | 10000 | Epoxy | 1999-11-21 | Fiberglass Reinforced Plastic | Pressurized
SADDLE CREEK CENTER INC TEXACO | 840 HAMPTON RD | MCDONOUGH | Henry | 9075117 | 2 | Ball Float | 1999-11-22 | FALSE | 1999-11-22 | FALSE | Currently in Use | Regular | 12000 | Epoxy | 1999-11-21 | Fiberglass Reinforced Plastic | Pressurized
CHEVRON FOOD MART #99 | 3279 JODECO RD | MCDONOUGH | Henry | 9075118 | 1 | Ball Float | 2000-02-04 | FALSE | 2000-02-04 | FALSE | Currently in Use | Regular | 12000 | Epoxy | 2000-02-03 | Double-Walled Flex | Pressurized
CHEVRON FOOD MART #99 | 3279 JODECO RD | MCDONOUGH | Henry | 9075118 | 2 | Ball Float | 2000-02-04 | FALSE | 2000-02-04 | FALSE | Currently in Use | Premium | 10000 | Epoxy | 2000-02-03 | Fiberglass Reinforced Plastic | Pressurized
AUTO CHOICE | 3000 WALTER WAY | STOCKBRIDGE | Henry | 9075119 | 1 |  | 1997-11-24 |  | 1997-11-24 |  | Temporarily out of use | Gas (Historical Use) | 12000 | Double Walled | 1997-11-11 | Fiberglass Reinforced Plastic | Pressurized
FAIRVIEW ROAD SUPERETTE | 630 FAIRVIEW RD | STOCKBRIDGE | Henry | 9075120 | 1 | Ball Float | 2000-10-02 | FALSE | 2000-10-02 | FALSE | Currently in Use | Regular | 12000 | Fiberglass | 2000-06-27 | Fiberglass Reinforced Plastic | Pressurized
FAIRVIEW ROAD SUPERETTE | 630 FAIRVIEW RD | STOCKBRIDGE | Henry | 9075120 | 2 | Ball Float | 2000-10-02 | FALSE | 2000-10-02 | FALSE | Currently in Use | Premium | 10000 | Fiberglass | 2000-06-27 | Fiberglass Reinforced Plastic | Pressurized
LIBERTY CHEVRON | 1015 HWY 155 SOUTH | MCDONOUGH | Henry | 9075121 | 1 | Ball Float | 2001-01-01 | FALSE | 2001-01-01 | FALSE | Currently in Use | Diesel | 10000 | Epoxy | 2001-01-01 | Double-Walled Fiberglass | Pressurized
LIBERTY CHEVRON | 1015 HWY 155 SOUTH | MCDONOUGH | Henry | 9075121 | 2 | Ball Float | 2001-01-01 | FALSE | 2001-01-01 | FALSE | Currently in Use | Regular | 10000 | Epoxy | 2001-01-01 | Double-Walled Fiberglass | Pressurized
LIBERTY CHEVRON | 1015 HWY 155 SOUTH | MCDONOUGH | Henry | 9075121 | 3 | Ball Float | 2001-01-01 | FALSE | 2001-01-01 | FALSE | Currently in Use | Premium | 10000 | Epoxy | 2001-01-01 | Double-Walled Fiberglass | Pressurized
MURPHY USA #6679 | 175 WILLOW LN | MCDONOUGH | Henry | 9075122 | 1A | Flapper Valve | 2001-03-14 | FALSE | 2001-03-14 | FALSE | Currently in Use | Regular | 15000 | Fiberglass Double Walled | 2001-03-07 | Double-Walled Flex | Pressurized
MURPHY USA #6679 | 175 WILLOW LN | MCDONOUGH | Henry | 9075122 | 1B | Flapper Valve | 2001-03-14 | FALSE | 2001-03-14 | FALSE | Currently in Use | Diesel | 7000 | Fiberglass Double Walled | 2001-03-07 | Double-Walled Flex | Pressurized
MURPHY USA #6679 | 175 WILLOW LN | MCDONOUGH | Henry | 9075122 | 2A | Flapper Valve | 2001-03-14 | FALSE | 2001-03-14 | FALSE | Currently in Use | Regular | 12000 | Fiberglass Double Walled | 2001-03-07 | Double-Walled Flex | Pressurized
MURPHY USA #6679 | 175 WILLOW LN | MCDONOUGH | Henry | 9075122 | 2B | Flapper Valve | 2001-03-14 | FALSE | 2001-03-14 | FALSE | Currently in Use | Premium | 8000 | Fiberglass Double Walled | 2001-03-07 | Double-Walled Flex | Pressurized
TEXACO FOOD MART | 120 W CAMPGROUND RD | MCDONOUGH | Henry | 9075123 | 1 | Ball Float | 2000-08-11 | FALSE | 2000-08-15 | FALSE | Currently in Use | Regular | 12000 | Epoxy | 2000-08-09 | Double-Walled Flex | Pressurized
TEXACO FOOD MART | 120 W CAMPGROUND RD | MCDONOUGH | Henry | 9075123 | 2 | Ball Float | 2000-08-11 | FALSE | 2000-08-15 | FALSE | Currently in Use | Premium | 10000 | Epoxy | 2000-08-09 | Double-Walled Flex | Pressurized
TEXACO FOOD MART | 120 W CAMPGROUND RD | MCDONOUGH | Henry | 9075123 | 3 | Ball Float | 2000-08-11 | FALSE | 2000-08-15 | FALSE | Currently in Use | Diesel | 8000 | Epoxy | 2000-08-09 | Double-Walled Flex | Pressurized
UNKNOWN | STATE HWY 81 E N OLA RD | MCDONOUGH | Henry | 9075124 | 1 | [5 empty] | Removed from Ground | Gas (Historical Use) | 500 | Bare Steel |  | Unknown
UNKNOWN | STATE HWY 81 E N OLA RD | MCDONOUGH | Henry | 9075124 | 2 | [5 empty] | Removed from Ground | Gas (Historical Use) | 500 | Bare Steel |  | Unknown
CHEVRON FOOD MART | 597 JONESBORO RD | MCDONOUGH | Henry | 9075125 | 1 | Ball Float | 2001-03-06 | FALSE | 2001-03-06 | FALSE | Currently in Use | Regular | 12000 | Epoxy | 2001-02-08 | Fiberglass Reinforced Plastic | Pressurized
CHEVRON FOOD MART | 597 JONESBORO RD | MCDONOUGH | Henry | 9075125 | 2 | Ball Float | 2001-03-06 | FALSE | 2001-03-06 | FALSE | Currently in Use | Premium | 10000 | Epoxy | 2001-02-08 | Fiberglass Reinforced Plastic | Pressurized
CHEVRON FOOD MART | 597 JONESBORO RD | MCDONOUGH | Henry | 9075125 | 3 | Ball Float | 2001-03-06 |  | 2001-03-06 |  | Currently in Use | Diesel | 8000 | Epoxy | 2001-02-08 | Fiberglass Reinforced Plastic | Pressurized
CHEVRON FOOD MART | 90 HWY 138E | STOCKBRIDGE | Henry | 9075126 | 1 |  | 2001-06-01 | FALSE | 2001-06-01 | FALSE | Currently in Use | Regular | 15000 | Epoxy | 2001-06-01 | Flex | Pressurized
CHEVRON FOOD MART | 90 HWY 138E | STOCKBRIDGE | Henry | 9075126 | 2 |  | 2001-06-01 | FALSE | 2001-06-01 | FALSE | Currently in Use | Premium | 12000 | Epoxy | 2001-06-01 | Flex | Pressurized
CHEVRON FOOD MART | 90 HWY 138E | STOCKBRIDGE | Henry | 9075126 | 3 |  | 2001-06-01 | FALSE | 2001-06-01 | FALSE | Currently in Use | Diesel | 6000 | Epoxy | 2001-06-01 | Flex | Pressurized
CHEVRON FOOD MART | 90 HWY 138E | STOCKBRIDGE | Henry | 9075126 | 4 |  | 2001-06-01 | FALSE | 2001-06-01 | FALSE | Currently in Use | Diesel | 4000 | Epoxy | 2001-06-01 | Flex | Pressurized
SUNOCO FOOD MART | 4475 WALT STEPHENS RD | STOCKBRIDGE | Henry | 9075127 | 1 | Ball Float | 2001-08-23 | FALSE | 2001-08-23 | FALSE | Currently in Use | Regular | 8000 | Composite | 2001-08-23 | Fiberglass Reinforced Plastic | Pressurized
SUNOCO FOOD MART | 4475 WALT STEPHENS RD | STOCKBRIDGE | Henry | 9075127 | 2 | Ball Float | 2001-08-23 | FALSE | 2001-08-23 | FALSE | Currently in Use | Premium | 12000 | Composite | 2001-08-23 | Fiberglass Reinforced Plastic | Pressurized
CITGO | 2240 HWY 42N | STOCKBRIDGE | Henry | 9075128 | 1 |  | 2001-05-09 | FALSE | 2001-05-09 | FALSE | Currently in Use | Gas (Historical Use) | 12000 | Composite | 2001-05-06 |  | Pressurized
CITGO | 2240 HWY 42N | STOCKBRIDGE | Henry | 9075128 | 2A |  | 2001-05-09 | FALSE | 2001-05-09 | FALSE | Currently in Use | Gas (Historical Use) | 8000 | Composite | 2001-05-06 |  | Pressurized
CITGO | 2240 HWY 42N | STOCKBRIDGE | Henry | 9075128 | 2B |  | 2001-05-09 | FALSE | 2001-05-09 | FALSE | Currently in Use | Diesel | 4000 | Composite | 2001-05-06 |  | Pressurized
QUIKTRIP #772 | 5260 N HENRY BLVD | STOCKBRIDGE | Henry | 9075129 | 1 | Flapper Valve | 2001-07-01 | FALSE | 2001-07-01 | FALSE | Currently in Use | Regular | 20000 | Fiberglass Double Walled | 2001-06-01 | Double-Walled Flex | Pressurized
QUIKTRIP #772 | 5260 N HENRY BLVD | STOCKBRIDGE | Henry | 9075129 | 2 | Flapper Valve | 2001-07-01 | FALSE | 2001-07-01 | FALSE | Currently in Use | Regular | 20000 | Fiberglass Double Walled | 2001-06-01 | Double-Walled Flex | Pressurized
QUIKTRIP #772 | 5260 N HENRY BLVD | STOCKBRIDGE | Henry | 9075129 | 3 | Flapper Valve | 2001-07-01 | FALSE | 2001-07-01 | FALSE | Currently in Use | Premium | 12000 | Fiberglass Double Walled | 2001-06-01 | Double-Walled Flex | Pressurized
M&H XPESS FOODS CORP (CHEVRON) | 2630 HWY 42 S | LOCUST GROVE | Henry | 9075130 | 1 | Ball Float | 2001-05-01 | FALSE | 2001-05-01 | FALSE | Currently in Use | Regular | 12000 | Composite | 2001-05-01 | Double-Walled Fiberglass | Pressurized
M&H XPESS FOODS CORP (CHEVRON) | 2630 HWY 42 S | LOCUST GROVE | Henry | 9075130 | 2 | Ball Float | 2001-05-01 | FALSE | 2001-05-01 | FALSE | Currently in Use | Premium | 10000 | Composite | 2001-05-01 | Double-Walled Fiberglass | Pressurized
M&H XPESS FOODS CORP (CHEVRON) | 2630 HWY 42 S | LOCUST GROVE | Henry | 9075130 | 3 | Ball Float | 2001-05-01 |  | 2001-05-01 |  | Currently in Use | Diesel | 8000 | Composite | 2001-05-01 | Double-Walled Fiberglass | Pressurized
M&H XPESS FOODS CORP (CHEVRON) | 2630 HWY 42 S | LOCUST GROVE | Henry | 9075130 | 3A | Ball Float | 2001-05-01 | FALSE | 2001-05-01 | FALSE | Currently in Use | Diesel | 4000 | Composite | 2001-05-01 | Double-Walled Fiberglass | Pressurized
M&H XPESS FOODS CORP (CHEVRON) | 2630 HWY 42 S | LOCUST GROVE | Henry | 9075130 | 3B | Ball Float | 2001-05-01 | FALSE | 2001-05-01 | FALSE | Currently in Use | Diesel | 4000 | Composite | 2001-05-01 | Double-Walled Fiberglass | Pressurized
RASVP LLC DBA CHEVRON PARTY STORE | 6105 HWY 155N | STOCKBRIDGE | Henry | 9075131 | 1 | Ball Float | 2001-04-01 | FALSE | 2001-04-01 | FALSE | Currently in Use | Gas (Historical Use) | 12000 | Epoxy | 2001-04-01 | Flex | Pressurized
RASVP LLC DBA CHEVRON PARTY STORE | 6105 HWY 155N | STOCKBRIDGE | Henry | 9075131 | 2 | Ball Float | 2001-04-01 | FALSE | 2001-04-01 | FALSE | Currently in Use | Gas (Historical Use) | 10000 | Epoxy | 2001-04-01 | Flex | Pressurized
RASVP LLC DBA CHEVRON PARTY STORE | 6105 HWY 155N | STOCKBRIDGE | Henry | 9075131 | 3 | Ball Float | 2001-04-01 | FALSE | 2001-04-01 | FALSE | Currently in Use | Diesel Off Road | 8000 | Epoxy | 2001-04-01 | Flex | Pressurized
RASVP LLC DBA CHEVRON PARTY STORE | 6105 HWY 155N | STOCKBRIDGE | Henry | 9075131 | 4 | Ball Float | 2001-04-01 | FALSE | 2001-04-01 | FALSE | Currently in Use | Diesel | 2000 | Epoxy | 2001-04-01 | Flex | Pressurized
BJS WHOLESALE CLUB #145 | 1990 JONESBORO RD | MCDONOUGH | Henry | 9075132 | 1 |  | 2001-12-27 |  | 2001-12-27 |  | Removed from Ground | Gas (Historical Use) | 20000 | Tank Jacket Double Walled | 2001-12-05 | Double-Walled Flex | Pressurized
BJS WHOLESALE CLUB #145 | 1990 JONESBORO RD | MCDONOUGH | Henry | 9075132 | 2A |  | 2001-12-27 |  | 2001-12-27 |  | Removed from Ground | Gas (Historical Use) | 8000 | Tank Jacket Double Walled | 2001-12-05 | Double-Walled Flex | Pressurized
BJS WHOLESALE CLUB #145 | 1990 JONESBORO RD | MCDONOUGH | Henry | 9075132 | 2B |  | 2001-12-27 |  | 2001-12-27 |  | Removed from Ground | Gas (Historical Use) | 12000 | Tank Jacket Double Walled | 2001-12-05 | Double-Walled Flex | Pressurized
QUIKTRIP #783 | 50 WILLOW LN | MCDONOUGH | Henry | 9075133 | 1 | Flapper Valve | 2002-01-01 | FALSE | 2002-01-01 | FALSE | Currently in Use | Regular | 20000 | Fiberglass Double Walled | 2001-10-01 | Double-Walled Fiberglass | Pressurized
QUIKTRIP #783 | 50 WILLOW LN | MCDONOUGH | Henry | 9075133 | 2 | Flapper Valve | 2002-01-01 | FALSE | 2002-01-01 | FALSE | Currently in Use | Regular | 20000 | Fiberglass Double Walled | 2001-10-01 | Double-Walled Fiberglass | Pressurized
QUIKTRIP #783 | 50 WILLOW LN | MCDONOUGH | Henry | 9075133 | 3 | Flapper Valve | 2002-01-01 | FALSE | 2002-01-01 | FALSE | Currently in Use | Premium | 12000 | Fiberglass Double Walled | 2001-10-01 | Double-Walled Fiberglass | Pressurized
QUIKTRIP #783 | 50 WILLOW LN | MCDONOUGH | Henry | 9075133 | 4A | Flapper Valve | 2018-01-22 | FALSE | 2018-01-15 | FALSE | Currently in Use | E-0 | 10000 | Fiberglass Double Walled | 2018-01-12 | Double-Walled Flex | Pressurized
QUIKTRIP #783 | 50 WILLOW LN | MCDONOUGH | Henry | 9075133 | 4B | Flapper Valve | 2018-01-22 | FALSE | 2018-01-15 | FALSE | Currently in Use | Diesel | 12000 | Fiberglass Double Walled | 2018-01-12 | Double-Walled Flex | Pressurized
QUIKTRIP #789 | 1614 HUDSON BRIDGE RD | STOCKBRIDGE | Henry | 9075134 | 1 | Overfill Alarm | 2001-01-01 | FALSE | 2001-01-01 | FALSE | Currently in Use | Gas (Historical Use) | 20000 | Fiberglass Double Walled | 2001-10-01 | Double Walled/Sec. Containment | Pressurized
QUIKTRIP #789 | 1614 HUDSON BRIDGE RD | STOCKBRIDGE | Henry | 9075134 | 2 | Overfill Alarm | 2001-01-01 | FALSE | 2001-01-01 | FALSE | Currently in Use | Gas (Historical Use) | 20000 | Fiberglass Double Walled | 2001-10-01 | Double Walled/Sec. Containment | Pressurized
QUIKTRIP #789 | 1614 HUDSON BRIDGE RD | STOCKBRIDGE | Henry | 9075134 | 3 | Overfill Alarm | 2001-01-01 | FALSE | 2001-01-01 | FALSE | Currently in Use | Gas (Historical Use) | 12000 | Fiberglass Double Walled | 2001-10-01 | Double Walled/Sec. Containment | Pressurized
QUIKTRIP #789 | 1614 HUDSON BRIDGE RD | STOCKBRIDGE | Henry | 9075134 | 4A | Flapper Valve | 2018-03-02 | FALSE |  | FALSE | Currently in Use | Diesel | 12000 | Fiberglass Double Walled | 2018-03-02 | Double-Walled Flex | Pressurized
QUIKTRIP #789 | 1614 HUDSON BRIDGE RD | STOCKBRIDGE | Henry | 9075134 | 4B | Flapper Valve | 2018-03-02 | FALSE | 2018-03-02 | FALSE | Currently in Use | E-0 | 10000 | Fiberglass Double Walled | 2018-03-02 | Double-Walled Flex | Pressurized
EXXON FOOD MART #100 | 602 PEEKSVILLE ROAD | LOCUST GROVE | Henry | 9075135 | 1 | Ball Float | 2001-08-14 | FALSE | 2001-08-14 | FALSE | Currently in Use | Regular | 12000 | Composite | 2001-08-13 | Fiberglass Reinforced Plastic | Pressurized
EXXON FOOD MART #100 | 602 PEEKSVILLE ROAD | LOCUST GROVE | Henry | 9075135 | 2 | Ball Float | 2001-08-14 | FALSE | 2001-08-14 | FALSE | Currently in Use | Premium | 10000 | Composite | 2001-08-13 | Fiberglass Reinforced Plastic | Pressurized
EXXON FOOD MART #100 | 602 PEEKSVILLE ROAD | LOCUST GROVE | Henry | 9075135 | 3 | Ball Float | 2001-08-14 | FALSE | 2001-08-14 | FALSE | Currently in Use | Diesel | 8000 | Composite | 2001-08-13 | Fiberglass Reinforced Plastic | Pressurized
TEXACO FOOD MART | 3998 HWY 42 | LOCUST GROVE | Henry | 9075136 | 1 | Ball Float | 2001-08-13 | FALSE | 2001-08-13 | FALSE | Currently in Use | Regular | 12000 | Fiberglass | 2001-08-10 | Double-Walled Fiberglass | Pressurized
TEXACO FOOD MART | 3998 HWY 42 | LOCUST GROVE | Henry | 9075136 | 2 | Ball Float | 2001-08-13 | FALSE | 2001-08-13 | FALSE | Currently in Use | Premium | 10000 | Fiberglass | 2001-08-10 | Double-Walled Fiberglass | Pressurized
TEXACO FOOD MART | 3998 HWY 42 | LOCUST GROVE | Henry | 9075136 | 3 | Ball Float | 2001-08-13 | FALSE | 2001-08-13 | FALSE | Currently in Use | Diesel | 8000 | Fiberglass | 2001-08-10 | Double-Walled Fiberglass | Pressurized
EXXON FOOD MART | 940 HWY 155 S | MCDONOUGH | Henry | 9075137 | 1 | Ball Float | 2001-08-22 |  | 2001-08-22 |  | Temporarily out of use | Gas (Historical Use) | 12000 | Epoxy | 2001-08-21 | Double-Walled Fiberglass | Pressurized
EXXON FOOD MART | 940 HWY 155 S | MCDONOUGH | Henry | 9075137 | 2 | Ball Float | 2001-08-22 |  | 2001-08-22 |  | Temporarily out of use | Gas (Historical Use) | 10000 | Epoxy | 2001-08-21 | Double-Walled Fiberglass | Pressurized
EXXON FOOD MART | 940 HWY 155 S | MCDONOUGH | Henry | 9075137 | 3 | Ball Float | 2001-08-22 |  | 2001-08-22 |  | Temporarily out of use | Diesel | 8000 | Epoxy | 2001-08-21 | Double-Walled Fiberglass | Pressurized
SAMS CLUB #4804 | 1765 Jonesboro Rd | MCDONOUGH | Henry | 9075138 | 1 | Flapper Valve | 2002-03-08 | FALSE | 2002-03-08 | FALSE | Currently in Use | Regular | 20000 | Fiberglass Double Walled | 2002-03-08 | Double-Walled Fiberglass | Pressurized
SAMS CLUB #4804 | 1765 Jonesboro Rd | MCDONOUGH | Henry | 9075138 | 2 | Flapper Valve | 2002-03-08 | FALSE | 2002-03-08 | FALSE | Currently in Use | Plus | 20000 | Fiberglass Double Walled | 2002-03-08 | Double-Walled Fiberglass | Pressurized
SAMS CLUB #4804 | 1765 Jonesboro Rd | MCDONOUGH | Henry | 9075138 | 3 | Flapper Valve | 2002-03-08 | FALSE | 2002-03-08 | FALSE | Currently in Use | Premium | 20000 | Fiberglass Double Walled | 2002-03-08 | Double-Walled Fiberglass | Pressurized
STILLWELL PROPERTY | 330 MACON ST | MCDONOUGH | Henry | 7075001 | 1 | [5 empty] | Removed from Ground | Gas (Historical Use) | 1000 | Not Marked/Unknown | 1993-03-26 | Not Marked
STILLWELL PROPERTY | 330 MACON ST | MCDONOUGH | Henry | 7075001 | 2 | [5 empty] | Removed from Ground | Gas (Historical Use) | 2000 | Not Marked/Unknown | 1993-03-26 | Not Marked
CHEVRON STATION #43703(FORMER) | EAST GREENWOOD/GA HWY 155 | MCDONOUGH | Henry | 9000383 | 1 | [5 empty] | Removed from Ground | Other | 0 | Not Marked/Unknown |  | Not Marked
SMART MART/STOCKBRIDGE AMOCO | 4955 NORTH HENRY BLVD | STOCKBRIDGE | Henry | 9000388 | 1 | [5 empty] | Removed from Ground | Gas (Historical Use) | 10000 | Bare Steel | 1975-05-08 | Galvanized Steel
SMART MART/STOCKBRIDGE AMOCO | 4955 NORTH HENRY BLVD | STOCKBRIDGE | Henry | 9000388 | 2 | [5 empty] | Removed from Ground | Gas (Historical Use) | 10000 | Bare Steel | 1975-05-08 | Galvanized Steel
SMART MART/STOCKBRIDGE AMOCO | 4955 NORTH HENRY BLVD | STOCKBRIDGE | Henry | 9000388 | 3 | [5 empty] | Removed from Ground | Gas (Historical Use) | 10000 | Bare Steel | 1975-05-08 | Galvanized Steel
SMART MART/STOCKBRIDGE AMOCO | 4955 NORTH HENRY BLVD | STOCKBRIDGE | Henry | 9000388 | 4 | [5 empty] | Removed from Ground | Gas (Historical Use) | 10000 | Bare Steel | 1975-05-08 | Galvanized Steel
MCDONOUGH FOOD & FUEL CENTER | 42 HWY 81 WEST | MCDONOUGH | Henry | 9000329 | 1 |  | 1989-07-01 |  | 1989-07-01 |  | Removed from Ground | Gas (Historical Use) | 10000 | Cathodically Protected Steel | 1989-07-01 | Fiberglass Reinforced Plastic | Pressurized
MCDONOUGH FOOD & FUEL CENTER | 42 HWY 81 WEST | MCDONOUGH | Henry | 9000329 | 2 |  | 1989-07-01 |  | 1989-07-01 |  | Removed from Ground | Gas (Historical Use) | 10000 | Cathodically Protected Steel | 1989-07-01 | Fiberglass Reinforced Plastic | Pressurized
MCDONOUGH FOOD & FUEL CENTER | 42 HWY 81 WEST | MCDONOUGH | Henry | 9000329 | 3 |  | 1989-07-01 |  | 1989-07-01 |  | Removed from Ground | Gas (Historical Use) | 10000 | Cathodically Protected Steel | 1989-07-01 | Fiberglass Reinforced Plastic | Pressurized
MCDONOUGH FOOD & FUEL CENTER | 42 HWY 81 WEST | MCDONOUGH | Henry | 9000329 | 4 |  | 1989-07-01 |  | 1989-07-01 |  | Removed from Ground | Gas (Historical Use) | 10000 | Cathodically Protected Steel | 1989-07-01 | Fiberglass Reinforced Plastic | Pressurized
MCDONOUGH FOOD & FUEL CENTER | 42 HWY 81 WEST | MCDONOUGH | Henry | 9000329 | 5 |  | 1989-07-01 | FALSE | 1989-07-01 | FALSE | Removed from Ground | Diesel | 10000 | Cathodically Protected Steel | 1989-07-01 | Double-Walled Fiberglass | Pressurized
MCDONOUGH FOOD & FUEL CENTER | 42 HWY 81 WEST | MCDONOUGH | Henry | 9000329 | 6 |  | 1989-07-01 | FALSE | 1989-07-01 | FALSE | Removed from Ground | Other | 5000 | Cathodically Protected Steel | 1989-07-01 | Double-Walled Fiberglass | Suction (American)
MCDONOUGH FOOD & FUEL CENTER | 42 HWY 81 WEST | MCDONOUGH | Henry | 9000329 | 7 |  | 1989-07-01 |  | 1989-07-01 |  | Removed from Ground | Diesel | 10000 | Cathodically Protected Steel | 1989-07-01 | Fiberglass Reinforced Plastic | Pressurized
SPEEDWAY/STARVIN MARVIN #358 | 637 HWY 138 @ I-75 | STOCKBRIDGE | Henry | 9000663 | 10WASTEHOL | [5 empty] | Removed from Ground | Other | 4000 | Composite | 1985-05-01 | Fiberglass Reinforced Plastic
SPEEDWAY/STARVIN MARVIN #358 | 637 HWY 138 @ I-75 | STOCKBRIDGE | Henry | 9000663 | 11SPILLPRE | [5 empty] | Removed from Ground | Other | 4000 | Composite | 1985-05-01 | Fiberglass Reinforced Plastic
SPEEDWAY/STARVIN MARVIN #358 | 637 HWY 138 @ I-75 | STOCKBRIDGE | Henry | 9000663 | 1REG | [5 empty] | Removed from Ground | Empty | 8000 | Bare Steel | 1969-05-03 | Fiberglass Reinforced Plastic
SPEEDWAY/STARVIN MARVIN #358 | 637 HWY 138 @ I-75 | STOCKBRIDGE | Henry | 9000663 | 2UL | [5 empty] | Removed from Ground | Other | 8000 | Bare Steel | 1969-05-03 | Fiberglass Reinforced Plastic
SPEEDWAY/STARVIN MARVIN #358 | 637 HWY 138 @ I-75 | STOCKBRIDGE | Henry | 9000663 | 3SUL | [5 empty] | Removed from Ground | Empty | 8000 | Bare Steel | 1969-05-03 | Fiberglass Reinforced Plastic
SPEEDWAY/STARVIN MARVIN #358 | 637 HWY 138 @ I-75 | STOCKBRIDGE | Henry | 9000663 | 4REG | [5 empty] | Removed from Ground | Empty | 8000 | Bare Steel | 1985-05-01 | Fiberglass Reinforced Plastic
SPEEDWAY/STARVIN MARVIN #358 | 637 HWY 138 @ I-75 | STOCKBRIDGE | Henry | 9000663 | 5UL | [5 empty] | Removed from Ground | Empty | 8000 | Bare Steel | 1985-05-01 | Fiberglass Reinforced Plastic
SPEEDWAY/STARVIN MARVIN #358 | 637 HWY 138 @ I-75 | STOCKBRIDGE | Henry | 9000663 | 6SUL | [5 empty] | Removed from Ground | Empty | 8000 | Bare Steel | 1985-05-01 | Galvanized Steel
SPEEDWAY/STARVIN MARVIN #358 | 637 HWY 138 @ I-75 | STOCKBRIDGE | Henry | 9000663 | 7D | [5 empty] | Removed from Ground | Diesel | 20000 | Composite | 1985-05-01 | Fiberglass Reinforced Plastic
SPEEDWAY/STARVIN MARVIN #358 | 637 HWY 138 @ I-75 | STOCKBRIDGE | Henry | 9000663 | 8K | [5 empty] | Removed from Ground | Empty | 4000 | Bare Steel | 1976-05-03 | Fiberglass Reinforced Plastic
SPEEDWAY/STARVIN MARVIN #358 | 637 HWY 138 @ I-75 | STOCKBRIDGE | Henry | 9000663 | 2021-09-09 | [5 empty] | Removed from Ground | Other | 2000 | Bare Steel | 1985-05-01 | Fiberglass Reinforced Plastic
BUILDERS TRANSPORT INC | 1477 HAMPTON RD | MCDONOUGH | Henry | 9000551 | 1 | [5 empty] | Removed from Ground | Diesel | 20000 | Bare Steel | 1982-01-17 | Galvanized Steel
BUILDERS TRANSPORT INC | 1477 HAMPTON RD | MCDONOUGH | Henry | 9000551 | 2 | [5 empty] | Removed from Ground | Diesel | 20000 | Bare Steel | 1982-01-17 | Galvanized Steel
BUILDERS TRANSPORT INC | 1477 HAMPTON RD | MCDONOUGH | Henry | 9000551 | 3 |  |  | TRUE |  | TRUE | Removed from Ground | Used Oil | 560 | Bare Steel | 1982-01-17 | Galvanized Steel
BUILDERS TRANSPORT INC | 1477 HAMPTON RD | MCDONOUGH | Henry | 9000551 | 4 |  | 1990-11-27 |  | 1990-11-27 |  | Removed from Ground | Diesel | 10000 | Double Walled | 1990-11-27 | Fiberglass Reinforced Plastic | Pressurized
CIRCLE UNION 76 | 1115 WATSON BLVD | WARNER ROBINS | Houston | 9000683 | 1 |  | 1998-12-01 |  | 1998-12-01 |  | Closed in Ground | Gas (Historical Use) | 6000 | Steel-Impressed Current | 1967-05-04 | Cathodically Protected
CIRCLE UNION 76 | 1115 WATSON BLVD | WARNER ROBINS | Houston | 9000683 | 2 | [5 empty] | Removed from Ground | Gas (Historical Use) | 3000 | Bare Steel | 1967-05-04 | Galvanized Steel
CIRCLE UNION 76 | 1115 WATSON BLVD | WARNER ROBINS | Houston | 9000683 | 3 |  | 1998-12-01 |  | 1998-12-01 |  | Closed in Ground | Gas (Historical Use) | 1000 | Steel-Impressed Current | 1967-05-04 | Cathodically Protected
CIRCLE UNION 76 | 1115 WATSON BLVD | WARNER ROBINS | Houston | 9000683 | 4 |  | 1998-12-01 |  | 1998-12-01 |  | Closed in Ground | Gas (Historical Use) | 1000 | Steel-Impressed Current | 1967-05-04 | Cathodically Protected
CIRCLE UNION 76 | 1115 WATSON BLVD | WARNER ROBINS | Houston | 9000683 | 5 |  | 1998-12-01 |  | 1998-12-01 |  | Closed in Ground | Diesel | 1000 | Steel-Impressed Current | 1967-05-04 | Cathodically Protected
CIRCLE UNION 76 | 1115 WATSON BLVD | WARNER ROBINS | Houston | 9000683 | 6 |  |  | TRUE |  | TRUE | Removed from Ground | Kerosene | 550 | Bare Steel | 1967-05-04 | Galvanized Steel
WILSHIRE ESTATES MOBILE HOME PAR | 288 BILLY AVE | WARNER ROBINS | Houston | 9076002 | 1 | [5 empty] | Removed from Ground | Gas (Historical Use) | 1000 | Bare Steel | 1993-04-29 | Bare Steel | Safe Suction (Euro)
ANDYS FOOD MART #2 | 1101 HOUSTON RD | WARNER ROBINS | Houston | 9076129 | 1 | Flapper Valve | 1987-01-01 |  | 1987-01-01 |  | Currently in Use | Gas (Historical Use) | 8000 | Galvanic (STIP-3) | 1987-01-01 | Fiberglass Reinforced Plastic | Pressurized
ANDYS FOOD MART #2 | 1101 HOUSTON RD | WARNER ROBINS | Houston | 9076129 | 2 | Flapper Valve | 1987-01-01 |  | 1987-01-01 |  | Currently in Use | Gas (Historical Use) | 8000 | Galvanic (STIP-3) | 1987-01-01 | Fiberglass Reinforced Plastic | Pressurized
ANDYS FOOD MART #2 | 1101 HOUSTON RD | WARNER ROBINS | Houston | 9076129 | 3 | Flapper Valve | 1987-01-01 |  | 1987-01-01 |  | Currently in Use | Gas (Historical Use) | 8000 | Galvanic (STIP-3) | 1987-01-01 | Fiberglass Reinforced Plastic | Pressurized
MIDDLE GA QUICK FOOD MART | 1601 SOUTH HOUSTON LAKE RD | KATHLEEN | Houston | 9076130 | 1 | [5 empty] | Removed from Ground | Gas (Historical Use) | 1000 | Marked Unknown | 1990-12-01 | Unknown
MIDDLE GA QUICK FOOD MART | 1601 SOUTH HOUSTON LAKE RD | KATHLEEN | Houston | 9076130 | 2 | [5 empty] | Removed from Ground | Gas (Historical Use) | 1000 | Marked Unknown | 1990-12-01 | Unknown
MIDDLE GA QUICK FOOD MART | 1601 SOUTH HOUSTON LAKE RD | KATHLEEN | Houston | 9076130 | 3 |  | 1998-11-01 | FALSE | 1998-11-01 | FALSE | Removed from Ground | Gas (Historical Use) | 8000 | Galvanic (STIP-3) | 1990-12-01 | Not Marked | Pressurized
MIDDLE GA QUICK FOOD MART | 1601 SOUTH HOUSTON LAKE RD | KATHLEEN | Houston | 9076130 | 4 |  | 1998-11-01 | FALSE | 1998-11-01 | FALSE | Removed from Ground | Gas (Historical Use) | 5000 | Galvanic (STIP-3) | 1990-12-01 | Not Marked | Pressurized
MIDDLE GA QUICK FOOD MART | 1601 SOUTH HOUSTON LAKE RD | KATHLEEN | Houston | 9076130 | 5 |  | 1998-11-01 | FALSE | 1998-11-01 | FALSE | Removed from Ground | Gas (Historical Use) | 3000 | Galvanic (STIP-3) | 1990-12-01 | Not Marked | Pressurized
MIDDLE GA QUICK FOOD MART | 1601 SOUTH HOUSTON LAKE RD | KATHLEEN | Houston | 9076130 | 6 |  | 1998-11-01 | FALSE | 1998-11-01 | FALSE | Removed from Ground | Diesel | 1000 | Galvanic (STIP-3) | 1990-12-01 | Not Marked | Safe Suction (Euro)
MIDDLE GA QUICK FOOD MART | 1601 SOUTH HOUSTON LAKE RD | KATHLEEN | Houston | 9076130 | 7 |  | 1998-11-01 | FALSE | 1998-11-01 | FALSE | Removed from Ground | Diesel | 500 | Galvanic (STIP-3) | 1990-12-01 | Not Marked | Safe Suction (Euro)
H W COOK | 2501 MARSHALLVILLE RD | PERRY | Houston | 9076131 | 1 | [5 empty] | Removed from Ground | Diesel | 0 | Marked Unknown | 1995-06-01 | Unknown
H W COOK | 2501 MARSHALLVILLE RD | PERRY | Houston | 9076131 | 2 | [5 empty] | Removed from Ground | Gas (Historical Use) | 0 | Marked Unknown | 1995-06-01 | Unknown
C-USA I LLC #1011 | 2512 MOODY RD | WARNER ROBINS | Houston | 9076132 | 1 | Ball Float | 1990-01-01 | FALSE | 1990-01-01 | FALSE | Currently in Use | Gas (Historical Use) | 6000 | Steel-Impressed Current | 1984-01-01 | Bare Steel | Pressurized
C-USA I LLC #1011 | 2512 MOODY RD | WARNER ROBINS | Houston | 9076132 | 2 | Ball Float | 1990-01-01 | FALSE | 1990-01-01 | FALSE | Currently in Use | Gas (Historical Use) | 6000 | Steel-Impressed Current | 1984-01-01 | Bare Steel | Pressurized
C-USA I LLC #1011 | 2512 MOODY RD | WARNER ROBINS | Houston | 9076132 | 3 | Flapper Valve | 1990-01-01 | FALSE | 1990-01-01 | FALSE | Currently in Use | Gas (Historical Use) | 4000 | Steel-Impressed Current | 1984-01-01 | Bare Steel | Pressurized
C-USA I LLC #1011 | 2512 MOODY RD | WARNER ROBINS | Houston | 9076132 | 4 | Ball Float | 1990-01-01 | FALSE | 1990-01-01 | FALSE | Currently in Use | Diesel | 3000 | Steel-Impressed Current | 1984-01-01 | Bare Steel | Pressurized
JENKINS LOGGING INC | 215 ELKO GROVANIA RD | HAWKINSVILLE | Houston | 9076133 | 1 | [5 empty] | Removed from Ground | Diesel | 1000 | Cathodically Protected Steel | 1987-01-01 | Galvanized Steel
JENKINS LOGGING INC | 215 ELKO GROVANIA RD | HAWKINSVILLE | Houston | 9076133 | 2 | [5 empty] | Removed from Ground | Gas (Historical Use) | 550 | Cathodically Protected Steel | 1987-01-01 | Galvanized Steel
FLINT ELECTRIC MEMBERSHIP CORP | 1600 ELBERTA RD | WARNER ROBINS | Houston | 9076135 | 17 |  | 1989-04-17 |  | 1989-09-01 |  | Removed from Ground | Gas (Historical Use) | 10000 | Steel-Impressed Current | 1980-01-01 | Fiberglass Reinforced Plastic | Pressurized
FLINT ELECTRIC MEMBERSHIP CORP | 601 SOUTH DAVIS DR | WARNER ROBINS | Houston | 9076136 | 14 | [5 empty] | Removed from Ground | Gas (Historical Use) | 10000 | Bare Steel | 1973-12-16 | Galvanized Steel
FLINT ELECTRIC MEMBERSHIP CORP | 601 SOUTH DAVIS DR | WARNER ROBINS | Houston | 9076136 | 15 | [5 empty] | Removed from Ground | Diesel | 2000 | Bare Steel | 1978-12-15 | Galvanized Steel
FLINT ELECTRIC MEMBERSHIP CORP | 601 SOUTH DAVIS DR | WARNER ROBINS | Houston | 9076136 | 16 |  |  | TRUE |  | TRUE | Removed from Ground | Used Oil | 250 | Bare Steel | 1973-12-16 | Galvanized Steel
QUICK MART | 700 N DAVIS DR | WARNER ROBINS | Houston | 9076137 | 1 | [5 empty] | Removed from Ground | Gas (Historical Use) | 3000 | Bare Steel | 1970-01-01 | Galvanized Steel
QUICK MART | 700 N DAVIS DR | WARNER ROBINS | Houston | 9076137 | 2 | [5 empty] | Removed from Ground | Gas (Historical Use) | 6000 | Bare Steel | 1970-01-01 | Galvanized Steel
QUICK MART | 700 N DAVIS DR | WARNER ROBINS | Houston | 9076137 | 3 | [5 empty] | Removed from Ground | Gas (Historical Use) | 6000 | Bare Steel | 1970-01-01 | Galvanized Steel
QUICK MART | 700 N DAVIS DR | WARNER ROBINS | Houston | 9076137 | 4 | [5 empty] | Removed from Ground | Kerosene | 1000 | Bare Steel | 1970-01-01 | Galvanized Steel
QUICK MART | 700 N DAVIS DR | WARNER ROBINS | Houston | 9076137 | 5 | Ball Float | 1987-06-29 |  | 1987-06-29 |  | Currently in Use | Gas (Historical Use) | 8000 | Fiberglass | 1987-06-29 | Fiberglass Reinforced Plastic | Pressurized
QUICK MART | 700 N DAVIS DR | WARNER ROBINS | Houston | 9076137 | 6 | Ball Float | 1987-06-29 |  | 1987-06-29 |  | Currently in Use | Gas (Historical Use) | 8000 | Fiberglass | 1987-06-29 | Fiberglass Reinforced Plastic | Pressurized
QUICK MART | 700 N DAVIS DR | WARNER ROBINS | Houston | 9076137 | 7 | Ball Float | 1987-06-29 |  | 1987-06-29 |  | Currently in Use | Gas (Historical Use) | 8000 | Fiberglass | 1987-06-29 | Fiberglass Reinforced Plastic | Pressurized
QUICK MART | 700 N DAVIS DR | WARNER ROBINS | Houston | 9076137 | 8 | Ball Float | 1987-06-29 |  | 1987-06-29 |  | Currently in Use | Kerosene | 2000 | Fiberglass | 1987-06-29 | Fiberglass Reinforced Plastic | Pressurized
JP PERRY | 517 N PERRY PKWY | PERRY | Houston | 9076138 | 1 | Flapper Valve | 1988-12-20 | FALSE | 1988-12-20 | FALSE | Currently in Use | Gas (Historical Use) | 10000 | Composite | 1988-12-20 | Fiberglass Reinforced Plastic | Pressurized
JP PERRY | 517 N PERRY PKWY | PERRY | Houston | 9076138 | 2 | Flapper Valve | 1988-12-20 | FALSE | 1988-12-20 | FALSE | Currently in Use | Gas (Historical Use) | 10000 | Composite | 1988-12-20 | Fiberglass Reinforced Plastic | Pressurized
JP PERRY | 517 N PERRY PKWY | PERRY | Houston | 9076138 | 3 | Flapper Valve | 1988-12-20 | FALSE | 2088-01-22 | FALSE | Currently in Use | Gas (Historical Use) | 10000 | Composite | 1988-12-20 | Fiberglass Reinforced Plastic | Pressurized
JP PERRY | 517 N PERRY PKWY | PERRY | Houston | 9076138 | 4 | Ball Float | 1988-12-20 | FALSE | 1988-12-20 | FALSE | Currently in Use | Diesel | 20000 | Composite | 1988-12-20 | Fiberglass Reinforced Plastic | Pressurized
JP PERRY | 517 N PERRY PKWY | PERRY | Houston | 9076138 | 5 | Flapper Valve | 1988-12-20 | FALSE | 1988-12-20 | FALSE | Currently in Use | Diesel | 20000 | Composite | 1988-12-20 | Fiberglass Reinforced Plastic | Pressurized
CENTRAL GA POOLS INC | 2622 HWY 341 SOUTH | CLINCHFIELD | Houston | 9076139 | 1 |  | 1993-05-01 |  | 1993-05-01 |  | Temporarily out of use | Diesel | 10000 | Steel-Impressed Current | 1981-01-01 | Fiberglass Reinforced Plastic | Pressurized
CASTLE FARMS | PYLES RD | GROVANIA | Houston | 9076140 | 1 | [5 empty] | Removed from Ground | Diesel | 2000 | Bare Steel | 1985-01-01 | Galvanized Steel
CASTLE FARMS | PYLES RD | GROVANIA | Houston | 9076140 | 2 | [5 empty] | Removed from Ground | Gas (Historical Use) | 250 | Bare Steel | 1985-01-01 | Galvanized Steel
CASTLE FARMS | PYLES RD | GROVANIA | Houston | 9076140 | 3 | [5 empty] | Removed from Ground | Gas (Historical Use) | 250 | Bare Steel | 1985-01-01 | Galvanized Steel
ALLTELL GA INC | 109 WEST CHURCH ST | CENTERVILLE | Houston | 9076141 | 1 | [5 empty] | Removed from Ground | Diesel | 1000 | Marked Unknown | 1991-12-18 | Unknown
ALLTELL GA INC | 109 WEST CHURCH ST | CENTERVILLE | Houston | 9076141 | 2 |  |  | TRUE |  | TRUE | Removed from Ground | Used Oil | 550 | Marked Unknown | 1991-12-18 | Unknown
PPG INDUSTRIES | 801 VALLEY DR | PERRY | Houston | 9076142 | 1 |  |  | TRUE |  | TRUE | Removed from Ground | Used Oil | 1000 | Bare Steel | 1992-06-11 | Galvanized Steel
PPG INDUSTRIES | 801 VALLEY DR | PERRY | Houston | 9076142 | 2 | [5 empty] | Closed in Ground | Gas (Historical Use) | 500 | Concrete | 1992-06-01 | Galvanized Steel
SHOP N GO | 1114 MACON ST | PERRY | Houston | 9076143 | 1 | Ball Float | 1989-01-01 | FALSE | 1989-01-01 | FALSE | Currently in Use | Gas (Historical Use) | 8000 | Composite | 1989-01-01 | Fiberglass Reinforced Plastic | Pressurized
SHOP N GO | 1114 MACON ST | PERRY | Houston | 9076143 | 2 | Ball Float | 1989-01-01 | FALSE | 1989-01-01 | FALSE | Currently in Use | Gas (Historical Use) | 8000 | Composite | 1989-01-01 | Fiberglass Reinforced Plastic | Pressurized
SHOP N GO | 1114 MACON ST | PERRY | Houston | 9076143 | 3 | Ball Float | 1989-01-01 | FALSE | 1989-01-01 | FALSE | Currently in Use | Gas (Historical Use) | 8000 | Composite | 1989-01-01 | Fiberglass Reinforced Plastic | Pressurized
PRECISION TUNE | CORNER WATSON BLVD | WARNER ROBINS | Houston | 9076144 | 1 | [5 empty] | Removed from Ground | Gas (Historical Use) | 8000 | Not Marked/Unknown |  | Not Marked
PRECISION TUNE | CORNER WATSON BLVD | WARNER ROBINS | Houston | 9076144 | 2 | [5 empty] | Removed from Ground | Gas (Historical Use) | 3000 | Not Marked/Unknown |  | Not Marked
PRECISION TUNE | CORNER WATSON BLVD | WARNER ROBINS | Houston | 9076144 | 3 | [5 empty] | Removed from Ground | Gas (Historical Use) | 3000 | Not Marked/Unknown |  | Not Marked
PRECISION TUNE | CORNER WATSON BLVD | WARNER ROBINS | Houston | 9076144 | 4 | [5 empty] | Removed from Ground | Gas (Historical Use) | 3000 | Not Marked/Unknown |  | Not Marked
PRECISION TUNE | CORNER WATSON BLVD | WARNER ROBINS | Houston | 9076144 | 5 | [5 empty] | Removed from Ground | Gas (Historical Use) | 3000 | Not Marked/Unknown |  | Not Marked
PRECISION TUNE | CORNER WATSON BLVD | WARNER ROBINS | Houston | 9076144 | 6 | [5 empty] | Removed from Ground | Kerosene | 5500 | Not Marked/Unknown |  | Not Marked
PRECISION TUNE | CORNER WATSON BLVD | WARNER ROBINS | Houston | 9076144 | 7 |  |  | TRUE |  | TRUE | Removed from Ground | Used Oil | 5500 | Not Marked/Unknown |  | Not Marked
FRITO-LAY INC KATHLEEN FACILITY | 1200 GA HWY 247 SOUTH | KATHLEEN | Houston | 9076145 | 1 |  |  | TRUE |  | TRUE | Removed from Ground | Used Oil | 1000 | Bare Steel | 1987-01-01 | Bare Steel | Gravity Fed
FRITO-LAY INC KATHLEEN FACILITY | 1200 GA HWY 247 SOUTH | KATHLEEN | Houston | 9076145 | 2 | [5 empty] | Removed from Ground | Other | 3000 | Bare Steel | 1987-01-01 | Bare Steel | Gravity Fed
FRITO-LAY INC KATHLEEN FACILITY | 1200 GA HWY 247 SOUTH | KATHLEEN | Houston | 9076145 | 3 | [5 empty] | Removed from Ground | Diesel | 40000 | Bare Steel | 1987-01-01 | Bare Steel | Pressurized
FRITO-LAY INC KATHLEEN FACILITY | 1200 GA HWY 247 SOUTH | KATHLEEN | Houston | 9076145 | 4 | [5 empty] | Removed from Ground | Diesel | 30000 | Bare Steel | 1987-01-01 | Bare Steel | Pressurized
FRITO-LAY INC KATHLEEN FACILITY | 1200 GA HWY 247 SOUTH | KATHLEEN | Houston | 9076145 | 5 | Flapper Valve | 1997-02-01 |  | 1997-02-01 |  | Currently in Use | Diesel | 20000 | Fiberglass Double Walled | 1997-02-01 | Double-Walled Fiberglass | Pressurized
FRITO-LAY INC KATHLEEN FACILITY | 1200 GA HWY 247 SOUTH | KATHLEEN | Houston | 9076145 | 7 | Flapper Valve | 2010-02-01 | FALSE | 2010-02-01 | FALSE | Currently in Use | Diesel | 20000 | Fiberglass Double Walled | 2010-02-01 | Double-Walled Fiberglass | Pressurized
FORMER MARK POWELL AUTO DEALERSH | 33 SAM NUNN BLVD | PERRY | Houston | 9076146 | 1 |  |  | TRUE |  | TRUE | Removed from Ground | Used Oil | 500 | Not Marked/Unknown | 1993-07-28 | Not Marked
EASTGATE SHOPPING CTR | MAIN ST/INTERSECTION OF HOUSTON | PERRY | Houston | 9076147 | 1 | [5 empty] | Removed from Ground | Gas (Historical Use) | 10000 | Not Marked/Unknown |  | Not Marked
EASTGATE SHOPPING CTR | MAIN ST/INTERSECTION OF HOUSTON | PERRY | Houston | 9076147 | 2 | [5 empty] | Removed from Ground | Gas (Historical Use) | 10000 | Not Marked/Unknown |  | Not Marked
ROBINS FOOD MART | 81 MLK JR BLVD | WARNER ROBINS | Houston | 9076151 | 1 | Ball Float | 1993-11-30 | FALSE | 1993-11-30 | FALSE | Temporarily out of use | Gas (Historical Use) | 10000 | Fiberglass Double Walled | 1993-11-30 | Double-Walled Fiberglass | Pressurized
ROBINS FOOD MART | 81 MLK JR BLVD | WARNER ROBINS | Houston | 9076151 | 2 | Ball Float | 1993-11-30 | FALSE | 1993-11-30 | FALSE | Temporarily out of use | Gas (Historical Use) | 10000 | Fiberglass Double Walled | 1993-11-30 | Double-Walled Fiberglass | Pressurized
HUGHES HONDA | 2260 MOODY RD | WARNER ROBINS | Houston | 9076155 | 1 |  |  | TRUE |  | TRUE | Removed from Ground | Used Oil | 550 | Bare Steel | 1986-04-01 | Galvanized Steel | Gravity Fed
BLDG & LOT/FORMER CAR WASH | 514 N DAVIS DR | WARNER ROBINS | Houston | 9076156 | 1 | [5 empty] | Removed from Ground | Gas (Historical Use) | 1000 | Marked Unknown |  | Unknown
BLDG & LOT/FORMER CAR WASH | 514 N DAVIS DR | WARNER ROBINS | Houston | 9076156 | 2 | [5 empty] | Removed from Ground | Gas (Historical Use) | 1000 | Marked Unknown |  | Unknown
BLDG & LOT/FORMER CAR WASH | 514 N DAVIS DR | WARNER ROBINS | Houston | 9076156 | 3 | [5 empty] | Removed from Ground | Gas (Historical Use) | 1000 | Marked Unknown |  | Unknown
WARNER ROBINS COCA-COLA CO | 44 GREEN ST | WARNER ROBINS | Houston | 9111004 | 1 | [5 empty] | Removed from Ground | Diesel | 3000 | Bare Steel | 1984-01-01 | Bare Steel
WARNER ROBINS COCA-COLA CO | 44 GREEN ST | WARNER ROBINS | Houston | 9111004 | 2 | [5 empty] | Removed from Ground | Gas (Historical Use) | 10000 | Bare Steel | 1984-01-01 | Bare Steel
Circle K #2745141 | 201 MARSHALLVILLE RD | PERRY | Houston | 9000748 | 1 | [5 empty] | Removed from Ground | Gas (Historical Use) | 6000 | Bare Steel | 1977-11-01 | Galvanized Steel
Circle K #2745141 | 201 MARSHALLVILLE RD | PERRY | Houston | 9000748 | 10 | Flapper Valve | 1990-09-01 | FALSE | 1990-09-01 | FALSE | Currently in Use |  | 10000 | Fiberglass | 1995-04-30 | Fiberglass Reinforced Plastic | Pressurized
Circle K #2745141 | 201 MARSHALLVILLE RD | PERRY | Houston | 9000748 | 11 | Flapper Valve | 1990-09-01 | FALSE | 1990-09-01 | FALSE | Currently in Use | Diesel | 10000 | Fiberglass | 1990-09-05 | Fiberglass Reinforced Plastic | Pressurized
Circle K #2745141 | 201 MARSHALLVILLE RD | PERRY | Houston | 9000748 | 2 | [5 empty] | Removed from Ground | Gas (Historical Use) | 6000 | Bare Steel | 1977-11-01 | Galvanized Steel
Circle K #2745141 | 201 MARSHALLVILLE RD | PERRY | Houston | 9000748 | 3 | [5 empty] | Removed from Ground | Gas (Historical Use) | 6000 | Bare Steel | 1977-11-01 | Galvanized Steel
Circle K #2745141 | 201 MARSHALLVILLE RD | PERRY | Houston | 9000748 | 4 | [5 empty] | Removed from Ground | Gas (Historical Use) | 15000 | Bare Steel | 1977-11-01 | Galvanized Steel
Circle K #2745141 | 201 MARSHALLVILLE RD | PERRY | Houston | 9000748 | 5 | [5 empty] | Removed from Ground | Gas (Historical Use) | 12000 | Bare Steel | 1976-02-16 | Galvanized Steel
Circle K #2745141 | 201 MARSHALLVILLE RD | PERRY | Houston | 9000748 | 6 | [5 empty] | Removed from Ground | Gas (Historical Use) | 10000 | Bare Steel | 1977-11-01 | Galvanized Steel
Circle K #2745141 | 201 MARSHALLVILLE RD | PERRY | Houston | 9000748 | 7 | [5 empty] | Removed from Ground | Diesel | 10000 | Bare Steel | 1977-11-01 | Galvanized Steel
Circle K #2745141 | 201 MARSHALLVILLE RD | PERRY | Houston | 9000748 | 8 | Flapper Valve | 1990-07-01 | FALSE | 1990-07-01 | FALSE | Currently in Use |  | 10000 | Fiberglass | 1995-04-30 | Fiberglass Reinforced Plastic | Pressurized
Circle K #2745141 | 201 MARSHALLVILLE RD | PERRY | Houston | 9000748 | 9 | Flapper Valve | 1990-07-01 | FALSE | 1990-07-01 | FALSE | Currently in Use |  | 10000 | Fiberglass | 1990-04-30 | Fiberglass Reinforced Plastic | Pressurized
DEPARTMENT OF TRANSPORTATION HEN | RT 1 BOX 250 | ELKO | Houston | 9076164 | 10341-1 | [5 empty] | Removed from Ground | Gas (Historical Use) | 560 | Bare Steel | 1978-01-01 | Galvanized Steel | Safe Suction (Euro)
DEPARTMENT OF TRANSPORTATION HEN | RT 1 BOX 250 | ELKO | Houston | 9076164 | 341G1 | [5 empty] | Removed from Ground | Gas (Historical Use) | 1060 | Bare Steel | 1972-01-01 | Galvanized Steel | Safe Suction (Euro)
QUICK STOP #3 | 1063 RUSSELL PKWY | WARNER ROBINS | Houston | 9076166 | 1 | Ball Float | 1991-01-01 | FALSE | 1991-01-01 | FALSE | Currently in Use | Gas (Historical Use) | 8000 | Epoxy | 1991-01-01 | Fiberglass Reinforced Plastic | Pressurized
QUICK STOP #3 | 1063 RUSSELL PKWY | WARNER ROBINS | Houston | 9076166 | 2 | Ball Float | 1991-01-01 | FALSE | 1991-01-01 | FALSE | Currently in Use | Gas (Historical Use) | 8000 | Epoxy | 1991-01-01 | Fiberglass Reinforced Plastic | Pressurized
QUICK STOP #3 | 1063 RUSSELL PKWY | WARNER ROBINS | Houston | 9076166 | 3 | Ball Float | 1991-01-01 | FALSE | 1991-01-01 | FALSE | Currently in Use | Gas (Historical Use) | 10000 | Epoxy | 1991-01-01 | Fiberglass Reinforced Plastic | Pressurized
CITGO GAS STATION | 2991 MOODY RD | BONAIRE | Houston | 9076167 | 1 | Ball Float | 1993-01-01 |  | 1993-01-01 |  | Currently in Use | Gas (Historical Use) | 10000 | Epoxy | 1993-01-01 | Fiberglass Reinforced Plastic | Pressurized
CITGO GAS STATION | 2991 MOODY RD | BONAIRE | Houston | 9076167 | 2 | Ball Float | 1993-01-01 |  | 1993-01-01 |  | Currently in Use | Gas (Historical Use) | 8000 | Epoxy | 1993-01-01 | Fiberglass Reinforced Plastic | Pressurized
CITGO GAS STATION | 2991 MOODY RD | BONAIRE | Houston | 9076167 | 3 | Ball Float | 1993-01-01 |  | 1993-01-01 |  | Currently in Use | Gas (Historical Use) | 8000 | Epoxy | 1993-01-01 | Fiberglass Reinforced Plastic | Pressurized
JOY FOOD MART | 1130 HOUSTON LAKE RD | WARNER ROBINS | Houston | 9076168 | 1 | Ball Float | 1996-10-01 | FALSE | 1996-10-01 | FALSE | Temporarily out of use | Gas (Historical Use) | 8000 | Galvanic (STIP-3) | 1989-01-01 | Fiberglass Reinforced Plastic | Pressurized
JOY FOOD MART | 1130 HOUSTON LAKE RD | WARNER ROBINS | Houston | 9076168 | 2 | Ball Float | 1996-10-01 |  | 1996-10-01 |  | Currently in Use | Gas (Historical Use) | 8000 | Cathodically Protected Steel | 1989-01-01 | Fiberglass Reinforced Plastic | Pressurized
JOY FOOD MART | 1130 HOUSTON LAKE RD | WARNER ROBINS | Houston | 9076168 | 3 | Ball Float | 1996-10-01 |  | 1996-10-01 |  | Currently in Use | Gas (Historical Use) | 8000 | Cathodically Protected Steel | 1989-01-01 | Fiberglass Reinforced Plastic | Pressurized
EXPRESS STOP | 700 RUSSELL PKWY | WARNER ROBINS | Houston | 9076170 | 1 | Ball Float | 1989-08-01 | FALSE | 1989-08-01 | FALSE | Currently in Use | Gas (Historical Use) | 8200 |  | 1989-08-01 |  | Pressurized
EXPRESS STOP | 700 RUSSELL PKWY | WARNER ROBINS | Houston | 9076170 | 2 | Ball Float | 1989-08-01 | FALSE | 1989-08-01 | FALSE | Currently in Use | Gas (Historical Use) | 8200 |  | 1989-08-01 |  | Pressurized
EXPRESS STOP | 700 RUSSELL PKWY | WARNER ROBINS | Houston | 9076170 | 3 | Ball Float | 1989-08-01 | FALSE | 1989-08-01 | FALSE | Currently in Use | Gas (Historical Use) | 8200 |  | 1989-08-01 |  | Pressurized
EXPRESS STOP | 700 RUSSELL PKWY | WARNER ROBINS | Houston | 9076170 | 4 | Ball Float | 1989-08-01 | FALSE | 1989-08-01 | FALSE | Currently in Use | Diesel | 3000 |  | 1989-08-01 |  | Pressurized
EXPRESS STOP | 700 RUSSELL PKWY | WARNER ROBINS | Houston | 9076170 | 5 | Ball Float | 1989-08-01 | FALSE | 1989-08-01 | FALSE | Currently in Use | Kerosene | 1000 |  | 1989-08-01 |  | Pressurized
FLINT EMC | 900 HWY 96 | WARNER ROBINS | Houston | 9076171 | 18 | Ball Float | 1991-02-01 |  | 1991-02-01 |  | Currently in Use | Diesel | 10000 | Composite | 1991-02-01 | Fiberglass Reinforced Plastic | Pressurized
FLINT EMC | 900 HWY 96 | WARNER ROBINS | Houston | 9076171 | 19 | Ball Float | 1991-02-01 |  | 1991-02-01 |  | Currently in Use | Gas (Historical Use) | 10000 | Composite | 1991-02-01 | Fiberglass Reinforced Plastic | Pressurized
FLINT EMC | 900 HWY 96 | WARNER ROBINS | Houston | 9076171 | 20 | Ball Float | 1991-02-01 |  | 1991-02-01 |  | Currently in Use | Diesel | 10000 | Composite | 1991-02-01 | Fiberglass Reinforced Plastic | Pressurized
HOUSTON COUNTY PURCHASING DEPT | 2018 KINGS CHAPEL RD | PERRY | Houston | 9076173 | 1 |  | 1996-04-01 |  | 1996-04-01 |  | Currently in Use | Gas (Historical Use) | 10000 | Steel-Impressed Current | 1983-01-01 | Steel (Impressed Current) | Safe Suction (Euro)
HOUSTON COUNTY PURCHASING DEPT | 2018 KINGS CHAPEL RD | PERRY | Houston | 9076173 | 2 |  | 1996-04-01 |  | 1996-04-01 |  | Currently in Use | Gas (Historical Use) | 10000 | Steel-Impressed Current | 1983-01-01 | Steel (Impressed Current) | Safe Suction (Euro)
HOUSTON COUNTY PURCHASING DEPT | 2018 KINGS CHAPEL RD | PERRY | Houston | 9076173 | 3 |  | 1996-04-01 |  | 1996-04-01 |  | Currently in Use | Diesel | 10000 | Steel-Impressed Current | 1983-01-01 | Steel (Impressed Current) | Safe Suction (Euro)
MINI QUICK MART | 516 FEAGIN MILL RD | WARNER ROBINS | Houston | 9076174 | 1 |  | 1998-12-16 | FALSE | 1998-12-16 | FALSE | Currently in Use | Gas (Historical Use) | 4000 | Steel-Impressed Current | 1976-01-01 |  | Suction (American)
MINI QUICK MART | 516 FEAGIN MILL RD | WARNER ROBINS | Houston | 9076174 | 2 |  | 1998-12-16 | FALSE | 1998-12-16 | FALSE | Currently in Use | Gas (Historical Use) | 3000 | Steel-Impressed Current | 1976-01-01 |  | Suction (American)
MINI QUICK MART | 516 FEAGIN MILL RD | WARNER ROBINS | Houston | 9076174 | 3 |  | 1998-12-16 | FALSE | 1998-12-16 | FALSE | Currently in Use | Gas (Historical Use) | 1000 | Steel-Impressed Current | 1976-01-01 |  | Suction (American)
US POSTAL SERVICE | 904 RUSSELL PKWY | WARNER ROBINS | Houston | 9076175 | NO1 | [5 empty] | Removed from Ground | Used Oil | 550 | Not Marked/Unknown | 1987-12-18 | Not Marked | Safe Suction (Euro)
US POSTAL SERVICE | 904 RUSSELL PKWY | WARNER ROBINS | Houston | 9076175 | RU1 | [5 empty] | Removed from Ground | Gas (Historical Use) | 12000 | Double Walled | 1987-12-18 | Unknown | Pressurized
US POSTAL SERVICE | 904 RUSSELL PKWY | WARNER ROBINS | Houston | 9076175 | UO1 |  |  | TRUE |  | TRUE | Removed from Ground | Used Oil | 550 | Not Marked/Unknown | 1987-12-18 | Not Marked | Gravity Fed
HOUSTON COUNTY ANNEX BUILDING | 200 CARL VINSON PKWY | WARNER ROBINS | Houston | 9076176 | 1 | [5 empty] | Removed from Ground | Gas (Historical Use) | 3000 | Not Marked/Unknown | 1978-01-01 | Not Marked
HOUSTON COUNTY ANNEX BUILDING | 200 CARL VINSON PKWY | WARNER ROBINS | Houston | 9076176 | 2 | [5 empty] | Removed from Ground | Gas (Historical Use) | 3000 | Not Marked/Unknown | 1978-01-01 | Not Marked
HOUSTON COUNTY ANNEX BUILDING | 200 CARL VINSON PKWY | WARNER ROBINS | Houston | 9076176 | 3 |  | 2013-11-14 | FALSE | 2013-11-14 | FALSE | Currently in Use | Diesel | 10000 | Tank Jacket | 2013-11-14 | Double-Walled Fiberglass | Pressurized
HOUSTON COUNTY ANNEX BUILDING | 200 CARL VINSON PKWY | WARNER ROBINS | Houston | 9076176 | 4 |  | 1996-09-01 |  | 1996-09-01 |  | Currently in Use | Gas (Historical Use) | 10000 | Double Walled | 1985-09-01 | Double Walled | Pressurized
MINI GIANT FOODS #2 | 700 DUNBAR RD | WARNER ROBINS | Houston | 9076177 | 1 |  | 1998-12-11 |  | 1998-12-11 |  | Removed from Ground | Gas (Historical Use) | 6000 | Steel-Impressed Current | 1976-01-01 | Cathodically Protected | Suction (American)
MINI GIANT FOODS #2 | 700 DUNBAR RD | WARNER ROBINS | Houston | 9076177 | 2 |  | 1998-12-11 |  | 1998-12-11 |  | Removed from Ground | Gas (Historical Use) | 4000 | Steel-Impressed Current | 1976-01-01 | Cathodically Protected | Suction (American)
MINI GIANT FOODS #2 | 700 DUNBAR RD | WARNER ROBINS | Houston | 9076177 | 3 |  | 1998-12-11 |  | 1998-12-11 |  | Removed from Ground | Gas (Historical Use) | 4000 | Steel-Impressed Current | 1976-01-01 | Cathodically Protected | Suction (American)
MINI GIANT FOODS #2 | 700 DUNBAR RD | WARNER ROBINS | Houston | 9076177 | 4 | Ball Float | 2014-04-18 | FALSE | 2014-04-18 | FALSE | Currently in Use | Gas (Historical Use) | 7000 | Composite Double Walled | 2014-04-18 | Double-Walled Fiberglass | Pressurized
MINI GIANT FOODS #2 | 700 DUNBAR RD | WARNER ROBINS | Houston | 9076177 | 5 | Ball Float | 2014-04-18 | FALSE | 2014-04-18 | FALSE | Currently in Use | Gas (Historical Use) | 5000 | Composite Double Walled | 2014-04-18 | Double-Walled Fiberglass | Pressurized
MINI GIANT FOODS #2 | 700 DUNBAR RD | WARNER ROBINS | Houston | 9076177 | 6 | Ball Float | 2014-04-18 | FALSE | 2014-04-18 | FALSE | Currently in Use | Diesel | 3000 | Composite Double Walled | 2014-04-18 | Double-Walled Fiberglass | Pressurized
ANDYS FOOD MART #4 | 355 HWY 247 & SANDY RUN RD | BONAIRE | Houston | 9076179 | 1 | Ball Float | 1988-08-31 |  | 1988-08-31 |  | Currently in Use | Gas (Historical Use) | 8000 | Fiberglass | 1988-08-31 | Fiberglass Reinforced Plastic | Pressurized
ANDYS FOOD MART #4 | 355 HWY 247 & SANDY RUN RD | BONAIRE | Houston | 9076179 | 2 | Ball Float | 1988-08-31 |  | 1988-08-31 |  | Currently in Use | Gas (Historical Use) | 8000 | Fiberglass | 1988-08-31 | Fiberglass Reinforced Plastic | Pressurized
ANDYS FOOD MART #4 | 355 HWY 247 & SANDY RUN RD | BONAIRE | Houston | 9076179 | 3 | Ball Float | 1988-08-31 |  | 1988-08-31 |  | Currently in Use | Gas (Historical Use) | 8000 | Fiberglass | 1988-08-31 | Fiberglass Reinforced Plastic | Pressurized
RICHARDS BAIT & TACKLE | 520 HOUSTON LAKE RD | CENTERVILLE | Houston | 9076180 | 1 | [5 empty] | Removed from Ground | Gas (Historical Use) | 6000 | Bare Steel | 1985-05-06 | Galvanized Steel | Pressurized
RICHARDS BAIT & TACKLE | 520 HOUSTON LAKE RD | CENTERVILLE | Houston | 9076180 | 2 | [5 empty] | Removed from Ground | Gas (Historical Use) | 6000 | Not Marked/Unknown | 1985-05-06 | Not Marked
RICHARDS BAIT & TACKLE | 520 HOUSTON LAKE RD | CENTERVILLE | Houston | 9076180 | 3 | [5 empty] | Removed from Ground | Gas (Historical Use) | 6000 | Not Marked/Unknown | 1985-05-06 | Not Marked
BOBBYS FOOD MART #2 | 2129 ELBERTA RD | WARNER ROBINS | Houston | 9076181 | 1 | Flapper Valve | 1998-07-01 | FALSE | 1998-07-01 | FALSE | Currently in Use | Gas (Historical Use) | 6000 | Steel-Impressed Current | 1977-07-15 | Fiberglass Reinforced Plastic | Pressurized
BOBBYS FOOD MART #2 | 2129 ELBERTA RD | WARNER ROBINS | Houston | 9076181 | 2 | Flapper Valve | 1998-07-01 | FALSE | 1998-07-01 | FALSE | Currently in Use | Gas (Historical Use) | 6000 | Steel-Impressed Current | 1977-07-15 | Fiberglass Reinforced Plastic | Pressurized
BOBBYS FOOD MART #2 | 2129 ELBERTA RD | WARNER ROBINS | Houston | 9076181 | 3 | Flapper Valve | 1998-07-01 | FALSE | 1998-07-01 | FALSE | Currently in Use | Gas (Historical Use) | 6000 | Steel-Impressed Current | 1977-07-15 | Fiberglass Reinforced Plastic | Pressurized
FLEET 24 | 85 GREEN ST | WARNER ROBINS | Houston | 9076182 | 1 |  | 1990-01-31 |  | 1991-01-31 |  | Closed in Ground | Gas (Historical Use) | 6000 | Cathodically Protected Steel | 1990-01-01 | Fiberglass Reinforced Plastic | Pressurized
FLEET 24 | 85 GREEN ST | WARNER ROBINS | Houston | 9076182 | 2 |  | 1990-01-31 |  | 1990-01-31 |  | Closed in Ground | Gas (Historical Use) | 6000 | Cathodically Protected Steel | 1990-01-01 | Fiberglass Reinforced Plastic | Pressurized
FLEET 24 | 85 GREEN ST | WARNER ROBINS | Houston | 9076182 | 3 | [5 empty] | Closed in Ground | Gas (Historical Use) | 10000 | Not Marked/Unknown | 1990-01-01 | Not Marked
FLEET 24 | 85 GREEN ST | WARNER ROBINS | Houston | 9076182 | 4 | [5 empty] | Closed in Ground | Gas (Historical Use) | 0 | Marked Unknown | 1990-01-01 | Not Marked
FLEET 24 | 85 GREEN ST | WARNER ROBINS | Houston | 9076182 | 5 | Flapper Valve | 1990-01-31 | FALSE | 1990-01-31 | FALSE | Currently in Use |  | 6000 | Galvanic (STIP-3) | 2001-09-20 | Fiberglass Reinforced Plastic | Pressurized
FLEET 24 | 85 GREEN ST | WARNER ROBINS | Houston | 9076182 | 6 | Flapper Valve | 1990-01-31 | FALSE | 1990-01-31 | FALSE | Currently in Use |  | 6000 | Galvanic (STIP-3) | 1990-01-31 | Fiberglass Reinforced Plastic | Pressurized
FLEET 24 | 85 GREEN ST | WARNER ROBINS | Houston | 9076182 | 7 | Flapper Valve | 1990-01-31 | FALSE | 1990-01-31 | FALSE | Currently in Use | Diesel | 10000 | Galvanic (STIP-3) | 1990-01-31 | Fiberglass Reinforced Plastic | Pressurized
ROCKY'S FOOD VAPORE | 2509 MOODY RD | WARNER ROBINS | Houston | 9076183 | 1 | Ball Float | 1998-11-09 | FALSE | 1998-11-09 | FALSE | Currently in Use | Gas (Historical Use) | 8000 | Steel-Impressed Current | 1978-01-01 | Double-Walled Fiberglass | Pressurized
ROCKY'S FOOD VAPORE | 2509 MOODY RD | WARNER ROBINS | Houston | 9076183 | 2 | Ball Float | 1998-11-09 | FALSE | 1998-11-09 | FALSE | Currently in Use | Gas (Historical Use) | 6000 | Steel-Impressed Current | 1978-01-01 | Double-Walled Fiberglass | Pressurized
ROCKY'S FOOD VAPORE | 2509 MOODY RD | WARNER ROBINS | Houston | 9076183 | 3 | Ball Float | 1998-11-09 | FALSE | 1998-11-09 | FALSE | Currently in Use | Gas (Historical Use) | 6000 | Steel-Impressed Current | 1978-01-01 | Double-Walled Fiberglass | Pressurized
CONOCO #10083 | 750 N HOUSTON RD | WARNER ROBINS | Houston | 9076185 | 1 |  | 1988-08-01 |  | 1988-08-01 |  | Currently in Use | Gas (Historical Use) | 8272 | Cathodically Protected Steel | 1986-01-01 | Cathodically Protected | Pressurized
CONOCO #10083 | 750 N HOUSTON RD | WARNER ROBINS | Houston | 9076185 | 2 |  | 1988-08-01 |  | 1988-08-01 |  | Currently in Use | Gas (Historical Use) | 8272 | Cathodically Protected Steel | 1986-01-01 | Cathodically Protected | Pressurized
CONOCO #10083 | 750 N HOUSTON RD | WARNER ROBINS | Houston | 9076185 | 3 |  | 1988-08-01 |  | 1988-08-01 |  | Currently in Use | Gas (Historical Use) | 8272 | Cathodically Protected Steel | 1986-01-01 | Cathodically Protected | Pressurized
ALLGOOD ELECTRIC | 616 HOUSTON LAKE RD | WARNER ROBINS | Houston | 9076186 | 1 | [5 empty] | Closed in Ground | Gas (Historical Use) | 560 | Bare Steel | 1980-01-01 | Galvanized Steel | Suction (American)
WHITFIELD BROTHERS | RT 1 BOX 94 | ELKO | Houston | 9076187 | 1 |  | 1999-02-25 |  | 1999-02-25 |  | Removed from Ground | Diesel | 10000 | Cathodically Protected Steel | 1990-01-01 | Galvanized Steel | Suction (American)
WHITFIELD BROTHERS | RT 1 BOX 94 | ELKO | Houston | 9076187 | 2 |  | 1999-02-25 |  | 1999-02-25 |  | Removed from Ground | Gas (Historical Use) | 4000 | Cathodically Protected Steel | 1991-01-01 | Galvanized Steel | Suction (American)
GODFREY MECHANICAL INC | 102 STORY ST | WARNER ROBINS | Houston | 9076189 | 1 | [5 empty] | Removed from Ground | Gas (Historical Use) | 550 | Bare Steel | 1988-05-01 | Galvanized Steel | Safe Suction (Euro)
GODFREY MECHANICAL INC | 102 STORY ST | WARNER ROBINS | Houston | 9076189 | 2 | [5 empty] | Removed from Ground | Diesel | 1000 | Bare Steel | 1988-05-01 | Galvanized Steel | Safe Suction (Euro)
GODFREY MECHANICAL INC | 102 STORY ST | WARNER ROBINS | Houston | 9076189 | 3 | [5 empty] | Removed from Ground | Diesel | 1000 | Bare Steel | 1988-05-01 | Galvanized Steel | Safe Suction (Euro)
LO LO'S | 701 N HOUSTON RD | WARNER ROBINS | Houston | 9076190 | 1A |  | 1998-09-22 |  | 1998-09-22 |  | Removed from Ground | Gas (Historical Use) | 5000 | Steel-Impressed Current | 1969-01-01 | Cathodically Protected | Pressurized
LO LO'S | 701 N HOUSTON RD | WARNER ROBINS | Houston | 9076190 | 1B |  | 1998-09-22 |  | 1998-09-22 |  | Removed from Ground | Gas (Historical Use) | 6000 | Steel-Impressed Current | 1969-01-01 | Cathodically Protected | Pressurized
LO LO'S | 701 N HOUSTON RD | WARNER ROBINS | Houston | 9076190 | 1C |  | 1998-09-22 |  | 1998-09-22 |  | Removed from Ground | Gas (Historical Use) | 8000 | Steel-Impressed Current | 1969-01-01 | Cathodically Protected | Pressurized
LO LO'S | 701 N HOUSTON RD | WARNER ROBINS | Houston | 9076190 | 2A |  | 2009-03-16 | FALSE | 2009-03-16 | FALSE | Currently in Use | Gas (Historical Use) | 11000 | Composite Double Walled | 2009-01-21 | Double-Walled Fiberglass | Pressurized
LO LO'S | 701 N HOUSTON RD | WARNER ROBINS | Houston | 9076190 | 2B |  | 2009-03-16 | FALSE | 2009-03-16 | FALSE | Currently in Use | Gas (Historical Use) | 5000 | Composite Double Walled | 2009-01-21 | Double-Walled Fiberglass | Pressurized
LO LO'S | 701 N HOUSTON RD | WARNER ROBINS | Houston | 9076190 | 2C |  | 2009-03-16 | FALSE | 2009-03-16 | FALSE | Currently in Use | Diesel | 4000 | Composite Double Walled | 2009-01-21 | Double-Walled Fiberglass | Pressurized
DISCOUNT GROCERY | 1029 N DAVIS DR | WARNER ROBINS | Houston | 9076191 | 3A | Flapper Valve | 1999-02-18 |  | 1999-02-18 |  | Currently in Use | Gas (Historical Use) | 10000 | Steel-Impressed Current | 1979-03-01 | Cathodically Protected | Pressurized
DISCOUNT GROCERY | 1029 N DAVIS DR | WARNER ROBINS | Houston | 9076191 | 3B | Flapper Valve | 1999-02-18 |  | 1999-02-18 |  | Currently in Use | Gas (Historical Use) | 10000 | Steel-Impressed Current | 1979-03-01 | Cathodically Protected | Pressurized
DISCOUNT GROCERY | 1029 N DAVIS DR | WARNER ROBINS | Houston | 9076191 | 3C | Flapper Valve | 1999-02-18 |  | 1999-02-18 |  | Currently in Use | Gas (Historical Use) | 10000 | Steel-Impressed Current | 1979-03-01 | Cathodically Protected | Pressurized
SPEEDY #2 | 2601 MOODY RD | WARNER ROBINS | Houston | 9076192 | 1 | Ball Float | 1993-08-01 |  | 1993-08-01 |  | Currently in Use | Gas (Historical Use) | 10000 | Composite | 1993-08-01 | Fiberglass Reinforced Plastic | Pressurized
SPEEDY #2 | 2601 MOODY RD | WARNER ROBINS | Houston | 9076192 | 2 | Ball Float | 1993-08-01 |  | 1993-08-01 |  | Currently in Use | Gas (Historical Use) | 8000 | Composite | 1993-08-01 | Fiberglass Reinforced Plastic | Pressurized
SPEEDY #2 | 2601 MOODY RD | WARNER ROBINS | Houston | 9076192 | 3 | Ball Float | 1993-08-01 |  | 1993-08-01 |  | Temporarily out of use | E-10 | 8000 | Composite | 1993-08-01 | Fiberglass Reinforced Plastic | Pressurized
SPEEDY #2 | 2601 MOODY RD | WARNER ROBINS | Houston | 9076192 | 4A | Ball Float | 2007-01-01 | FALSE | 2007-01-01 | FALSE | Currently in Use | E-10 | 4000 | Composite | 2007-01-01 | Fiberglass Reinforced Plastic | Pressurized
SPEEDY #2 | 2601 MOODY RD | WARNER ROBINS | Houston | 9076192 | 4B | Ball Float | 2007-01-01 | FALSE | 2007-01-01 | FALSE | Currently in Use | Diesel | 6000 | Composite | 2007-01-01 | Fiberglass Reinforced Plastic | Pressurized
DONALD E CROWE | 600 VALLEY DR | PERRY | Houston | 9076193 | 1 | [5 empty] | Removed from Ground | Diesel | 10000 | Epoxy | 1987-06-01 | Galvanized Steel | Pressurized
WARNER ROBINS AIR PARK | 123 AIR PARK DR | WARNER ROBINS | Houston | 9076194 | 1 | Flapper Valve | 1999-12-21 |  | 1999-12-21 |  | Currently in Use | Gas (Historical Use) | 8000 | Steel-Impressed Current | 1999-12-21 | Cathodically Protected
WARNER ROBINS AIR PARK | 123 AIR PARK DR | WARNER ROBINS | Houston | 9076194 | 2 | Flapper Valve | 1999-12-21 |  | 1999-12-21 |  | Currently in Use | Gas (Historical Use) | 6000 | Steel-Impressed Current | 1999-12-21 | Cathodically Protected
BUZZEL HEATING AND PLUMBING | 107 RUSSLE PARKWAY | WARNER ROBINS | Houston | 9076195 | 1 |  |  | TRUE |  | TRUE | Removed from Ground | Used Oil | 550 | Marked Unknown | 1995-09-29 | Unknown
DAVIS EXCAVATING & GRADING | 1260 HOUSTON LAKE | WARNER ROBINS | Houston | 9076196 | 1 | Flapper Valve | 1998-10-01 |  | 1998-10-01 |  | Currently in Use | Diesel | 8000 | Fiberglass | 1993-03-01 | Fiberglass Reinforced Plastic | Pressurized
E Z TRIP | 1054 HWY 247 | KATHLEEN | Houston | 9076197 | 1 |  | 1998-12-20 | FALSE | 1998-12-20 | FALSE | Removed from Ground | Diesel | 4000 | Steel-Impressed Current | 1998-12-18 | Steel (Impressed Current) | Safe Suction (Euro)
E Z TRIP | 1054 HWY 247 | KATHLEEN | Houston | 9076197 | 2 |  | 1998-12-20 | FALSE | 1998-12-20 | FALSE | Closed in Ground | Gas (Historical Use) | 4000 | Steel-Impressed Current | 1998-12-18 | Steel (Impressed Current) | Safe Suction (Euro)
E Z TRIP | 1054 HWY 247 | KATHLEEN | Houston | 9076197 | 3 |  | 1998-12-20 | FALSE | 1998-12-20 | FALSE | Removed from Ground | Gas (Historical Use) | 2000 | Steel-Impressed Current | 1998-12-18 | Steel (Impressed Current) | Safe Suction (Euro)
E Z TRIP | 1054 HWY 247 | KATHLEEN | Houston | 9076197 | 4 |  | 1998-12-20 | FALSE | 1998-12-20 | FALSE | Removed from Ground | Gas (Historical Use) | 2000 | Steel-Impressed Current | 1998-12-18 | Steel (Impressed Current) | Safe Suction (Euro)
E Z TRIP | 1054 HWY 247 | KATHLEEN | Houston | 9076197 | 5 |  |  | FALSE |  | FALSE | Removed from Ground | Gas (Historical Use) | 1000 | Steel-Impressed Current | 1998-12-18 | Steel (Impressed Current) | Safe Suction (Euro)
E Z TRIP | 1054 HWY 247 | KATHLEEN | Houston | 9076197 | 6A |  | 2009-09-01 | FALSE | 2009-09-01 | FALSE | Currently in Use | Gas (Historical Use) | 12000 | Epoxy Double-Walled | 2009-09-01 | Double-Walled Fiberglass | Pressurized
E Z TRIP | 1054 HWY 247 | KATHLEEN | Houston | 9076197 | 6B |  | 2009-09-01 | FALSE | 2009-09-01 | FALSE | Currently in Use | Gas (Historical Use) | 4000 | Epoxy Double-Walled | 2009-09-01 | Double-Walled Fiberglass | Pressurized
E Z TRIP | 1054 HWY 247 | KATHLEEN | Houston | 9076197 | 6C |  | 2009-09-01 | FALSE | 2009-09-01 | FALSE | Currently in Use | Diesel | 4000 | Epoxy Double-Walled | 2009-09-01 | Double-Walled Fiberglass | Pressurized
FINE FOODS | 545 N DAVIS DRIVE | WARNER ROBINS | Houston | 9076201 | 1 | Flapper Valve | 1997-04-27 |  | 1997-04-27 |  | Currently in Use | Gas (Historical Use) | 8000 | Steel-Impressed Current | 1981-04-01 | Steel (Impressed Current) | Pressurized
FINE FOODS | 545 N DAVIS DRIVE | WARNER ROBINS | Houston | 9076201 | 2 | Flapper Valve | 1997-04-27 |  | 1997-04-27 |  | Currently in Use | Gas (Historical Use) | 6000 | Steel-Impressed Current | 1981-04-01 | Steel (Impressed Current) | Pressurized
FINE FOODS | 545 N DAVIS DRIVE | WARNER ROBINS | Houston | 9076201 | 3 | Flapper Valve | 1997-04-27 |  | 1997-04-27 |  | Currently in Use | Gas (Historical Use) | 4000 | Steel-Impressed Current | 1981-04-01 | Steel (Impressed Current) | Pressurized
FINE FOODS | 545 N DAVIS DRIVE | WARNER ROBINS | Houston | 9076201 | 4 | Flapper Valve | 1997-04-27 |  | 1997-04-27 |  | Currently in Use | Gas (Historical Use) | 4000 | Steel-Impressed Current | 1981-04-01 | Steel (Impressed Current) | Pressurized
KLONDIKE STORE | HWY 341 SOUTH | PERRY | Houston | 9076202 | 1 | [5 empty] | Installed | Gas (Historical Use) | 0 | Not Marked/Unknown |  | Not Marked
XPRESS STOP | 105 MARSHALLVILLE RD | PERRY | Houston | 9076205 | 1 | Ball Float | 1990-04-30 |  | 1990-04-30 |  | Currently in Use | Gas (Historical Use) | 8000 | Composite | 1990-04-30 | Fiberglass Reinforced Plastic | Pressurized
XPRESS STOP | 105 MARSHALLVILLE RD | PERRY | Houston | 9076205 | 2 | Ball Float | 1990-04-30 |  | 1990-04-30 |  | Currently in Use | Gas (Historical Use) | 8000 | Composite | 1990-04-30 | Fiberglass Reinforced Plastic | Pressurized
XPRESS STOP | 105 MARSHALLVILLE RD | PERRY | Houston | 9076205 | 3 | Ball Float | 1990-04-30 |  | 1990-04-30 |  | Currently in Use | Gas (Historical Use) | 8000 | Composite | 1990-04-30 | Fiberglass Reinforced Plastic | Pressurized
CERTIFIED AUTO SALES | 604 NORTH HOUSTON | WARNER ROBINS | Houston | 9076206 | 1 | [5 empty] | Removed from Ground | Gas (Historical Use) | 0 | Marked Unknown | 1997-03-18 | Unknown
CERTIFIED AUTO SALES | 604 NORTH HOUSTON | WARNER ROBINS | Houston | 9076206 | 2 | [5 empty] | Removed from Ground | Gas (Historical Use) | 6000 | Not Marked/Unknown | 1998-01-16 | Not Marked
CERTIFIED AUTO SALES | 604 NORTH HOUSTON | WARNER ROBINS | Houston | 9076206 | 3 | [5 empty] | Removed from Ground | Gas (Historical Use) | 6000 | Not Marked/Unknown | 1998-11-16 | Not Marked
CERTIFIED AUTO SALES | 604 NORTH HOUSTON | WARNER ROBINS | Houston | 9076206 | 4 | [5 empty] | Removed from Ground | Gas (Historical Use) | 6000 | Not Marked/Unknown | 1998-01-16 | Not Marked
EDDIE WIGGINS FORD | 900 RUSSELL PKWY | WARNER ROBINS | Houston | 9076207 | 1 |  |  | TRUE |  | TRUE | Removed from Ground | Used Oil | 550 | Not Marked/Unknown | 1997-01-20 | Not Marked
FLASH FOODS #183 | 107 IFFIE RD | PERRY | Houston | 9076210 | 1 | Flapper Valve | 1998-09-19 | FALSE | 1997-09-19 | FALSE | Currently in Use |  | 15000 | Composite Double Walled | 1997-09-19 | Double-Walled Fiberglass | Pressurized
FLASH FOODS #183 | 107 IFFIE RD | PERRY | Houston | 9076210 | 2 | Flapper Valve | 1997-09-19 | FALSE | 1997-09-19 | FALSE | Currently in Use |  | 12000 | Composite Double Walled | 1997-09-19 | Double-Walled Fiberglass | Pressurized
FLASH FOOD INC #130 | 498 GA HWY 247 | BONAIRE | Houston | 9076212 | 1 |  | 1998-01-12 |  | 1998-01-12 |  | Currently in Use | Gas (Historical Use) | 15000 | Double Walled | 1997-12-19 |  | Pressurized
FLASH FOOD INC #130 | 498 GA HWY 247 | BONAIRE | Houston | 9076212 | 2 |  | 1998-01-12 |  | 1998-01-12 |  | Currently in Use | Gas (Historical Use) | 12000 | Double Walled | 1997-12-19 |  | Pressurized
PERRY HOSPITAL | 1120 MORNINGSIDE DR | PERRY | Houston | 9076213 | 1 | [5 empty] | Removed from Ground | Diesel | 6000 | Not Marked/Unknown | 1998-06-28 | Not Marked
CENTRAL GA TECHNICAL COLLEGE | 80 COHEN WALKER DRIVE | WARNER ROBINS | Houston | 9076219 | 1 | Flapper Valve | 1998-05-15 | FALSE | 1998-05-15 | FALSE | Currently in Use | Aviaion gas/AV Gas | 1000 | Fiberglass Double Walled | 1998-05-15 | Fiberglass Reinforced Plastic | Safe Suction (Euro)
CENTRAL GA TECHNICAL COLLEGE | 80 COHEN WALKER DRIVE | WARNER ROBINS | Houston | 9076219 | 2 | Flapper Valve | 1998-05-15 | FALSE | 1998-05-15 | FALSE | Currently in Use | Jet fuel | 1000 | Fiberglass Double Walled | 1998-05-15 | Fiberglass Reinforced Plastic | Safe Suction (Euro)
FLASH FOODS #252 | 1242 RUSSELL PKWY | WARNER ROBINS | Houston | 9076220 | 1 |  | 1998-12-01 |  | 1998-12-01 |  | Currently in Use | Gas (Historical Use) | 10000 | Fiberglass | 1998-11-01 | Double-Walled Flex | Pressurized
FLASH FOODS #252 | 1242 RUSSELL PKWY | WARNER ROBINS | Houston | 9076220 | 2 |  | 1998-12-01 |  | 1998-12-01 |  | Currently in Use | Diesel | 10000 | Fiberglass | 1998-11-01 | Double-Walled Flex | Pressurized
FLASH FOODS #252 | 1242 RUSSELL PKWY | WARNER ROBINS | Houston | 9076220 | 3 | Flapper Valve | 1998-12-01 | FALSE | 1998-12-01 | FALSE | Currently in Use |  | 12000 | Fiberglass | 1998-11-01 | Double-Walled Flex | Pressurized
TRENDLINE HOME FASHIONS | 200 KELLWOOD DRIVE | PERRY | Houston | 9076221 | 1 | [5 empty] | Removed from Ground | Gas (Historical Use) | 500 | Marked Unknown | 1970-01-01 | Unknown
ENK832 | 217 RICHARD RUSSELL PKWY | WARNER ROBINS | Houston | 9076222 | 1 |  | 1998-11-09 |  | 1998-11-09 |  | Currently in Use | Gas (Historical Use) | 20000 | Double Walled | 1998-11-02 | Fiberglass Reinforced Plastic | Pressurized
ENK832 | 217 RICHARD RUSSELL PKWY | WARNER ROBINS | Houston | 9076222 | 2 |  | 1998-11-09 | FALSE | 1998-11-09 | FALSE | Currently in Use | Gas (Historical Use) | 8000 | Fiberglass Double Walled | 1998-11-02 | Fiberglass Reinforced Plastic | Pressurized
THE RIGHT STUFF | 800 GA HWY 96 | WARNER ROBINS | Houston | 9076224 | 1 |  | 1998-09-01 |  | 1998-09-01 |  | Removed from Ground | Gas (Historical Use) | 12000 | Composite | 1998-09-01 | Secondary Containment | Pressurized
THE RIGHT STUFF | 800 GA HWY 96 | WARNER ROBINS | Houston | 9076224 | 2 |  | 1998-09-01 |  | 1998-09-01 |  | Removed from Ground | Gas (Historical Use) | 12000 | Composite | 1998-09-01 | Secondary Containment | Pressurized
FLASH FOODS #253 | 2699 WATSON BLVD | WARNER ROBINS | Houston | 9076225 | 1 |  | 1999-01-01 |  | 1999-01-01 |  | Currently in Use | Diesel | 10000 | Fiberglass | 1998-12-01 | Double-Walled Flex | Pressurized
FLASH FOODS #253 | 2699 WATSON BLVD | WARNER ROBINS | Houston | 9076225 | 2 |  | 1999-01-01 |  | 1999-01-01 |  | Currently in Use | Gas (Historical Use) | 10000 | Fiberglass | 1998-12-01 | Double-Walled Flex | Pressurized
FLASH FOODS #253 | 2699 WATSON BLVD | WARNER ROBINS | Houston | 9076225 | 3 |  | 1999-01-01 |  | 1999-01-01 |  | Currently in Use | Gas (Historical Use) | 12000 | Fiberglass | 1998-12-01 | Double-Walled Flex | Pressurized
CIRCLE K #2703140 | 801 HWY 96 WEST | WARNER ROBINS | Houston | 9076226 | 1 | Ball Float | 1998-12-30 |  | 1998-12-30 |  | Currently in Use | Gas (Historical Use) | 15000 | Composite | 1998-12-30 | Fiberglass Reinforced Plastic | Pressurized
CIRCLE K #2703140 | 801 HWY 96 WEST | WARNER ROBINS | Houston | 9076226 | 2 | Ball Float | 1998-12-30 |  | 1998-12-30 |  | Currently in Use | Gas (Historical Use) | 8000 | Composite | 1998-12-30 | Fiberglass Reinforced Plastic | Pressurized
CIRCLE K #2703140 | 801 HWY 96 WEST | WARNER ROBINS | Houston | 9076226 | 3 | Ball Float | 1998-12-30 |  | 1998-12-30 |  | Currently in Use | Diesel | 6000 | Composite | 1998-12-30 | Fiberglass Reinforced Plastic | Pressurized
SHIPWRECK RESTAURANT | 100 A HWY 247 SOUTH | WARNER ROBINS | Houston | 9076227 | 1 | [5 empty] | Removed from Ground | Used Oil | 550 | Not Marked/Unknown | 1998-10-05 | Not Marked
SHIPWRECK RESTAURANT | 100 A HWY 247 SOUTH | WARNER ROBINS | Houston | 9076227 | 2 | [5 empty] | Removed from Ground | Gas (Historical Use) | 550 | Not Marked/Unknown | 1998-10-05 | Not Marked
HAMBY CHRYLER-PLYMOUTH DODGE-JEE | 100 IFFIE RD | PERRY | Houston | 9076228 | 1 | [5 empty] | Removed from Ground | Other | 500 | Bare Steel | 1999-03-30 | Bare Steel
ENK834 | 609 S HOUSTON LAKE ROAD | WARNER ROBINS | Houston | 9076229 | 1 | Flapper Valve | 1999-03-01 | FALSE | 1999-03-01 | FALSE | Currently in Use | Gas (Historical Use) | 20000 | Fiberglass Double Walled | 1999-03-01 | Fiberglass Reinforced Plastic | Pressurized
ENK834 | 609 S HOUSTON LAKE ROAD | WARNER ROBINS | Houston | 9076229 | 2 |  | 1999-03-01 |  | 1999-03-01 |  | Currently in Use | Gas (Historical Use) | 12000 | Double Walled | 1999-03-01 | Fiberglass Reinforced Plastic | Pressurized
R & K COUNTRY STORE | 2919 US 341 S,GOLDEN ISLES PKWY | HAWKINSVILLE | Houston | 9076230 | 1 | Ball Float | 1999-01-15 |  | 1999-01-15 |  | Currently in Use | Gas (Historical Use) | 10152 | Epoxy | 1999-01-15 | Fiberglass Reinforced Plastic | Pressurized
R & K COUNTRY STORE | 2919 US 341 S,GOLDEN ISLES PKWY | HAWKINSVILLE | Houston | 9076230 | 2 | Ball Float | 1999-01-15 |  | 1999-01-15 |  | Currently in Use | Gas (Historical Use) | 6110 | Epoxy | 1999-01-12 | Fiberglass Reinforced Plastic | Pressurized
R & K COUNTRY STORE | 2919 US 341 S,GOLDEN ISLES PKWY | HAWKINSVILLE | Houston | 9076230 | 3 | Ball Float | 1999-01-15 |  | 1999-01-15 |  | Currently in Use | Gas (Historical Use) | 6110 | Epoxy | 1999-01-12 | Fiberglass Reinforced Plastic | Pressurized
R & K COUNTRY STORE | 2919 US 341 S,GOLDEN ISLES PKWY | HAWKINSVILLE | Houston | 9076230 | 4 | Ball Float | 1999-01-15 |  | 1999-01-15 |  | Currently in Use | Diesel | 6110 | Epoxy | 1999-01-12 | Fiberglass Reinforced Plastic | Pressurized
H & R AUTO CARE INC D/B/A MIKE H | 1207 RUSSELL PKWY | WARNER ROBINS | Houston | 9076231 | 1 |  |  | TRUE |  | TRUE | Permanently Out of Use - historical purposes | Used Oil | 550 | Cathodically Protected Steel | 1989-09-01 | Fiberglass Reinforced Plastic | Gravity Fed
Raceway 6968 | 1882 Russell Pkwy | Warner Robins | Houston | 9076232 | 1 |  | 2000-04-26 | FALSE | 2000-04-26 | FALSE | Currently in Use | Gas (Historical Use) | 10152 | Composite | 2000-04-26 | Double-Walled Fiberglass | Pressurized
Raceway 6968 | 1882 Russell Pkwy | Warner Robins | Houston | 9076232 | 2 |  | 2000-04-26 | FALSE | 2000-04-26 | FALSE | Currently in Use | Gas (Historical Use) | 15266 | Composite | 2000-04-26 | Double-Walled Fiberglass | Pressurized
Raceway 6968 | 1882 Russell Pkwy | Warner Robins | Houston | 9076232 | 3 |  | 2000-04-26 | FALSE | 2000-04-26 | FALSE | Currently in Use | Diesel | 6110 | Composite | 2000-04-26 | Double-Walled Fiberglass | Pressurized
CIRCLE 9 FOOD MART | 423 GENERAL COURTNEY HODGES BLVD | PERRY | Houston | 9076234 | 1 | Ball Float | 2001-09-01 | FALSE | 2001-09-01 | FALSE | Currently in Use | Gas (Historical Use) | 10000 | Composite | 2001-09-01 | Fiberglass Reinforced Plastic | Pressurized
CIRCLE 9 FOOD MART | 423 GENERAL COURTNEY HODGES BLVD | PERRY | Houston | 9076234 | 2 | Ball Float | 2001-09-01 | FALSE | 2001-09-01 | FALSE | Currently in Use | Gas (Historical Use) | 8000 | Composite | 2001-09-01 | Fiberglass Reinforced Plastic | Pressurized
MAJIK MARKET | 101 IGNICO RD | WARNER ROBINS | Houston | 9076158 | 1 | [5 empty] | Removed from Ground | Gas (Historical Use) | 8000 | Not Marked/Unknown | 1992-01-01 | Not Marked
MAJIK MARKET | 101 IGNICO RD | WARNER ROBINS | Houston | 9076158 | 2 | [5 empty] | Removed from Ground | Gas (Historical Use) | 8000 | Not Marked/Unknown | 1992-01-01 | Not Marked
CONLEYS SVC STATION | GA HWY 247 & US 96 | BONAIRE | Houston | 9076160 | 1 | [5 empty] | Removed from Ground | Gas (Historical Use) | 4000 | Bare Steel | 1991-08-30 | Galvanized Steel | Safe Suction (Euro)
CONLEYS SVC STATION | GA HWY 247 & US 96 | BONAIRE | Houston | 9076160 | 2 | [5 empty] | Removed from Ground | Gas (Historical Use) | 4000 | Bare Steel | 1991-08-30 | Galvanized Steel | Safe Suction (Euro)
CONLEYS SVC STATION | GA HWY 247 & US 96 | BONAIRE | Houston | 9076160 | 3 | [5 empty] | Removed from Ground | Gas (Historical Use) | 3000 | Bare Steel | 1991-08-30 | Galvanized Steel | Safe Suction (Euro)
CONLEYS SVC STATION | GA HWY 247 & US 96 | BONAIRE | Houston | 9076160 | 4 | [5 empty] | Removed from Ground | Gas (Historical Use) | 3000 | Bare Steel | 1991-08-30 | Galvanized Steel | Safe Suction (Euro)
CONLEYS SVC STATION | GA HWY 247 & US 96 | BONAIRE | Houston | 9076160 | 5 | [5 empty] | Removed from Ground | Diesel | 2000 | Bare Steel | 1991-08-30 | Galvanized Steel | Safe Suction (Euro)
MIDDLE GA TECH INST | 1311 CORDER RD | WARNER ROBINS | Houston | 9076161 | 1 | [5 empty] | Removed from Ground | Gas (Historical Use) | 550 | Marked Unknown | 2000-01-03 | Not Marked
DOT PRJ #GIP341 21 HOUSTON | HWY 341/STA #570 + 30 34 FT RT | PERRY | Houston | 9076162 | B | [5 empty] | Removed from Ground | Gas (Historical Use) | 500 | Bare Steel | 1994-05-05 | Galvanized Steel | Safe Suction (Euro)
HOUSTON MEDICAL CENTER | 1601 WATSON BLVD | WARNER ROBINS | Houston | 9760001 | 1 |  | 1997-12-17 |  | 1997-12-17 |  | Removed from Ground | Diesel | 5000 | Steel-Impressed Current | 1973-01-01 | Cathodically Protected | Suction (American)
HOUSTON MEDICAL CENTER | 1601 WATSON BLVD | WARNER ROBINS | Houston | 9760001 | 2 |  | 1997-12-17 |  | 1997-12-17 |  | Removed from Ground | Diesel | 4000 | Steel-Impressed Current | 1975-01-01 | Cathodically Protected | Suction (American)
HOUSTON MEDICAL CENTER | 1601 WATSON BLVD | WARNER ROBINS | Houston | 9760001 | 3 |  | 1996-04-15 |  | 1996-04-15 |  | Removed from Ground | Diesel | 10000 | Cathodically Protected Steel | 1984-01-01 | Cathodically Protected | Suction (American)
HOUSTON MEDICAL CENTER | 1601 WATSON BLVD | WARNER ROBINS | Houston | 9760001 | 4 |  | 2008-01-01 | FALSE | 2008-01-01 | FALSE | Currently in Use | Diesel | 30000 | Fiberglass Double Walled | 2008-01-01 | Double-Walled Fiberglass | Pressurized
PRESTIGE OLDSMOBILE | 741 RUSSELL PKWY | WARNER ROBINS | Houston | 9760002 | 1 |  |  | TRUE |  | TRUE | Removed from Ground | Used Oil | 0 | Unknown | 1998-07-24 | Not Marked
BETTY A MONATH/DEPENDABLE TRANS | 114 BELL ST | WARNER ROBINS | Houston | 9760003 | 1 | [5 empty] | Removed from Ground | Gas (Historical Use) | 500 | Marked Unknown | 1994-03-08 | Unknown
BETTY A MONATH/DEPENDABLE TRANS | 114 BELL ST | WARNER ROBINS | Houston | 9760003 | 2 | [5 empty] | Removed from Ground | Diesel | 1000 | Not Marked/Unknown | 1994-03-08 | Not Marked
BETTY A MONATH/DEPENDABLE TRANS | 114 BELL ST | WARNER ROBINS | Houston | 9760003 | 3 | [5 empty] | Removed from Ground | Diesel | 4000 | Marked Unknown | 1955-01-01 | Unknown
ROBINS AIR FORCE BASE | 775 Macon St | Warner Robins | Houston | UST-SLOC-9076001 | 449-1 | [5 empty] | Removed from Ground | Other | 10000 | Not Marked/Unknown | 1991-11-14 | Not Marked
ROBINS AIR FORCE BASE | 775 Macon St | Warner Robins | Houston | UST-SLOC-9076001 | 449-2 | [5 empty] | Removed from Ground | Gas (Historical Use) | 10000 | Not Marked/Unknown | 1991-11-14 | Not Marked
ROBINS AIR FORCE BASE | 775 Macon St | Warner Robins | Houston | UST-SLOC-9076001 | 449-3 | [5 empty] | Removed from Ground | Diesel | 10000 | Not Marked/Unknown | 1991-11-14 | Not Marked
ROBINS AIR FORCE BASE | 775 Macon St | Warner Robins | Houston | UST-SLOC-9076001 | 449-4 | [5 empty] | Removed from Ground | Diesel | 10000 | Not Marked/Unknown | 1991-11-14 | Not Marked
ROBINS AIR FORCE BASE | 775 Macon St | Warner Robins | Houston | UST-SLOC-9076001 | 5 | [5 empty] | Permanently Out of Use - historical purposes | Gas (Historical Use) | 3000 | Not Marked/Unknown |  | Not Marked
ROBINS AIR FORCE BASE | 775 Macon St | Warner Robins | Houston | UST-SLOC-9076001 | 6 | [5 empty] | Permanently Out of Use - historical purposes | Gas (Historical Use) | 3000 | Not Marked/Unknown |  | Not Marked
ROBINS AIR FORCE BASE | 775 Macon St | Warner Robins | Houston | UST-SLOC-9076001 | 7 | [5 empty] | Permanently Out of Use - historical purposes | Gas (Historical Use) | 3000 | Not Marked/Unknown |  | Not Marked
ROBINS AIR FORCE BASE | 775 Macon St | Warner Robins | Houston | UST-SLOC-9076003 | 19-1 | [5 empty] | Removed from Ground | Diesel | 250 | Cathodically Protected Steel | 1984-01-01 | Cathodically Protected
ROBINS AIR FORCE BASE | 775 Macon St | Warner Robins | Houston | UST-SLOC-9076004 | 26-1 | [5 empty] | Removed from Ground | Other | 160 | Bare Steel | 1980-05-09 | Unknown
ROBINS AIR FORCE BASE | 775 Macon St | Warner Robins | Houston | UST-SLOC-9076004 | 26-2 |  | 1995-03-25 |  | 1995-03-25 |  | Removed from Ground | Other | 1000 | Double Walled | 1995-03-24 | Double Walled | Suction (American)
ROBINS AIR FORCE BASE | 775 Macon St | Warner Robins | Houston | UST-SLOC-9076005 | 33-1 |  |  | TRUE |  | TRUE | Removed from Ground | Other | 2000 | Cathodically Protected Steel | 1985-05-08 | Bare Steel
ROBINS AIR FORCE BASE | 775 Macon St | Warner Robins | Houston | UST-SLOC-9076005 | 33-2 |  | 1989-09-01 | FALSE | 1989-09-01 | FALSE | Temporarily out of use | Diesel | 6000 | Tank Jacket | 1989-09-01 | Fiberglass Reinforced Plastic | Pressurized
ROBINS AIR FORCE BASE | 775 Macon St | Warner Robins | Houston | UST-SLOC-9076005 | 33-3 |  | 1989-09-01 | FALSE | 1989-09-01 | FALSE | Temporarily out of use | Jet fuel | 4000 | Composite Double Walled | 1989-09-01 | Fiberglass Reinforced Plastic | Pressurized
ROBINS AIR FORCE BASE | 775 Macon St | Warner Robins | Houston | UST-SLOC-9076005 | 33-4 |  | 1989-09-01 | FALSE | 1989-09-01 | FALSE | Temporarily out of use | Gas (Historical Use) | 4000 |  | 1989-09-01 | Fiberglass Reinforced Plastic | Pressurized
ROBINS AIR FORCE BASE | 775 Macon St | Warner Robins | Houston | UST-SLOC-9076006 | 36-1 | Flapper Valve | 1992-02-01 |  | 1992-02-01 |  | Removed from Ground | Diesel | 2500 | Galvanic (STIP-3) | 1985-05-08 | Galvanized Steel | Safe Suction (Euro)
ROBINS AIR FORCE BASE | 775 Macon St | Warner Robins | Houston | UST-SLOC-9076007 | 39-1 | [5 empty] | Currently in Use | Other | 50000 | Bare Steel | 1958-05-15 | Galvanized Steel | Pressurized
ROBINS AIR FORCE BASE | 775 Macon St | Warner Robins | Houston | UST-SLOC-9076007 | 39-2 | [5 empty] | Currently in Use | Other | 50000 | Bare Steel | 1958-05-15 | Galvanized Steel | Pressurized
ROBINS AIR FORCE BASE | 775 Macon St | Warner Robins | Houston | UST-SLOC-9076007 | 39-3 | [5 empty] | Currently in Use | Other | 50000 | Bare Steel | 1958-05-15 | Galvanized Steel | Pressurized
ROBINS AIR FORCE BASE | 775 Macon St | Warner Robins | Houston | UST-SLOC-9076008 | 64-1 | [5 empty] | Removed from Ground | Empty | 375 | Bare Steel | 1962-05-14 | Unknown
ROBINS AIR FORCE BASE | 775 Macon St | Warner Robins | Houston | UST-SLOC-9076009 | 65-1 | [5 empty] | Removed from Ground | Empty | 375 | Bare Steel | 1962-05-14 | Unknown
ROBINS AIR FORCE BASE | 775 Macon St | Warner Robins | Houston | UST-SLOC-9076010 | 68-1 | [5 empty] | Removed from Ground | Empty | 375 | Bare Steel | 1962-05-14 | Unknown
ROBINS AIR FORCE BASE | 775 Macon St | Warner Robins | Houston | UST-SLOC-9076011 | 110-1 | [5 empty] | Removed from Ground | Diesel | 250 | Bare Steel | 1944-01-01 | Bare Steel
ROBINS AIR FORCE BASE | 775 Macon St | Warner Robins | Houston | UST-SLOC-9076011 | 110-2 | Flapper Valve | 1992-02-01 |  | 1992-02-01 |  | Removed from Ground | Other | 1000 | Fiberglass | 1988-01-01 | Galvanized Steel | Suction (American)
ROBINS AIR FORCE BASE | 775 Macon St | Warner Robins | Houston | UST-SLOC-9076012 | 127-1 |  | 1992-02-01 |  | 1992-02-01 |  | Removed from Ground | Diesel | 6000 | Fiberglass | 1987-01-01 | Galvanized Steel | Suction (American)
ROBINS AIR FORCE BASE | 775 Macon St | Warner Robins | Houston | UST-SLOC-9076013 | 131-1 | [5 empty] | Removed from Ground | Diesel | 2500 | Cathodically Protected Steel | 1984-01-01 | Bare Steel
ROBINS AIR FORCE BASE | 775 Macon St | Warner Robins | Houston | UST-SLOC-9076013 | 131-2 |  |  | TRUE |  | TRUE | Currently in Use | Other | 1900 | Concrete | 1981-05-09 | Unknown
ROBINS AIR FORCE BASE | 775 Macon St | Warner Robins | Houston | UST-SLOC-9076014 | 134-1 | [5 empty] | Removed from Ground | Diesel | 500 | Bare Steel | 1980-01-01 | Unknown
ROBINS AIR FORCE BASE | 775 Macon St | Warner Robins | Houston | UST-SLOC-9076015 | 137-1 | [5 empty] | Removed from Ground | Diesel | 1500 | Bare Steel | 1982-05-09 | Bare Steel
ROBINS AIR FORCE BASE | 775 Macon St | Warner Robins | Houston | UST-SLOC-9076016 | 142-1 | [5 empty] | Removed from Ground | Diesel | 1000 | Fiberglass | 1984-05-08 | Bare Steel
ROBINS AIR FORCE BASE | 775 Macon St | Warner Robins | Houston | UST-SLOC-9076017 | 184-1 |  | 1992-02-01 |  | 1992-02-01 |  | Removed from Ground | Other | 8000 | Galvanic (STIP-3) | 1980-05-09 | Galvanized Steel | Suction (American)
ROBINS AIR FORCE BASE | 775 Macon St | Warner Robins | Houston | UST-SLOC-9076019 | 45-1 | [5 empty] | Removed from Ground | Other | 2000 | Bare Steel | 1990-11-01 | Bare Steel
ROBINS AIR FORCE BASE | 775 Macon St | Warner Robins | Houston | UST-SLOC-9076020 | 128-1 | [5 empty] | Removed from Ground | Other | 5000 | Bare Steel | 1951-01-01 | Bare Steel
ROBINS AIR FORCE BASE | 775 Macon St | Warner Robins | Houston | UST-SLOC-9076020 | 128-2 | [5 empty] | Removed from Ground | Other | 3000 | Bare Steel | 1951-01-01 | Bare Steel
ROBINS AIR FORCE BASE | 775 Macon St | Warner Robins | Houston | UST-SLOC-9076020 | 128-3 | [5 empty] | Removed from Ground | Other | 3000 | Bare Steel | 1951-01-01 | Bare Steel
ROBINS AIR FORCE BASE | 775 Macon St | Warner Robins | Houston | UST-SLOC-9076020 | 128-4 | [5 empty] | Removed from Ground | Other | 3000 | Bare Steel | 1951-01-01 | Bare Steel
ROBINS AIR FORCE BASE | 775 Macon St | Warner Robins | Houston | UST-SLOC-9076020 | 128-5 | [5 empty] | Removed from Ground | Diesel | 265 | Bare Steel | 1951-01-01 | Unknown
ROBINS AIR FORCE BASE | 775 Macon St | Warner Robins | Houston | UST-SLOC-9076021 | 140-1 | [5 empty] | Removed from Ground | Kerosene | 10000 | Bare Steel | 1971-01-01 | Bare Steel
ROBINS AIR FORCE BASE | 775 Macon St | Warner Robins | Houston | UST-SLOC-9076022 | 3823-1 | [5 empty] | Removed from Ground | Diesel | 1000 | Cathodically Protected Steel | 1977-05-10 | Bare Steel
ROBINS AIR FORCE BASE | 775 Macon St | Warner Robins | Houston | UST-SLOC-9076023 | 174-1 | [5 empty] | Removed from Ground | Diesel | 1000 | Bare Steel | 1974-05-11 | Galvanized Steel
ROBINS AIR FORCE BASE | 775 Macon St | Warner Robins | Houston | UST-SLOC-9076024 | 177-1 | [5 empty] | Removed from Ground | Other | 500 | Bare Steel | 1969-05-12 | Unknown
ROBINS AIR FORCE BASE | 775 Macon St | Warner Robins | Houston | UST-SLOC-9076025 | 186-1 | [5 empty] | Removed from Ground | Diesel | 300 | Bare Steel | 1942-05-19 | Unknown
ROBINS AIR FORCE BASE | 775 Macon St | Warner Robins | Houston | UST-SLOC-9076025 | 186-2 | [5 empty] | Removed from Ground | Other | 1000 | Bare Steel | 1974-05-11 | Unknown
ROBINS AIR FORCE BASE | 775 Macon St | Warner Robins | Houston | UST-SLOC-9076027 | 190-1 | [5 empty] | Removed from Ground | Diesel | 1500 | Bare Steel | 1983-05-09 | Unknown
ROBINS AIR FORCE BASE | 775 Macon St | Warner Robins | Houston | UST-SLOC-9076027 | 190-2 | [5 empty] | Currently in Use | Other | 750 | Bare Steel | 1964-05-13 | Galvanized Steel | Gravity Fed
ROBINS AIR FORCE BASE | 775 Macon St | Warner Robins | Houston | UST-SLOC-9076028 | 195-1 |  |  | TRUE |  | TRUE | Removed from Ground | Used Oil | 23500 | Bare Steel | 1942-01-01 | Unknown
ROBINS AIR FORCE BASE | 775 Macon St | Warner Robins | Houston | UST-SLOC-9076028 | 195-2 | [5 empty] | Removed from Ground | Empty | 23500 | Bare Steel | 1942-05-19 | Unknown
ROBINS AIR FORCE BASE | 775 Macon St | Warner Robins | Houston | UST-SLOC-9076028 | 195-3 | [5 empty] | Removed from Ground | Empty | 13380 | Bare Steel | 1942-05-19 | Unknown
ROBINS AIR FORCE BASE | 775 Macon St | Warner Robins | Houston | UST-SLOC-9076028 | 195-4 | [5 empty] | Removed from Ground | Empty | 20227 | Bare Steel | 1942-05-19 | Unknown
ROBINS AIR FORCE BASE | 775 Macon St | Warner Robins | Houston | UST-SLOC-9076028 | 195-5 | [5 empty] | Removed from Ground | Empty | 21500 | Bare Steel | 1942-05-19 | Unknown
ROBINS AIR FORCE BASE | 775 Macon St | Warner Robins | Houston | UST-SLOC-9076028 | 195-6 | [5 empty] | Removed from Ground | Empty | 16954 | Bare Steel | 1942-05-19 | Unknown
ROBINS AIR FORCE BASE | 775 Macon St | Warner Robins | Houston | UST-SLOC-9076028 | 195-7 | [5 empty] | Removed from Ground | Gas (Historical Use) | 17387 | Bare Steel | 1977-05-10 | Unknown
ROBINS AIR FORCE BASE | 775 Macon St | Warner Robins | Houston | UST-SLOC-9076028 | 195-8 | [5 empty] | Removed from Ground | Gas (Historical Use) | 19951 | Bare Steel | 1971-05-12 | Unknown
ROBINS AIR FORCE BASE | 775 Macon St | Warner Robins | Houston | UST-SLOC-9076029 | 196-1 | [5 empty] | Removed from Ground | Diesel | 280 | Bare Steel | 1963-05-14 | Bare Steel
ROBINS AIR FORCE BASE | 775 Macon St | Warner Robins | Houston | UST-SLOC-9076029 | 196-2 | [5 empty] | Currently in Use | Other | 500 | Fiberglass | 1985-05-08 | Unknown | Gravity Fed
ROBINS AIR FORCE BASE | 775 Macon St | Warner Robins | Houston | UST-SLOC-9076030 | 210-1 | [5 empty] | Removed from Ground | Other | 250 | Bare Steel | 1964-05-13 | Bare Steel
ROBINS AIR FORCE BASE | 775 Macon St | Warner Robins | Houston | UST-SLOC-9076030 | 210-2 |  | 1992-06-01 |  | 1992-06-01 |  | Removed from Ground | Diesel | 2000 | Double Walled | 1992-06-01 | Galvanized Steel | Suction (American)
ROBINS AIR FORCE BASE | 775 Macon St | Warner Robins | Houston | UST-SLOC-9076031 | 214-1 |  | 1992-02-01 |  | 1992-02-01 |  | Removed from Ground | Diesel | 2000 | Cathodically Protected Steel | 1959-05-15 | Bare Steel | Suction (American)
ROBINS AIR FORCE BASE | 775 Macon St | Warner Robins | Houston | UST-SLOC-9076032 | 225-1 |  | 1992-02-01 |  | 1992-02-01 |  | Removed from Ground | Diesel | 5000 | Cathodically Protected Steel | 1957-05-15 | Bare Steel | Suction (American)
ROBINS AIR FORCE BASE | 775 Macon St | Warner Robins | Houston | UST-SLOC-9076033 | 226-1 |  | 1992-02-01 |  | 1992-02-01 |  | Removed from Ground | Diesel | 2000 | Cathodically Protected Steel | 1979-05-10 | Bare Steel | Suction (American)
ROBINS AIR FORCE BASE | 775 Macon St | Warner Robins | Houston | UST-SLOC-9076033 | 226-2 |  | 1992-02-01 |  | 1992-02-01 |  | Removed from Ground | Diesel | 1500 | Galvanic (STIP-3) | 1983-01-01 | Bare Steel | Suction (American)
ROBINS AIR FORCE BASE | 775 Macon St | Warner Robins | Houston | UST-SLOC-9076034 | 228-1 |  | 1992-02-01 |  | 1992-02-01 |  | Removed from Ground | Other | 10000 | Fiberglass | 1987-01-01 | Galvanized Steel | Suction (American)
ROBINS AIR FORCE BASE | 775 Macon St | Warner Robins | Houston | UST-SLOC-9076035 | 231-1 | Flapper Valve | 1992-02-01 |  | 1992-02-01 |  | Removed from Ground | Diesel | 2000 | Fiberglass | 1988-01-01 | Galvanized Steel | Suction (American)
ROBINS AIR FORCE BASE | 775 Macon St | Warner Robins | Houston | UST-SLOC-9076036 | 300-2 | [5 empty] | Removed from Ground | Other | 1000 | Fiberglass | 1987-01-01 | Fiberglass Reinforced Plastic
ROBINS AIR FORCE BASE | 775 Macon St | Warner Robins | Houston | UST-SLOC-9076037 | 301-1 |  | 1992-02-01 |  | 1992-02-01 |  | Removed from Ground | Other | 500 | Fiberglass | 1986-01-01 | Galvanized Steel
ROBINS AIR FORCE BASE | 775 Macon St | Warner Robins | Houston | UST-SLOC-9076038 | 302-1 | [5 empty] | Removed from Ground | Empty | 500 | Bare Steel | 1967-01-01 | Unknown
ROBINS AIR FORCE BASE | 775 Macon St | Warner Robins | Houston | UST-SLOC-9076039 | 303-1 | [5 empty] | Removed from Ground | Gas (Historical Use) | 3000 | Marked Unknown | 1964-01-01 | Unknown
ROBINS AIR FORCE BASE | 775 Macon St | Warner Robins | Houston | UST-SLOC-9076039 | 303-10 | [5 empty] | Removed from Ground | Gas (Historical Use) | 11445 | Bare Steel | 1964-05-13 | Unknown
ROBINS AIR FORCE BASE | 775 Macon St | Warner Robins | Houston | UST-SLOC-9076039 | 303-11 | [5 empty] | Removed from Ground | Diesel | 2018 | Bare Steel | 1964-05-13 | Unknown
ROBINS AIR FORCE BASE | 775 Macon St | Warner Robins | Houston | UST-SLOC-9076039 | 303-2 | [5 empty] | Removed from Ground | Diesel | 3000 | Marked Unknown | 1964-01-01 | Unknown
ROBINS AIR FORCE BASE | 775 Macon St | Warner Robins | Houston | UST-SLOC-9076039 | 303-3 | [5 empty] | Removed from Ground | Gas (Historical Use) | 3000 | Marked Unknown | 1964-01-01 | Unknown
ROBINS AIR FORCE BASE | 775 Macon St | Warner Robins | Houston | UST-SLOC-9076039 | 303-9 | [5 empty] | Removed from Ground | Kerosene | 9988 | Bare Steel | 1976-05-10 | Unknown
ROBINS AIR FORCE BASE | 775 Macon St | Warner Robins | Houston | UST-SLOC-9076040 | 315-1 | [5 empty] | Removed from Ground | Diesel | 1500 | Bare Steel | 1966-05-13 | Unknown
ROBINS AIR FORCE BASE | 775 Macon St | Warner Robins | Houston | UST-SLOC-9076040 | 315-2 | [5 empty] | Removed from Ground | Other | 500 | Fiberglass | 1980-05-09 | Not Marked
ROBINS AIR FORCE BASE | 775 Macon St | Warner Robins | Houston | UST-SLOC-9076041 | 318-1 | [5 empty] | Removed from Ground | Other | 15000 | Bare Steel | 1985-06-01 | Not Marked
ROBINS AIR FORCE BASE | 775 Macon St | Warner Robins | Houston | UST-SLOC-9076041 | 318-2 | [5 empty] | Removed from Ground | Other | 15000 | Bare Steel | 1985-06-01 | Not Marked
ROBINS AIR FORCE BASE | 775 Macon St | Warner Robins | Houston | UST-SLOC-9076041 | 318-3 | [5 empty] | Currently in Use | Other | 1300 | Bare Steel | 1972-05-11 | Unknown | Gravity Fed
ROBINS AIR FORCE BASE | 775 Macon St | Warner Robins | Houston | UST-SLOC-9076042 | 319-2 |  |  | TRUE | 1992-02-01 | TRUE | Removed from Ground | Used Oil | 1500 | Cathodically Protected Steel | 1986-01-01 | Cathodically Protected | Gravity Fed
ROBINS AIR FORCE BASE | 775 Macon St | Warner Robins | Houston | UST-SLOC-9076043 | 340-1U |  | 1992-02-01 |  | 1992-02-01 |  | Removed from Ground | Diesel | 1000 | Fiberglass | 1988-01-01 | Fiberglass Reinforced Plastic | Suction (American)
ROBINS AIR FORCE BASE | 775 Macon St | Warner Robins | Houston | UST-SLOC-9076044 | 350-1U |  | 1992-02-01 |  | 1992-02-01 |  | Removed from Ground | Diesel | 2000 | Fiberglass | 1987-01-01 | Bare Steel | Suction (American)
ROBINS AIR FORCE BASE | 775 Macon St | Warner Robins | Houston | UST-SLOC-9076045 | 371-1 |  | 1992-02-01 |  | 1992-02-01 |  | Permanently Out of Use - historical purposes | Diesel | 1500 | Cathodically Protected Steel | 1983-05-09 | Bare Steel | Suction (American)
ROBINS AIR FORCE BASE | 775 Macon St | Warner Robins | Houston | UST-SLOC-9076046 | 1400-1 | Overfill Alarm | 1992-02-01 | FALSE | 1992-02-01 | FALSE | Removed from Ground | Diesel | 50000 | Fiberglass | 1985-05-08 | Double-Walled Fiberglass | Safe Suction (Euro)
ROBINS AIR FORCE BASE | 775 Macon St | Warner Robins | Houston | UST-SLOC-9076046 | 1400-2 | Overfill Alarm | 1992-02-01 | FALSE | 1992-02-01 | FALSE | Removed from Ground | Diesel | 50000 | Fiberglass | 1985-05-08 | Double-Walled Fiberglass | Safe Suction (Euro)
ROBINS AIR FORCE BASE | 775 Macon St | Warner Robins | Houston | UST-SLOC-9076046 | 1400-3 | Overfill Alarm | 1992-02-01 | FALSE | 1992-02-01 | FALSE | Removed from Ground | Diesel | 50000 | Fiberglass | 1985-05-08 | Double-Walled Fiberglass | Safe Suction (Euro)
ROBINS AIR FORCE BASE | 775 Macon St | Warner Robins | Houston | UST-SLOC-9076046 | 1400-4 | Overfill Alarm | 2000-06-15 | TRUE | 1992-02-01 | TRUE | Removed from Ground | Used Oil | 1500 | Fiberglass | 1986-01-01 | Fiberglass Reinforced Plastic
ROBINS AIR FORCE BASE | 775 Macon St | Warner Robins | Houston | UST-SLOC-9076047 | 2072-1 | [5 empty] | Removed from Ground | Other | 50000 | Bare Steel | 1958-05-15 | Bare Steel | Pressurized
ROBINS AIR FORCE BASE | 775 Macon St | Warner Robins | Houston | UST-SLOC-9076047 | 2072-2 | [5 empty] | Removed from Ground | Other | 50000 | Bare Steel | 1958-05-15 | Bare Steel | Pressurized
ROBINS AIR FORCE BASE | 775 Macon St | Warner Robins | Houston | UST-SLOC-9076047 | 2072-3 | [5 empty] | Removed from Ground | Other | 50000 | Cathodically Protected Steel | 1958-05-15 | Bare Steel | Pressurized
ROBINS AIR FORCE BASE | 775 Macon St | Warner Robins | Houston | UST-SLOC-9076047 | 2072-4 | [5 empty] | Removed from Ground | Other | 50000 | Cathodically Protected Steel | 1958-05-15 | Bare Steel | Pressurized
ROBINS AIR FORCE BASE | 775 Macon St | Warner Robins | Houston | UST-SLOC-9076047 | 2072-5 | [5 empty] | Removed from Ground | Other | 50000 | Cathodically Protected Steel | 1958-05-15 | Bare Steel | Pressurized
ROBINS AIR FORCE BASE | 775 Macon St | Warner Robins | Houston | UST-SLOC-9076047 | 2072-6 | [5 empty] | Removed from Ground | Other | 50000 | Cathodically Protected Steel | 1958-05-15 | Bare Steel | Pressurized
ROBINS AIR FORCE BASE | 775 Macon St | Warner Robins | Houston | UST-SLOC-9076047 | 2072-7 | [5 empty] | Removed from Ground | Other | 2000 | Cathodically Protected Steel | 1983-05-09 | Bare Steel | Gravity Fed
ROBINS AIR FORCE BASE | 775 Macon St | Warner Robins | Houston | UST-SLOC-9076048 | 2075-1 | [5 empty] | Currently in Use | Diesel | 550 | Bare Steel | 1960-05-14 | Bare Steel
ROBINS AIR FORCE BASE | 775 Macon St | Warner Robins | Houston | UST-SLOC-9076048 | 2075-2 |  |  | TRUE |  | TRUE | Removed from Ground | Used Oil | 500 | Fiberglass | 1980-05-09 | Not Marked
ROBINS AIR FORCE BASE | 775 Macon St | Warner Robins | Houston | UST-SLOC-9076049 | 78-1 | [5 empty] | Removed from Ground | Diesel | 500 | Bare Steel | 1960-05-14 | Copper
ROBINS AIR FORCE BASE | 775 Macon St | Warner Robins | Houston | UST-SLOC-9076049 | 78-2 | [5 empty] | Removed from Ground | Diesel | 6000 | Bare Steel | 1970-05-12 | Unknown
ROBINS AIR FORCE BASE | 775 Macon St | Warner Robins | Houston | UST-SLOC-9076049 | 78-3 | [5 empty] | Removed from Ground | Other | 550 | Double Walled | 1989-10-03 | Galvanized Steel | Suction (American)
ROBINS AIR FORCE BASE | 775 Macon St | Warner Robins | Houston | UST-SLOC-9076050 | 2079-1 | [5 empty] | Removed from Ground | Diesel | 300 | Bare Steel | 1971-05-12 | Unknown
ROBINS AIR FORCE BASE | 775 Macon St | Warner Robins | Houston | UST-SLOC-9076050 | 2079-2 |  | 1991-09-01 |  | 1991-09-01 |  | Removed from Ground | Diesel | 300 | Double Walled | 1991-08-01 | Galvanized Steel | Suction (American)
ROBINS AIR FORCE BASE | 775 Macon St | Warner Robins | Houston | UST-SLOC-9076051 | 85-1 | [5 empty] | Removed from Ground | Other | 500 | Concrete | 1962-05-14 | Unknown
ROBINS AIR FORCE BASE | 775 Macon St | Warner Robins | Houston | UST-SLOC-9076052 | 14-1 | [5 empty] | Currently in Use | Diesel | 560 | Bare Steel | 1955-05-16 | Bare Steel | Suction (American)
ROBINS AIR FORCE BASE | 775 Macon St | Warner Robins | Houston | UST-SLOC-9076052 | 14-2 | [5 empty] | Removed from Ground | Diesel | 250 | Marked Unknown | 1978-01-01 | Unknown
ROBINS AIR FORCE BASE | 775 Macon St | Warner Robins | Houston | UST-SLOC-9076053 | 22-1 | [5 empty] | Removed from Ground | Other | 500 | Fiberglass | 1980-05-09 | Not Marked
ROBINS AIR FORCE BASE | 775 Macon St | Warner Robins | Houston | UST-SLOC-9076054 | 61-1 | [5 empty] | Removed from Ground | Diesel | 300 | Bare Steel | 1960-05-14 | Unknown
ROBINS AIR FORCE BASE | 775 Macon St | Warner Robins | Houston | UST-SLOC-9076054 | 61-2 | [5 empty] | Removed from Ground | Diesel | 1000 | Bare Steel | 1958-05-15 | Unknown
ROBINS AIR FORCE BASE | 775 Macon St | Warner Robins | Houston | UST-SLOC-9076058 | 644-1 | [5 empty] | Currently in Use | Diesel | 30000 | Bare Steel | 1962-05-14 | Bare Steel
ROBINS AIR FORCE BASE | 775 Macon St | Warner Robins | Houston | UST-SLOC-9076058 | 644-2 | [5 empty] | Removed from Ground | Diesel | 250 | Marked Unknown | 1967-01-01 | Unknown
ROBINS AIR FORCE BASE | 775 Macon St | Warner Robins | Houston | UST-SLOC-9076059 | 700-1 | [5 empty] | Removed from Ground | Diesel | 2500 | Bare Steel | 1967-05-13 | Unknown
ROBINS AIR FORCE BASE | 775 Macon St | Warner Robins | Houston | UST-SLOC-9076060 | 701-1 |  | 1992-02-01 |  | 1992-02-01 |  | Removed from Ground | Other | 500 | Fiberglass | 1986-01-01 | Galvanized Steel | Suction (American)
ROBINS AIR FORCE BASE | 775 Macon St | Warner Robins | Houston | UST-SLOC-9076061 | 922-1 |  |  | TRUE |  | TRUE | Removed from Ground | Used Oil | 100 | Bare Steel | 1964-01-01 | Bare Steel | Gravity Fed
ROBINS AIR FORCE BASE | 775 Macon St | Warner Robins | Houston | UST-SLOC-9076061 | 922-2 |  | 1992-02-01 | FALSE | 1992-02-01 | FALSE | Removed from Ground | Gas (Historical Use) | 10000 | Fiberglass | 1973-05-11 | Fiberglass Reinforced Plastic | Pressurized
ROBINS AIR FORCE BASE | 775 Macon St | Warner Robins | Houston | UST-SLOC-9076061 | 922-3 |  | 1992-02-01 | FALSE | 1992-02-01 | FALSE | Removed from Ground | Gas (Historical Use) | 10000 | Fiberglass | 1973-05-11 | Fiberglass Reinforced Plastic | Pressurized
ROBINS AIR FORCE BASE | 775 Macon St | Warner Robins | Houston | UST-SLOC-9076061 | 922-4 |  | 1992-02-01 | FALSE | 1992-02-01 | FALSE | Removed from Ground | Gas (Historical Use) | 10000 | Fiberglass | 1973-05-11 | Fiberglass Reinforced Plastic | Pressurized
ROBINS AIR FORCE BASE | 775 Macon St | Warner Robins | Houston | UST-SLOC-9076061 | 922-5 |  | 1992-02-01 | FALSE | 1992-02-01 | FALSE | Removed from Ground | Gas (Historical Use) | 10000 | Fiberglass | 1973-05-11 | Fiberglass Reinforced Plastic | Pressurized
ROBINS AIR FORCE BASE | 775 Macon St | Warner Robins | Houston | UST-SLOC-9076061 | 922-6 |  | 1992-02-01 | FALSE | 1992-02-01 | FALSE | Removed from Ground | Gas (Historical Use) | 10000 | Fiberglass | 1973-05-11 | Fiberglass Reinforced Plastic | Pressurized
ROBINS AIR FORCE BASE | 775 Macon St | Warner Robins | Houston | UST-SLOC-9076061 | 922-7U | Flapper Valve | 2010-03-02 | FALSE | 2010-03-02 | FALSE | Currently in Use | Gas (Historical Use) | 15000 | Fiberglass Double Walled | 2010-03-02 | Double-Walled Flex | Pressurized
ROBINS AIR FORCE BASE | 775 Macon St | Warner Robins | Houston | UST-SLOC-9076061 | 922-8U | Flapper Valve | 2010-03-02 | FALSE | 2010-03-02 | FALSE | Currently in Use | Gas (Historical Use) | 15000 | Tank Jacket Double Walled | 2010-03-02 | Double-Walled Flex | Pressurized
ROBINS AIR FORCE BASE | 775 Macon St | Warner Robins | Houston | UST-SLOC-9076061 | 922-9U | Flapper Valve | 2010-03-02 | FALSE | 2010-03-02 | FALSE | Currently in Use | Gas (Historical Use) | 15000 | Fiberglass Double Walled | 2010-03-02 | Double-Walled Flex | Pressurized
ROBINS AIR FORCE BASE | 775 Macon St | Warner Robins | Houston | UST-SLOC-9076062 | 937-1 | [5 empty] | Removed from Ground | Diesel | 550 | Bare Steel | 1975-01-01 | Copper | Suction (American)
ROBINS AIR FORCE BASE | 775 Macon St | Warner Robins | Houston | UST-SLOC-9076063 | 944-1 | [5 empty] | Removed from Ground | Diesel | 1000 | Bare Steel | 1990-02-01 | Bare Steel
ROBINS AIR FORCE BASE | 775 Macon St | Warner Robins | Houston | UST-SLOC-9076064 | 948-1 | [5 empty] | Removed from Ground | Diesel | 500 | Bare Steel | 1978-05-10 | Bare Steel
ROBINS AIR FORCE BASE | 775 Macon St | Warner Robins | Houston | UST-SLOC-9076065 | 963-1 |  | 1992-02-01 |  | 1992-02-01 |  | Removed from Ground | Diesel | 500 | Fiberglass | 1985-05-08 | Galvanized Steel | Suction (American)
ROBINS AIR FORCE BASE | 775 Macon St | Warner Robins | Houston | UST-SLOC-9076066 | 1-1U | [5 empty] | Removed from Ground | Diesel | 5000 | Bare Steel | 1980-05-09 | Unknown
ROBINS AIR FORCE BASE | 775 Macon St | Warner Robins | Houston | UST-SLOC-9076067 | 2021-09-01 | [5 empty] | Removed from Ground | Diesel | 500 | Bare Steel | 1982-05-09 | Unknown
ROBINS AIR FORCE BASE | 775 Macon St | Warner Robins | Houston | UST-SLOC-9076067 | 2021-09-02 | [5 empty] | Removed from Ground | Diesel | 2000 | Marked Unknown | 1978-01-01 | Unknown
ROBINS AIR FORCE BASE | 775 Macon St | Warner Robins | Houston | UST-SLOC-9076068 | 2021-10-01 | [5 empty] | Permanently Out of Use - historical purposes | Diesel | 250 | Bare Steel | 1975-05-11 | Copper
ROBINS AIR FORCE BASE | 775 Macon St | Warner Robins | Houston | UST-SLOC-9076068 | 2021-10-02 | [5 empty] | Currently in Use | Other | 500 | Fiberglass | 1980-05-09 | Not Marked
ROBINS AIR FORCE BASE | 775 Macon St | Warner Robins | Houston | UST-SLOC-9076069 | 25-1 | [5 empty] | Removed from Ground | Diesel | 500 | Bare Steel | 1960-05-14 | Unknown
ROBINS AIR FORCE BASE | 775 Macon St | Warner Robins | Houston | UST-SLOC-9076070 | 74-1 |  | 1992-02-01 |  | 1992-02-01 |  | Removed from Ground | Diesel | 5000 | Cathodically Protected Steel | 1980-05-09 | Bare Steel
ROBINS AIR FORCE BASE | 775 Macon St | Warner Robins | Houston | UST-SLOC-9076071 | 263-1 | [5 empty] | Removed from Ground | Diesel | 300 | Bare Steel | 1968-05-12 | Bare Steel
ROBINS AIR FORCE BASE | 775 Macon St | Warner Robins | Houston | UST-SLOC-9076073 | 288-1 | [5 empty] | Removed from Ground | Empty | 2000 | Bare Steel | 1959-05-15 | Unknown
ROBINS AIR FORCE BASE | 775 Macon St | Warner Robins | Houston | UST-SLOC-9076074 | 295-1 | [5 empty] | Removed from Ground | Hazardous Substance | 2500 | Bare Steel | 1968-05-12 | Unknown
ROBINS AIR FORCE BASE | 775 Macon St | Warner Robins | Houston | UST-SLOC-9076074 | 295-2 | [5 empty] | Removed from Ground | Hazardous Substance | 0 | Marked Unknown | 1962-05-14 | Unknown
ROBINS AIR FORCE BASE | 775 Macon St | Warner Robins | Houston | UST-SLOC-9076075 | 376-1 | [5 empty] | Removed from Ground | Diesel | 250 | Bare Steel | 1975-05-11 | Bare Steel
ROBINS AIR FORCE BASE | 775 Macon St | Warner Robins | Houston | UST-SLOC-9076076 | 377-1 | [5 empty] | Removed from Ground | Diesel | 250 | Bare Steel | 1977-05-10 | Bare Steel
ROBINS AIR FORCE BASE | 775 Macon St | Warner Robins | Houston | UST-SLOC-9076077 | 511-1 | [5 empty] | Removed from Ground | Diesel | 300 | Bare Steel | 1943-05-19 | Bare Steel
ROBINS AIR FORCE BASE | 775 Macon St | Warner Robins | Houston | UST-SLOC-9076077 | 511-2 | [5 empty] | Removed from Ground | Diesel | 1000 | Bare Steel | 1979-05-10 | Unknown
ROBINS AIR FORCE BASE | 775 Macon St | Warner Robins | Houston | UST-SLOC-9076078 | 812-1 |  | 1992-02-01 |  | 1992-02-01 |  | Removed from Ground | Diesel | 1500 | Cathodically Protected Steel | 1981-05-09 | Bare Steel | Suction (American)
ROBINS AIR FORCE BASE | 775 Macon St | Warner Robins | Houston | UST-SLOC-9076079 | 100-1 | [5 empty] | Currently in Use | Other | 5000 | Bare Steel | 1974-05-11 | Bare Steel | Suction (American)
ROBINS AIR FORCE BASE | 775 Macon St | Warner Robins | Houston | UST-SLOC-9076080 | 107-1 | [5 empty] | Removed from Ground | Diesel | 2000 | Bare Steel | 1960-01-01 | Unknown
ROBINS AIR FORCE BASE | 775 Macon St | Warner Robins | Houston | UST-SLOC-9076081 | 2021-12-01 | [5 empty] | Removed from Ground | Diesel | 5000 | Bare Steel | 1983-05-09 | Unknown
ROBINS AIR FORCE BASE | 775 Macon St | Warner Robins | Houston | UST-SLOC-9076081 | 2021-12-02 | [5 empty] | Removed from Ground | Diesel | 500 | Concrete | 1983-05-09 | Bare Steel
ROBINS AIR FORCE BASE | 775 Macon St | Warner Robins | Houston | UST-SLOC-9076082 | 1602-1 | [5 empty] | Removed from Ground | Diesel | 2000 | Bare Steel | 1989-01-01 | Unknown
ROBINS AIR FORCE BASE | 775 Macon St | Warner Robins | Houston | UST-SLOC-9076083 | 194-1 | [5 empty] | Removed from Ground | Diesel | 500 | Bare Steel | 1956-05-15 | Copper
ROBINS AIR FORCE BASE | 775 Macon St | Warner Robins | Houston | UST-SLOC-9076084 | 2021-02-01 | [5 empty] | Removed from Ground | Other | 1500 | Bare Steel | 1971-05-12 | Unknown
ROBINS AIR FORCE BASE | 775 Macon St | Warner Robins | Houston | UST-SLOC-9076085 | 205-1 | [5 empty] | Removed from Ground | Diesel | 700 | Bare Steel | 1981-05-09 | Unknown
ROBINS AIR FORCE BASE | 775 Macon St | Warner Robins | Houston | UST-SLOC-9076086 | 245-1 | [5 empty] | Removed from Ground | Diesel | 300 | Bare Steel | 1955-05-16 | Bare Steel
ROBINS AIR FORCE BASE | 775 Macon St | Warner Robins | Houston | UST-SLOC-9076087 | 294-1 | [5 empty] | Removed from Ground | Empty | 5000 | Bare Steel | 1947-01-01 | Unknown
ROBINS AIR FORCE BASE | 775 Macon St | Warner Robins | Houston | UST-SLOC-9076090 | 314-1 | [5 empty] | Removed from Ground | Diesel | 1500 | Bare Steel | 1979-05-10 | Bare Steel
ROBINS AIR FORCE BASE | 775 Macon St | Warner Robins | Houston | UST-SLOC-9076091 | 352-1 | [5 empty] | Removed from Ground | Diesel | 500 | Bare Steel | 1979-05-10 | Bare Steel
ROBINS AIR FORCE BASE | 775 Macon St | Warner Robins | Houston | UST-SLOC-9076092 | 360-1 | [5 empty] | Permanently Out of Use - historical purposes | Diesel | 300 | Bare Steel | 1981-05-09 | Copper
ROBINS AIR FORCE BASE | 775 Macon St | Warner Robins | Houston | UST-SLOC-9076093 | 363-1 | [5 empty] | Removed from Ground | Diesel | 6000 | Bare Steel | 1983-05-09 | Galvanized Steel
ROBINS AIR FORCE BASE | 775 Macon St | Warner Robins | Houston | UST-SLOC-9076093 | 3631 | [5 empty] | Currently in Use | Diesel | 0 | Not Marked/Unknown |  | Not Marked
ROBINS AIR FORCE BASE | 775 Macon St | Warner Robins | Houston | UST-SLOC-9076094 | 370-1 | [5 empty] | Permanently Out of Use - historical purposes | Diesel | 1000 | Bare Steel | 1981-05-09 | Bare Steel
ROBINS AIR FORCE BASE | 775 Macon St | Warner Robins | Houston | UST-SLOC-9076096 | 393-1 | [5 empty] | Removed from Ground | Diesel | 1000 | Bare Steel | 1988-01-01 | Bare Steel
ROBINS AIR FORCE BASE | 775 Macon St | Warner Robins | Houston | UST-SLOC-9076097 | 40-1 | [5 empty] | Removed from Ground | Diesel | 300 | Bare Steel | 1976-01-01 | Not Marked
ROBINS AIR FORCE BASE | 775 Macon St | Warner Robins | Houston | UST-SLOC-9076098 | 43-1 | [5 empty] | Removed from Ground | Diesel | 3000 | Bare Steel | 1959-05-15 | Unknown
ROBINS AIR FORCE BASE | 775 Macon St | Warner Robins | Houston | UST-SLOC-9076100 | 495-1 | [5 empty] | Removed from Ground | Empty | 500 | Bare Steel | 1942-01-01 | Bare Steel
ROBINS AIR FORCE BASE | 775 Macon St | Warner Robins | Houston | UST-SLOC-9076101 | 52-1 | [5 empty] | Removed from Ground | Diesel | 20000 | Bare Steel | 1962-05-14 | Bare Steel
ROBINS AIR FORCE BASE | 775 Macon St | Warner Robins | Houston | UST-SLOC-9076102 | 54-1 | [5 empty] | Currently in Use | Diesel | 25000 | Bare Steel | 1978-05-10 | Bare Steel | Suction (American)
ROBINS AIR FORCE BASE | 775 Macon St | Warner Robins | Houston | UST-SLOC-9076102 | 54-2 | [5 empty] | Removed from Ground | Hazardous Substance | 10000 | Bare Steel | 1960-05-14 | Unknown
ROBINS AIR FORCE BASE | 775 Macon St | Warner Robins | Houston | UST-SLOC-9076102 | 54-3 | [5 empty] | Removed from Ground | Hazardous Substance | 10000 | Bare Steel | 1960-05-14 | Unknown
ROBINS AIR FORCE BASE | 775 Macon St | Warner Robins | Houston | UST-SLOC-9076103 | 551-1 | [5 empty] | Removed from Ground | Diesel | 1500 | Bare Steel | 1989-01-01 | Unknown
ROBINS AIR FORCE BASE | 775 Macon St | Warner Robins | Houston | UST-SLOC-9076104 | 552-1 | [5 empty] | Removed from Ground | Diesel | 1500 | Bare Steel | 1989-01-01 | Unknown
ROBINS AIR FORCE BASE | 775 Macon St | Warner Robins | Houston | UST-SLOC-9076105 | 557-1 | [5 empty] | Removed from Ground | Diesel | 1500 | Bare Steel | 1989-01-01 | Unknown
ROBINS AIR FORCE BASE | 775 Macon St | Warner Robins | Houston | UST-SLOC-9076106 | 56-1 | [5 empty] | Removed from Ground | Diesel | 3000 | Bare Steel | 1959-05-15 | Copper | Suction (American)
ROBINS AIR FORCE BASE | 775 Macon St | Warner Robins | Houston | UST-SLOC-9076107 | 560-1 | [5 empty] | Removed from Ground | Diesel | 2000 | Bare Steel | 1960-05-14 | Bare Steel
ROBINS AIR FORCE BASE | 775 Macon St | Warner Robins | Houston | UST-SLOC-9076108 | 59-1 | [5 empty] | Removed from Ground | Diesel | 3000 | Bare Steel | 1961-05-14 | Bare Steel | Pressurized
ROBINS AIR FORCE BASE | 775 Macon St | Warner Robins | Houston | UST-SLOC-9076109 | 595-1 | [5 empty] | Removed from Ground | Diesel | 2000 | Bare Steel | 1977-05-10 | Bare Steel | Suction (American)
ROBINS AIR FORCE BASE | 775 Macon St | Warner Robins | Houston | UST-SLOC-9076111 | 614-1 | [5 empty] | Removed from Ground | Diesel | 3000 | Bare Steel | 1965-05-13 | Unknown
ROBINS AIR FORCE BASE | 775 Macon St | Warner Robins | Houston | UST-SLOC-9076112 | 629-1 | [5 empty] | Removed from Ground | Diesel | 2000 | Bare Steel | 1952-05-16 | Unknown
ROBINS AIR FORCE BASE | 775 Macon St | Warner Robins | Houston | UST-SLOC-9076115 | 645-1 | [5 empty] | Removed from Ground | Hazardous Substance | 5000 | Marked Unknown | 1942-01-01 | Unknown
ROBINS AIR FORCE BASE | 775 Macon St | Warner Robins | Houston | UST-SLOC-9076116 | 651-1 | [5 empty] | Removed from Ground | Diesel | 500 | Bare Steel | 1958-05-15 | Bare Steel
ROBINS AIR FORCE BASE | 775 Macon St | Warner Robins | Houston | UST-SLOC-9076118 | 69-1 | [5 empty] | Removed from Ground | Diesel | 250 | Bare Steel | 1961-05-14 | Bare Steel | Suction (American)
ROBINS AIR FORCE BASE | 775 Macon St | Warner Robins | Houston | UST-SLOC-9076119 | 76-1 | [5 empty] | Removed from Ground | Diesel | 6000 | Bare Steel | 1960-05-14 | Bare Steel
ROBINS AIR FORCE BASE | 775 Macon St | Warner Robins | Houston | UST-SLOC-9076120 | 2021-08-01 | [5 empty] | Removed from Ground | Diesel | 200 | Bare Steel | 1965-05-13 | Copper
ROBINS AIR FORCE BASE | 775 Macon St | Warner Robins | Houston | UST-SLOC-9076121 | 2082-1 | [5 empty] | Currently in Use | Diesel | 6000 | Bare Steel | 1961-05-14 | Bare Steel
ROBINS AIR FORCE BASE | 775 Macon St | Warner Robins | Houston | UST-SLOC-9076122 | 83-1 | [5 empty] | Removed from Ground | Diesel | 10000 | Bare Steel | 1960-05-14 | Unknown
ROBINS AIR FORCE BASE | 775 Macon St | Warner Robins | Houston | UST-SLOC-9076123 | 2086-1 | [5 empty] | Removed from Ground | Diesel | 1500 | Bare Steel | 1960-05-14 | Unknown
ROBINS AIR FORCE BASE | 775 Macon St | Warner Robins | Houston | UST-SLOC-9076124 | 930-1 | [5 empty] | Removed from Ground | Diesel | 275 | Bare Steel | 1967-05-13 | Bare Steel
ROBINS AIR FORCE BASE | 775 Macon St | Warner Robins | Houston | UST-SLOC-9076125 | 94-1 | [5 empty] | Removed from Ground | Diesel | 550 | Bare Steel | 1960-05-14 | Bare Steel
ROBINS AIR FORCE BASE | 775 Macon St | Warner Robins | Houston | UST-SLOC-9076126 | 955-1 | [5 empty] | Removed from Ground | Diesel | 2000 | Bare Steel | 1955-05-16 | Bare Steel
ROBINS AIR FORCE BASE | 775 Macon St | Warner Robins | Houston | UST-SLOC-9076127 | 993-1 | [5 empty] | Removed from Ground | Diesel | 1000 | Bare Steel | 1955-05-16 | Copper
ROBINS AIR FORCE BASE | 775 Macon St | Warner Robins | Houston | UST-SLOC-9076128 | 994-1 | [5 empty] | Removed from Ground | Diesel | 1000 | Bare Steel | 1955-05-16 | Bare Steel
ROBINS AIR FORCE BASE | 775 Macon St | Warner Robins | Houston | UST-SLOC-9076148 | 1 |  |  | FALSE |  | FALSE | Removed from Ground |  | 50000
ROBINS AIR FORCE BASE | 775 Macon St | Warner Robins | Houston | UST-SLOC-9076148 | 2 |  |  | FALSE |  | FALSE | Removed from Ground |  | 50000
ROBINS AIR FORCE BASE | 775 Macon St | Warner Robins | Houston | UST-SLOC-9076148 | 3 |  |  | FALSE |  | FALSE | Removed from Ground |  | 50000
ROBINS AIR FORCE BASE | 775 Macon St | Warner Robins | Houston | UST-SLOC-9076148 | 4 |  |  | FALSE |  | FALSE | Removed from Ground |  | 50000
ROBINS AIR FORCE BASE | 775 Macon St | Warner Robins | Houston | UST-SLOC-9076148 | 5 |  |  | FALSE |  | FALSE | Removed from Ground |  | 50000
ROBINS AIR FORCE BASE | 775 Macon St | Warner Robins | Houston | UST-SLOC-9076148 | 6 |  |  | FALSE |  | FALSE | Removed from Ground |  | 50000
ROBINS AIR FORCE BASE | 775 Macon St | Warner Robins | Houston | UST-SLOC-9076148 | HYD-SYST |  |  | FALSE |  | FALSE | Removed from Ground |  | 0 |  |  | Not Marked | Pressurized
ROBINS AIR FORCE BASE | 775 Macon St | Warner Robins | Houston | UST-SLOC-9076149 | 2021-05-01 | [5 empty] | Currently in Use | Other | 2000 | Double Walled | 1987-08-08 | Fiberglass Reinforced Plastic | Gravity Fed
ROBINS AIR FORCE BASE | 775 Macon St | Warner Robins | Houston | UST-SLOC-9076150 | 1364-1 |  |  | TRUE |  | TRUE | Removed from Ground | Used Oil | 600 | Fiberglass | 1992-10-19 | Cathodically Protected | Gravity Fed
ROBINS AIR FORCE BASE | 775 Macon St | Warner Robins | Houston | UST-SLOC-9076152 | 109-1 |  | 1993-01-01 |  | 1993-01-01 |  | Removed from Ground | Diesel | 1000 | Double Walled | 1993-01-01 | Cathodically Protected | Suction (American)
ROBINS AIR FORCE BASE | 775 Macon St | Warner Robins | Houston | UST-SLOC-9076152 | 4036-1 |  | 1993-06-01 |  | 1993-06-01 |  | Removed from Ground | Diesel | 550 | Double Walled | 1993-06-01 | Cathodically Protected | Suction (American)
ROBINS AIR FORCE BASE | 775 Macon St | Warner Robins | Houston | UST-SLOC-9076153 | 255-1 | Flapper Valve | 1993-03-01 |  | 1993-03-01 |  | Removed from Ground | Diesel | 2000 | Fiberglass Double Walled | 1993-03-01 | Galvanized Steel | Safe Suction (Euro)
ROBINS AIR FORCE BASE | 775 Macon St | Warner Robins | Houston | UST-SLOC-9076211 | 2081-1 | [5 empty] | Removed from Ground | Empty | 1000 | Bare Steel | 1997-11-20 | Bare Steel | Pressurized
ROBINS AIR FORCE BASE | 775 Macon St | Warner Robins | Houston | UST-SLOC-9076217 | 1 | [5 empty] | Removed from Ground | Diesel | 250 | Not Marked/Unknown | 1990-10-18 | Not Marked
ROBINS AIR FORCE BASE | 775 Macon St | Warner Robins | Houston | UST-SLOC-9076218 | 1 | [5 empty] | Removed from Ground | Gas (Historical Use) | 10000 | Not Marked/Unknown | 1964-01-01 | Not Marked
ROBINS AIR FORCE BASE | 775 Macon St | Warner Robins | Houston | UST-SLOC-9076218 | 2 | [5 empty] | Removed from Ground | Gas (Historical Use) | 2000 | Not Marked/Unknown | 1964-01-01 | Not Marked
ROBINS AIR FORCE BASE | 775 Macon St | Warner Robins | Houston | UST-SLOC-9076218 | 3 | [5 empty] | Removed from Ground | Gas (Historical Use) | 10000 | Not Marked/Unknown | 1976-01-01 | Not Marked
ROBINS AIR FORCE BASE | 775 Macon St | Warner Robins | Houston | UST-SLOC-9076233 | 230-1 |  | 2000-01-01 |  | 2000-01-01 |  | Removed from Ground | Diesel | 6000 | Fiberglass | 1995-01-01 | Cathodically Protected | Suction (American)
ROBINS AIR FORCE BASE | 775 Macon St | Warner Robins | Houston | UST-SLOC-9000544 | 173-1 | [5 empty] | Removed from Ground | Diesel | 1500 | Bare Steel | 1942-01-01 | Bare Steel
ROBINS AIR FORCE BASE | 775 Macon St | Warner Robins | Houston | UST-SLOC-9000545 | 181-1 | [5 empty] | Removed from Ground | Diesel | 500 | Bare Steel | 1990-02-01 | Unknown
ROBINS AIR FORCE BASE | 775 Macon St | Warner Robins | Houston | UST-SLOC-9000545 | 181-2 | [5 empty] | Removed from Ground | Diesel | 500 | Bare Steel | 1990-02-01 | Unknown
ROBINS AIR FORCE BASE | 775 Macon St | Warner Robins | Houston | UST-SLOC-9000545 | 181-3 |  | 1992-02-01 |  | 1992-02-01 |  | Removed from Ground | Other | 10000 | Fiberglass | 1986-01-01 | Galvanized Steel | Suction (American)
ROBINS AIR FORCE BASE | 775 Macon St | Warner Robins | Houston | UST-SLOC-9000545 | 181-4 | [5 empty] | Removed from Ground | Other | 20000 | Bare Steel | 1989-10-19 | Unknown
Hwy 96 Stop and Shop | 198 Old Perry Rd | Bonaire | Houston | 10003046 | 1A | Flapper Valve | 2020-08-01 | FALSE | 2020-08-01 | FALSE | Currently in Use | Regular | 11000 | Composite Double Walled | 2020-01-09 | Double-Walled Flex | Pressurized
Hwy 96 Stop and Shop | 198 Old Perry Rd | Bonaire | Houston | 10003046 | 1B | Flapper Valve | 2020-08-01 | FALSE | 2020-08-01 | FALSE | Currently in Use | Diesel | 4000 | Composite Double Walled | 2020-01-09 | Double-Walled Flex | Pressurized
Hwy 96 Stop and Shop | 198 Old Perry Rd | Bonaire | Houston | 10003046 | 2A | Flapper Valve | 2020-08-01 | FALSE | 2020-08-01 | FALSE | Currently in Use | Premium | 5000 | Composite Double Walled | 2020-01-09 | Double-Walled Flex | Pressurized
Hwy 96 Stop and Shop | 198 Old Perry Rd | Bonaire | Houston | 10003046 | 2B | Flapper Valve | 2020-08-01 | FALSE | 2020-08-01 | FALSE | Currently in Use | Regular | 5000 | Composite Double Walled | 2020-01-09 | Double-Walled Flex | Pressurized
Hwy 96 Stop and Shop | 198 Old Perry Rd | Bonaire | Houston | 10003046 | 2C | Flapper Valve | 2020-08-01 | FALSE | 2020-08-01 | FALSE | Currently in Use | Premium | 5000 | Composite Double Walled | 2020-01-09 | Double-Walled Flex | Pressurized
HOLIDAY FOODMART #4 | 4800 RUSSELL PKWY | WARNER ROBINS | Houston | 10002316 | 1 |  | 2012-11-01 | FALSE |  | FALSE | Currently in Use | Gas (Historical Use) | 12000 | Composite Double Walled | 2012-11-01 | Double-Walled Fiberglass | Pressurized
HOLIDAY FOODMART #4 | 4800 RUSSELL PKWY | WARNER ROBINS | Houston | 10002316 | 2 |  | 2012-11-01 | FALSE |  | FALSE | Currently in Use | Gas (Historical Use) | 4000 | Composite Double Walled | 2012-11-01 | Double-Walled Fiberglass | Pressurized
HOLIDAY FOODMART #4 | 4800 RUSSELL PKWY | WARNER ROBINS | Houston | 10002316 | 3 |  | 2012-11-01 | FALSE |  | FALSE | Currently in Use | Diesel | 4000 | Composite Double Walled | 2012-11-01 | Double-Walled Fiberglass | Pressurized
ABANDONED TANKS | 409 GA HIGHWAY 96 | BONAIRE | Houston | 10002368 | 1 |  |  | FALSE |  | FALSE | Removed from Ground | Gas (Historical Use) | 1000 | Bare Steel | 2014-10-06
ABANDONED TANKS | 409 GA HIGHWAY 96 | BONAIRE | Houston | 10002368 | 2 |  |  | FALSE |  | FALSE | Removed from Ground | Gas (Historical Use) | 1000 | Bare Steel | 2014-10-06
SUPER 7 | 1001 B ELBERTA RD | WARNER ROBINS | Houston | 10002463 | 1 |  | 2015-07-01 | FALSE | 2015-05-01 | FALSE | Currently in Use | Gas (Historical Use) | 10000 | Composite Double Walled | 2015-05-01 | Double-Walled Fiberglass | Pressurized
SUPER 7 | 1001 B ELBERTA RD | WARNER ROBINS | Houston | 10002463 | 2 |  | 2015-07-01 | FALSE | 2015-05-01 | FALSE | Currently in Use | Gas (Historical Use) | 5000 | Composite Double Walled | 2015-05-01 | Double-Walled Fiberglass | Pressurized
SUPER 7 | 1001 B ELBERTA RD | WARNER ROBINS | Houston | 10002463 | 3 |  | 2015-07-01 | FALSE | 2015-05-01 | FALSE | Currently in Use | Diesel | 5000 | Composite Double Walled | 2015-05-01 | Double-Walled Fiberglass | Pressurized
FRIENDS & FAMILY STORE | 6001 WATSON BLVD | WARNER ROBINS | Houston | 10002440 | 1 |  | 2014-09-01 | FALSE | 2014-09-01 | FALSE | Currently in Use | Gas (Historical Use) | 20000 | Composite Double Walled | 2014-09-01 | Double-Walled Fiberglass | Pressurized
FRIENDS & FAMILY STORE | 6001 WATSON BLVD | WARNER ROBINS | Houston | 10002440 | 2 |  | 2014-09-01 | FALSE | 2014-09-01 | FALSE | Currently in Use | Gas (Historical Use) | 5000 | Composite Double Walled | 2014-09-01 | Double-Walled Fiberglass | Pressurized
FRIENDS & FAMILY STORE | 6001 WATSON BLVD | WARNER ROBINS | Houston | 10002440 | 3 |  | 2014-09-01 | FALSE | 2014-09-01 | FALSE | Currently in Use | Diesel | 5000 | Composite Double Walled | 2014-09-01 | Double-Walled Fiberglass | Pressurized
WALMART NEIGHBORHOOD MARKET #0920 | 3009 RUSSELL PKWY | WARNER ROBINS | Houston | 10002470 | 1 |  | 2015-05-15 | FALSE | 2015-05-15 | FALSE | Currently in Use | Gas (Historical Use) | 15000 | Fiberglass Double Walled | 2015-05-15 | Double-Walled Flex | Pressurized
WALMART NEIGHBORHOOD MARKET #0920 | 3009 RUSSELL PKWY | WARNER ROBINS | Houston | 10002470 | 2A |  | 2015-05-15 | FALSE | 2015-05-15 | FALSE | Currently in Use | Gas (Historical Use) | 8000 | Fiberglass Double Walled | 2015-05-15 | Double-Walled Flex | Pressurized
WALMART NEIGHBORHOOD MARKET #0920 | 3009 RUSSELL PKWY | WARNER ROBINS | Houston | 10002470 | 2B |  | 2015-05-15 | FALSE | 2015-05-15 | FALSE | Currently in Use | Diesel | 7000 | Fiberglass Double Walled | 2015-05-15 | Double-Walled Flex | Pressurized
WALMART NEIGHBORHOOD MARKET #0840 | 519 N HOUSTON RD | WARNER ROBINS | Houston | 10002479 | 1 |  | 2015-05-14 | FALSE | 2015-05-14 | FALSE | Currently in Use | Gas (Historical Use) | 15000 | Fiberglass Double Walled | 2015-10-20 | Double-Walled Flex | Pressurized
WALMART NEIGHBORHOOD MARKET #0840 | 519 N HOUSTON RD | WARNER ROBINS | Houston | 10002479 | 2A |  | 2015-05-14 | FALSE | 2015-05-14 | FALSE | Currently in Use | Gas (Historical Use) | 8000 | Fiberglass Double Walled | 2015-10-20 | Double-Walled Flex | Pressurized
WALMART NEIGHBORHOOD MARKET #0840 | 519 N HOUSTON RD | WARNER ROBINS | Houston | 10002479 | 2B |  | 2015-05-14 | FALSE | 2015-05-14 | FALSE | Currently in Use | Diesel | 7000 | Fiberglass Double Walled | 2015-10-20 | Double-Walled Flex | Pressurized
EXXON FOOD MART | 1001 ELBERTA RD | WARNER ROBINS | Houston | 10002503 | 1 |  | 2015-08-01 | FALSE | 2015-08-01 | FALSE | Currently in Use | Gas (Historical Use) | 5000 | Composite Double Walled | 2015-08-01 | Double-Walled Fiberglass | Pressurized
EXXON FOOD MART | 1001 ELBERTA RD | WARNER ROBINS | Houston | 10002503 | 2 |  | 2015-08-01 | FALSE | 2015-08-01 | FALSE | Currently in Use | Gas (Historical Use) | 10000 | Composite Double Walled | 2015-08-01 | Double-Walled Fiberglass | Pressurized
EXXON FOOD MART | 1001 ELBERTA RD | WARNER ROBINS | Houston | 10002503 | 3 |  | 2015-08-01 | FALSE | 2015-08-01 | FALSE | Currently in Use | Diesel | 5000 | Composite Double Walled | 2015-08-01 | Double-Walled Fiberglass | Pressurized
EXXON FOOD MART | 611 N HOUSTON LAKE BLVD | CENTERVILLE | Houston | 10002505 | 1 |  | 2015-10-01 | FALSE | 2015-10-01 | FALSE | Currently in Use | Gas (Historical Use) | 5000 | Composite Double Walled | 2015-10-01 | Double-Walled Fiberglass | Pressurized
EXXON FOOD MART | 611 N HOUSTON LAKE BLVD | CENTERVILLE | Houston | 10002505 | 2 |  | 2015-10-01 | FALSE | 2015-10-01 | FALSE | Currently in Use | Gas (Historical Use) | 10000 | Composite Double Walled | 2015-10-01 | Double-Walled Fiberglass | Pressurized
EXXON FOOD MART | 611 N HOUSTON LAKE BLVD | CENTERVILLE | Houston | 10002505 | 3 |  | 2015-10-01 | FALSE | 2015-10-01 | FALSE | Currently in Use | Diesel | 5000 | Composite Double Walled | 2015-10-01 | Double-Walled Fiberglass | Pressurized
AIRGAS | 212 WATSON BOULEVARD | WARNER ROBINS | Houston | 10002521 | 1 |  |  | FALSE |  | FALSE | Removed from Ground | Used Oil | 0 | Unknown | 2015-11-16 | Unknown
AIRGAS | 212 WATSON BOULEVARD | WARNER ROBINS | Houston | 10002521 | 2 |  |  | FALSE |  | FALSE | Removed from Ground | Used Oil | 0 | Unknown | 2015-11-16 | Unknown
AIRGAS | 212 WATSON BOULEVARD | WARNER ROBINS | Houston | 10002521 | 3 |  |  | FALSE |  | FALSE | Removed from Ground | Gas (Historical Use) | 250 | Bare Steel | 2015-11-16 | Bare Steel
AIRGAS | 212 WATSON BOULEVARD | WARNER ROBINS | Houston | 10002521 | 4 |  |  | FALSE |  | FALSE | Removed from Ground | Gas (Historical Use) | 250 | Bare Steel | 2015-11-16 | Bare Steel
AIRGAS | 212 WATSON BOULEVARD | WARNER ROBINS | Houston | 10002521 | 5 |  |  | FALSE |  | FALSE | Removed from Ground | Diesel | 1000 | Bare Steel | 2015-11-16 | Bare Steel
AIRGAS | 212 WATSON BOULEVARD | WARNER ROBINS | Houston | 10002521 | 6 |  |  | FALSE |  | FALSE | Removed from Ground | Used Oil | 0 | Unknown | 2015-11-16 | Unknown
MUKESH PATEL | 166 SMITHVILLE CHURCH RD | WARNER ROBINS | Houston | 10002638 | 1 | Ball Float | 2016-06-17 | FALSE | 2016-06-18 | FALSE | Currently in Use | Gas (Historical Use) | 8000 | Composite Double Walled | 2016-05-24 | Double-Walled Fiberglass | Pressurized
MUKESH PATEL | 166 SMITHVILLE CHURCH RD | WARNER ROBINS | Houston | 10002638 | 2 | Ball Float | 2017-06-18 | FALSE | 2016-06-18 | FALSE | Currently in Use | Gas (Historical Use) | 4000 | Composite Double Walled | 2016-05-24 | Double-Walled Fiberglass | Pressurized
CEMEX SOUTHEAST LLC | 2720 HIGHWAY 341 SOUTH | CLINCHFIELD | Houston | 10002619 | 1 |  |  | FALSE |  | FALSE | Removed from Ground | Gas (Historical Use) | 500 | Bare Steel | 2016-09-20
CARMAX #6116 | 551 HOUSTON LAKE RD | WARNER ROBINS | Houston | 10002803 | 1 | Flapper Valve | 2018-05-01 | FALSE | 2018-03-01 | FALSE | Currently in Use | E-10 | 4000 | Fiberglass Double Walled | 2018-03-19 | Double-Walled Fiberglass | Pressurized
41 SHOP | 3530 HIGHWAY 41 N | CENTERVILLE | Houston | 10002823 | 1 |  |  | FALSE |  | FALSE | Removed from Ground | Gas (Historical Use) | 1000 | Bare Steel
Lakejoy Stop & Shop | 705 Lakejoy Rd. | Warner Robins | Houston | 10002768 | 1A | Flapper Valve | 2017-08-12 | FALSE | 2017-08-12 | FALSE | Currently in Use | Gas (Historical Use) | 4000 | Composite Double Walled | 2017-08-12 | Double-Walled Flex | Pressurized
Lakejoy Stop & Shop | 705 Lakejoy Rd. | Warner Robins | Houston | 10002768 | 1B | Flapper Valve | 2017-08-12 | FALSE | 2017-08-12 | FALSE | Currently in Use | Gas (Historical Use) | 12000 | Composite Double Walled | 2017-08-12 | Double-Walled Flex | Pressurized
Lakejoy Stop & Shop | 705 Lakejoy Rd. | Warner Robins | Houston | 10002768 | 1C | Flapper Valve | 2017-08-12 | FALSE | 2017-08-12 | FALSE | Currently in Use | Diesel | 4000 | Composite Double Walled | 2017-08-12 | Double-Walled Flex | Pressurized
Lakejoy Stop & Shop | 705 Lakejoy Rd. | Warner Robins | Houston | 10002768 | 2 | Flapper Valve | 2017-08-12 | FALSE | 2017-08-12 | FALSE | Currently in Use | Gas (Historical Use) | 6000 | Composite Double Walled | 2017-08-12 | Double-Walled Flex | Pressurized
N N Dev, Inc. GB Food Mart | 504 PERRY PKWY | PERRY | Houston | 10001106 | 1 | Ball Float | 2006-03-01 | FALSE | 2006-03-01 | FALSE | Currently in Use | Gas (Historical Use) | 14000 | Composite | 2005-12-01 | Double-Walled Fiberglass | Pressurized
N N Dev, Inc. GB Food Mart | 504 PERRY PKWY | PERRY | Houston | 10001106 | 2 | Ball Float | 2006-03-01 | FALSE | 2006-03-01 | FALSE | Currently in Use | Gas (Historical Use) | 6000 | Composite | 2005-12-01 | Double-Walled Fiberglass | Pressurized
CHEVRON FOOD MART | 500 WILSON DR | CENTERVILLE | Houston | 10001109 | 329117 |  | 2006-03-03 | FALSE | 2006-03-03 | FALSE | Currently in Use | Gas (Historical Use) | 12000 | Fiberglass | 2006-01-23 | Double Walled | Pressurized
CHEVRON FOOD MART | 500 WILSON DR | CENTERVILLE | Houston | 10001109 | 329118A |  | 2006-03-03 | FALSE | 2006-03-03 | FALSE | Currently in Use | Gas (Historical Use) | 8000 | Fiberglass | 2006-01-23 | Double Walled | Pressurized
CHEVRON FOOD MART | 500 WILSON DR | CENTERVILLE | Houston | 10001109 | 329118B |  | 2006-03-03 | FALSE | 2006-03-03 | FALSE | Currently in Use | Diesel | 4000 | Fiberglass | 2006-01-23 | Double Walled | Pressurized
HOP IN SHELL | 1104 HWY 96 | KATHLEEN | Houston | 10001110 | P329101A | Ball Float | 2006-02-10 | FALSE | 2006-02-10 | FALSE | Currently in Use | Gas (Historical Use) | 8000 | Composite | 2006-01-04 | Fiberglass Reinforced Plastic | Pressurized
HOP IN SHELL | 1104 HWY 96 | KATHLEEN | Houston | 10001110 | P329101B | Ball Float | 2006-02-10 | FALSE | 2006-02-10 | FALSE | Currently in Use | Diesel | 4000 | Composite | 2006-01-04 | Fiberglass Reinforced Plastic | Pressurized
HOP IN SHELL | 1104 HWY 96 | KATHLEEN | Houston | 10001110 | P329103 | Ball Float | 2006-02-10 | FALSE | 2006-02-10 | FALSE | Currently in Use | Gas (Historical Use) | 12000 | Composite | 2006-01-04 | Fiberglass Reinforced Plastic | Pressurized
MURPHY USA #7317 | 501 BOOTH RD | WARNER ROBINS | Houston | 10001067 | 1 |  | 2006-02-10 | FALSE | 2006-02-10 | FALSE | Currently in Use | Gas (Historical Use) | 20000 | Fiberglass Double Walled | 2006-01-18 |  | Pressurized
MURPHY USA #7317 | 501 BOOTH RD | WARNER ROBINS | Houston | 10001067 | 2A |  | 2006-02-10 | FALSE | 2006-02-10 | FALSE | Currently in Use | Diesel | 12000 | Fiberglass Double Walled | 2006-01-18 |  | Pressurized
MURPHY USA #7317 | 501 BOOTH RD | WARNER ROBINS | Houston | 10001067 | 2B |  | 2006-02-10 | FALSE | 2006-02-10 | FALSE | Currently in Use | Gas (Historical Use) | 8000 | Fiberglass Double Walled | 2006-01-18 |  | Pressurized
ROUTE 66 AUTO SALES | 703 WATSON BOULEVARD | WARNER ROBINS | Houston | 10001004 | 1 |  |  | FALSE |  | FALSE | Removed from Ground | Gas (Historical Use) | 0 | Bare Steel | 1997-09-01 | Unknown
ROUTE 66 AUTO SALES | 703 WATSON BOULEVARD | WARNER ROBINS | Houston | 10001004 | 2 |  |  | FALSE |  | FALSE | Removed from Ground | Gas (Historical Use) | 0 | Bare Steel | 1997-09-01 | Unknown
ENK838 | 3098 WATSON BLVD | WARNER ROBINS | Houston | 10000707 | 1 |  | 2004-04-01 | FALSE | 2004-04-01 | FALSE | Currently in Use | Gas (Historical Use) | 20000 | Composite | 2004-04-01 | Fiberglass Reinforced Plastic | Pressurized
ENK838 | 3098 WATSON BLVD | WARNER ROBINS | Houston | 10000707 | 2 |  | 2004-04-01 | FALSE | 2004-04-01 | FALSE | Currently in Use | Gas (Historical Use) | 12000 | Composite | 2004-04-01 | Fiberglass Reinforced Plastic | Pressurized
REGISTERS DYNOMISER | 1313 WATSON BLVD | WARNER ROBINS | Houston | 10000601 | 1 |  |  | FALSE |  | FALSE | Removed from Ground | Gas (Historical Use) | 4000 | Bare Steel | 1970-01-01 | Galvanized Steel | Pressurized
REGISTERS DYNOMISER | 1313 WATSON BLVD | WARNER ROBINS | Houston | 10000601 | 2 |  |  | FALSE |  | FALSE | Removed from Ground | Gas (Historical Use) | 6000 | Bare Steel | 1970-01-01 | Galvanized Steel | Pressurized
REGISTERS DYNOMISER | 1313 WATSON BLVD | WARNER ROBINS | Houston | 10000601 | 3 |  |  | FALSE |  | FALSE | Removed from Ground | Gas (Historical Use) | 8000 | Bare Steel | 1970-01-01 | Galvanized Steel | Pressurized
HOUSTON COUNTY LANDFILL - UST | 2080 HWY 247 S MM2 | KATHLEEN | Houston | 10000421 | 1 |  | 2002-10-09 | FALSE | 2002-10-09 | FALSE | Currently in Use | Diesel | 15000 | Composite | 2002-10-08 | Fiberglass Reinforced Plastic | Safe Suction (Euro)
HOUSTON COUNTY LANDFILL - UST | 2080 HWY 247 S MM2 | KATHLEEN | Houston | 10000421 | 2 |  | 2002-10-09 | FALSE | 2002-10-09 | FALSE | Currently in Use | Gas (Historical Use) | 1000 | Composite | 2002-10-08 | Fiberglass Reinforced Plastic | Safe Suction (Euro)
OLD TEXACO SITE | 1007 WATSON BLVD | WARNER ROBINS | Houston | 10000363 | 1 |  |  | FALSE |  | FALSE | Removed from Ground | Gas (Historical Use) | 3000 | Bare Steel | 2003-04-11 | Galvanized Steel | Safe Suction (Euro)
OLD TEXACO SITE | 1007 WATSON BLVD | WARNER ROBINS | Houston | 10000363 | 2 |  |  | FALSE |  | FALSE | Removed from Ground | Gas (Historical Use) | 4000 | Bare Steel | 2003-04-11 | Galvanized Steel | Safe Suction (Euro)
OLD TEXACO SITE | 1007 WATSON BLVD | WARNER ROBINS | Houston | 10000363 | 3 |  |  | FALSE |  | FALSE | Removed from Ground | Gas (Historical Use) | 3000 | Bare Steel | 2003-04-11 | Galvanized Steel | Safe Suction (Euro)
OLD TEXACO SITE | 1007 WATSON BLVD | WARNER ROBINS | Houston | 10000363 | 4 |  |  | FALSE |  | FALSE | Removed from Ground | Gas (Historical Use) | 3000 | Bare Steel | 2003-04-11 | Galvanized Steel | Safe Suction (Euro)
OLD TEXACO SITE | 1007 WATSON BLVD | WARNER ROBINS | Houston | 10000363 | 5 |  |  | FALSE |  | FALSE | Removed from Ground | Used Oil | 550 | Bare Steel | 2003-04-11 | Galvanized Steel | Safe Suction (Euro)
KROGER GA-496 | 2907 WATSON BLVD | WARNER ROBINS | Houston | 10000266 | 1 |  | 2002-10-04 | FALSE | 2002-10-04 | FALSE | Removed from Ground | Gas (Historical Use) | 20000 | Fiberglass Double Walled | 2002-09-27 | Double Walled/Sec. Containment | Pressurized
KROGER GA-496 | 2907 WATSON BLVD | WARNER ROBINS | Houston | 10000266 | 2A |  | 2002-10-04 | FALSE | 2002-10-04 | FALSE | Removed from Ground | Gas (Historical Use) | 8000 | Fiberglass Double Walled | 2002-09-27 | Double Walled/Sec. Containment | Pressurized
KROGER GA-496 | 2907 WATSON BLVD | WARNER ROBINS | Houston | 10000266 | 2B |  | 2002-10-04 | FALSE | 2002-10-04 | FALSE | Removed from Ground | Diesel | 8000 | Fiberglass Double Walled | 2002-09-27 | Double Walled/Sec. Containment | Pressurized
RICKY FOOD MART | 101 PLANTATION RD | WARNER ROBINS | Houston | 10001773 | 1 |  | 2009-04-17 | TRUE | 2009-04-17 | FALSE | Currently in Use | Gas (Historical Use) | 12000 | Composite Double Walled | 2009-04-17 | Double-Walled Fiberglass | Pressurized
RICKY FOOD MART | 101 PLANTATION RD | WARNER ROBINS | Houston | 10001773 | 2 |  | 2009-04-17 | TRUE | 2009-04-17 | FALSE | Currently in Use | Gas (Historical Use) | 12000 | Composite Double Walled | 2009-04-17 | Double-Walled Fiberglass | Pressurized
RICKY FOOD MART | 101 PLANTATION RD | WARNER ROBINS | Houston | 10001773 | 3 |  | 2009-04-17 | TRUE | 2009-04-17 | FALSE | Currently in Use | Diesel | 6000 | Composite Double Walled | 2009-04-17 | Double-Walled Fiberglass | Pressurized
PINEY GROVE SERVICE STATION | 250 PINEY GROVE ROAD | KATHLEEN | Houston | 10001695 | 1 |  |  | FALSE |  | FALSE | Removed from Ground | Gas (Historical Use) | 1000 | Bare Steel | 1970-01-01 | Bare Steel
PINEY GROVE SERVICE STATION | 250 PINEY GROVE ROAD | KATHLEEN | Houston | 10001695 | 2 |  |  | FALSE |  | FALSE | Removed from Ground | Gas (Historical Use) | 2000 | Bare Steel | 1970-01-01 | Bare Steel
O M FOOD MART | 700 FEAGIN MILL RD STE 200 | WARNER ROBINS | Houston | 10001716 | 1A | Flapper Valve | 2009-01-01 | FALSE | 2009-01-01 | FALSE | Currently in Use | Gas (Historical Use) | 12000 | Composite Double Walled | 2009-01-01 | Double-Walled Fiberglass | Pressurized
O M FOOD MART | 700 FEAGIN MILL RD STE 200 | WARNER ROBINS | Houston | 10001716 | 1B | Flapper Valve | 2009-01-01 | FALSE | 2009-01-01 | FALSE | Currently in Use | Gas (Historical Use) | 4000 | Composite Double Walled | 2009-01-01 | Double-Walled Fiberglass | Pressurized
O M FOOD MART | 700 FEAGIN MILL RD STE 200 | WARNER ROBINS | Houston | 10001716 | 1C | Flapper Valve | 2009-01-01 | FALSE | 2009-01-01 | FALSE | Currently in Use | Diesel | 4000 | Composite Double Walled | 2009-01-01 | Double-Walled Fiberglass | Pressurized
MURPHY EXPRESS #8568 | 2718 WATSON BLVD | WARNER ROBINS | Houston | 10001810 | 1 |  | 2011-04-07 | FALSE | 2011-04-07 | FALSE | Currently in Use | Gas (Historical Use) | 20000 | Fiberglass Double Walled | 2009-12-03 |  | Pressurized
MURPHY EXPRESS #8568 | 2718 WATSON BLVD | WARNER ROBINS | Houston | 10001810 | 2A |  | 2011-04-07 | FALSE | 2011-04-07 | FALSE | Currently in Use | Diesel | 12000 | Fiberglass Double Walled | 2009-12-03 |  | Pressurized
MURPHY EXPRESS #8568 | 2718 WATSON BLVD | WARNER ROBINS | Houston | 10001810 | 2B |  | 2011-04-07 | FALSE | 2011-04-07 | FALSE | Currently in Use | Gas (Historical Use) | 8000 | Fiberglass Double Walled | 2009-12-03 |  | Pressurized
KROGER GA 641 | 774 GA HWY 96 | BONAIRE | Houston | 10001829 | 1 |  | 2009-08-25 | FALSE | 2009-10-14 | FALSE | Currently in Use | Gas (Historical Use) | 20000 | Fiberglass Double Walled | 2009-07-30 | Double-Walled Flex | Pressurized
KROGER GA 641 | 774 GA HWY 96 | BONAIRE | Houston | 10001829 | 2A |  | 2009-07-30 | FALSE | 2009-10-14 | FALSE | Currently in Use | Diesel | 10000 | Fiberglass Double Walled | 2009-07-30 | Double-Walled Flex | Pressurized
KROGER GA 641 | 774 GA HWY 96 | BONAIRE | Houston | 10001829 | 2B |  | 2009-08-25 | FALSE | 2009-10-14 | FALSE | Currently in Use | Premium | 8000 | Fiberglass Double Walled | 2009-08-25 | Double-Walled Flex | Pressurized
CHEVRON/SNP FOODS | 1009 S HOUSTON LAKE RD | WARNER ROBINS | Houston | 10001822 | 1 | Ball Float | 2008-12-15 | FALSE | 2009-12-15 | FALSE | Currently in Use | Gas (Historical Use) | 15000 | Tank Jacket | 2009-12-15 | Double-Walled Fiberglass | Pressurized
CHEVRON/SNP FOODS | 1009 S HOUSTON LAKE RD | WARNER ROBINS | Houston | 10001822 | 2 | Ball Float | 2009-12-15 | FALSE | 2009-12-15 | FALSE | Currently in Use | Gas (Historical Use) | 6000 | Tank Jacket | 2009-12-15 | Double-Walled Fiberglass | Pressurized
CHEVRON/SNP FOODS | 1009 S HOUSTON LAKE RD | WARNER ROBINS | Houston | 10001822 | 3 | Ball Float | 2009-12-15 | FALSE | 2009-12-15 | FALSE | Currently in Use | Diesel | 6000 | Tank Jacket | 2009-12-15 | Double-Walled Fiberglass | Pressurized
DEVI FOOD | 2328 HWY 41 N | PERRY | Houston | 10001823 | 1 | Flapper Valve | 2010-03-01 | FALSE | 2009-09-01 | FALSE | Currently in Use | Gas (Historical Use) | 10000 | Tank Jacket Double Walled | 2009-09-01 | Double-Walled Fiberglass | Pressurized
DEVI FOOD | 2328 HWY 41 N | PERRY | Houston | 10001823 | 2 |  | 2010-03-01 | FALSE | 2009-09-01 | FALSE | Currently in Use | Gas (Historical Use) | 5000 | Tank Jacket Double Walled | 2009-09-01 | Double-Walled Fiberglass | Pressurized
FORMER CT BONE PROPERTY | 114 NORTH SECOND STREET | WARNER ROBINS | Houston | 10002059 | 1 |  |  | FALSE |  | FALSE | Removed from Ground | Empty | 2100 | Bare Steel | 2011-10-18
FORMER CT BONE PROPERTY | 114 NORTH SECOND STREET | WARNER ROBINS | Houston | 10002059 | 2 |  |  | FALSE |  | FALSE | Removed from Ground | Diesel | 4000 | Bare Steel | 2011-11-14
Shiv 113 LLC | 6310 LAKEVIEW RD | WARNER ROBINS | Houston | 10002060 | 1 | Ball Float | 2011-12-15 | FALSE |  | TRUE | Currently in Use | Gas (Historical Use) | 15000 | Composite Double Walled | 2011-12-15 | Double-Walled Fiberglass | Pressurized
Shiv 113 LLC | 6310 LAKEVIEW RD | WARNER ROBINS | Houston | 10002060 | 2A | Ball Float | 2011-12-15 | FALSE |  | TRUE | Currently in Use | Gas (Historical Use) | 6000 | Composite Double Walled | 2011-12-15 | Double-Walled Fiberglass | Pressurized
Shiv 113 LLC | 6310 LAKEVIEW RD | WARNER ROBINS | Houston | 10002060 | 2B | Ball Float | 2011-12-15 | FALSE |  | TRUE | Currently in Use | Diesel | 4000 | Composite Double Walled | 2011-12-15 | Double-Walled Fiberglass | Pressurized
CIRCLE K #2703142 | 3500 HWY 41 N | CENTERVILLE | Houston | 10002072 | 1 |  | 2006-04-01 | FALSE | 2006-04-01 | FALSE | Currently in Use | Gas (Historical Use) | 12000 | Composite | 2005-09-01 | Double-Walled Fiberglass | Pressurized
CIRCLE K #2703142 | 3500 HWY 41 N | CENTERVILLE | Houston | 10002072 | 2 |  | 2006-04-01 | FALSE | 2006-04-01 | FALSE | Currently in Use | Gas (Historical Use) | 8000 | Composite | 2005-09-01 | Double-Walled Fiberglass | Pressurized
CIRCLE K #2703142 | 3500 HWY 41 N | CENTERVILLE | Houston | 10002072 | 3 | Ball Float | 2006-04-01 | FALSE | 2006-04-01 | FALSE | Currently in Use | Diesel | 8000 | Composite | 2005-09-01 | Double-Walled Fiberglass | Pressurized
CIRCLE K #2703142 | 3500 HWY 41 N | CENTERVILLE | Houston | 10002072 | 4 | Ball Float | 2006-04-01 | FALSE | 2006-04-01 | FALSE | Currently in Use | E-10 | 4000 | Composite | 2005-09-01 | Double-Walled Fiberglass | Pressurized
CHEVRON | 800 ELBERTA RD | WARNER ROBINS | Houston | 10002042 | 1 |  | 2009-12-30 | FALSE | 2009-12-30 | FALSE | Currently in Use | Gas (Historical Use) | 12000 | Tank Jacket | 2009-12-30 | Double-Walled Fiberglass | Pressurized
CHEVRON | 800 ELBERTA RD | WARNER ROBINS | Houston | 10002042 | 2 |  | 2009-12-30 | FALSE | 2009-12-30 | FALSE | Currently in Use | Gas (Historical Use) | 5000 | Tank Jacket | 2009-12-30 | Double-Walled Fiberglass | Pressurized
CHEVRON | 800 ELBERTA RD | WARNER ROBINS | Houston | 10002042 | 3 |  | 2009-12-30 | FALSE | 2009-12-30 | FALSE | Currently in Use | Diesel | 5000 | Tank Jacket | 2009-12-30 | Double-Walled Fiberglass | Pressurized
PACIFIC PRIDE | 523 PERRY PKWY | PERRY | Houston | 10002021 | 1 |  | 2000-11-01 | FALSE | 2000-11-01 | FALSE | Currently in Use | Diesel | 12000 | Composite | 2000-03-07 | Fiberglass Reinforced Plastic | Pressurized
PACIFIC PRIDE | 523 PERRY PKWY | PERRY | Houston | 10002021 | 2 |  | 2000-11-01 | FALSE | 2000-11-01 | FALSE | Currently in Use | Diesel | 8000 | Composite | 2000-03-07 | Fiberglass Reinforced Plastic | Pressurized
PACIFIC PRIDE | 523 PERRY PKWY | PERRY | Houston | 10002021 | 3 |  | 2000-11-01 | FALSE | 2000-11-01 | FALSE | Currently in Use | Diesel | 4000 | Composite | 2000-03-07 | Fiberglass Reinforced Plastic | Pressurized
PACIFIC PRIDE | 523 PERRY PKWY | PERRY | Houston | 10002021 | 4 |  | 2000-11-01 | FALSE | 2000-11-01 | FALSE | Currently in Use | Gas (Historical Use) | 8000 | Composite | 2000-03-07 | Fiberglass Reinforced Plastic | Pressurized
PACIFIC PRIDE | 523 PERRY PKWY | PERRY | Houston | 10002021 | 5 |  | 2000-11-01 | FALSE | 2000-11-01 | FALSE | Currently in Use | Gas (Historical Use) | 4000 | Composite | 2000-03-07 | Fiberglass Reinforced Plastic | Pressurized
Striplings Sausage + Meats, Inc. | 1315 S PERRY PKWY | PERRY | Houston | 10001995 | 1 | Ball Float | 2006-01-01 | FALSE | 2006-01-01 | FALSE | Currently in Use | Gas (Historical Use) | 12000 | Composite | 2006-01-01 | Double-Walled Fiberglass | Pressurized
Striplings Sausage + Meats, Inc. | 1315 S PERRY PKWY | PERRY | Houston | 10001995 | 2 | Ball Float | 2006-01-01 | FALSE | 2006-01-01 | FALSE | Currently in Use | Diesel | 8000 | Composite | 2006-01-01 | Double-Walled Fiberglass | Pressurized
Striplings Sausage + Meats, Inc. | 1315 S PERRY PKWY | PERRY | Houston | 10001995 | 3 | Ball Float | 2006-01-01 | FALSE | 2006-01-01 | FALSE | Currently in Use | Gas (Historical Use) | 4000 | Composite | 2006-01-01 | Double-Walled Fiberglass | Pressurized
DHANRAJ INC | 1080 HWY 96 | WARNER ROBINS | Houston | 10001967 | 1 |  | 2011-01-01 | FALSE | 2011-01-01 | FALSE | Currently in Use | Gas (Historical Use) | 12000 | Composite Double Walled | 2011-01-01 | Double-Walled Fiberglass | Pressurized
DHANRAJ INC | 1080 HWY 96 | WARNER ROBINS | Houston | 10001967 | 2 |  | 2011-01-01 | FALSE | 2011-01-01 | FALSE | Currently in Use | Gas (Historical Use) | 4000 | Composite Double Walled | 2011-01-01 | Fiberglass Reinforced Plastic | Pressurized
DHANRAJ INC | 1080 HWY 96 | WARNER ROBINS | Houston | 10001967 | 3 |  | 2011-01-01 | FALSE | 2011-01-01 | FALSE | Currently in Use | Diesel | 4000 | Composite Double Walled | 2011-01-01 | Double-Walled Fiberglass | Pressurized
SPEEDY FOODS | 1200 S HOUSTON LAKE RD | WARNER ROBINS | Houston | 10002119 | 1 | Ball Float | 2012-05-18 | FALSE | 2012-05-18 | FALSE | Currently in Use | Gas (Historical Use) | 12000 | Tank Jacket | 2012-05-18 | Double-Walled Fiberglass | Pressurized
SPEEDY FOODS | 1200 S HOUSTON LAKE RD | WARNER ROBINS | Houston | 10002119 | 2A | Ball Float | 2012-05-18 | FALSE | 2012-05-18 | FALSE | Currently in Use | Gas (Historical Use) | 5000 | Tank Jacket | 2012-05-18 | Double-Walled Fiberglass | Pressurized
SPEEDY FOODS | 1200 S HOUSTON LAKE RD | WARNER ROBINS | Houston | 10002119 | 2B | Ball Float | 2012-05-18 | FALSE | 2012-05-18 | FALSE | Currently in Use | Diesel | 5000 | Tank Jacket | 2012-05-18 | Double-Walled Fiberglass | Pressurized
JUMP IN | 915 LAKEJOY RD | WARNER ROBINS | Houston | 10002082 | 1 |  | 2012-01-12 | FALSE | 2012-01-12 | FALSE | Currently in Use | Gas (Historical Use) | 15000 | Composite Double Walled | 2012-01-12 | Double-Walled Fiberglass | Pressurized
JUMP IN | 915 LAKEJOY RD | WARNER ROBINS | Houston | 10002082 | 2 |  | 2012-01-12 | FALSE | 2012-01-12 | FALSE | Currently in Use | Gas (Historical Use) | 5000 | Composite Double Walled | 2012-01-12 | Double-Walled Fiberglass | Pressurized
JUMP IN | 915 LAKEJOY RD | WARNER ROBINS | Houston | 10002082 | 3 |  | 2012-01-12 | FALSE | 2012-01-12 | FALSE | Currently in Use | Diesel | 5000 | Composite Double Walled | 2012-01-12 | Double-Walled Fiberglass | Pressurized
STOP N SHOP | 109 ASSEMBLY LN | WARNER ROBINS | Houston | 10002136 | 1 |  | 2012-08-23 | FALSE | 2012-09-23 | FALSE | Currently in Use | Gas (Historical Use) | 1200 | Composite Double Walled | 2012-08-23 | Double-Walled Fiberglass | Pressurized
STOP N SHOP | 109 ASSEMBLY LN | WARNER ROBINS | Houston | 10002136 | 2 |  | 2012-08-23 | FALSE | 2012-09-23 | FALSE | Currently in Use | Gas (Historical Use) | 4000 | Composite Double Walled | 2012-08-23 | Double-Walled Fiberglass | Pressurized
STOP N SHOP | 109 ASSEMBLY LN | WARNER ROBINS | Houston | 10002136 | 3 |  | 2012-08-23 | FALSE | 2012-09-23 | FALSE | Currently in Use | Diesel | 4000 | Composite Double Walled | 2012-08-23 | Double-Walled Fiberglass | Pressurized
KROGER 257 | 115 RUSSELL PKWY | WARNER ROBINS | Houston | 10002187 | 1 | Overfill Alarm | 2012-12-11 | FALSE | 2013-01-21 | FALSE | Currently in Use | Gas (Historical Use) | 20000 | Fiberglass Double Walled | 2012-11-14 | Double-Walled Flex | Pressurized
KROGER 257 | 115 RUSSELL PKWY | WARNER ROBINS | Houston | 10002187 | 2A | Overfill Alarm | 2012-12-11 | FALSE | 2013-01-21 | FALSE | Currently in Use | Diesel | 10000 | Fiberglass Double Walled | 2012-11-14 | Double-Walled Flex | Pressurized
KROGER 257 | 115 RUSSELL PKWY | WARNER ROBINS | Houston | 10002187 | 2B | Overfill Alarm | 2012-12-11 | FALSE | 2013-01-21 | FALSE | Currently in Use | Gas (Historical Use) | 8000 | Fiberglass Double Walled | 2012-11-14 | Double-Walled Flex | Pressurized
KROGER 407 | 1367 SAM NUNN BLVD | PERRY | Houston | 10002154 | 1 | Overfill Alarm | 2012-08-22 | FALSE | 2012-09-26 | FALSE | Currently in Use | Gas (Historical Use) | 20000 | Fiberglass | 2012-07-20 | Double-Walled Flex | Pressurized
KROGER 407 | 1367 SAM NUNN BLVD | PERRY | Houston | 10002154 | 2A | Overfill Alarm | 2012-08-22 | FALSE | 2012-09-26 | FALSE | Currently in Use | Gas (Historical Use) | 8000 | Fiberglass | 2012-07-20 | Double-Walled Flex | Pressurized
KROGER 407 | 1367 SAM NUNN BLVD | PERRY | Houston | 10002154 | 2B | Overfill Alarm | 2012-08-22 | FALSE | 2012-09-26 | FALSE | Currently in Use | Diesel | 10000 | Fiberglass | 2012-07-20 | Double-Walled Flex | Pressurized
AMBE KRUPA LLC | 200 HWY 96 | BONAIRE | Houston | 10002159 | 1A | Ball Float | 2013-02-01 | FALSE | 2012-10-05 | FALSE | Currently in Use | Gas (Historical Use) | 10000 | Tank Jacket | 2012-10-05 | Fiberglass Reinforced Plastic | Pressurized
AMBE KRUPA LLC | 200 HWY 96 | BONAIRE | Houston | 10002159 | 1B | Ball Float | 2013-02-01 | FALSE | 2012-10-05 | FALSE | Currently in Use | Gas (Historical Use) | 5000 | Tank Jacket | 2012-10-05 | Double-Walled Fiberglass | Pressurized
AMBE KRUPA LLC | 200 HWY 96 | BONAIRE | Houston | 10002159 | 1C | Ball Float | 2013-02-01 | FALSE | 2012-10-05 | FALSE | Currently in Use | Diesel | 5000 | Tank Jacket | 2012-10-05 | Double-Walled Fiberglass | Pressurized
TUCKER FARMS | 1011 KATHRYN RYALS RD | WARNER ROBINS | Houston | 10002242 | 1 |  |  | FALSE |  | FALSE | Removed from Ground | Gas (Historical Use) | 1000 | Bare Steel | 2013-05-31 | Bare Steel
TUCKER FARMS | 1011 KATHRYN RYALS RD | WARNER ROBINS | Houston | 10002242 | 2 |  |  | FALSE |  | FALSE | Removed from Ground | Diesel | 500 | Bare Steel | 2013-05-31 | Bare Steel
TUCKER FARMS | 1011 KATHRYN RYALS RD | WARNER ROBINS | Houston | 10002242 | 3 |  |  | FALSE |  | FALSE | Removed from Ground | Diesel | 500 | Bare Steel | 2013-05-31 | Bare Steel
PEPOS #7 | 1521 MACON RD | PERRY | Houston | 10002260 | 1 |  | 2012-12-06 | FALSE | 2012-12-06 | FALSE | Currently in Use | Gas (Historical Use) | 15000 | Tank Jacket | 2012-12-06 | Double-Walled Fiberglass | Pressurized
PEPOS #7 | 1521 MACON RD | PERRY | Houston | 10002260 | 2 |  | 2012-12-06 | FALSE | 2012-12-06 | FALSE | Currently in Use | Gas (Historical Use) | 5000 | Tank Jacket | 2012-12-06 | Double-Walled Fiberglass | Pressurized
PEPOS #7 | 1521 MACON RD | PERRY | Houston | 10002260 | 3 |  | 2012-12-06 | FALSE | 2012-12-06 | FALSE | Currently in Use | Diesel | 5000 | Tank Jacket | 2012-12-06 | Double-Walled Fiberglass | Pressurized
FASTRIP | 4070 US 41 N | WARNER ROBBINS | Houston | 10002180 | 1 |  | 2013-01-05 | FALSE | 2013-01-05 | FALSE | Currently in Use | Gas (Historical Use) | 15000 | Composite Double Walled | 2013-01-05 | Double-Walled Fiberglass
FASTRIP | 4070 US 41 N | WARNER ROBBINS | Houston | 10002180 | 2 |  | 2013-01-05 | FALSE | 2013-01-05 | FALSE | Currently in Use | Gas (Historical Use) | 5 | Composite Double Walled | 2013-01-05 | Double-Walled Fiberglass
FASTRIP | 4070 US 41 N | WARNER ROBBINS | Houston | 10002180 | 3 |  | 2013-01-05 | FALSE | 2013-01-05 | FALSE | Currently in Use | Diesel | 5 | Composite Double Walled | 2013-01-05 | Double-Walled Fiberglass
TREE AMP LLC | 508 WATSON BLVD | WARNER ROBINS | Houston | 10001189 | 1 |  | 2004-12-01 | FALSE | 2004-12-01 | FALSE | Currently in Use | Gas (Historical Use) | 12000 | Epoxy | 2004-12-30 | Fiberglass Reinforced Plastic | Pressurized
TREE AMP LLC | 508 WATSON BLVD | WARNER ROBINS | Houston | 10001189 | 2 |  | 2004-12-01 | FALSE | 2004-12-01 | FALSE | Currently in Use | Gas (Historical Use) | 8000 | Epoxy | 2004-12-30 | Fiberglass Reinforced Plastic | Pressurized
TREE AMP LLC | 508 WATSON BLVD | WARNER ROBINS | Houston | 10001189 | 3 |  | 2004-12-01 | FALSE | 2004-12-01 | FALSE | Currently in Use | Diesel | 4000 | Epoxy | 2004-12-30 | Fiberglass Reinforced Plastic | Pressurized
GUNN ROAD FOOD MART | 3501 HWY 41 N | BYRON | Houston | 10001190 | 329201 |  | 2006-08-11 | FALSE | 2006-08-11 | FALSE | Currently in Use | Gas (Historical Use) | 12000 | Fiberglass | 2006-06-14 | Double-Walled Fiberglass | Pressurized
GUNN ROAD FOOD MART | 3501 HWY 41 N | BYRON | Houston | 10001190 | 329203A |  | 2006-08-11 | FALSE | 2006-08-11 | FALSE | Currently in Use | Gas (Historical Use) | 8000 | Fiberglass | 2006-06-14 | Double-Walled Fiberglass | Pressurized
GUNN ROAD FOOD MART | 3501 HWY 41 N | BYRON | Houston | 10001190 | 329203B |  | 2006-08-11 | FALSE | 2006-08-11 | FALSE | Currently in Use | Diesel | 4000 | Fiberglass | 2006-06-14 | Double-Walled Fiberglass | Pressurized
CIRCLE K #2703143 | 2390 HOUSTON LAKE RD | PERRY | Houston | 10001308 | 1A | Ball Float | 2007-03-01 | FALSE | 2007-03-01 | FALSE | Currently in Use | Diesel | 6000 | Tank Jacket | 2006-11-01 | Double-Walled Fiberglass | Pressurized
CIRCLE K #2703143 | 2390 HOUSTON LAKE RD | PERRY | Houston | 10001308 | 1B | Ball Float | 2007-03-01 | FALSE | 2007-03-01 | FALSE | Currently in Use | Diesel | 6000 | Tank Jacket | 2006-11-01 | Double-Walled Fiberglass | Pressurized
CIRCLE K #2703143 | 2390 HOUSTON LAKE RD | PERRY | Houston | 10001308 | 1C | Ball Float | 2007-03-01 | FALSE | 2007-03-01 | FALSE | Currently in Use | E-85 | 8000 | Tank Jacket | 2006-11-01 | Double-Walled Fiberglass | Pressurized
CIRCLE K #2703143 | 2390 HOUSTON LAKE RD | PERRY | Houston | 10001308 | 2A | Ball Float | 2007-03-01 | FALSE | 2007-03-01 | FALSE | Currently in Use | Gas (Historical Use) | 15000 | Tank Jacket | 2006-11-01 | Double-Walled Fiberglass | Pressurized
CIRCLE K #2703143 | 2390 HOUSTON LAKE RD | PERRY | Houston | 10001308 | 2B | Ball Float | 2007-03-01 | FALSE | 2007-03-01 | FALSE | Currently in Use | Gas (Historical Use) | 5000 | Tank Jacket | 2006-11-01 | Double-Walled Fiberglass | Pressurized
CIRCLE K 4722 | 285 PERRY PKWY | PERRY | Houston | 10001620 | 1 | Ball Float | 2008-09-24 | FALSE | 2008-08-18 | FALSE | Currently in Use | Gas (Historical Use) | 20000 | Fiberglass Double Walled | 2008-07-24 | Double-Walled Fiberglass | Pressurized
CIRCLE K 4722 | 285 PERRY PKWY | PERRY | Houston | 10001620 | 2A | Ball Float | 2008-09-24 | FALSE | 2018-08-18 | FALSE | Currently in Use | Gas (Historical Use) | 8000 | Fiberglass Double Walled | 2008-07-24 | Double-Walled Fiberglass | Pressurized
CIRCLE K 4722 | 285 PERRY PKWY | PERRY | Houston | 10001620 | 2B | Ball Float | 2008-09-24 | FALSE | 2008-08-18 | FALSE | Currently in Use | Diesel | 6000 | Fiberglass Double Walled | 2008-07-24 | Double-Walled Fiberglass | Pressurized
CIRCLE K 4722 | 285 PERRY PKWY | PERRY | Houston | 10001620 | 2C | Ball Float | 2008-09-24 | FALSE | 2008-08-18 | FALSE | Currently in Use | Diesel | 6000 | Fiberglass Double Walled | 2008-07-24 | Double-Walled Fiberglass | Pressurized
STOP AND SHOP | 820 N HOUSTON LAKE RD | CENTERVILLE | Houston | 10001446 | 1 |  | 2007-12-01 | FALSE | 2007-12-01 | FALSE | Currently in Use | Gas (Historical Use) | 15000 | Composite | 2007-11-01 | Double-Walled Fiberglass | Pressurized
STOP AND SHOP | 820 N HOUSTON LAKE RD | CENTERVILLE | Houston | 10001446 | 2 |  | 2007-11-01 | FALSE | 2007-11-01 | FALSE | Currently in Use | Gas (Historical Use) | 8000 | Composite | 2007-11-01 | Double-Walled Fiberglass | Pressurized
STOP AND SHOP | 820 N HOUSTON LAKE RD | CENTERVILLE | Houston | 10001446 | 3 |  | 2007-12-01 | FALSE | 2007-12-01 | FALSE | Currently in Use | Diesel | 4000 | Composite | 2007-12-01 | Double-Walled Fiberglass | Pressurized
KROGER GA-696 | 3094 WATSON BLVD | WARNER ROBINS | Houston | 10001449 | 1A | Flapper Valve | 2007-10-15 | FALSE | 2007-10-15 | FALSE | Currently in Use | Diesel | 8000 | Fiberglass Double Walled | 2007-09-24 | Double-Walled Fiberglass | Pressurized
KROGER GA-696 | 3094 WATSON BLVD | WARNER ROBINS | Houston | 10001449 | 1B | Flapper Valve | 2007-10-15 | FALSE | 2007-10-15 | FALSE | Currently in Use | Gas (Historical Use) | 8000 | Fiberglass Double Walled | 2007-09-24 | Double-Walled Fiberglass | Pressurized
KROGER GA-696 | 3094 WATSON BLVD | WARNER ROBINS | Houston | 10001449 | A.106180 | Flapper Valve | 2007-10-15 | FALSE | 2007-10-15 | FALSE | Currently in Use | Gas (Historical Use) | 20000 | Fiberglass Double Walled | 2007-09-24 | Double-Walled Fiberglass | Pressurized
QUICK CHECK | 100 A SUITE GUNN RD | CENTERVILLE | Houston | 10001451 | 1 | Flapper Valve | 2007-09-01 | FALSE | 2007-09-01 | FALSE | Currently in Use | Gas (Historical Use) | 12000 | Composite Double Walled | 2007-09-01 | Double-Walled Fiberglass | Pressurized
QUICK CHECK | 100 A SUITE GUNN RD | CENTERVILLE | Houston | 10001451 | 2 | Flapper Valve | 2007-09-01 | FALSE | 2007-09-01 | FALSE | Currently in Use | Gas (Historical Use) | 8000 | Composite Double Walled | 2007-09-01 | Double-Walled Fiberglass | Pressurized
QUICK CHECK | 100 A SUITE GUNN RD | CENTERVILLE | Houston | 10001451 | 3 | Flapper Valve | 2007-09-01 | FALSE | 2007-09-01 | FALSE | Currently in Use | Diesel | 4000 | Composite Double Walled | 2007-09-01 | Double-Walled Fiberglass | Pressurized
JACK WEST KOUNTRY STORE | RT 1 | HAWKINSVILLE | Houston | 1160034 | 1 | [5 empty] | Removed from Ground | Gas (Historical Use) | 2000 | Bare Steel | 1998-06-11 | Galvanized Steel | Suction (American)
JACK WEST KOUNTRY STORE | RT 1 | HAWKINSVILLE | Houston | 1160034 | 2 | [5 empty] | Removed from Ground | Gas (Historical Use) | 1000 | Bare Steel | 1998-06-11 | Galvanized Steel | Suction (American)
PERRY FULL SERVICE | 1012 MAIN ST | PERRY | Houston | 7000002 | 1 |  | 1998-02-11 | FALSE | 1998-02-11 | FALSE | Removed from Ground | Gas (Historical Use) | 4000 | Steel-Impressed Current | 1963-11-10
PERRY FULL SERVICE | 1012 MAIN ST | PERRY | Houston | 7000002 | 2 |  | 1998-02-11 | FALSE | 1998-02-11 | FALSE | Removed from Ground | Gas (Historical Use) | 3000 | Steel-Impressed Current | 1963-11-10 |  | Pressurized
PERRY FULL SERVICE | 1012 MAIN ST | PERRY | Houston | 7000002 | 3 |  | 1998-02-11 | FALSE | 1998-02-11 | FALSE | Removed from Ground | Gas (Historical Use) | 3000 | Steel-Impressed Current | 1963-11-10 |  | Pressurized
BOBBY'S UNION 76 | 1881 WATSON BLVD | WARNER ROBINS | Houston | 7000003 | 1 | [5 empty] | Removed from Ground | Gas (Historical Use) | 4000 | Bare Steel | 1968-11-08 | Galvanized Steel
BOBBY'S UNION 76 | 1881 WATSON BLVD | WARNER ROBINS | Houston | 7000003 | 2 | [5 empty] | Removed from Ground | Gas (Historical Use) | 4000 | Bare Steel | 1968-11-08 | Galvanized Steel
BOBBY'S UNION 76 | 1881 WATSON BLVD | WARNER ROBINS | Houston | 7000003 | 3 | [5 empty] | Removed from Ground | Gas (Historical Use) | 4000 | Bare Steel | 1968-11-08 | Galvanized Steel
BOBBY'S UNION 76 | 1881 WATSON BLVD | WARNER ROBINS | Houston | 7000003 | 4 |  |  | TRUE |  | TRUE | Removed from Ground | Used Oil | 550 | Bare Steel | 1968-11-08 | Galvanized Steel
BOBBY'S UNION 76 | 1881 WATSON BLVD | WARNER ROBINS | Houston | 7000003 | 5 | [5 empty] | Removed from Ground | Diesel | 550 | Bare Steel | 1968-11-08 | Galvanized Steel
HESS #10249 | WATSON BLVD & DIGGS BLVD | WARNER ROBINS | Houston | 750052 | 1 | [5 empty] | Removed from Ground | Empty | 10000 | Bare Steel | 1970-05-09 | Galvanized Steel
HESS #10249 | WATSON BLVD & DIGGS BLVD | WARNER ROBINS | Houston | 750052 | 2 | [5 empty] | Removed from Ground | Empty | 10000 | Bare Steel | 1970-05-09 | Galvanized Steel
HESS #10249 | WATSON BLVD & DIGGS BLVD | WARNER ROBINS | Houston | 750052 | 3 | [5 empty] | Removed from Ground | Empty | 10000 | Bare Steel | 1970-05-09 | Galvanized Steel
HESS #10249 | WATSON BLVD & DIGGS BLVD | WARNER ROBINS | Houston | 750052 | 4 | [5 empty] | Removed from Ground | Empty | 10000 | Bare Steel | 1970-05-09 | Galvanized Steel
MINI FOOD MART | 2214 -2216 WATSON BLVD | WARNER ROBINS | Houston | 760002 | 1 | Flapper Valve | 1997-07-30 |  | 1997-07-30 |  | Currently in Use | Gas (Historical Use) | 8000 | Steel-Impressed Current | 1975-05-11 | Double-Walled Fiberglass | Pressurized
MINI FOOD MART | 2214 -2216 WATSON BLVD | WARNER ROBINS | Houston | 760002 | 2 | Flapper Valve | 1997-07-30 |  | 1997-07-30 |  | Currently in Use | Gas (Historical Use) | 8000 | Steel-Impressed Current | 1975-05-11 | Double-Walled Fiberglass | Pressurized
MINI FOOD MART | 2214 -2216 WATSON BLVD | WARNER ROBINS | Houston | 760002 | 3 | Flapper Valve | 1997-07-30 |  | 1997-07-30 |  | Currently in Use | Gas (Historical Use) | 6000 | Steel-Impressed Current | 1975-05-11 | Double-Walled Fiberglass | Pressurized
MCCORMICK GROCERY | US HWY 341 | HAYNEVILLE | Houston | 760004 | 1 | [5 empty] | Removed from Ground | Gas (Historical Use) | 2000 | Bare Steel | 1978-05-10 | Unknown
MCCORMICK GROCERY | US HWY 341 | HAYNEVILLE | Houston | 760004 | 2 | [5 empty] | Removed from Ground | Gas (Historical Use) | 1000 | Bare Steel | 1978-05-10 | Unknown
MATHIS-AKINS CNCRTE BLOCK CO INC | 2694 WATSON BLVD | WARNER ROBINS | Houston | 760005 | 1 | [5 empty] | Removed from Ground | Gas (Historical Use) | 1000 | Bare Steel | 1986-05-01 | Galvanized Steel
GOODYEAR ASC\RAGAN TIRE & APPLIA | 1208 WATSON BLVD | WARNER ROBINS | Houston | 760010 | 1 |  |  | TRUE |  | TRUE | Removed from Ground | Used Oil | 0 | Bare Steel | 1973-05-08 | Bare Steel
RACEWAY #948 PERRY | 1515 SAM NUNN BLVD | PERRY | Houston | 760011 | 1 |  | 1982-01-01 |  | 1982-01-01 |  | Removed from Ground | Gas (Historical Use) | 12000 | Steel-Impressed Current | 1968-05-12 | Cathodically Protected | Pressurized
RACEWAY #948 PERRY | 1515 SAM NUNN BLVD | PERRY | Houston | 760011 | 2 |  | 1982-01-01 |  | 1982-01-01 |  | Removed from Ground | Gas (Historical Use) | 12000 | Steel-Impressed Current | 1968-05-12 | Cathodically Protected | Pressurized
RACEWAY #948 PERRY | 1515 SAM NUNN BLVD | PERRY | Houston | 760011 | 3 |  | 1982-01-01 |  | 1982-01-01 |  | Removed from Ground | Gas (Historical Use) | 8000 | Steel-Impressed Current | 1968-05-12 | Cathodically Protected | Pressurized
RACEWAY #948 PERRY | 1515 SAM NUNN BLVD | PERRY | Houston | 760011 | 4 |  | 1982-01-01 |  | 1982-01-01 |  | Closed in Ground | Gas (Historical Use) | 11300 | Fiberglass | 1982-05-09 | Fiberglass Reinforced Plastic
MEDUSA CEMENT CO/CLINCHFIELD PLA | US HWY 341 S | CLINCHFIELD | Houston | 760012 | 1 | [5 empty] | Closed in Ground | Gas (Historical Use) | 600 | Bare Steel | 1939-05-19 | Galvanized Steel
MEDUSA CEMENT CO/CLINCHFIELD PLA | US HWY 341 S | CLINCHFIELD | Houston | 760012 | 2 | [5 empty] | Closed in Ground | Gas (Historical Use) | 1000 | Bare Steel | 1939-05-19 | Galvanized Steel
MEDUSA CEMENT CO/CLINCHFIELD PLA | US HWY 341 S | CLINCHFIELD | Houston | 760012 | 3 | [5 empty] | Removed from Ground | Other | 1000 | Not Marked/Unknown | 1998-06-10 | Not Marked
MEDUSA CEMENT CO/CLINCHFIELD PLA | US HWY 341 S | CLINCHFIELD | Houston | 760012 | 4 | [5 empty] | Removed from Ground | Empty | 550 | Bare Steel | 1963-05-05 | Unknown
MEDUSA CEMENT CO/CLINCHFIELD PLA | US HWY 341 S | CLINCHFIELD | Houston | 760012 | 5 | [5 empty] | Removed from Ground | Gas (Historical Use) | 1000 | Bare Steel | 1961-05-05 | Unknown
AT&T | OAKLEY WOODS RD/OFF HWY 247 | KATHLEEN | Houston | 760014 | 1 | [5 empty] | Closed in Ground | Empty | 2000 | Cathodically Protected Steel | 1956-05-15 | Copper | Safe Suction (Euro)
YOGIS FOOD MART | 2403 MOODY RD | WARNER ROBINS | Houston | 760015 | 1 | Flapper Valve | 1998-08-26 |  | 1998-08-26 |  | Currently in Use | Gas (Historical Use) | 8000 | Bare Steel | 1985-05-01 | Steel (Impressed Current) | Pressurized
YOGIS FOOD MART | 2403 MOODY RD | WARNER ROBINS | Houston | 760015 | 2 | Flapper Valve | 1998-08-26 |  | 1998-08-26 |  | Currently in Use | Gas (Historical Use) | 8000 | Bare Steel | 1985-05-07 | Steel (Impressed Current) | Pressurized
YOGIS FOOD MART | 2403 MOODY RD | WARNER ROBINS | Houston | 760015 | 3 | Flapper Valve | 1998-08-26 |  | 1998-08-26 |  | Currently in Use | Gas (Historical Use) | 8000 | Bare Steel | 1985-05-07 | Steel (Impressed Current) | Pressurized
ROCKYS QUICK SHOP | 203 GREEN ST | WARNER ROBINS | Houston | 760016 | 1 |  | 1996-11-06 |  | 1996-11-06 |  | Currently in Use | Gas (Historical Use) | 8000 | Steel-Impressed Current | 1972-01-01 | Cathodically Protected | Pressurized
ROCKYS QUICK SHOP | 203 GREEN ST | WARNER ROBINS | Houston | 760016 | 2 |  | 1996-11-06 |  | 1996-11-06 |  | Currently in Use | Gas (Historical Use) | 8000 | Steel-Impressed Current | 1972-01-01 | Cathodically Protected | Pressurized
ROCKYS QUICK SHOP | 203 GREEN ST | WARNER ROBINS | Houston | 760016 | 3 |  | 1996-11-06 |  | 1996-11-06 |  | Currently in Use | Gas (Historical Use) | 8000 | Steel-Impressed Current | 1972-01-01 | Cathodically Protected | Pressurized
WARNER ROBINS PLEEZING FOOD MART | 801 S DAVIS DR | WARNER ROBINS | Houston | 760018 | 1 | Flapper Valve | 1998-12-10 |  | 1998-12-10 |  | Currently in Use | Gas (Historical Use) | 8000 | Steel-Impressed Current | 1983-05-08 | Cathodically Protected | Pressurized
WARNER ROBINS PLEEZING FOOD MART | 801 S DAVIS DR | WARNER ROBINS | Houston | 760018 | 2 | Flapper Valve | 1998-12-10 |  | 1998-12-10 |  | Currently in Use | Gas (Historical Use) | 8000 | Steel-Impressed Current | 1983-05-08 | Cathodically Protected | Pressurized
WARNER ROBINS PLEEZING FOOD MART | 801 S DAVIS DR | WARNER ROBINS | Houston | 760018 | 3 | Flapper Valve | 1998-12-10 |  | 1998-12-10 |  | Currently in Use | Gas (Historical Use) | 6000 | Steel-Impressed Current | 1983-05-08 | Cathodically Protected | Pressurized
ROCKYS FOOD MART | 405 S PLEASANT HILL RD | WARNER ROBINS | Houston | 760019 | 1 |  | 1998-12-01 | FALSE | 1998-12-01 | FALSE | Currently in Use | Gas (Historical Use) | 10000 | Steel-Impressed Current | 1977-05-09 | Steel (Impressed Current) | Safe Suction (Euro)
ROCKYS FOOD MART | 405 S PLEASANT HILL RD | WARNER ROBINS | Houston | 760019 | 2 |  | 1998-12-01 | FALSE | 1998-12-01 | FALSE | Currently in Use | Gas (Historical Use) | 10000 | Steel-Impressed Current | 1977-05-09 | Steel (Impressed Current) | Safe Suction (Euro)
EZ CORPORATION | 100 CAROLINA AVE | WARNER ROBINS | Houston | 760020 | 1 |  | 1998-05-27 |  | 1998-05-27 |  | Currently in Use | Gas (Historical Use) | 3008 | Steel-Impressed Current | 1979-05-09 | Cathodically Protected | Suction (American)
EZ CORPORATION | 100 CAROLINA AVE | WARNER ROBINS | Houston | 760020 | 2 |  | 1998-05-27 |  | 1998-05-27 |  | Currently in Use | Gas (Historical Use) | 3000 | Steel-Impressed Current | 1981-05-01 | Cathodically Protected | Suction (American)
EZ CORPORATION | 100 CAROLINA AVE | WARNER ROBINS | Houston | 760020 | 3 |  | 1998-05-27 |  | 1998-05-27 |  | Currently in Use | Gas (Historical Use) | 3000 | Steel-Impressed Current | 1979-05-09 | Cathodically Protected | Suction (American)
EZ CORPORATION | 100 CAROLINA AVE | WARNER ROBINS | Houston | 760020 | 4 |  | 1998-05-27 |  | 1998-05-27 |  | Currently in Use | Gas (Historical Use) | 8000 | Steel-Impressed Current | 1979-05-09 | Cathodically Protected | Suction (American)
MR B'S #137 | 220 CORDER RD | WARNER ROBINS | Houston | 760021 | 1 | [5 empty] | Removed from Ground | Gas (Historical Use) | 8000 | Marked Unknown | 1981-05-08 | Galvanized Steel
MR B'S #137 | 220 CORDER RD | WARNER ROBINS | Houston | 760021 | 2 | [5 empty] | Removed from Ground | Gas (Historical Use) | 8000 | Marked Unknown | 1981-05-08 | Galvanized Steel
MR B'S #137 | 220 CORDER RD | WARNER ROBINS | Houston | 760021 | 3 | [5 empty] | Removed from Ground | Gas (Historical Use) | 6000 | Marked Unknown | 1981-05-08 | Galvanized Steel
Happy Food Store | 3001 MOODY ROAD | BONAIRE | Houston | 760022 | 1 | Flapper Valve | 1994-06-17 | FALSE | 1994-06-17 | FALSE | Removed from Ground | Gas (Historical Use) | 10000 | Galvanic (STIP-3) | 1981-05-01 | Steel/FG Secondary containment | Pressurized
Happy Food Store | 3001 MOODY ROAD | BONAIRE | Houston | 760022 | 2 | Flapper Valve | 1994-06-17 | FALSE | 1994-06-17 | FALSE | Removed from Ground | Gas (Historical Use) | 2000 | Galvanic (STIP-3) | 1979-05-01 | Steel/FG Secondary containment | Safe Suction (Euro)
Happy Food Store | 3001 MOODY ROAD | BONAIRE | Houston | 760022 | 3 | Flapper Valve | 1994-06-17 | FALSE | 1994-06-17 | FALSE | Removed from Ground | Gas (Historical Use) | 2000 | Bare Steel | 1979-05-01 | Steel/FG Secondary containment | Safe Suction (Euro)
Happy Food Store | 3001 MOODY ROAD | BONAIRE | Houston | 760022 | 4A | Overfill Alarm | 2019-09-05 | FALSE | 2019-09-02 | FALSE | Currently in Use | E-0 | 6000 | Tank Jacket Double Walled | 2019-08-30 | Double-Walled Fiberglass | Pressurized
Happy Food Store | 3001 MOODY ROAD | BONAIRE | Houston | 760022 | 4B | Overfill Alarm | 2019-09-05 | FALSE | 2019-09-02 | FALSE | Currently in Use | E-0 | 5000 | Tank Jacket Double Walled | 2019-08-30 | Double-Walled Fiberglass | Pressurized
Happy Food Store | 3001 MOODY ROAD | BONAIRE | Houston | 760022 | 4C | Overfill Alarm | 2019-09-05 | FALSE | 2019-09-02 | FALSE | Currently in Use | Diesel | 4000 | Tank Jacket Double Walled | 2019-08-30 | Double-Walled Fiberglass | Pressurized
Happy Food Store | 3001 MOODY ROAD | BONAIRE | Houston | 760022 | 5A | Overfill Alarm | 2019-09-05 | FALSE | 2019-09-02 | FALSE | Currently in Use | Regular | 10000 | Tank Jacket Double Walled | 2019-08-30 | Double-Walled Fiberglass | Pressurized
Happy Food Store | 3001 MOODY ROAD | BONAIRE | Houston | 760022 | 5B | Overfill Alarm | 2019-09-05 | FALSE | 2019-09-02 | FALSE | Currently in Use | Premium | 5000 | Tank Jacket Double Walled | 2019-08-30 | Double-Walled Fiberglass | Pressurized
STOP & GO | 87 GAWIN DR | WARNER ROBINS | Houston | 760023 | 1 |  | 1999-07-01 |  | 1999-07-01 |  | Currently in Use | Gas (Historical Use) | 8000 | Steel-Impressed Current | 1981-05-08 | Cathodically Protected | Suction (American)
STOP & GO | 87 GAWIN DR | WARNER ROBINS | Houston | 760023 | 2 |  | 1999-07-01 |  | 1999-07-01 |  | Currently in Use | Gas (Historical Use) | 3000 | Steel-Impressed Current | 1979-05-09 | Cathodically Protected | Suction (American)
STOP & GO | 87 GAWIN DR | WARNER ROBINS | Houston | 760023 | 3 |  | 1999-07-01 |  | 1999-07-01 |  | Currently in Use | Gas (Historical Use) | 3000 | Steel-Impressed Current | 1979-05-09 | Cathodically Protected | Suction (American)
CIRCLE K | 820 HOUSTON LAKE RD N | WARNER ROBINS | Houston | 760024 | 1 |  | 1984-05-01 |  | 1984-05-01 |  | Removed from Ground | Gas (Historical Use) | 8000 | Steel-Impressed Current | 1984-05-01 | Cathodically Protected | Pressurized
CIRCLE K | 820 HOUSTON LAKE RD N | WARNER ROBINS | Houston | 760024 | 2 |  | 1984-05-01 |  | 1984-05-01 |  | Removed from Ground | Gas (Historical Use) | 8000 | Steel-Impressed Current | 1984-05-07 | Cathodically Protected | Pressurized
CIRCLE K | 820 HOUSTON LAKE RD N | WARNER ROBINS | Houston | 760024 | 3 |  | 1984-05-01 |  | 1984-05-01 |  | Removed from Ground | Gas (Historical Use) | 8000 | Steel-Impressed Current | 1984-05-07 | Cathodically Protected | Pressurized
PERRY/CITY BARN | 605 BALL STREET | PERRY | Houston | 760025 | 1 | [5 empty] | Removed from Ground | Gas (Historical Use) | 8000 | Bare Steel | 1975-05-11 | Galvanized Steel | Suction (American)
PERRY/CITY BARN | 605 BALL STREET | PERRY | Houston | 760025 | 2 | [5 empty] | Removed from Ground | Diesel | 560 | Bare Steel | 1975-05-11 | Galvanized Steel
PERRY/CITY BARN | 605 BALL STREET | PERRY | Houston | 760025 | 3 |  | 1993-06-18 |  | 1993-06-18 |  | Removed from Ground | Diesel | 3000 | Composite | 1993-06-18 | Fiberglass Reinforced Plastic | Suction (American)
PERRY/CITY BARN | 605 BALL STREET | PERRY | Houston | 760025 | 4 |  |  | TRUE |  | TRUE | Permanently Out Of Use | Used Oil | 200 | Bare Steel | 1981-06-15 | Galvanized Steel | Gravity Fed
PERRY/CITY BARN | 605 BALL STREET | PERRY | Houston | 760025 | 5 |  | 1997-10-01 |  | 1997-10-01 |  | Removed from Ground | Gas (Historical Use) | 8000 | Epoxy | 1997-10-01 | Fiberglass Reinforced Plastic | Suction (American)
INTERSTATE PERRY | US HWY 341 & 2ND AVE | PERRY | Houston | 760026 | 1 | [5 empty] | Removed from Ground | Gas (Historical Use) | 8000 | Bare Steel | 1970-05-11 | Galvanized Steel
INTERSTATE PERRY | US HWY 341 & 2ND AVE | PERRY | Houston | 760026 | 2 | [5 empty] | Removed from Ground | Gas (Historical Use) | 6000 | Bare Steel | 1970-05-11 | Galvanized Steel
INTERSTATE PERRY | US HWY 341 & 2ND AVE | PERRY | Houston | 760026 | 3 | [5 empty] | Removed from Ground | Gas (Historical Use) | 8000 | Bare Steel | 1970-05-11 | Galvanized Steel
INTERSTATE PERRY | US HWY 341 & 2ND AVE | PERRY | Houston | 760026 | 4 | [5 empty] | Removed from Ground | Diesel | 6000 | Bare Steel | 1970-05-11 | Galvanized Steel
CRESTVIEW SERVICE CENTER | 3216 N HWY 41 | BYRON | Houston | 760029 | 1 | Flapper Valve | 1998-08-01 | FALSE | 1998-08-01 | FALSE | Currently in Use | Gas (Historical Use) | 3000 | Steel-Impressed Current | 1980-01-30 | Flex | Suction (American)
CRESTVIEW SERVICE CENTER | 3216 N HWY 41 | BYRON | Houston | 760029 | 2 | Flapper Valve | 1998-08-01 | FALSE | 1998-08-01 | FALSE | Currently in Use | Gas (Historical Use) | 2000 | Steel-Impressed Current | 1980-01-30 | Flex | Suction (American)
CRESTVIEW SERVICE CENTER | 3216 N HWY 41 | BYRON | Houston | 760029 | 3 | Flapper Valve | 1998-08-01 | FALSE | 1998-08-01 | FALSE | Currently in Use | Gas (Historical Use) | 2000 | Steel-Impressed Current | 1980-01-30 | Flex | Suction (American)
CRESTVIEW SERVICE CENTER | 3216 N HWY 41 | BYRON | Houston | 760029 | 4 | Flapper Valve | 1998-08-01 | FALSE | 1998-08-01 | FALSE | Currently in Use | Gas (Historical Use) | 2000 | Steel-Impressed Current | 1980-01-30 | Flex | Suction (American)
HOUSTON LAKE FOOD STORE | 1946 S HOUSTON LAKE RD | KATHLEEN | Houston | 760030 | 1UNL |  | 1993-05-17 | FALSE | 1993-05-17 | FALSE | Currently in Use | Gas (Historical Use) | 10000 | Epoxy | 1993-05-17 | Fiberglass Reinforced Plastic | Pressurized
HOUSTON LAKE FOOD STORE | 1946 S HOUSTON LAKE RD | KATHLEEN | Houston | 760030 | 2PLUS |  | 1993-05-17 | FALSE | 1993-05-17 | FALSE | Currently in Use | Diesel | 10000 | Epoxy | 1993-05-17 | Fiberglass Reinforced Plastic | Pressurized
HOUSTON LAKE FOOD STORE | 1946 S HOUSTON LAKE RD | KATHLEEN | Houston | 760030 | 3PREM |  | 1993-05-17 | FALSE | 1993-05-17 | FALSE | Currently in Use | Gas (Historical Use) | 10000 | Epoxy | 1993-05-17 | Fiberglass Reinforced Plastic | Pressurized
GTE SOUTH/EMERGENCY GENERATOR/CE | 911 SOUTH MAIN ST | PERRY | Houston | 760031 | 1 | [5 empty] | Removed from Ground | Diesel | 3000 | Bare Steel | 1978-03-08 | Galvanized Steel
ALLTEL GEORGIA INC | US HWY 41 S | PERRY | Houston | 760032 | 1 | [5 empty] | Removed from Ground | Gas (Historical Use) | 10000 | Bare Steel | 1971-03-10 | Galvanized Steel
ALLTEL GEORGIA INC | US HWY 41 S | PERRY | Houston | 760032 | 2 | [5 empty] | Removed from Ground | Gas (Historical Use) | 10000 | Bare Steel | 1981-01-01 | Galvanized Steel
ALLTEL GEORGIA INC | US HWY 41 S | PERRY | Houston | 760032 | 3 | [5 empty] | Removed from Ground | Diesel | 1000 | Bare Steel | 1981-01-01 | Galvanized Steel
GA STATE PATROL POST POST 15 | 200 JULIANN ST | PERRY | Houston | 760033 | 1 | [5 empty] | Closed in Ground | Gas (Historical Use) | 10000 | Bare Steel | 1976-03-08 | Fiberglass Reinforced Plastic | Safe Suction (Euro)
GODFREY MECHANICAL INC | 812 CORDER RD | WARNER ROBINS | Houston | 760034 | 1 | [5 empty] | Closed in Ground | Diesel | 1 | Bare Steel | 1976-03-01 | Galvanized Steel
DAVIS FOOD MART | 1202 S DAVIS DR | WARNER ROBINS | Houston | 760035 | 1 | Flapper Valve | 1996-08-20 |  | 1996-08-20 |  | Currently in Use | Gas (Historical Use) | 8000 | Steel-Impressed Current | 1980-01-01 | Bare Steel | Pressurized
DAVIS FOOD MART | 1202 S DAVIS DR | WARNER ROBINS | Houston | 760035 | 2 | Flapper Valve | 1996-08-20 |  | 1996-08-20 |  | Currently in Use | Gas (Historical Use) | 8000 | Steel-Impressed Current | 1980-01-01 | Bare Steel | Pressurized
DAVIS FOOD MART | 1202 S DAVIS DR | WARNER ROBINS | Houston | 760035 | 3 | Flapper Valve | 1996-08-20 |  | 1996-08-20 |  | Currently in Use | Diesel | 8000 | Steel-Impressed Current | 1980-01-01 | Bare Steel | Pressurized
BONAIRE ELEMENTARY SCHOOL | ELM ST | BONAIRE | Houston | 760036 | 1 |  |  | FALSE |  | FALSE | Permanently Out of Use - historical purposes |  | 2000 | Bare Steel | 1961-01-15 | Galvanized Steel
KINGS CHAPEL ELEMENTARY SCHOOL | ARENA RD | PERRY | Houston | 760037 | 1 | [5 empty] | Currently in Use | Diesel | 5000 | Bare Steel | 1963-01-15 | Galvanized Steel
PERRY ELEMENTARY SCHOOL | 906 SCHOOL ST | PERRY | Houston | 760038 | 1 |  |  | FALSE |  | FALSE | Permanently Out of Use - historical purposes | Diesel | 1000 | Bare Steel | 1953-01-17 | Copper
PERRY SCHOOL BUS SHOP | HOUSTON LAKE RD | PERRY | Houston | 760039 | 1 |  | 1998-08-15 |  | 1998-08-15 |  | Removed from Ground | Diesel | 8000 | Steel-Impressed Current | 1959-01-16 | Cathodically Protected | Safe Suction (Euro)
PERRY SCHOOL BUS SHOP | HOUSTON LAKE RD | PERRY | Houston | 760039 | 2 |  | 1998-08-15 |  | 1998-08-15 |  | Removed from Ground | Gas (Historical Use) | 2000 | Steel-Impressed Current | 1983-01-10 | Cathodically Protected | Safe Suction (Euro)
PERRY SCHOOL BUS SHOP | HOUSTON LAKE RD | PERRY | Houston | 760039 | 3 | [5 empty] | Permanently Out of Use - historical purposes | Diesel | 0 | Not Marked/Unknown |  | Not Marked
PERRY SCHOOL BUS SHOP | HOUSTON LAKE RD | PERRY | Houston | 760039 | 4 | [5 empty] | Permanently Out of Use - historical purposes | Diesel | 0 | Not Marked/Unknown |  | Not Marked
PERRY SCHOOL BUS SHOP | HOUSTON LAKE RD | PERRY | Houston | 760039 | 5 | [5 empty] | Permanently Out of Use - historical purposes | Diesel | 0 | Not Marked/Unknown |  | Not Marked
SOUTHSIDE ELEMENTARY SCHOOL | ELKO RD | ELKO | Houston | 760040 | 1 | [5 empty] | Permanently Out of Use - historical purposes | Diesel | 2000 | Bare Steel | 1956-01-17 | Bare Steel
WARNER ROBINS BUS SHOP | 305 B WATSON BLVD | WARNER ROBINS | Houston | 760041 | 1 |  | 1998-08-17 |  | 1998-08-17 |  | Removed from Ground | Gas (Historical Use) | 10000 | Steel-Impressed Current | 1984-01-10 | Cathodically Protected | Pressurized
WARNER ROBINS BUS SHOP | 305 B WATSON BLVD | WARNER ROBINS | Houston | 760041 | 2 |  | 1998-08-12 |  | 1998-08-12 |  | Removed from Ground | Diesel | 10000 | Steel-Impressed Current | 1984-01-10 | Cathodically Protected | Pressurized
WARNER ROBINS BUS SHOP | 305 B WATSON BLVD | WARNER ROBINS | Houston | 760041 | 3 | [5 empty] | Removed from Ground | Gas (Historical Use) | 1000 | Bare Steel | 1971-01-13 | Bare Steel
WARNER ROBINS BUS SHOP | 305 B WATSON BLVD | WARNER ROBINS | Houston | 760041 | 4 | [5 empty] | Removed from Ground | Gas (Historical Use) | 8500 | Bare Steel | 1968-01-01 | Galvanized Steel
WARNER ROBINS BUS SHOP | 305 B WATSON BLVD | WARNER ROBINS | Houston | 760041 | 5 | [5 empty] | Removed from Ground | Diesel | 8500 | Bare Steel | 1973-01-01 | Galvanized Steel
WARNER ROBINS BUS SHOP | 305 B WATSON BLVD | WARNER ROBINS | Houston | 760041 | 6 | [5 empty] | Removed from Ground | Gas (Historical Use) | 500 | Not Marked/Unknown | 1998-10-26 | Not Marked
HOUSTON PAVING & EXCAVATING INC | 107 HOUSTON LAKE BLVD | CENTERVILLE | Houston | 760042 | 1 | [5 empty] | Removed from Ground | Diesel | 6000 | Bare Steel | 1976-03-07 | Galvanized Steel
HOUSTON PAVING & EXCAVATING INC | 107 HOUSTON LAKE BLVD | CENTERVILLE | Houston | 760042 | 2 | [5 empty] | Removed from Ground | Diesel | 6000 | Bare Steel | 1976-03-07 | Galvanized Steel
J MART FOOD STORE | 303 NORTH HOUSTON LAKE RD | CENTERVILLE | Houston | 760043 | 1 | [5 empty] | Removed from Ground | Gas (Historical Use) | 3000 | Marked Unknown | 1986-02-03 | Unknown
J MART FOOD STORE | 303 NORTH HOUSTON LAKE RD | CENTERVILLE | Houston | 760043 | 2 | [5 empty] | Removed from Ground | Gas (Historical Use) | 3000 | Marked Unknown | 1986-02-03 | Unknown
J MART FOOD STORE | 303 NORTH HOUSTON LAKE RD | CENTERVILLE | Houston | 760043 | 3 | [5 empty] | Removed from Ground | Gas (Historical Use) | 6000 | Marked Unknown | 1986-02-03 | Unknown
KERR-MCGEE #3004 | 101 WATSON BLVD | WARNER ROBINS | Houston | 760045 | 1 | [5 empty] | Removed from Ground | Gas (Historical Use) | 10000 | Bare Steel | 1965-03-08 | Galvanized Steel
KERR-MCGEE #3004 | 101 WATSON BLVD | WARNER ROBINS | Houston | 760045 | 2 | [5 empty] | Removed from Ground | Gas (Historical Use) | 10000 | Bare Steel | 1965-03-08 | Galvanized Steel
SAI QUICK STOP | 1401 WATSON BLVD | WARNER ROBINS | Houston | 760046 | 1 | [5 empty] | Removed from Ground | Gas (Historical Use) | 10000 | Bare Steel | 1963-01-20 | Galvanized Steel
SAI QUICK STOP | 1401 WATSON BLVD | WARNER ROBINS | Houston | 760046 | 2 | [5 empty] | Removed from Ground | Gas (Historical Use) | 10000 | Bare Steel | 1963-01-20 | Galvanized Steel
SAI QUICK STOP | 1401 WATSON BLVD | WARNER ROBINS | Houston | 760046 | 3 | [5 empty] | Removed from Ground | Gas (Historical Use) | 15000 | Bare Steel | 1963-01-20 | Galvanized Steel
SAI QUICK STOP | 1401 WATSON BLVD | WARNER ROBINS | Houston | 760046 | 4 |  | 1994-07-01 |  | 1994-07-01 |  | Currently in Use | Gas (Historical Use) | 10000 | Composite | 1994-07-01 | Double Walled | Pressurized
SAI QUICK STOP | 1401 WATSON BLVD | WARNER ROBINS | Houston | 760046 | 5 |  | 1994-07-01 |  | 1994-07-01 |  | Currently in Use | Gas (Historical Use) | 10000 | Composite | 1994-07-01 | Double Walled | Pressurized
SAI QUICK STOP | 1401 WATSON BLVD | WARNER ROBINS | Houston | 760046 | 6 |  | 1994-07-01 |  | 1994-07-01 |  | Currently in Use | Gas (Historical Use) | 10000 | Composite | 1994-07-01 | Double Walled | Pressurized
CLOSED CONVENIENCE STORE | 116 MACON RD | PERRY | Houston | 760050 | 1 | [5 empty] | Removed from Ground | Empty | 3000 | Bare Steel | 1977-02-15 | Galvanized Steel
CLOSED CONVENIENCE STORE | 116 MACON RD | PERRY | Houston | 760050 | 2 | [5 empty] | Removed from Ground | Empty | 3000 | Bare Steel | 1977-02-15 | Galvanized Steel
CLOSED CONVENIENCE STORE | 116 MACON RD | PERRY | Houston | 760050 | 3 | [5 empty] | Removed from Ground | Empty | 3000 | Bare Steel | 1977-02-15 | Galvanized Steel
QUICK STOP #1 | 198 N DAVIS DR | WARNER ROBINS | Houston | 760054 | 1 | [5 empty] | Removed from Ground | Gas (Historical Use) | 3000 | Bare Steel | 1962-02-19 | Galvanized Steel
QUICK STOP #1 | 198 N DAVIS DR | WARNER ROBINS | Houston | 760054 | 2 | [5 empty] | Removed from Ground | Gas (Historical Use) | 6000 | Bare Steel | 1962-02-19 | Galvanized Steel
QUICK STOP #1 | 198 N DAVIS DR | WARNER ROBINS | Houston | 760054 | 3 | [5 empty] | Removed from Ground | Gas (Historical Use) | 6000 | Bare Steel | 1962-02-19 | Galvanized Steel
QUICK STOP #1 | 198 N DAVIS DR | WARNER ROBINS | Houston | 760054 | 4 |  |  | TRUE |  | TRUE | Removed from Ground | Used Oil | 550 | Bare Steel | 1962-02-19 | Galvanized Steel
QUICK STOP #1 | 198 N DAVIS DR | WARNER ROBINS | Houston | 760054 | 5 |  | 1986-12-30 |  | 1986-12-30 |  | Currently in Use | Gas (Historical Use) | 8000 | Fiberglass | 1986-12-30 | Fiberglass Reinforced Plastic | Pressurized
QUICK STOP #1 | 198 N DAVIS DR | WARNER ROBINS | Houston | 760054 | 6 |  | 1986-12-30 |  | 1986-12-30 |  | Currently in Use | Gas (Historical Use) | 8000 | Fiberglass | 1986-12-30 | Fiberglass Reinforced Plastic | Pressurized
QUICK STOP #1 | 198 N DAVIS DR | WARNER ROBINS | Houston | 760054 | 7 |  | 1986-12-30 |  | 1986-12-30 |  | Currently in Use | Gas (Historical Use) | 6000 | Fiberglass | 1986-12-30 | Fiberglass Reinforced Plastic | Pressurized
CHOICE QUICK STOP | 218 MLK | WARNER ROBINS | Houston | 760055 | 1 | [5 empty] | Removed from Ground | Gas (Historical Use) | 6000 | Bare Steel | 1965-12-12 | Bare Steel | Pressurized
CHOICE QUICK STOP | 218 MLK | WARNER ROBINS | Houston | 760055 | 2 | [5 empty] | Removed from Ground | Gas (Historical Use) | 6000 | Bare Steel | 1965-12-12 | Bare Steel | Pressurized
CHOICE QUICK STOP | 218 MLK | WARNER ROBINS | Houston | 760055 | 3 | [5 empty] | Removed from Ground | Gas (Historical Use) | 3000 | Bare Steel | 1965-12-12 | Bare Steel | Pressurized
CHOICE QUICK STOP | 218 MLK | WARNER ROBINS | Houston | 760055 | 4 |  |  | TRUE |  | TRUE | Removed from Ground | Used Oil | 550 | Bare Steel | 1965-12-12 | Unknown | Gravity Fed
CHOICE QUICK STOP | 218 MLK | WARNER ROBINS | Houston | 760055 | 5 | Flapper Valve | 1996-10-16 |  | 1996-10-16 |  | Currently in Use | Gas (Historical Use) | 10000 | Epoxy | 1996-10-16 | Fiberglass Reinforced Plastic | Pressurized
CHOICE QUICK STOP | 218 MLK | WARNER ROBINS | Houston | 760055 | 6 | Flapper Valve | 1996-10-16 |  | 1996-10-16 |  | Currently in Use | Gas (Historical Use) | 6000 | Epoxy | 1996-10-16 | Fiberglass Reinforced Plastic | Pressurized
HARSHID INC | 1001 LEVERETTE RD | WARNER ROBINS | Houston | 760057 | 1 |  | 1997-05-20 |  | 1997-05-20 |  | Currently in Use | Gas (Historical Use) | 6000 | Steel-Impressed Current | 1983-02-14 | Steel (Impressed Current) | Pressurized
HARSHID INC | 1001 LEVERETTE RD | WARNER ROBINS | Houston | 760057 | 2 |  | 1997-05-20 |  | 1997-05-20 |  | Currently in Use | Gas (Historical Use) | 6000 | Steel-Impressed Current | 1983-02-14 | Steel (Impressed Current) | Pressurized
HARSHID INC | 1001 LEVERETTE RD | WARNER ROBINS | Houston | 760057 | 3 |  | 1997-05-20 |  | 1997-05-20 |  | Currently in Use | Gas (Historical Use) | 4000 | Steel-Impressed Current | 1983-02-14 | Steel (Impressed Current) | Pressurized
HOLIDAY FOOD STORE | 413 GREEN ST | WARNER ROBINS | Houston | 760058 | 1 | [5 empty] | Removed from Ground | Gas (Historical Use) | 6000 | Bare Steel | 1977-02-15 | Galvanized Steel
HOLIDAY FOOD STORE | 413 GREEN ST | WARNER ROBINS | Houston | 760058 | 2 | [5 empty] | Removed from Ground | Gas (Historical Use) | 6000 | Bare Steel | 1977-02-15 | Galvanized Steel
HOLIDAY FOOD STORE | 413 GREEN ST | WARNER ROBINS | Houston | 760058 | 3 | [5 empty] | Removed from Ground | Gas (Historical Use) | 6000 | Bare Steel | 1977-02-15 | Galvanized Steel
HOLIDAY FOOD STORE | 908 NORTH HOUSTON RD | WARNER ROBINS | Houston | 760059 | 1 | [5 empty] | Removed from Ground | Gas (Historical Use) | 6000 | Bare Steel | 1976-02-16 | Galvanized Steel
HOLIDAY FOOD STORE | 908 NORTH HOUSTON RD | WARNER ROBINS | Houston | 760059 | 2 | [5 empty] | Removed from Ground | Gas (Historical Use) | 6000 | Bare Steel | 1976-02-16 | Galvanized Steel
HOLIDAY FOOD STORE | 908 NORTH HOUSTON RD | WARNER ROBINS | Houston | 760059 | 3 | [5 empty] | Removed from Ground | Gas (Historical Use) | 6000 | Bare Steel | 1976-02-16 | Galvanized Steel
FREEDOM FUEL | 1236 WATSON BLVD | WARNER ROBINS | Houston | 760060 | 1 |  | 1994-05-31 | FALSE | 1994-05-31 | FALSE | Currently in Use | Gas (Historical Use) | 6000 | Steel-Impressed Current | 1969-02-17 | Fiberglass Reinforced Plastic | Pressurized
FREEDOM FUEL | 1236 WATSON BLVD | WARNER ROBINS | Houston | 760060 | 2 |  | 1994-05-31 | FALSE | 1994-05-31 | FALSE | Currently in Use | Gas (Historical Use) | 6000 | Steel-Impressed Current | 1969-02-17 | Fiberglass Reinforced Plastic | Pressurized
FREEDOM FUEL | 1236 WATSON BLVD | WARNER ROBINS | Houston | 760060 | 3 |  | 1994-05-31 | FALSE | 1994-05-31 | FALSE | Currently in Use | Gas (Historical Use) | 6000 | Steel-Impressed Current | 1969-02-17 | Fiberglass Reinforced Plastic | Pressurized
FREEDOM FUEL | 1236 WATSON BLVD | WARNER ROBINS | Houston | 760060 | 4 |  |  | TRUE |  | TRUE | Removed from Ground | Used Oil | 550 | Not Marked/Unknown | 1969-02-17 | Not Marked
DANFAIR EXPRESS | 1400 RUSSELL PKWY | WARNER ROBINS | Houston | 760061 | 1 | [5 empty] | Removed from Ground | Gas (Historical Use) | 6000 | Bare Steel | 1969-12-15 | Galvanized Steel | Pressurized
DANFAIR EXPRESS | 1400 RUSSELL PKWY | WARNER ROBINS | Houston | 760061 | 2 | [5 empty] | Removed from Ground | Gas (Historical Use) | 6000 | Bare Steel | 1969-12-15 | Galvanized Steel | Pressurized
DANFAIR EXPRESS | 1400 RUSSELL PKWY | WARNER ROBINS | Houston | 760061 | 3 | [5 empty] | Removed from Ground | Gas (Historical Use) | 3000 | Bare Steel | 1969-12-15 | Galvanized Steel | Pressurized
DANFAIR EXPRESS | 1400 RUSSELL PKWY | WARNER ROBINS | Houston | 760061 | 4 |  |  | TRUE |  | TRUE | Removed from Ground | Used Oil | 550 | Bare Steel | 1968-02-18 | Galvanized Steel
DANFAIR EXPRESS | 1400 RUSSELL PKWY | WARNER ROBINS | Houston | 760061 | 5 |  | 1997-03-22 |  | 1997-03-22 |  | Currently in Use | Gas (Historical Use) | 10000 | Epoxy | 1997-03-20 | Fiberglass Reinforced Plastic | Pressurized
DANFAIR EXPRESS | 1400 RUSSELL PKWY | WARNER ROBINS | Houston | 760061 | 6 |  | 1997-03-22 |  | 1997-03-22 |  | Currently in Use | Gas (Historical Use) | 6000 | Epoxy | 1997-03-20 | Fiberglass Reinforced Plastic | Pressurized
EXPRESS FOOD MART | 1310 GREEN ST | WARNER ROBINS | Houston | 760063 | 1 | [5 empty] | Removed from Ground | Gas (Historical Use) | 6000 | Bare Steel | 1976-02-16 | Galvanized Steel
EXPRESS FOOD MART | 1310 GREEN ST | WARNER ROBINS | Houston | 760063 | 2 | [5 empty] | Removed from Ground | Gas (Historical Use) | 6000 | Bare Steel | 1976-02-16 | Galvanized Steel
EXPRESS FOOD MART | 1310 GREEN ST | WARNER ROBINS | Houston | 760063 | 3 | [5 empty] | Removed from Ground | Gas (Historical Use) | 6000 | Bare Steel | 1976-02-16 | Galvanized Steel
EXPRESS FOOD MART | 1310 GREEN ST | WARNER ROBINS | Houston | 760063 | 4 |  |  | TRUE |  | TRUE | Removed from Ground | Used Oil | 550 | Bare Steel | 1976-02-16 | Galvanized Steel
EXPRESS FOOD MART | 1310 GREEN ST | WARNER ROBINS | Houston | 760063 | 5 | Ball Float | 2011-10-01 | FALSE | 2011-10-01 | FALSE | Currently in Use | Gas (Historical Use) | 12000 | Composite Double Walled | 2011-10-01 | Double-Walled Fiberglass | Pressurized
EXPRESS FOOD MART | 1310 GREEN ST | WARNER ROBINS | Houston | 760063 | 6 | Ball Float | 2011-10-01 | FALSE | 2011-10-01 | FALSE | Currently in Use | Gas (Historical Use) | 4000 | Composite Double Walled | 2011-10-01 | Double-Walled Fiberglass | Pressurized
EXPRESS FOOD MART | 1310 GREEN ST | WARNER ROBINS | Houston | 760063 | 7 | Ball Float | 2011-10-01 | FALSE | 2011-10-01 | FALSE | Currently in Use | Diesel | 4000 | Composite Double Walled | 2011-10-01 | Double-Walled Fiberglass | Pressurized
WARNER ROBINS SUPPLY | 2736 WATSON BLVD | WARNER ROBINS | Houston | 760064 | 1 | [5 empty] | Currently in Use | Gas (Historical Use) | 2000 | Bare Steel | 1971-02-17 | Galvanized Steel
WARNER ROBINS SUPPLY | 2736 WATSON BLVD | WARNER ROBINS | Houston | 760064 | 2 | [5 empty] | Closed in Ground | Diesel | 550 | Bare Steel | 1971-02-17 | Galvanized Steel
WARNER ROBINS SUPPLY | 2736 WATSON BLVD | WARNER ROBINS | Houston | 760064 | 3A | Flapper Valve | 2000-08-02 |  | 2000-08-02 |  | Currently in Use | Gas (Historical Use) | 4000 | Composite | 2000-08-02 | Fiberglass Reinforced Plastic | Safe Suction (Euro)
WARNER ROBINS SUPPLY | 2736 WATSON BLVD | WARNER ROBINS | Houston | 760064 | 3B | Flapper Valve | 2000-08-02 |  | 2000-08-02 |  | Currently in Use | Diesel | 8000 | Composite | 2000-08-02 | Fiberglass Reinforced Plastic | Safe Suction (Euro)
WE PUMP IT #1 | 1557 WATSON BLVD | WARNER ROBINS | Houston | 760065 | 1 | [5 empty] | Removed from Ground | Gas (Historical Use) | 6000 | Bare Steel | 1963-02-19 | Galvanized Steel | Pressurized
WE PUMP IT #1 | 1557 WATSON BLVD | WARNER ROBINS | Houston | 760065 | 2 | [5 empty] | Removed from Ground | Gas (Historical Use) | 6000 | Bare Steel | 1963-02-19 | Galvanized Steel | Pressurized
WE PUMP IT #1 | 1557 WATSON BLVD | WARNER ROBINS | Houston | 760065 | 3 | [5 empty] | Removed from Ground | Gas (Historical Use) | 3000 | Bare Steel | 1963-02-19 | Galvanized Steel | Pressurized
WE PUMP IT #1 | 1557 WATSON BLVD | WARNER ROBINS | Houston | 760065 | 4 | [5 empty] | Removed from Ground | Gas (Historical Use) | 2000 | Bare Steel | 1982-02-14 | Galvanized Steel | Suction (American)
WE PUMP IT #1 | 1557 WATSON BLVD | WARNER ROBINS | Houston | 760065 | 5 | [5 empty] | Removed from Ground | Kerosene | 550 | Bare Steel | 1981-02-14 | Galvanized Steel | Suction (American)
WE PUMP IT #1 | 1557 WATSON BLVD | WARNER ROBINS | Houston | 760065 | 6 |  |  | TRUE |  | TRUE | Permanently Out of Use - historical purposes | Used Oil | 1 | Bare Steel | 1963-02-19 | Galvanized Steel
PEACH STATE SANITATION CO INC | PO BOX 297 | CENTERVILLE | Houston | 760067 | 1 | [5 empty] | Removed from Ground | Diesel | 6000 | Bare Steel | 1976-03-16 | Galvanized Steel
PEACH STATE SANITATION CO INC | PO BOX 297 | CENTERVILLE | Houston | 760067 | 2 | [5 empty] | Removed from Ground | Gas (Historical Use) | 3000 | Bare Steel | 1976-03-16 | Galvanized Steel
ATLANTA COCA-COLA BTLG CO | 98 GREEN ST | WARNER ROBINS | Houston | 760070 | 1 | [5 empty] | Removed from Ground | Gas (Historical Use) | 10000 | Bare Steel | 1983-04-22 | Galvanized Steel
ATLANTA COCA-COLA BTLG CO | 98 GREEN ST | WARNER ROBINS | Houston | 760070 | 2 | [5 empty] | Removed from Ground | Gas (Historical Use) | 2500 | Bare Steel | 1983-04-22 | Galvanized Steel
PERRY RADIO RELAY STATION (GA 63 | LAKE JOY RD | PERRY | Houston | 760071 | 1 | [5 empty] | Removed from Ground | Diesel | 6000 | Cathodically Protected Steel | 1975-01-01 | Copper | Suction (American)
CONOCO #10074 | 100 RUSSELL PKWY | WARNER ROBINS | Houston | 760072 | 1 |  | 1988-06-01 |  | 1988-06-01 |  | Removed from Ground | Gas (Historical Use) | 10000 | Composite | 1985-04-17 | Fiberglass Reinforced Plastic | Pressurized
CONOCO #10074 | 100 RUSSELL PKWY | WARNER ROBINS | Houston | 760072 | 2 |  | 1988-06-01 |  | 1988-06-01 |  | Removed from Ground | Gas (Historical Use) | 10000 | Composite | 1985-04-17 | Fiberglass Reinforced Plastic | Pressurized
CONOCO #10074 | 100 RUSSELL PKWY | WARNER ROBINS | Houston | 760072 | 3 |  | 1988-06-01 |  | 1988-06-01 |  | Removed from Ground | Gas (Historical Use) | 10000 | Composite | 1985-04-17 | Fiberglass Reinforced Plastic | Pressurized
CONOCO #10046 | 1507 WATSON BLVD | WARNER ROBINS | Houston | 760073 | 1 | [5 empty] | Permanently Out of Use - historical purposes | Empty | 12000 | Bare Steel | 1968-04-21 | Galvanized Steel
CONOCO #10046 | 1507 WATSON BLVD | WARNER ROBINS | Houston | 760073 | 10 |  | 1998-01-01 |  | 1998-01-01 |  | Currently in Use | Gas (Historical Use) | 10000 | Double Walled | 1991-02-01 | Fiberglass Reinforced Plastic
CONOCO #10046 | 1507 WATSON BLVD | WARNER ROBINS | Houston | 760073 | 2 | [5 empty] | Permanently Out of Use - historical purposes | Empty | 12000 | Bare Steel | 1968-04-21 | Galvanized Steel
CONOCO #10046 | 1507 WATSON BLVD | WARNER ROBINS | Houston | 760073 | 3 | [5 empty] | Permanently Out of Use - historical purposes | Empty | 4000 | Bare Steel | 1968-04-21 | Galvanized Steel
CONOCO #10046 | 1507 WATSON BLVD | WARNER ROBINS | Houston | 760073 | 4 |  | 1998-01-01 |  | 1998-01-01 |  | Currently in Use | Diesel | 1000 | Epoxy | 1987-11-04 | Fiberglass Reinforced Plastic
CONOCO #10046 | 1507 WATSON BLVD | WARNER ROBINS | Houston | 760073 | 5 | [5 empty] | Permanently Out of Use - historical purposes | Empty | 4000 | Bare Steel | 1970-11-08 | Galvanized Steel
CONOCO #10046 | 1507 WATSON BLVD | WARNER ROBINS | Houston | 760073 | 6 | [5 empty] | Permanently Out of Use - historical purposes | Empty | 10000 | Bare Steel | 1970-11-08 | Galvanized Steel
CONOCO #10046 | 1507 WATSON BLVD | WARNER ROBINS | Houston | 760073 | 7 | [5 empty] | Permanently Out of Use - historical purposes | Empty | 10000 | Bare Steel | 1970-11-08 | Galvanized Steel
CONOCO #10046 | 1507 WATSON BLVD | WARNER ROBINS | Houston | 760073 | 8 |  | 1998-01-01 |  | 1998-01-01 |  | Currently in Use | Gas (Historical Use) | 10000 | Double Walled | 1991-02-01 | Fiberglass Reinforced Plastic
CONOCO #10046 | 1507 WATSON BLVD | WARNER ROBINS | Houston | 760073 | 9 |  | 1998-01-01 |  | 1998-01-01 |  | Currently in Use | Gas (Historical Use) | 10000 | Fiberglass | 1991-02-01 | Fiberglass Reinforced Plastic
CONOCO #10073/JET | 2068 WATSON BLVD | WARNER ROBINS | Houston | 760074 | 1 | [5 empty] | Removed from Ground | Gas (Historical Use) | 12000 | Composite | 1985-04-17 | Fiberglass Reinforced Plastic
CONOCO #10073/JET | 2068 WATSON BLVD | WARNER ROBINS | Houston | 760074 | 2 | [5 empty] | Removed from Ground | Gas (Historical Use) | 12000 | Composite | 1985-04-17 | Fiberglass Reinforced Plastic
CONOCO #10073/JET | 2068 WATSON BLVD | WARNER ROBINS | Houston | 760074 | 3 | [5 empty] | Removed from Ground | Gas (Historical Use) | 12000 | Composite | 1985-04-17 | Fiberglass Reinforced Plastic
CONOCO #10073/JET | 2068 WATSON BLVD | WARNER ROBINS | Houston | 760074 | 4 | [5 empty] | Permanently Out of Use - historical purposes | Gas (Historical Use) | 12000 | Bare Steel | 1969-01-05 | Galvanized Steel
CONOCO #10073/JET | 2068 WATSON BLVD | WARNER ROBINS | Houston | 760074 | 5 | [5 empty] | Permanently Out of Use - historical purposes | Gas (Historical Use) | 12000 | Bare Steel | 1969-01-05 | Galvanized Steel
CONOCO #10073/JET | 2068 WATSON BLVD | WARNER ROBINS | Houston | 760074 | 6 | [5 empty] | Permanently Out of Use - historical purposes | Gas (Historical Use) | 12000 | Bare Steel | 1969-01-05 | Galvanized Steel
CONOCO #10065 | I-75 @ 1501 SAM NUNN BLVD | PERRY | Houston | 760075 | 1 | Ball Float | 1989-07-01 | FALSE | 1989-07-01 | FALSE | Currently in Use | Regular | 10000 | Fiberglass | 1989-07-01 | Fiberglass Reinforced Plastic | Pressurized
CONOCO #10065 | I-75 @ 1501 SAM NUNN BLVD | PERRY | Houston | 760075 | 2 | Ball Float | 1989-07-01 | FALSE | 1989-07-01 | FALSE | Currently in Use | Plus | 10000 | Fiberglass | 1989-07-01 | Fiberglass Reinforced Plastic | Pressurized
CONOCO #10065 | I-75 @ 1501 SAM NUNN BLVD | PERRY | Houston | 760075 | 3 | Ball Float | 1989-07-01 | FALSE | 1989-07-01 | FALSE | Currently in Use | Premium | 10000 | Fiberglass | 1989-07-01 | Fiberglass Reinforced Plastic | Pressurized
CONOCO #10065 | I-75 @ 1501 SAM NUNN BLVD | PERRY | Houston | 760075 | 4 | Ball Float | 1989-07-01 | FALSE | 1989-07-01 | FALSE | Currently in Use | Diesel | 20000 | Fiberglass | 1989-07-01 | Fiberglass Reinforced Plastic | Pressurized
CONOCO #10065 | I-75 @ 1501 SAM NUNN BLVD | PERRY | Houston | 760075 | 5 | [5 empty] | Removed from Ground | Gas (Historical Use) | 6000 | Bare Steel | 1966-04-22 | Fiberglass Reinforced Plastic
MURPHY STORE #8742 | 1429 SAM NUNN BLVD | PERRY | Houston | 760076 | 1 | [5 empty] | Removed from Ground | Gas (Historical Use) | 4000 | Bare Steel | 1970-04-27 | Galvanized Steel
MURPHY STORE #8742 | 1429 SAM NUNN BLVD | PERRY | Houston | 760076 | 10 |  | 1987-01-01 |  | 1987-01-01 |  | Removed from Ground | Gas (Historical Use) | 10000 | Fiberglass | 1987-01-01 | Galvanized Steel | Pressurized
MURPHY STORE #8742 | 1429 SAM NUNN BLVD | PERRY | Houston | 760076 | 11 |  | 1987-01-01 |  | 1987-01-01 |  | Removed from Ground | Gas (Historical Use) | 10000 | Fiberglass | 1987-01-01 | Galvanized Steel | Pressurized
MURPHY STORE #8742 | 1429 SAM NUNN BLVD | PERRY | Houston | 760076 | 12 | Ball Float | 2014-08-06 | FALSE | 2014-11-24 | FALSE | Currently in Use | Gas (Historical Use) | 20000 | Fiberglass Double Walled | 2014-08-06 | Double-Walled Fiberglass | Pressurized
MURPHY STORE #8742 | 1429 SAM NUNN BLVD | PERRY | Houston | 760076 | 13A | Ball Float | 2014-08-06 | FALSE | 2014-11-24 | FALSE | Currently in Use | Diesel | 12000 | Fiberglass Double Walled | 2014-08-06 | Double-Walled Fiberglass | Pressurized
MURPHY STORE #8742 | 1429 SAM NUNN BLVD | PERRY | Houston | 760076 | 13B | Ball Float | 2014-08-06 | FALSE | 2014-11-24 | FALSE | Currently in Use | Gas (Historical Use) | 8000 | Fiberglass Double Walled | 2014-08-06 | Double-Walled Fiberglass | Pressurized
MURPHY STORE #8742 | 1429 SAM NUNN BLVD | PERRY | Houston | 760076 | 2 | [5 empty] | Removed from Ground | Gas (Historical Use) | 4000 | Bare Steel | 1966-04-28 | Galvanized Steel
MURPHY STORE #8742 | 1429 SAM NUNN BLVD | PERRY | Houston | 760076 | 3 | [5 empty] | Removed from Ground | Gas (Historical Use) | 4000 | Bare Steel | 1966-04-28 | Galvanized Steel
MURPHY STORE #8742 | 1429 SAM NUNN BLVD | PERRY | Houston | 760076 | 4 | [5 empty] | Removed from Ground | Gas (Historical Use) | 4000 | Bare Steel | 1964-04-28 | Galvanized Steel
MURPHY STORE #8742 | 1429 SAM NUNN BLVD | PERRY | Houston | 760076 | 5 | [5 empty] | Removed from Ground | Gas (Historical Use) | 4000 | Bare Steel | 1964-04-28 | Galvanized Steel
MURPHY STORE #8742 | 1429 SAM NUNN BLVD | PERRY | Houston | 760076 | 6 | [5 empty] | Removed from Ground | Gas (Historical Use) | 4000 | Bare Steel | 1964-04-28 | Galvanized Steel
MURPHY STORE #8742 | 1429 SAM NUNN BLVD | PERRY | Houston | 760076 | 7 | [5 empty] | Removed from Ground | Gas (Historical Use) | 4000 | Bare Steel | 1964-04-28 | Galvanized Steel
MURPHY STORE #8742 | 1429 SAM NUNN BLVD | PERRY | Houston | 760076 | 9 |  | 1987-01-01 |  | 1987-01-01 |  | Removed from Ground | Gas (Historical Use) | 10000 | Fiberglass | 1987-01-01 | Galvanized Steel | Pressurized
CIRCLE K #2703138 | 1505 SAM NUNN BLVD | PERRY | Houston | 760078 | 1 | [5 empty] | Removed from Ground | Gas (Historical Use) | 3000 | Bare Steel | 1964-04-28 | Galvanized Steel
CIRCLE K #2703138 | 1505 SAM NUNN BLVD | PERRY | Houston | 760078 | 2 | [5 empty] | Removed from Ground | Gas (Historical Use) | 3000 | Bare Steel | 1964-04-28 | Galvanized Steel
CIRCLE K #2703138 | 1505 SAM NUNN BLVD | PERRY | Houston | 760078 | 3 | [5 empty] | Removed from Ground | Gas (Historical Use) | 10000 | Bare Steel | 1968-04-27 | Galvanized Steel
CIRCLE K #2703138 | 1505 SAM NUNN BLVD | PERRY | Houston | 760078 | 4 | [5 empty] | Removed from Ground | Gas (Historical Use) | 10000 | Bare Steel | 1968-04-27 | Galvanized Steel
CIRCLE K #2703138 | 1505 SAM NUNN BLVD | PERRY | Houston | 760078 | 5 |  |  | TRUE |  | TRUE | Removed from Ground | Used Oil | 550 | Bare Steel | 1964-04-28 | Galvanized Steel
CIRCLE K #2703138 | 1505 SAM NUNN BLVD | PERRY | Houston | 760078 | 6 | Flapper Valve | 1998-05-13 |  | 1998-05-13 |  | Currently in Use | Gas (Historical Use) | 12000 | Epoxy | 1998-05-13 | Double-Walled Fiberglass | Pressurized
CIRCLE K #2703138 | 1505 SAM NUNN BLVD | PERRY | Houston | 760078 | 7 | Flapper Valve | 1998-05-13 |  | 1998-05-13 |  | Currently in Use | Gas (Historical Use) | 8000 | Epoxy | 1998-05-13 | Double-Walled Fiberglass | Pressurized
CIRCLE K #2703138 | 1505 SAM NUNN BLVD | PERRY | Houston | 760078 | 8 | Flapper Valve | 1998-05-13 |  | 1998-05-13 |  | Currently in Use | Diesel | 6000 | Epoxy | 1998-05-13 | Double-Walled Fiberglass | Pressurized
7-11-8 GAS & FOOD MART | 1660 WATSON BLVD | WARNER ROBINS | Houston | 760079 | 1 | [5 empty] | Removed from Ground | Gas (Historical Use) | 6000 | Cathodically Protected Steel | 1960-04-29 | Galvanized Steel | Pressurized
7-11-8 GAS & FOOD MART | 1660 WATSON BLVD | WARNER ROBINS | Houston | 760079 | 2 | [5 empty] | Removed from Ground | Gas (Historical Use) | 10000 | Cathodically Protected Steel | 1977-04-25 | Galvanized Steel
7-11-8 GAS & FOOD MART | 1660 WATSON BLVD | WARNER ROBINS | Houston | 760079 | 3 | [5 empty] | Removed from Ground | Gas (Historical Use) | 4000 | Cathodically Protected Steel | 1959-04-30 | Galvanized Steel
7-11-8 GAS & FOOD MART | 1660 WATSON BLVD | WARNER ROBINS | Houston | 760079 | 4 | [5 empty] | Removed from Ground | Gas (Historical Use) | 4000 | Cathodically Protected Steel | 1959-04-30 | Galvanized Steel
7-11-8 GAS & FOOD MART | 1660 WATSON BLVD | WARNER ROBINS | Houston | 760079 | 5 | [5 empty] | Removed from Ground | Gas (Historical Use) | 2000 | Cathodically Protected Steel | 1959-04-30 | Galvanized Steel
7-11-8 GAS & FOOD MART | 1660 WATSON BLVD | WARNER ROBINS | Houston | 760079 | 6 | Ball Float | 1993-10-19 |  | 1993-10-01 |  | Currently in Use | Gas (Historical Use) | 10000 | Galvanic (STIP-3) | 1987-09-01 | Fiberglass Reinforced Plastic | Pressurized
7-11-8 GAS & FOOD MART | 1660 WATSON BLVD | WARNER ROBINS | Houston | 760079 | 7 | Ball Float | 1993-10-19 |  | 1993-10-19 |  | Currently in Use | Gas (Historical Use) | 10000 | Galvanic (STIP-3) | 1987-09-01 | Fiberglass Reinforced Plastic | Pressurized
7-11-8 GAS & FOOD MART | 1660 WATSON BLVD | WARNER ROBINS | Houston | 760079 | 8 | Ball Float | 1993-10-19 |  | 1993-10-19 |  | Currently in Use | Gas (Historical Use) | 10000 | Galvanic (STIP-3) | 1987-09-01 | Fiberglass Reinforced Plastic | Pressurized
GA FORESTRY/HOUSTON CO FORESTRY | 2454 GA HWY 41 SOUTH | PERRY | Houston | 760080 | 1 | [5 empty] | Removed from Ground | Gas (Historical Use) | 560 | Bare Steel | 1959-09-10 | Galvanized Steel | Safe Suction (Euro)
GA FORESTRY/HOUSTON CO FORESTRY | 2454 GA HWY 41 SOUTH | PERRY | Houston | 760080 | 2 | [5 empty] | Removed from Ground | Diesel | 560 | Bare Steel | 1959-09-10 | Galvanized Steel | Safe Suction (Euro)
GA FORESTRY/HOUSTON CO FORESTRY | 2454 GA HWY 41 SOUTH | PERRY | Houston | 760080 | 3 |  | 1992-01-20 |  | 1992-01-20 |  | Removed from Ground | Gas (Historical Use) | 1000 | Galvanic (STIP-3) | 1992-01-20 | Cathodically Protected | Safe Suction (Euro)
GA FORESTRY/HOUSTON CO FORESTRY | 2454 GA HWY 41 SOUTH | PERRY | Houston | 760080 | 4 |  | 1992-01-20 |  | 1992-01-20 |  | Removed from Ground | Diesel | 1000 | Galvanic (STIP-3) | 1992-01-20 | Cathodically Protected | Safe Suction (Euro)
MORGAN MEMORIAL NURSERY | RTE #1 BOX 355 | BYRON | Houston | 760081 | 1 | [5 empty] | Removed from Ground | Other | 250 | Bare Steel | 1961-04-28 | Galvanized Steel
MORGAN MEMORIAL NURSERY | RTE #1 BOX 355 | BYRON | Houston | 760081 | 2 | [5 empty] | Removed from Ground | Other | 250 | Bare Steel | 1961-04-28 | Galvanized Steel
MORGAN MEMORIAL NURSERY | RTE #1 BOX 355 | BYRON | Houston | 760081 | 3 | [5 empty] | Removed from Ground | Other | 6000 | Bare Steel | 1961-04-28 | Galvanized Steel
MORGAN MEMORIAL NURSERY | RTE #1 BOX 355 | BYRON | Houston | 760081 | 4 | [5 empty] | Removed from Ground | Diesel | 560 | Bare Steel | 1961-04-28 | Galvanized Steel
MORGAN MEMORIAL NURSERY | RTE #1 BOX 355 | BYRON | Houston | 760081 | 5 | [5 empty] | Removed from Ground | Gas (Historical Use) | 2000 | Bare Steel | 1983-04-23 | Galvanized Steel
MORGAN MEMORIAL NURSERY | RTE #1 BOX 355 | BYRON | Houston | 760081 | 6 | [5 empty] | Removed from Ground | Other | 1000 | Bare Steel | 1961-04-28 | Galvanized Steel
KMART #9244 | 1444 SAM NUNN BLVD | PERRY | Houston | 760082 | 1 |  |  | TRUE |  | TRUE | Removed from Ground | Used Oil | 1000 | Bare Steel | 1977-04-06 | Galvanized Steel
KMART #3289 | 2063 WATSON BLVD | WARNER ROBINS | Houston | 760083 | 1 |  |  | TRUE |  | TRUE | Removed from Ground | Used Oil | 1000 | Bare Steel | 1974-04-07 | Galvanized Steel
DEPARTMENT OF TRANSPORTATION #10 | 1950 KINGS CHAPEL RD | PERRY | Houston | 760086 | 10342-1 | [5 empty] | Removed from Ground | Gas (Historical Use) | 560 | Bare Steel | 1972-05-02 | Galvanized Steel | Safe Suction (Euro)
DEPARTMENT OF TRANSPORTATION #10 | 1950 KINGS CHAPEL RD | PERRY | Houston | 760086 | 10342-2 | [5 empty] | Removed from Ground | Diesel | 560 | Bare Steel | 1972-05-02 | Galvanized Steel | Safe Suction (Euro)
DEPARTMENT OF TRANSPORTATION #10 | 1950 KINGS CHAPEL RD | PERRY | Houston | 760086 | 342G1 | [5 empty] | Removed from Ground | Gas (Historical Use) | 1000 | Bare Steel | 1973-05-02 | Galvanized Steel | Safe Suction (Euro)
OAKY WOODS WILDLIFE MGT AREA | OFF GA HWY 247 | KATHLEEN | Houston | 760087 | 1 | [5 empty] | Removed from Ground | Gas (Historical Use) | 550 | Bare Steel | 1971-04-13 | Galvanized Steel
MCFRUGAL RENT-A-CAR/STAR SERVICE | 1009 WATSON BLVD | WARNER ROBINS | Houston | 760088 | 1 | [5 empty] | Removed from Ground | Gas (Historical Use) | 8000 | Bare Steel | 1966-04-01 | Bare Steel
MCFRUGAL RENT-A-CAR/STAR SERVICE | 1009 WATSON BLVD | WARNER ROBINS | Houston | 760088 | 2 | [5 empty] | Removed from Ground | Gas (Historical Use) | 8000 | Bare Steel | 1966-04-01 | Bare Steel
MCFRUGAL RENT-A-CAR/STAR SERVICE | 1009 WATSON BLVD | WARNER ROBINS | Houston | 760088 | 3 | [5 empty] | Removed from Ground | Gas (Historical Use) | 10000 | Bare Steel | 1966-04-01 | Bare Steel
BARNEY A SMITH CHRYS PLY DODGE | 106 NORTH DAVIS DR | WARNER ROBINS | Houston | 760089 | 1 |  |  | TRUE |  | TRUE | Temporarily out of use | Used Oil | 1000 | Marked Unknown | 1976-04-25 | Galvanized Steel
CHARLIE PIKE | 495 WATSON BLVD | WARNER ROBINS | Houston | 760090 | 1 | [5 empty] | Removed from Ground | Gas (Historical Use) | 2000 | Bare Steel | 1961-04-29 | Galvanized Steel
CHARLIE PIKE | 495 WATSON BLVD | WARNER ROBINS | Houston | 760090 | 2 |  |  | TRUE |  | TRUE | Removed from Ground | Used Oil | 1000 | Bare Steel | 1961-04-29 | Galvanized Steel
CHARLIE PIKE | 495 WATSON BLVD | WARNER ROBINS | Houston | 760090 | 3 |  |  | TRUE |  | TRUE | Removed from Ground | Used Oil | 1000 | Bare Steel | 1987-01-01 | Bare Steel | Gravity Fed
RAFB ASR | BLDG 4 RAFB | ROBINS AFB | Houston | 760091 | 1 | [5 empty] | Removed from Ground | Diesel | 1000 | Bare Steel | 1965-05-06 | Bare Steel
FLASH FOODS #132 | 10136 HAWKINSVILLE RD HWY 247 | WARNER ROBINS | Houston | 760092 | 1 |  | 1996-04-16 |  | 1996-04-16 |  | Removed from Ground | Empty | 8000 | Cathodically Protected Steel | 1981-05-01 | Galvanized Steel | Pressurized
FLASH FOODS #132 | 10136 HAWKINSVILLE RD HWY 247 | WARNER ROBINS | Houston | 760092 | 2 |  | 1996-04-16 |  | 1996-04-16 |  | Removed from Ground | Empty | 8000 | Cathodically Protected Steel | 1981-05-01 | Galvanized Steel | Pressurized
FLASH FOODS #132 | 10136 HAWKINSVILLE RD HWY 247 | WARNER ROBINS | Houston | 760092 | 3 |  | 1996-04-16 |  | 1996-04-16 |  | Removed from Ground | Empty | 8000 | Cathodically Protected Steel | 1981-05-01 | Galvanized Steel | Pressurized
FLASH FOODS #132 | 10136 HAWKINSVILLE RD HWY 247 | WARNER ROBINS | Houston | 760092 | 4 | Flapper Valve | 1999-04-26 | FALSE | 1999-04-26 | FALSE | Currently in Use |  | 15000 |  | 1999-04-26 | Double-Walled Flex | Pressurized
FLASH FOODS #132 | 10136 HAWKINSVILLE RD HWY 247 | WARNER ROBINS | Houston | 760092 | 5 | Flapper Valve | 1999-04-26 | FALSE | 1999-04-26 | FALSE | Currently in Use |  | 12000 | Composite Double Walled | 1999-04-26 | Double-Walled Flex | Pressurized
FLASH FOODS #131 | 600 RUSSELL PKWY | WARNER ROBINS | Houston | 760093 | 1 | [5 empty] | Removed from Ground | Gas (Historical Use) | 8000 | Bare Steel | 1981-05-01 | Galvanized Steel
FLASH FOODS #131 | 600 RUSSELL PKWY | WARNER ROBINS | Houston | 760093 | 2 | [5 empty] | Removed from Ground | Gas (Historical Use) | 8000 | Bare Steel | 1981-05-01 | Galvanized Steel
FLASH FOODS #131 | 600 RUSSELL PKWY | WARNER ROBINS | Houston | 760093 | 3 | [5 empty] | Removed from Ground | Gas (Historical Use) | 6000 | Bare Steel | 1981-05-01 | Galvanized Steel
FLASH FOODS #130 | GA HWY 247 & GA HWY 96 | BONAIRE | Houston | 760094 | 1 | [5 empty] | Removed from Ground | Empty | 6000 | Bare Steel | 1980-01-01 | Galvanized Steel | Pressurized
FLASH FOODS #130 | GA HWY 247 & GA HWY 96 | BONAIRE | Houston | 760094 | 2 | [5 empty] | Removed from Ground | Empty | 6000 | Bare Steel | 1980-01-01 | Galvanized Steel | Pressurized
FLASH FOODS #130 | GA HWY 247 & GA HWY 96 | BONAIRE | Houston | 760094 | 3 | [5 empty] | Removed from Ground | Empty | 3000 | Bare Steel | 1980-01-01 | Galvanized Steel | Pressurized
FIRESTONE STORE 07PF 017132 | 1535 WATSON BLVD | WARNER ROBINS | Houston | 760096 | 1 |  |  | TRUE |  | TRUE | Removed from Ground | Used Oil | 550 | Cathodically Protected Steel | 1973-03-30 | Galvanized Steel
G HEILEMAN BREWING CO | 250 GA HWY 247 SPUR | PERRY | Houston | 760097 | 1 | [5 empty] | Removed from Ground | Gas (Historical Use) | 2026 | Bare Steel | 1970-04-11 | Unknown
G HEILEMAN BREWING CO | 250 GA HWY 247 SPUR | PERRY | Houston | 760097 | 2 |  |  | TRUE |  | TRUE | Removed from Ground | Used Oil | 500 | Bare Steel | 1970-04-11 | Unknown
MILLS AUTO REPAIR | 500 WATSON BLVD | WARNER ROBINS | Houston | 760099 | 1 | [5 empty] | Removed from Ground | Gas (Historical Use) | 2000 | Marked Unknown | 1997-08-01 | Unknown
MILLS AUTO REPAIR | 500 WATSON BLVD | WARNER ROBINS | Houston | 760099 | 2 | [5 empty] | Removed from Ground | Gas (Historical Use) | 2000 | Marked Unknown | 1997-08-01 | Unknown
MILLS AUTO REPAIR | 500 WATSON BLVD | WARNER ROBINS | Houston | 760099 | 3 | [5 empty] | Removed from Ground | Gas (Historical Use) | 2000 | Marked Unknown | 1997-08-01 | Unknown
MILLS AUTO REPAIR | 500 WATSON BLVD | WARNER ROBINS | Houston | 760099 | 4 | [5 empty] | Removed from Ground | Gas (Historical Use) | 4000 | Marked Unknown | 1997-08-01 | Unknown
THOMPSON WAREHOUSE | JERNIGAN ST | PERRY | Houston | 760100 | 1 | [5 empty] | Removed from Ground | Empty | 550 | Bare Steel | 1965-05-04 | Unknown
INTERFOR U S INC | 905 JERNIGAN ST | PERRY | Houston | 760102 | 1 | [5 empty] | Removed from Ground | Diesel | 550 | Bare Steel | 1969-05-03 | Galvanized Steel
INTERFOR U S INC | 905 JERNIGAN ST | PERRY | Houston | 760102 | 2 | [5 empty] | Removed from Ground | Empty | 550 | Bare Steel | 1969-05-03 | Galvanized Steel
INTERFOR U S INC | 905 JERNIGAN ST | PERRY | Houston | 760102 | 3 |  | 1997-10-13 |  | 1997-10-13 |  | Currently in Use | Diesel | 5000 | Steel-Impressed Current | 1962-01-01 |  | Safe Suction (Euro)
INTERFOR U S INC | 905 JERNIGAN ST | PERRY | Houston | 760102 | 4 |  | 1997-10-13 |  | 1997-10-13 |  | Currently in Use | Gas (Historical Use) | 6000 | Steel-Impressed Current | 1967-01-01 |  | Safe Suction (Euro)
WALKER THOMPSON SUPPLY CO | 905 JERNIGAN ST | PERRY | Houston | 760103 | 1 | [5 empty] | Removed from Ground | Gas (Historical Use) | 550 | Bare Steel | 1969-05-03 | Unknown
PERRY RAINBOW CENTER | 610 SMITH DR | PERRY | Houston | 760104 | 1 | [5 empty] | Removed from Ground | Gas (Historical Use) | 1000 | Bare Steel | 1974-05-02 | Unknown
GEORGE C NUNN & SON | JERNIGAN ST | PERRY | Houston | 760105 | 1 | [5 empty] | Removed from Ground | Gas (Historical Use) | 550 | Bare Steel | 1963-05-05 | Unknown
FREEMAN JENKIN ESTATE | 104 ELLIS RD | HAWKINSVILLE | Houston | 760107 | 1 | [5 empty] | Removed from Ground | Empty | 550 | Bare Steel | 1957-05-06 | Unknown
HOUSTON LAKE COUNTRY CLUB | 2323 GA HWY 127/CENTERVILLE RD | PERRY | Houston | 760108 | 1 | [5 empty] | Removed from Ground | Empty | 550 | Bare Steel | 1971-05-03 | Unknown
HOUSTON FERTILIZER & GRAIN | 801 GA HWY 247 | BONAIRE | Houston | 760109 | 1 | [5 empty] | Removed from Ground | Empty | 550 | Bare Steel | 1967-05-04 | Unknown
L M HARTLEY | 604 HARPER RD | PERRY | Houston | 760110 | 1 | [5 empty] | Removed from Ground | Empty | 550 | Bare Steel | 1957-05-06 | Unknown
WALKER RHODER TRACTOR CO INC | 912 JERNIGAN ST | PERRY | Houston | 760111 | 1 | [5 empty] | Closed in Ground | Gas (Historical Use) | 550 | Bare Steel | 1956-05-06 | Unknown
HOUSE | 648 EAST TOLLERSON ST | PERRY | Houston | 760112 | 1 | [5 empty] | Removed from Ground | Empty | 550 | Bare Steel | 1954-05-07 | Unknown
GILBERT ELECTRIC CO | 925 JERNIGAN ST | PERRY | Houston | 760113 | 1 | [5 empty] | Closed in Ground | Gas (Historical Use) | 550 | Bare Steel | 1970-05-03 | Unknown
RAINER GLASS CO | 723 CARROLL ST | PERRY | Houston | 760114 | 1 | [5 empty] | Removed from Ground | Empty | 550 | Bare Steel | 1969-05-03 | Unknown
INDUSTRIAL INC/INTROSUL INC | 404 SEARS RD | PERRY | Houston | 760115 | 1 | [5 empty] | Removed from Ground | Empty | 1000 | Bare Steel | 1963-05-05 | Unknown
INDUSTRIAL INC/INTROSUL INC | 404 SEARS RD | PERRY | Houston | 760115 | 2 | [5 empty] | Removed from Ground | Empty | 1000 | Bare Steel | 1964-05-04 | Unknown
CITY OF PERRY (SOUTH STREET PROP | SOUTH ST | PERRY | Houston | 760116 | 1 | [5 empty] | Removed from Ground | Empty | 2000 | Bare Steel | 1973-05-02 | Unknown
CITY OF PERRY (SOUTH STREET PROP | SOUTH ST | PERRY | Houston | 760116 | 2 | [5 empty] | Removed from Ground | Empty | 2000 | Bare Steel | 1973-05-02 | Unknown
WOC RETAIL LLC | 203 GENERAL COURTNEY HODGES BLVD | PERRY | Houston | 760117 | 1 | [5 empty] | Removed from Ground | Gas (Historical Use) | 550 | Bare Steel | 1947-05-09 | Unknown
WOC RETAIL LLC | 203 GENERAL COURTNEY HODGES BLVD | PERRY | Houston | 760117 | 10 | Flapper Valve | 2004-04-27 | FALSE | 2011-11-22 | FALSE | Currently in Use | Diesel | 6000 | Composite | 2004-04-27 | Fiberglass Reinforced Plastic | Pressurized
WOC RETAIL LLC | 203 GENERAL COURTNEY HODGES BLVD | PERRY | Houston | 760117 | 2 | [5 empty] | Removed from Ground | Gas (Historical Use) | 2000 | Bare Steel | 1947-05-09 | Unknown
WOC RETAIL LLC | 203 GENERAL COURTNEY HODGES BLVD | PERRY | Houston | 760117 | 3 | [5 empty] | Removed from Ground | Gas (Historical Use) | 2000 | Bare Steel | 1947-05-09 | Unknown
WOC RETAIL LLC | 203 GENERAL COURTNEY HODGES BLVD | PERRY | Houston | 760117 | 4 | [5 empty] | Removed from Ground | Gas (Historical Use) | 2000 | Bare Steel | 1947-05-09 | Unknown
WOC RETAIL LLC | 203 GENERAL COURTNEY HODGES BLVD | PERRY | Houston | 760117 | 5 | [5 empty] | Removed from Ground | Gas (Historical Use) | 2000 | Bare Steel | 1947-05-09 | Unknown
WOC RETAIL LLC | 203 GENERAL COURTNEY HODGES BLVD | PERRY | Houston | 760117 | 6 | [5 empty] | Removed from Ground | Gas (Historical Use) | 3000 | Bare Steel | 1958-05-06 | Unknown
WOC RETAIL LLC | 203 GENERAL COURTNEY HODGES BLVD | PERRY | Houston | 760117 | 7 | Flapper Valve | 1993-01-02 |  | 1993-01-02 |  | Currently in Use | Gas (Historical Use) | 12000 | Composite | 1993-01-02 | Fiberglass Reinforced Plastic | Pressurized
WOC RETAIL LLC | 203 GENERAL COURTNEY HODGES BLVD | PERRY | Houston | 760117 | 8 | Flapper Valve | 1993-01-02 |  | 1993-01-02 |  | Currently in Use | Gas (Historical Use) | 8000 | Composite | 1993-01-02 | Fiberglass Reinforced Plastic | Pressurized
WOC RETAIL LLC | 203 GENERAL COURTNEY HODGES BLVD | PERRY | Houston | 760117 | 9 | Flapper Valve | 1993-01-02 |  | 1993-01-02 |  | Currently in Use | Diesel | 10000 | Composite | 1993-01-02 | Fiberglass Reinforced Plastic | Pressurized
RETAIL OUTLET (CLOSED) | 1101 BALL ST | PERRY | Houston | 760118 | 1 | [5 empty] | Removed from Ground | Empty | 2000 | Bare Steel | 1948-05-08 | Unknown
RETAIL OUTLET (CLOSED) | 1101 BALL ST | PERRY | Houston | 760118 | 2 | [5 empty] | Removed from Ground | Empty | 2000 | Bare Steel | 1948-05-08 | Unknown
RETAIL OUTLET (CLOSED) | 1101 BALL ST | PERRY | Houston | 760118 | 3 | [5 empty] | Removed from Ground | Gas (Historical Use) | 3000 | Bare Steel | 1958-05-06 | Unknown
RETAIL OUTLET (CLOSED) | 220 HOUSTON LAKE BLVD | CENTERVILLE | Houston | 760119 | 1 | [5 empty] | Removed from Ground | Empty | 550 | Bare Steel | 1955-05-07 | Unknown
RETAIL OUTLET (CLOSED) | 220 HOUSTON LAKE BLVD | CENTERVILLE | Houston | 760119 | 2 | [5 empty] | Removed from Ground | Empty | 550 | Bare Steel | 1955-05-07 | Unknown
RETAIL OUTLET (CLOSED) | 220 HOUSTON LAKE BLVD | CENTERVILLE | Houston | 760119 | 3 | [5 empty] | Removed from Ground | Empty | 1000 | Bare Steel | 1964-05-04 | Unknown
RETAIL OUTLET (HAMMOCK WELDING) | US HWY 41 NORTH | PERRY | Houston | 760120 | 1 | [5 empty] | Removed from Ground | Empty | 1000 | Bare Steel | 1973-05-02 | Unknown
RETAIL OUTLET (HAMMOCK WELDING) | US HWY 41 NORTH | PERRY | Houston | 760120 | 2 | [5 empty] | Removed from Ground | Empty | 1000 | Bare Steel | 1973-05-02 | Unknown
RETAIL OUTLET (HAMMOCK WELDING) | US HWY 41 NORTH | PERRY | Houston | 760120 | 3 | [5 empty] | Removed from Ground | Empty | 1000 | Bare Steel | 1973-05-02 | Unknown
W E & E M BECKHAM INC | 705 BALL ST | PERRY | Houston | 760121 | 1 | [5 empty] | Removed from Ground | Diesel | 550 | Bare Steel | 1961-05-05 | Unknown
W E & E M BECKHAM INC | 705 BALL ST | PERRY | Houston | 760121 | 2 | [5 empty] | Removed from Ground | Gas (Historical Use) | 1000 | Bare Steel | 1961-05-05 | Unknown
W E & E M BECKHAM INC | 705 BALL ST | PERRY | Houston | 760121 | 3 | [5 empty] | Removed from Ground | Gas (Historical Use) | 1000 | Bare Steel | 1961-05-05 | Unknown
W E & E M BECKHAM INC | 705 BALL ST | PERRY | Houston | 760121 | 4 | [5 empty] | Removed from Ground | Empty | 3000 | Bare Steel | 1966-05-04 | Unknown
FREE ACCOMODATIONS LLC | 1508 SAM NUNN BLVD | PERRY | Houston | 760123 | 1 |  |  | TRUE |  | TRUE | Removed from Ground | Used Oil | 550 | Bare Steel | 1966-05-04 | Galvanized Steel | Gravity Fed
FREE ACCOMODATIONS LLC | 1508 SAM NUNN BLVD | PERRY | Houston | 760123 | 2 | [5 empty] | Removed from Ground | Gas (Historical Use) | 6000 | Bare Steel | 1965-05-04 | Galvanized Steel | Pressurized
FREE ACCOMODATIONS LLC | 1508 SAM NUNN BLVD | PERRY | Houston | 760123 | 3 | [5 empty] | Removed from Ground | Gas (Historical Use) | 6000 | Bare Steel | 1965-05-04 | Galvanized Steel | Pressurized
FREE ACCOMODATIONS LLC | 1508 SAM NUNN BLVD | PERRY | Houston | 760123 | 4 | [5 empty] | Removed from Ground | Gas (Historical Use) | 6000 | Bare Steel | 1965-05-04 | Galvanized Steel | Pressurized
FREE ACCOMODATIONS LLC | 1508 SAM NUNN BLVD | PERRY | Houston | 760123 | 5 | [5 empty] | Removed from Ground | Gas (Historical Use) | 6000 | Bare Steel | 1966-05-04 | Galvanized Steel | Pressurized
FREE ACCOMODATIONS LLC | 1508 SAM NUNN BLVD | PERRY | Houston | 760123 | 6 | [5 empty] | Removed from Ground | Gas (Historical Use) | 6000 | Bare Steel | 1972-05-02 | Galvanized Steel | Pressurized
FREE ACCOMODATIONS LLC | 1508 SAM NUNN BLVD | PERRY | Houston | 760123 | 7 |  | 1994-10-07 |  | 1994-10-07 |  | Removed from Ground | Gas (Historical Use) | 12000 | Composite | 1994-10-01 | Double Walled | Pressurized
FREE ACCOMODATIONS LLC | 1508 SAM NUNN BLVD | PERRY | Houston | 760123 | 8 |  | 1994-10-07 |  | 1994-10-07 |  | Removed from Ground | Gas (Historical Use) | 8000 | Composite | 1994-10-01 | Double Walled | Pressurized
BECKHAM BROTHERS #6 | 1025 MACON ST | PERRY | Houston | 760124 | 1 |  | 1998-12-18 |  | 1998-12-18 |  | Removed from Ground | Gas (Historical Use) | 2000 | Cathodically Protected Steel | 1948-05-08 | Fiberglass Reinforced Plastic | Suction (American)
BECKHAM BROTHERS #6 | 1025 MACON ST | PERRY | Houston | 760124 | 2 |  | 1998-12-18 |  | 1998-12-18 |  | Removed from Ground | Gas (Historical Use) | 2000 | Cathodically Protected Steel | 1951-05-08 | Fiberglass Reinforced Plastic | Suction (American)
BECKHAM BROTHERS #6 | 1025 MACON ST | PERRY | Houston | 760124 | 3 |  | 1998-12-18 |  | 1998-12-18 |  | Removed from Ground | Gas (Historical Use) | 3000 | Cathodically Protected Steel | 1957-05-06 | Cathodically Protected | Suction (American)
BECKHAM BROTHERS #6 | 1025 MACON ST | PERRY | Houston | 760124 | 4 |  |  | TRUE |  | TRUE | Closed in Ground | Used Oil | 550 | Bare Steel | 1926-05-14 | Unknown | Gravity Fed
BECKHAM BROS #2 | 101 CARROLL ST ALSO | PERRY | Houston | 760125 | 1 | [5 empty] | Removed from Ground | Gas (Historical Use) | 4000 | Bare Steel | 1972-05-02 | Galvanized Steel
BECKHAM BROS #2 | 101 CARROLL ST ALSO | PERRY | Houston | 760125 | 2 | [5 empty] | Removed from Ground | Gas (Historical Use) | 4000 | Bare Steel | 1972-05-02 | Galvanized Steel
BECKHAM BROS #2 | 101 CARROLL ST ALSO | PERRY | Houston | 760125 | 3 | [5 empty] | Removed from Ground | Gas (Historical Use) | 6000 | Bare Steel | 1972-05-02 | Galvanized Steel
BECKHAM BROS #2 | 101 CARROLL ST ALSO | PERRY | Houston | 760125 | 4 | [5 empty] | Removed from Ground | Gas (Historical Use) | 10000 | Bare Steel | 1972-05-02 | Galvanized Steel
BECKHAM BROS #3 | 1856 WATSON BLVD | WARNER ROBINS | Houston | 760126 | 1 |  |  | TRUE |  | TRUE | Removed from Ground | Used Oil | 550 | Bare Steel | 1962-05-05 | Unknown
BECKHAM BROS #3 | 1856 WATSON BLVD | WARNER ROBINS | Houston | 760126 | 2 | [5 empty] | Removed from Ground | Gas (Historical Use) | 4000 | Bare Steel | 1962-05-05 | Fiberglass Reinforced Plastic | Pressurized
BECKHAM BROS #3 | 1856 WATSON BLVD | WARNER ROBINS | Houston | 760126 | 3 | [5 empty] | Removed from Ground | Gas (Historical Use) | 4000 | Bare Steel | 1962-05-05 | Fiberglass Reinforced Plastic | Pressurized
BECKHAM BROS #3 | 1856 WATSON BLVD | WARNER ROBINS | Houston | 760126 | 4 | [5 empty] | Removed from Ground | Gas (Historical Use) | 4000 | Bare Steel | 1962-05-05 | Fiberglass Reinforced Plastic | Pressurized
BECKHAM BROS #3 | 1856 WATSON BLVD | WARNER ROBINS | Houston | 760126 | 5 | [5 empty] | Removed from Ground | Gas (Historical Use) | 4000 | Bare Steel | 1962-05-05 | Fiberglass Reinforced Plastic | Pressurized
BECKHAM BROS #3 | 1856 WATSON BLVD | WARNER ROBINS | Houston | 760126 | 6 | [5 empty] | Removed from Ground | Gas (Historical Use) | 4000 | Bare Steel | 1962-05-05 | Unknown
HAMMOCK MACH & WELDING CO INC | US HWY 41 NORTH | PERRY | Houston | 760127 | 1 | [5 empty] | Removed from Ground | Gas (Historical Use) | 560 | Bare Steel | 1986-04-23 | Galvanized Steel | Safe Suction (Euro)
CONOCO #10075 | 2835 WATSON BLVD | WARNER ROBINS | Houston | 760130 | 1 |  | 1987-11-04 |  | 1987-11-04 |  | Removed from Ground | Gas (Historical Use) | 10000 | Epoxy | 1987-11-04 | Fiberglass Reinforced Plastic | Pressurized
CONOCO #10075 | 2835 WATSON BLVD | WARNER ROBINS | Houston | 760130 | 2 |  | 1987-11-04 |  | 1987-11-04 |  | Removed from Ground | Gas (Historical Use) | 10000 | Epoxy | 1987-11-04 | Fiberglass Reinforced Plastic | Pressurized
CONOCO #10075 | 2835 WATSON BLVD | WARNER ROBINS | Houston | 760130 | 3 |  | 1987-11-04 |  | 1987-11-04 |  | Removed from Ground | Diesel | 4000 | Epoxy | 1987-11-04 | Fiberglass Reinforced Plastic | Pressurized
CONOCO #10075 | 2835 WATSON BLVD | WARNER ROBINS | Houston | 760130 | 4 |  | 1987-11-04 |  | 1987-11-04 |  | Removed from Ground | Gas (Historical Use) | 10000 | Epoxy | 1987-11-04 | Fiberglass Reinforced Plastic | Pressurized
STATION ON US HWY 341 PERRY | US HWY 341 | PERRY | Houston | 760131 | 1 | [5 empty] | Permanently Out of Use - historical purposes | Empty | 3000 | Bare Steel | 1961-05-05 | Galvanized Steel
STATION ON US HWY 341 PERRY | US HWY 341 | PERRY | Houston | 760131 | 2 | [5 empty] | Permanently Out of Use - historical purposes | Empty | 3000 | Bare Steel | 1961-05-05 | Galvanized Steel
CORNELL-YOUNG CO/PLANT #2 | 320 FIRST ST | WARNER ROBINS | Houston | 760133 | 1 | [5 empty] | Closed in Ground | Diesel | 8000 | Bare Steel | 1966-05-05 | Galvanized Steel
STAR LAUNDRY - DBA FABRA CARE | 999 WATSON BLVD | WARNER ROBINS | Houston | 760134 | 1 | [5 empty] | Permanently Out of Use - historical purposes | Diesel | 350 | Bare Steel | 1986-04-29 | Galvanized Steel
STAR LAUNDRY - DBA FABRA CARE | 999 WATSON BLVD | WARNER ROBINS | Houston | 760134 | 2AST | [5 empty] | Permanently Out of Use - historical purposes | Other | 100 | Bare Steel | 1986-04-29 | Galvanized Steel
STAR LAUNDRY - DBA FABRA CARE | 999 WATSON BLVD | WARNER ROBINS | Houston | 760134 | 3 | [5 empty] | Removed from Ground | Diesel | 7500 | Bare Steel | 1986-04-29 | Galvanized Steel
LOLO #3 | 750 RUSSELL PKWY | WARNER ROBINS | Houston | 760135 | 1 | Flapper Valve | 1995-09-14 |  | 1995-09-14 |  | Currently in Use | Gas (Historical Use) | 10000 | Cathodically Protected Steel | 1985-04-30 | Fiberglass Reinforced Plastic | Pressurized
LOLO #3 | 750 RUSSELL PKWY | WARNER ROBINS | Houston | 760135 | 2 | Flapper Valve | 1994-09-14 |  | 1994-09-14 |  | Currently in Use | Gas (Historical Use) | 10000 | Cathodically Protected Steel | 1985-04-30 | Fiberglass Reinforced Plastic | Pressurized
LOLO #3 | 750 RUSSELL PKWY | WARNER ROBINS | Houston | 760135 | 3 | Flapper Valve | 1994-09-14 |  | 1994-09-14 |  | Currently in Use | Gas (Historical Use) | 10000 | Cathodically Protected Steel | 1985-04-30 | Fiberglass Reinforced Plastic | Pressurized
FAST FUEL 8182 | 1417 SAM NUNN BLVD | PERRY | Houston | 760136 | 1 |  | 1996-05-01 |  | 1996-05-01 |  | Currently in Use | Diesel | 20000 | Steel-Impressed Current | 1983-03-18 | Fiberglass Reinforced Plastic | Pressurized
FAST FUEL 8182 | 1417 SAM NUNN BLVD | PERRY | Houston | 760136 | 2 |  | 1996-05-01 |  | 1996-05-01 |  | Currently in Use | Gas (Historical Use) | 12000 | Steel-Impressed Current | 1983-03-18 | Fiberglass Reinforced Plastic | Pressurized
FAST FUEL 8182 | 1417 SAM NUNN BLVD | PERRY | Houston | 760136 | 3 |  | 1996-05-01 |  | 1996-05-01 |  | Currently in Use | Gas (Historical Use) | 12000 | Steel-Impressed Current | 1983-03-18 | Fiberglass Reinforced Plastic | Pressurized
FAST FUEL 8182 | 1417 SAM NUNN BLVD | PERRY | Houston | 760136 | 4 |  | 1996-05-01 |  | 1996-05-01 |  | Currently in Use | Gas (Historical Use) | 8000 | Steel-Impressed Current | 1983-03-18 | Fiberglass Reinforced Plastic | Pressurized
FAST FUEL 8182 | 1417 SAM NUNN BLVD | PERRY | Houston | 760136 | 5 |  | 1996-05-01 |  | 1996-05-01 |  | Currently in Use | Kerosene | 3000 | Steel-Impressed Current | 1983-03-18 | Fiberglass Reinforced Plastic | Safe Suction (Euro)
FLASH FOODS #266 | 1941 WATSON BLVD | WARNER ROBINS | Houston | 760137 | 1 | Flapper Valve | 1995-01-01 | FALSE | 1995-01-01 | FALSE | Currently in Use |  | 10000 | Composite | 1986-03-17 | Fiberglass Reinforced Plastic | Pressurized
FLASH FOODS #266 | 1941 WATSON BLVD | WARNER ROBINS | Houston | 760137 | 2 | Flapper Valve | 1995-01-01 | FALSE | 1995-01-01 | FALSE | Currently in Use |  | 10000 | Composite | 1986-03-17 | Fiberglass Reinforced Plastic | Pressurized
FLASH FOODS #266 | 1941 WATSON BLVD | WARNER ROBINS | Houston | 760137 | 3 | Flapper Valve | 1995-01-01 | FALSE | 1995-01-01 | FALSE | Currently in Use |  | 8000 | Composite | 1986-03-17 | Fiberglass Reinforced Plastic | Pressurized
FLASH FOODS #266 | 1941 WATSON BLVD | WARNER ROBINS | Houston | 760137 | 4 | Flapper Valve | 1995-01-01 | FALSE | 1995-01-01 | FALSE | Currently in Use | Diesel | 8000 | Composite | 1986-03-17 | Fiberglass Reinforced Plastic | Pressurized
FLASH FOODS #266 | 1941 WATSON BLVD | WARNER ROBINS | Houston | 760137 | 5 | Flapper Valve | 1995-01-01 | FALSE | 1995-01-01 | FALSE | Currently in Use | Kerosene | 4000 | Composite | 1986-03-17 | Fiberglass Reinforced Plastic | Pressurized
GA ARNG/CO-D 1/121ST INF (M) | 1211 MACON ST | PERRY | Houston | 760140 | 1 | [5 empty] | Permanently Out of Use - historical purposes | Gas (Historical Use) | 500 | Bare Steel | 1966-05-06 | Galvanized Steel
GA ARNG/CO-D 1/121ST INF (M) | 1211 MACON ST | PERRY | Houston | 760140 | 2 | [5 empty] | Permanently Out of Use - historical purposes | Gas (Historical Use) | 500 | Bare Steel | 1966-05-06 | Galvanized Steel
GLENN MCCLENDON TRUCKING CO INC | 121 IND PARK DR | WARNER ROBINS | Houston | 760141 | 1 | [5 empty] | Removed from Ground | Diesel | 10000 | Bare Steel | 1979-04-18 | Galvanized Steel
GLENN MCCLENDON TRUCKING CO INC | 121 IND PARK DR | WARNER ROBINS | Houston | 760141 | 2 | [5 empty] | Removed from Ground | Diesel | 10000 | Bare Steel | 1979-04-18 | Galvanized Steel
GLENN MCCLENDON TRUCKING CO INC | 121 IND PARK DR | WARNER ROBINS | Houston | 760141 | 3 |  |  | TRUE |  | TRUE | Removed from Ground | Used Oil | 500 | Bare Steel | 1976-04-18 | Unknown
MARGARET'S SERVICE STATION | BALL ST | PERRY | Houston | 760144 | 1 | [5 empty] | Removed from Ground | Gas (Historical Use) | 3955 | Bare Steel | 1956-05-14 | Galvanized Steel
MARGARET'S SERVICE STATION | BALL ST | PERRY | Houston | 760144 | 2 | [5 empty] | Removed from Ground | Gas (Historical Use) | 3955 | Bare Steel | 1956-05-14 | Galvanized Steel
MARGARET'S SERVICE STATION | BALL ST | PERRY | Houston | 760144 | 3 | [5 empty] | Removed from Ground | Diesel | 2000 | Bare Steel | 1956-05-14 | Galvanized Steel
NORTH DAVIS SERVICE | NORTH DAVIS DR | WARNER ROBINS | Houston | 760145 | 1 | [5 empty] | Removed from Ground | Empty | 4000 | Bare Steel | 1956-05-14 | Galvanized Steel
NORTH DAVIS SERVICE | NORTH DAVIS DR | WARNER ROBINS | Houston | 760145 | 2 | [5 empty] | Removed from Ground | Empty | 4000 | Bare Steel | 1973-05-10 | Galvanized Steel
NORTH DAVIS SERVICE | NORTH DAVIS DR | WARNER ROBINS | Houston | 760145 | 3 | [5 empty] | Removed from Ground | Gas (Historical Use) | 4000 | Bare Steel | 1966-05-12 | Galvanized Steel
NORTH DAVIS SERVICE | NORTH DAVIS DR | WARNER ROBINS | Houston | 760145 | 4 | [5 empty] | Removed from Ground | Empty | 6000 | Bare Steel | 1966-05-12 | Galvanized Steel
NORTH DAVIS SERVICE | NORTH DAVIS DR | WARNER ROBINS | Houston | 760145 | 5 | [5 empty] | Removed from Ground | Gas (Historical Use) | 6000 | Bare Steel | 1966-05-12 | Galvanized Steel
NORTH DAVIS SERVICE | NORTH DAVIS DR | WARNER ROBINS | Houston | 760145 | 6 | [5 empty] | Removed from Ground | Empty | 6000 | Bare Steel | 1966-05-12 | Galvanized Steel
VILLAGE CAR WASH | CARROLL ST | PERRY | Houston | 760147 | 1 | [5 empty] | Removed from Ground | Gas (Historical Use) | 6000 | Bare Steel | 1973-05-10 | Galvanized Steel
VILLAGE CAR WASH | CARROLL ST | PERRY | Houston | 760147 | 2 | [5 empty] | Removed from Ground | Gas (Historical Use) | 6000 | Bare Steel | 1973-05-10 | Galvanized Steel
VILLAGE CAR WASH | CARROLL ST | PERRY | Houston | 760147 | 3 | [5 empty] | Removed from Ground | Gas (Historical Use) | 6000 | Bare Steel | 1973-05-10 | Galvanized Steel
MILDRED'S COUNTRY STORE | 1201 HOUSTON LAKE RD | WARNER ROBINS | Houston | 760149 | 1 | [5 empty] | Removed from Ground | Gas (Historical Use) | 560 | Bare Steel | 1986-05-07 | Galvanized Steel
MILDRED'S COUNTRY STORE | 1201 HOUSTON LAKE RD | WARNER ROBINS | Houston | 760149 | 2 | [5 empty] | Removed from Ground | Gas (Historical Use) | 560 | Bare Steel | 1986-05-07 | Galvanized Steel
CIRCLE K #2703144 | 1424 SAM NUNN BLVD | PERRY | Houston | 760150 | 1 | [5 empty] | Removed from Ground | Gas (Historical Use) | 6000 | Bare Steel | 1972-05-10 | Galvanized Steel
CIRCLE K #2703144 | 1424 SAM NUNN BLVD | PERRY | Houston | 760150 | 2 | [5 empty] | Removed from Ground | Gas (Historical Use) | 5000 | Bare Steel | 1966-05-12 | Galvanized Steel
CIRCLE K #2703144 | 1424 SAM NUNN BLVD | PERRY | Houston | 760150 | 3 | [5 empty] | Removed from Ground | Gas (Historical Use) | 5000 | Bare Steel | 1966-05-12 | Galvanized Steel
CIRCLE K #2703144 | 1424 SAM NUNN BLVD | PERRY | Houston | 760150 | 4 | Flapper Valve | 1997-11-01 |  | 1997-11-01 |  | Currently in Use | Gas (Historical Use) | 8000 | Galvanic (STIP-3) | 1986-01-01 | Fiberglass Reinforced Plastic | Pressurized
CIRCLE K #2703144 | 1424 SAM NUNN BLVD | PERRY | Houston | 760150 | 5 | Flapper Valve | 1997-11-01 |  | 1997-11-01 |  | Currently in Use | Gas (Historical Use) | 10000 | Galvanic (STIP-3) | 1986-01-01 | Fiberglass Reinforced Plastic | Pressurized
CIRCLE K #2703144 | 1424 SAM NUNN BLVD | PERRY | Houston | 760150 | 6 | Flapper Valve | 1997-11-01 |  | 1997-11-01 |  | Currently in Use | Gas (Historical Use) | 8000 | Galvanic (STIP-3) | 1986-01-01 | Fiberglass Reinforced Plastic | Pressurized
CIRCLE K #2703144 | 1424 SAM NUNN BLVD | PERRY | Houston | 760150 | 7 | Flapper Valve | 1997-11-01 |  | 1997-11-01 |  | Closed in Ground | Diesel | 6000 | Lined Interior | 1986-01-01 | Fiberglass Reinforced Plastic | Pressurized
QWIK STOP #2 | 1409 SAM NUNN BLVD | PERRY | Houston | 760151 | 1 | [5 empty] | Removed from Ground | Gas (Historical Use) | 4000 | Bare Steel | 1979-05-09 | Galvanized Steel | Suction (American)
QWIK STOP #2 | 1409 SAM NUNN BLVD | PERRY | Houston | 760151 | 2 | [5 empty] | Removed from Ground | Gas (Historical Use) | 4000 | Bare Steel | 1979-05-09 | Galvanized Steel | Suction (American)
QWIK STOP #2 | 1409 SAM NUNN BLVD | PERRY | Houston | 760151 | 3 | [5 empty] | Removed from Ground | Gas (Historical Use) | 2000 | Bare Steel | 1979-05-09 | Galvanized Steel | Suction (American)
QWIK STOP #2 | 1409 SAM NUNN BLVD | PERRY | Houston | 760151 | 4 | [5 empty] | Removed from Ground | Diesel | 10000 | Bare Steel | 1984-05-09 | Galvanized Steel | Pressurized
PERRY FOOD MART | 719 CARROLL ST | PERRY | Houston | 760152 | 1 | Flapper Valve | 1997-01-22 |  | 1997-01-22 |  | Currently in Use | Gas (Historical Use) | 5000 | Steel-Impressed Current | 1961-05-13 | Cathodically Protected | Pressurized
PERRY FOOD MART | 719 CARROLL ST | PERRY | Houston | 760152 | 2 |  | 1997-01-22 |  | 1997-01-22 |  | Temporarily out of use | Empty | 5000 | Steel-Impressed Current | 1961-05-13 | Cathodically Protected | Pressurized
PERRY FOOD MART | 719 CARROLL ST | PERRY | Houston | 760152 | 3 | Flapper Valve | 1997-01-22 |  | 1997-01-22 |  | Currently in Use | Gas (Historical Use) | 4000 | Steel-Impressed Current | 1972-05-10 | Cathodically Protected | Pressurized
7 STOP FOOD MART | 699 N DAVIS DR | WARNER ROBINS | Houston | 760153 | 1 | Ball Float | 1996-01-01 |  | 1996-01-01 |  | Currently in Use | Gas (Historical Use) | 8000 | Bare Steel | 1982-05-08 | Double-Walled Fiberglass | Pressurized
7 STOP FOOD MART | 699 N DAVIS DR | WARNER ROBINS | Houston | 760153 | 2 | Ball Float | 1996-01-01 |  | 1996-01-01 |  | Currently in Use | Gas (Historical Use) | 3000 | Bare Steel | 1981-05-08 | Double-Walled Fiberglass | Pressurized
7 STOP FOOD MART | 699 N DAVIS DR | WARNER ROBINS | Houston | 760153 | 3 | Ball Float | 1996-01-01 |  | 1996-01-01 |  | Currently in Use | Gas (Historical Use) | 3000 | Bare Steel | 1966-05-12 | Double-Walled Fiberglass | Pressurized
S V Food Mart | 1542 HOUSTON LAKE RD | PERRY | Houston | 760154 | 1 |  | 1997-01-13 |  | 1997-01-13 |  | Currently in Use | Gas (Historical Use) | 6000 | Steel-Impressed Current | 1979-05-09 | Steel (Impressed Current) | Pressurized
S V Food Mart | 1542 HOUSTON LAKE RD | PERRY | Houston | 760154 | 2 |  | 1997-01-17 |  | 1997-01-01 |  | Currently in Use | Gas (Historical Use) | 5000 | Steel-Impressed Current | 1979-05-09 | Steel (Impressed Current) | Pressurized
S V Food Mart | 1542 HOUSTON LAKE RD | PERRY | Houston | 760154 | 3 |  | 1997-01-17 |  | 1997-01-17 |  | Currently in Use | Diesel | 5000 | Steel-Impressed Current | 1979-05-09 | Steel (Impressed Current) | Pressurized
SINGLETON CHEVRON | 270 GA HWY 26 EAST | ELKO | Houston | 760155 | 1 | Ball Float | 1997-04-08 |  | 1997-04-08 | TRUE | Currently in Use | Gas (Historical Use) | 6000 | Steel-Impressed Current | 1967-05-12 | Steel/FG Secondary containment | Pressurized
SINGLETON CHEVRON | 270 GA HWY 26 EAST | ELKO | Houston | 760155 | 2 | Ball Float | 1997-04-08 |  | 1997-04-08 | TRUE | Currently in Use | Gas (Historical Use) | 6000 | Steel-Impressed Current | 1967-05-12 | Steel/FG Secondary containment | Pressurized
SINGLETON CHEVRON | 270 GA HWY 26 EAST | ELKO | Houston | 760155 | 3 | Ball Float | 1997-04-08 |  | 1997-04-08 | TRUE | Currently in Use | Gas (Historical Use) | 6000 | Steel-Impressed Current | 1972-05-10 | Steel/FG Secondary containment | Pressurized
SINGLETON CHEVRON | 270 GA HWY 26 EAST | ELKO | Houston | 760155 | 4 | Ball Float | 1997-04-08 |  | 1997-04-08 | TRUE | Temporarily out of use | Gas (Historical Use) | 5000 | Steel-Impressed Current | 1967-05-12 | Steel/FG Secondary containment | Pressurized
SINGLETON CHEVRON | 270 GA HWY 26 EAST | ELKO | Houston | 760155 | 5 | Ball Float | 1997-04-08 |  | 1997-04-08 | TRUE | Currently in Use | Diesel | 5000 | Steel-Impressed Current | 1967-05-12 | Steel/FG Secondary containment | Pressurized
SPEEDY #4 | 101 Marshallville Road | PERRY | Houston | 760156 | 1 | Flapper Valve | 1997-01-16 |  | 1997-01-16 |  | Currently in Use | Gas (Historical Use) | 6000 | Cathodically Protected Steel | 1967-05-12 | Fiberglass Reinforced Plastic | Pressurized
SPEEDY #4 | 101 Marshallville Road | PERRY | Houston | 760156 | 2 | Flapper Valve | 1997-01-16 | FALSE | 1997-01-16 | FALSE | Currently in Use | Gas (Historical Use) | 6000 | Cathodically Protected Steel | 1967-05-12 | Fiberglass Reinforced Plastic | Pressurized
SPEEDY #4 | 101 Marshallville Road | PERRY | Houston | 760156 | 3 | Flapper Valve | 1997-01-16 | FALSE | 1997-01-16 | FALSE | Currently in Use | Gas (Historical Use) | 6000 | Cathodically Protected Steel | 1997-01-16 | Fiberglass Reinforced Plastic | Pressurized
SPEEDY #4 | 101 Marshallville Road | PERRY | Houston | 760156 | 4 | Flapper Valve | 2006-11-01 | FALSE | 2006-11-01 | FALSE | Currently in Use | E-10 | 6000 | Composite | 2006-11-01 | Fiberglass Reinforced Plastic | Pressurized
DAVIDSON GROCERY | 122 GA 96 (Old SR 96) | BONAIRE | Houston | 760157 | 1 |  | 1997-01-15 | FALSE | 1997-01-15 | FALSE | Removed from Ground | Gas (Historical Use) | 6000 | Steel-Impressed Current | 1981-05-08 |  | Safe Suction (Euro)
DAVIDSON GROCERY | 122 GA 96 (Old SR 96) | BONAIRE | Houston | 760157 | 2 |  | 1997-01-15 | FALSE | 1997-01-15 | FALSE | Removed from Ground | Gas (Historical Use) | 5000 | Steel-Impressed Current | 1981-05-08 |  | Safe Suction (Euro)
DAVIDSON GROCERY | 122 GA 96 (Old SR 96) | BONAIRE | Houston | 760157 | 3 |  | 1997-01-15 | FALSE | 1997-01-15 | FALSE | Removed from Ground | Gas (Historical Use) | 5000 | Steel-Impressed Current | 1981-05-08 |  | Safe Suction (Euro)
DAVIDSON GROCERY | 122 GA 96 (Old SR 96) | BONAIRE | Houston | 760157 | 4 |  | 1997-01-15 | FALSE | 1997-01-15 | FALSE | Removed from Ground | Diesel | 6000 | Steel-Impressed Current | 1981-05-08 |  | Pressurized
ATLANTA JOURNAL | 408 CARROLL ST | PERRY | Houston | 760158 | 1 | [5 empty] | Removed from Ground | Diesel | 0 | Bare Steel | 1986-05-07 | Galvanized Steel
ATLANTA JOURNAL | 408 CARROLL ST | PERRY | Houston | 760158 | 2 | [5 empty] | Removed from Ground | Diesel | 0 | Bare Steel | 1986-05-07 | Galvanized Steel
DAVIS BULK PLANT | 898 JERNIGAN ST | PERRY | Houston | 760159 | 1 |  | 1997-01-23 | FALSE | 1997-01-23 | FALSE | Temporarily out of use | Gas (Historical Use) | 15000 | Steel-Impressed Current | 1975-05-10 | Aboveground | Pressurized
DAVIS BULK PLANT | 898 JERNIGAN ST | PERRY | Houston | 760159 | 2 |  | 1997-01-23 | FALSE | 1997-01-23 | FALSE | Temporarily out of use | Gas (Historical Use) | 15000 | Steel-Impressed Current | 1975-05-10 | Aboveground | Pressurized
LUMPKIN SHELL STATION | HOUSTON LAKE RD & SWIFT ST | PERRY | Houston | 760160 | 1 | Ball Float | 1997-02-17 |  | 1997-02-17 |  | Currently in Use | Gas (Historical Use) | 2000 | Steel-Impressed Current | 1978-05-09 | Steel/FG Secondary containment | Suction (American)
LUMPKIN SHELL STATION | HOUSTON LAKE RD & SWIFT ST | PERRY | Houston | 760160 | 2 | Ball Float | 1997-02-17 |  | 1997-02-17 |  | Currently in Use | Gas (Historical Use) | 2000 | Steel-Impressed Current | 1978-05-09 | Steel/FG Secondary containment | Suction (American)
LUMPKIN SHELL STATION | HOUSTON LAKE RD & SWIFT ST | PERRY | Houston | 760160 | 3 | Ball Float | 1997-02-17 |  | 1997-02-17 |  | Currently in Use | Diesel | 2000 | Steel-Impressed Current | 1978-05-09 | Steel/FG Secondary containment | Suction (American)
LUMPKIN SHELL STATION | HOUSTON LAKE RD & SWIFT ST | PERRY | Houston | 760160 | 4 | Ball Float | 1997-02-17 |  | 1997-02-17 |  | Currently in Use | Gas (Historical Use) | 6000 | Steel-Impressed Current | 1983-05-08 | Steel/FG Secondary containment | Suction (American)
LUMPKIN SHELL STATION | HOUSTON LAKE RD & SWIFT ST | PERRY | Houston | 760160 | 5 | Ball Float | 1997-02-17 |  | 1997-02-17 |  | Currently in Use | Gas (Historical Use) | 6000 | Steel-Impressed Current | 1983-05-08 | Steel/FG Secondary containment | Suction (American)
NEIGHBOR GROCERY | 1205 MAIN ST | PERRY | Houston | 760162 | 1 |  | 1993-10-15 |  | 1993-10-15 |  | Removed from Ground | Gas (Historical Use) | 10000 | Fiberglass | 1993-09-01 | Fiberglass Reinforced Plastic | Pressurized
NEIGHBOR GROCERY | 1205 MAIN ST | PERRY | Houston | 760162 | 1A | Ball Float | 1993-10-15 |  | 1993-10-15 |  | Currently in Use | Gas (Historical Use) | 10000 | Fiberglass | 1993-10-15 | Fiberglass Reinforced Plastic | Pressurized
NEIGHBOR GROCERY | 1205 MAIN ST | PERRY | Houston | 760162 | 2 |  | 1993-10-15 |  | 1993-10-15 |  | Removed from Ground | Gas (Historical Use) | 10000 | Fiberglass | 1993-09-01 | Fiberglass Reinforced Plastic | Pressurized
NEIGHBOR GROCERY | 1205 MAIN ST | PERRY | Houston | 760162 | 2A | Ball Float | 1993-10-15 |  | 1993-10-15 |  | Currently in Use | Gas (Historical Use) | 10000 | Fiberglass | 1993-10-15 | Fiberglass Reinforced Plastic | Pressurized
NEIGHBOR GROCERY | 1205 MAIN ST | PERRY | Houston | 760162 | 3 |  | 1993-10-15 |  | 1993-10-15 |  | Removed from Ground | Diesel | 10000 | Fiberglass | 1993-09-01 | Fiberglass Reinforced Plastic | Pressurized
NEIGHBOR GROCERY | 1205 MAIN ST | PERRY | Houston | 760162 | 3A | Ball Float | 1993-10-15 |  | 1993-10-15 |  | Currently in Use | Gas (Historical Use) | 10000 | Fiberglass | 1993-10-15 | Fiberglass Reinforced Plastic | Pressurized
U-HAUL #77966 | 1235 WATSON BLVD | WARNER ROBINS | Houston | 760163 | 1 | [5 empty] | Removed from Ground | Gas (Historical Use) | 10000 | Bare Steel | 1981-05-06 | Bare Steel
U-HAUL #77966 | 1235 WATSON BLVD | WARNER ROBINS | Houston | 760163 | 2 | [5 empty] | Removed from Ground | Gas (Historical Use) | 10000 | Bare Steel | 1981-05-06 | Bare Steel
U-HAUL #77966 | 1235 WATSON BLVD | WARNER ROBINS | Houston | 760163 | 3 |  |  | TRUE |  | TRUE | Removed from Ground | Used Oil | 500 | Bare Steel | 1997-01-01 | Unknown
KWICKIE FOOD STORES #54 | 1725 WATSON BLVD | WARNER ROBINS | Houston | 760167 | 1 | [5 empty] | Removed from Ground | Gas (Historical Use) | 8000 | Bare Steel | 1986-05-08 | Galvanized Steel
KWICKIE FOOD STORES #54 | 1725 WATSON BLVD | WARNER ROBINS | Houston | 760167 | 2 | [5 empty] | Removed from Ground | Gas (Historical Use) | 8000 | Bare Steel | 1986-05-08 | Galvanized Steel
KWICKIE FOOD STORES #54 | 1725 WATSON BLVD | WARNER ROBINS | Houston | 760167 | 3 | [5 empty] | Removed from Ground | Gas (Historical Use) | 6000 | Bare Steel | 1986-05-08 | Galvanized Steel
KWICKIE FOOD STORE #29/FLASH FOO | 101 WELBORN RD | WARNER ROBINS | Houston | 760168 | 1 | [5 empty] | Removed from Ground | Gas (Historical Use) | 8000 | Bare Steel | 1980-05-09 | Galvanized Steel
KWICKIE FOOD STORE #29/FLASH FOO | 101 WELBORN RD | WARNER ROBINS | Houston | 760168 | 2 | [5 empty] | Removed from Ground | Gas (Historical Use) | 8000 | Bare Steel | 1980-05-09 | Galvanized Steel
KWICKIE FOOD STORE #29/FLASH FOO | 101 WELBORN RD | WARNER ROBINS | Houston | 760168 | 3 | [5 empty] | Removed from Ground | Gas (Historical Use) | 8000 | Bare Steel | 1980-05-09 | Galvanized Steel
KWICKIE FOOD STORE #22 | 404 NORTHSIDE DR | WARNER ROBINS | Houston | 760169 | 1 | [5 empty] | Removed from Ground | Gas (Historical Use) | 6000 | Bare Steel | 1980-05-09 | Galvanized Steel
KWICKIE FOOD STORE #22 | 404 NORTHSIDE DR | WARNER ROBINS | Houston | 760169 | 2 | [5 empty] | Removed from Ground | Gas (Historical Use) | 6000 | Bare Steel | 1980-05-09 | Galvanized Steel
KWICKIE FOOD STORE #22 | 404 NORTHSIDE DR | WARNER ROBINS | Houston | 760169 | 3 | [5 empty] | Removed from Ground | Gas (Historical Use) | 6000 | Bare Steel | 1980-05-09 | Galvanized Steel
FLASH FOODS #215 | 2818 WATSON BLVD | CENTERVILLE | Houston | 760170 | 1 | [5 empty] | Removed from Ground | Gas (Historical Use) | 8000 | Bare Steel | 1979-05-10 | Galvanized Steel | Pressurized
FLASH FOODS #215 | 2818 WATSON BLVD | CENTERVILLE | Houston | 760170 | 2 | [5 empty] | Removed from Ground | Gas (Historical Use) | 8000 | Bare Steel | 1979-05-10 | Galvanized Steel | Pressurized
FLASH FOODS #215 | 2818 WATSON BLVD | CENTERVILLE | Houston | 760170 | 3 | [5 empty] | Removed from Ground | Gas (Historical Use) | 6000 | Bare Steel | 1979-05-10 | Galvanized Steel | Pressurized
FLASH FOODS #215 | 2818 WATSON BLVD | CENTERVILLE | Houston | 760170 | 4 |  | 1995-07-26 |  | 1995-07-26 |  | Removed from Ground | Gas (Historical Use) | 10000 | Composite | 1995-07-26 | Cathodically Protected | Pressurized
FLASH FOODS #215 | 2818 WATSON BLVD | CENTERVILLE | Houston | 760170 | 5 |  | 1995-07-26 |  | 1995-07-26 |  | Removed from Ground | Gas (Historical Use) | 10000 | Composite | 1995-07-26 | Cathodically Protected | Pressurized
FLASH FOODS #215 | 2818 WATSON BLVD | CENTERVILLE | Houston | 760170 | 6 |  | 1995-07-26 |  | 1995-07-26 |  | Currently in Use | Gas (Historical Use) | 10000 | Composite | 1995-07-26 | Double-Walled Flex | Pressurized
FLASH FOODS #215 | 2818 WATSON BLVD | CENTERVILLE | Houston | 760170 | 7 |  | 1995-07-26 |  | 1995-07-26 |  | Currently in Use | Gas (Historical Use) | 10000 | Composite | 1995-07-26 | Double-Walled Flex | Pressurized
BST/WARNER ROBINS CO-R2120 | 225 N DAVIS DR | WARNER ROBINS | Houston | 760172 | 1 | [5 empty] | Removed from Ground | Diesel | 2000 | Bare Steel | 1970-01-05 | Copper | Suction (American)
BST/WARNER ROBINS CO-R2120 | 225 N DAVIS DR | WARNER ROBINS | Houston | 760172 | 2 |  | 2000-08-03 | FALSE | 2000-08-03 | FALSE | Currently in Use | Diesel | 4000 |  | 2000-08-03 |  | Suction (American)
BST/WRRBGAER R2113 | 1516 ELBERTA RD | WARNER ROBINS | Houston | 760173 | 1 | [5 empty] | Removed from Ground | Gas (Historical Use) | 12000 | Bare Steel | 1985-01-01 | Galvanized Steel | Pressurized
BST/WRRBGAER R2113 | 1516 ELBERTA RD | WARNER ROBINS | Houston | 760173 | 2 | [5 empty] | Removed from Ground | Gas (Historical Use) | 3000 | Bare Steel | 1979-01-01 | Unknown | Pressurized
FRANK BLEDSOE | RT 2 BOX 133 A | PERRY | Houston | 760176 | 1 | [5 empty] | Removed from Ground | Gas (Historical Use) | 3000 | Bare Steel | 1983-01-02 | Galvanized Steel | Suction (American)
FRANK BLEDSOE | RT 2 BOX 133 A | PERRY | Houston | 760176 | 2 | [5 empty] | Removed from Ground | Diesel | 8000 | Bare Steel | 1983-01-02 | Galvanized Steel | Suction (American)
HOLIDAY MART | 599 S HOUSTON LAKE RD STE A | WARNER ROBINS | Houston | 760178 | 1 |  | 1998-08-21 | TRUE | 1998-08-21 |  | Currently in Use | Gas (Historical Use) | 8000 | Steel-Impressed Current | 1986-08-01 | Fiberglass Reinforced Plastic | Pressurized
HOLIDAY MART | 599 S HOUSTON LAKE RD STE A | WARNER ROBINS | Houston | 760178 | 2 |  | 1998-08-21 | TRUE | 1998-08-21 |  | Currently in Use | Gas (Historical Use) | 8000 | Steel-Impressed Current | 1986-08-01 | Fiberglass Reinforced Plastic | Pressurized
HOLIDAY MART | 599 S HOUSTON LAKE RD STE A | WARNER ROBINS | Houston | 760178 | 3 |  | 1998-08-21 | TRUE | 1998-08-21 |  | Currently in Use | Gas (Historical Use) | 8000 | Galvanic (STIP-3) | 1986-08-01 | Fiberglass Reinforced Plastic | Pressurized
VANN'S SERVICE STATION | 127 NORTH DAVIS DR | WARNER ROBINS | Houston | 760180 | 1 | [5 empty] | Removed from Ground | Gas (Historical Use) | 10000 | Bare Steel | 1986-05-13 | Unknown
VANN'S SERVICE STATION | 127 NORTH DAVIS DR | WARNER ROBINS | Houston | 760180 | 2 | [5 empty] | Removed from Ground | Gas (Historical Use) | 10000 | Bare Steel | 1986-05-13 | Unknown
VANN'S SERVICE STATION | 127 NORTH DAVIS DR | WARNER ROBINS | Houston | 760180 | 3 | [5 empty] | Removed from Ground | Gas (Historical Use) | 2000 | Bare Steel | 1986-05-13 | Unknown
VANN'S SERVICE STATION | 127 NORTH DAVIS DR | WARNER ROBINS | Houston | 760180 | 4 | [5 empty] | Removed from Ground | Kerosene | 2000 | Bare Steel | 1986-05-13 | Unknown
VANN'S SERVICE STATION | 127 NORTH DAVIS DR | WARNER ROBINS | Houston | 760180 | 5 |  |  | TRUE |  | TRUE | Removed from Ground | Used Oil | 500 | Bare Steel | 1986-05-13 | Unknown
F WARREN & ALMA L CARTER | 300 CANNON RD | WARNER ROBINS | Houston | 760181 | 1 | [5 empty] | Removed from Ground | Gas (Historical Use) | 3000 | Not Marked/Unknown | 1998-06-01 | Not Marked
F WARREN & ALMA L CARTER | 300 CANNON RD | WARNER ROBINS | Houston | 760181 | 2 | [5 empty] | Removed from Ground | Gas (Historical Use) | 3000 | Not Marked/Unknown | 1998-06-01 | Not Marked
F WARREN & ALMA L CARTER | 300 CANNON RD | WARNER ROBINS | Houston | 760181 | 3 |  |  | TRUE |  | TRUE | Closed in Ground | Used Oil | 500 | Not Marked/Unknown | 2001-09-05 | Not Marked
F WARREN & ALMA L CARTER | 300 CANNON RD | WARNER ROBINS | Houston | 760181 | 4 | [5 empty] | Closed in Ground | Kerosene | 1000 | Not Marked/Unknown | 2001-09-05 | Not Marked
WALTHALL OIL CO #429 | 503 N DAVIS DR | WARNER ROBINS | Houston | 760184 | 1 | Ball Float | 1987-01-01 |  | 1987-01-01 |  | Temporarily out of use | Gas (Historical Use) | 8000 | Galvanic (STIP-3) | 1987-01-01 | Fiberglass Reinforced Plastic | Pressurized
WALTHALL OIL CO #429 | 503 N DAVIS DR | WARNER ROBINS | Houston | 760184 | 2 | Ball Float | 1987-01-01 |  | 1987-01-01 |  | Temporarily out of use | Gas (Historical Use) | 8000 | Galvanic (STIP-3) | 1987-01-01 | Fiberglass Reinforced Plastic | Pressurized
WALTHALL OIL CO #429 | 503 N DAVIS DR | WARNER ROBINS | Houston | 760184 | 3 | Ball Float | 1987-01-01 |  | 1987-01-01 |  | Temporarily out of use | Gas (Historical Use) | 8000 | Galvanic (STIP-3) | 1987-01-01 | Fiberglass Reinforced Plastic | Pressurized
EXPRESS STOP #2 | 914 RUSSELL PKWY | WARNER ROBINS | Houston | 760185 | 1 |  | 1997-01-13 | FALSE | 1997-01-13 | FALSE | Currently in Use | Gas (Historical Use) | 8000 | Steel-Impressed Current | 1979-05-10 | Fiberglass Reinforced Plastic | Pressurized
EXPRESS STOP #2 | 914 RUSSELL PKWY | WARNER ROBINS | Houston | 760185 | 2 |  | 1997-01-13 | FALSE | 1987-01-13 | FALSE | Currently in Use | Gas (Historical Use) | 8000 | Steel-Impressed Current | 1979-05-10 | Fiberglass Reinforced Plastic | Pressurized
EXPRESS STOP #2 | 914 RUSSELL PKWY | WARNER ROBINS | Houston | 760185 | 3 |  | 1997-01-13 | FALSE | 1997-01-13 | FALSE | Currently in Use | Gas (Historical Use) | 4000 | Steel-Impressed Current | 1979-05-10 | Fiberglass Reinforced Plastic | Pressurized
EXPRESS STOP #2 | 914 RUSSELL PKWY | WARNER ROBINS | Houston | 760185 | 4 |  | 1997-01-13 | FALSE | 1997-01-13 | FALSE | Currently in Use | Gas (Historical Use) | 4000 | Steel-Impressed Current | 1979-05-10 | Fiberglass Reinforced Plastic | Pressurized
ANCHOR GLASS CONTAINER CORP | BOOTH RD | WARNER ROBINS | Houston | 760189 | 1 | [5 empty] | Removed from Ground | Gas (Historical Use) | 500 | Bare Steel | 1978-05-10 | Galvanized Steel
CROWN CORK & SEAL/CONTINENTAL CA | 240 GA HWY 247 SPUR | PERRY | Houston | 760190 | 1 | [5 empty] | Removed from Ground | Empty | 10000 | Bare Steel | 1973-05-11 | Bare Steel
CROWN CORK & SEAL/CONTINENTAL CA | 240 GA HWY 247 SPUR | PERRY | Houston | 760190 | 2 | [5 empty] | Removed from Ground | Other | 10000 | Bare Steel | 1973-05-11 | Bare Steel
CROWN CORK & SEAL/CONTINENTAL CA | 240 GA HWY 247 SPUR | PERRY | Houston | 760190 | 3 |  |  | TRUE |  | TRUE | Removed from Ground | Used Oil | 10000 | Bare Steel | 1973-05-11 | Bare Steel
CROWN CORK & SEAL/CONTINENTAL CA | 240 GA HWY 247 SPUR | PERRY | Houston | 760190 | 4 | [5 empty] | Removed from Ground | Empty | 12000 | Bare Steel | 1977-05-10 | Unknown
CROWN CORK & SEAL/CONTINENTAL CA | 240 GA HWY 247 SPUR | PERRY | Houston | 760190 | 5 |  |  | TRUE |  | TRUE | Removed from Ground | Used Oil | 12000 | Bare Steel | 1977-05-10 | Unknown
CROWN CORK & SEAL/CONTINENTAL CA | 240 GA HWY 247 SPUR | PERRY | Houston | 760190 | 6 |  |  | TRUE |  | TRUE | Removed from Ground | Used Oil | 12000 | Bare Steel | 1977-05-10 | Unknown
CROWN CORK & SEAL/CONTINENTAL CA | 240 GA HWY 247 SPUR | PERRY | Houston | 760190 | 7 | [5 empty] | Removed from Ground | Other | 12000 | Bare Steel | 1970-05-12 | Unknown
CROWN CORK & SEAL/CONTINENTAL CA | 240 GA HWY 247 SPUR | PERRY | Houston | 760190 | 8 |  |  | TRUE |  | TRUE | Removed from Ground | Used Oil | 12000 | Bare Steel | 1970-05-12 | Unknown
CITY OF WARNER ROBINS | 200 BAY ST | WARNER ROBINS | Houston | 760192 | 1 | [5 empty] | Removed from Ground | Gas (Historical Use) | 6000 | Bare Steel | 1980-05-01 | Galvanized Steel | Pressurized
CITY OF WARNER ROBINS | 200 BAY ST | WARNER ROBINS | Houston | 760192 | 2 | [5 empty] | Removed from Ground | Gas (Historical Use) | 6000 | Bare Steel | 1980-05-01 | Galvanized Steel | Pressurized
CITY OF WARNER ROBINS | 200 BAY ST | WARNER ROBINS | Houston | 760192 | 3 | [5 empty] | Removed from Ground | Diesel | 10000 | Bare Steel | 1980-05-01 | Galvanized Steel | Pressurized
OSAN CARD LOCK #3/TAYLOR BUS SER | 81 GREEN ST | WARNER ROBINS | Houston | 762000 | 1 | [5 empty] | Removed from Ground | Diesel | 4000 | Bare Steel | 1965-11-09 | Galvanized Steel
OSAN CARD LOCK #3/TAYLOR BUS SER | 81 GREEN ST | WARNER ROBINS | Houston | 762000 | 2 | [5 empty] | Removed from Ground | Gas (Historical Use) | 4000 | Bare Steel | 1965-11-09 | Galvanized Steel
OSAN CARD LOCK #3/TAYLOR BUS SER | 81 GREEN ST | WARNER ROBINS | Houston | 762000 | 3 | [5 empty] | Removed from Ground | Diesel | 3000 | Bare Steel | 1965-11-09 | Galvanized Steel
Fas Kat Market | 280 Carl Vinson Pkwy | Warner Robins | Houston | 10003081 | 1 | Overfill Alarm | 2017-03-29 | FALSE |  | FALSE | Currently in Use | Regular | 12000 | Tank Jacket Double Walled | 2017-03-29 | Double-Walled Fiberglass | Pressurized
Fas Kat Market | 280 Carl Vinson Pkwy | Warner Robins | Houston | 10003081 | 2A | Overfill Alarm | 2017-03-29 | FALSE |  | FALSE | Currently in Use | Diesel | 4000 | Tank Jacket Double Walled | 2017-03-29 | Double-Walled Fiberglass | Pressurized
Fas Kat Market | 280 Carl Vinson Pkwy | Warner Robins | Houston | 10003081 | 2B | Overfill Alarm | 2017-03-29 | FALSE |  | FALSE | Currently in Use | Premium | 4000 | Tank Jacket Double Walled | 2017-03-29 | Double-Walled Fiberglass | Pressurized
VP RACING FUEL | 789 N HOUSTON RD | WARNER ROBINS | Houston | 4110112 | 1 |  | 1995-06-01 |  | 1995-06-01 |  | Currently in Use | Gas (Historical Use) | 10000 | Fiberglass | 1982-01-01 | Fiberglass Reinforced Plastic | Pressurized
VP RACING FUEL | 789 N HOUSTON RD | WARNER ROBINS | Houston | 4110112 | 2 |  | 1995-06-01 |  | 1995-06-01 |  | Currently in Use | Gas (Historical Use) | 10000 | Fiberglass | 1982-01-01 | Fiberglass Reinforced Plastic | Pressurized
VP RACING FUEL | 789 N HOUSTON RD | WARNER ROBINS | Houston | 4110112 | 3 |  | 1995-06-01 |  | 1995-06-01 |  | Currently in Use | Gas (Historical Use) | 10000 | Fiberglass | 1982-01-01 | Fiberglass Reinforced Plastic | Pressurized
VP RACING FUEL | 789 N HOUSTON RD | WARNER ROBINS | Houston | 4110112 | 4 |  |  | TRUE |  | TRUE | Closed in Ground | Used Oil | 1000 | Fiberglass | 1982-01-01 | Fiberglass Reinforced Plastic
Lake Joy Plaza | 451 Lake Joy Rd | Kathleen | Houston | 10003076 | 1 | Overfill Alarm |  | FALSE | 2019-09-12 | FALSE | Currently in Use | Regular | 12000 | Composite Double Walled | 2019-09-12 | Double-Walled Fiberglass | Pressurized
Lake Joy Plaza | 451 Lake Joy Rd | Kathleen | Houston | 10003076 | 2A | Overfill Alarm |  | FALSE | 2019-09-12 | FALSE | Currently in Use | Premium | 4000 | Composite Double Walled | 2019-09-12 | Double-Walled Fiberglass | Pressurized
Lake Joy Plaza | 451 Lake Joy Rd | Kathleen | Houston | 10003076 | 2B | Overfill Alarm |  | FALSE | 2019-09-12 | FALSE | Currently in Use | Diesel | 4000 | Composite Double Walled | 2019-09-12 | Double-Walled Fiberglass | Pressurized
Lake Joy Plaza | 451 Lake Joy Rd | Kathleen | Houston | 10003076 | 2C | Overfill Alarm |  | FALSE | 2019-09-12 | FALSE | Currently in Use | E-0 | 4000 | Composite Double Walled | 2019-09-12 | Double-Walled Fiberglass | Pressurized
AT&T | PINETTA RD | IRWINVILLE | Irwin | 770001 | 1 | [5 empty] | Closed in Ground | Kerosene | 19000 | Bare Steel | 1967-01-01 | Copper
AT&T | PINETTA RD | IRWINVILLE | Irwin | 770001 | 2 | [5 empty] | Closed in Ground | Kerosene | 19000 | Bare Steel | 1967-01-01 | Copper
IRWIN COUNTY BOARD OF EDUCATION | GA HWY 90 | OCILLA | Irwin | 770002 | 1 | [5 empty] | Removed from Ground | Diesel | 10000 | Bare Steel | 1978-01-01 | Galvanized Steel
IRWIN CO MIDDLE SCHOOL | NORTH OAK ST | OCILLA | Irwin | 770003 | 1 | [5 empty] | Removed from Ground | Diesel | 2000 | Bare Steel | 1952-01-01 | Unknown
IRWIN CO MIDDLE SCHOOL | NORTH OAK ST | OCILLA | Irwin | 770003 | 2 | [5 empty] | Removed from Ground | Diesel | 2000 | Bare Steel | 1952-01-01 | Unknown
GA FC | GA HWY 32 3 MI EAST OF OCILLA | OCILLA | Irwin | 770005 | 1 | [5 empty] | Removed from Ground | Gas (Historical Use) | 1000 | Bare Steel | 1973-03-01 | Galvanized Steel | Safe Suction (Euro)
GA FC | GA HWY 32 3 MI EAST OF OCILLA | OCILLA | Irwin | 770005 | 2 | [5 empty] | Removed from Ground | Diesel | 560 | Bare Steel | 1967-08-01 | Galvanized Steel | Safe Suction (Euro)
GA FC | GA HWY 32 3 MI EAST OF OCILLA | OCILLA | Irwin | 770005 | 3 | [5 empty] | Removed from Ground | Diesel | 560 | Bare Steel | 1956-01-01 | Unknown
GA FC | GA HWY 32 3 MI EAST OF OCILLA | OCILLA | Irwin | 770005 | 4 |  | 1993-11-30 |  | 1993-11-30 |  | Removed from Ground | Diesel | 1000 | Galvanic (STIP-3) | 1993-11-30 | Cathodically Protected | Safe Suction (Euro)
GA FC | GA HWY 32 3 MI EAST OF OCILLA | OCILLA | Irwin | 770005 | 5 |  | 1993-11-30 |  | 1993-11-30 |  | Removed from Ground | Gas (Historical Use) | 1000 | Galvanic (STIP-3) | 1993-11-30 | Cathodically Protected | Safe Suction (Euro)
IRWIN CO MAINT HQ/GA DOT #10426 | 485 LAX HIGHWAY | OCILLA | Irwin | 770006 | 10426-2 | [5 empty] | Removed from Ground | Gas (Historical Use) | 550 | Bare Steel | 1971-01-01 | Galvanized Steel
IRWIN CO MAINT HQ/GA DOT #10426 | 485 LAX HIGHWAY | OCILLA | Irwin | 770006 | 426G1 |  | 1990-02-12 |  | 1990-02-12 |  | Removed from Ground | Gas (Historical Use) | 1040 | Cathodically Protected Steel | 1990-02-12 | Galvanized Steel | Safe Suction (Euro)
F&S SERVICE STATION | 322 E FOURTH ST | OCILLA | Irwin | 770008 | 1 | [5 empty] | Removed from Ground | Gas (Historical Use) | 5300 | Bare Steel | 2001-08-15 | Galvanized Steel | Safe Suction (Euro)
F&S SERVICE STATION | 322 E FOURTH ST | OCILLA | Irwin | 770008 | 2 | [5 empty] | Removed from Ground | Gas (Historical Use) | 3000 | Bare Steel | 2001-08-15 | Galvanized Steel | Safe Suction (Euro)
F&S SERVICE STATION | 322 E FOURTH ST | OCILLA | Irwin | 770008 | 3 | [5 empty] | Removed from Ground | Gas (Historical Use) | 3000 | Bare Steel | 2001-08-15 | Galvanized Steel | Safe Suction (Euro)
F&S SERVICE STATION | 322 E FOURTH ST | OCILLA | Irwin | 770008 | 4 | [5 empty] | Removed from Ground | Diesel | 2000 | Bare Steel | 2001-08-15 | Galvanized Steel | Safe Suction (Euro)
F&S SERVICE STATION | 322 E FOURTH ST | OCILLA | Irwin | 770008 | 5 | [5 empty] | Removed from Ground | Gas (Historical Use) | 2000 | Bare Steel | 2001-08-15 | Galvanized Steel | Safe Suction (Euro)
QUICK CHANGE #58 | GA HWY 32 - 1120 MYSTIC HWY | MYSTIC | Irwin | 770009 | 1 | Flapper Valve | 1998-10-01 | FALSE | 1998-10-01 | FALSE | Currently in Use | Gas (Historical Use) | 3000 | Steel-Impressed Current | 2013-02-14 | Steel (Impressed Current) | Safe Suction (Euro)
QUICK CHANGE #58 | GA HWY 32 - 1120 MYSTIC HWY | MYSTIC | Irwin | 770009 | 2 | Flapper Valve | 1998-10-01 | FALSE | 1998-10-01 | FALSE | Currently in Use | Gas (Historical Use) | 3000 | Steel-Impressed Current | 2013-02-14 | Steel (Impressed Current) | Safe Suction (Euro)
QUICK CHANGE #58 | GA HWY 32 - 1120 MYSTIC HWY | MYSTIC | Irwin | 770009 | 3 | Flapper Valve | 1998-10-01 | FALSE | 1998-10-01 | FALSE | Currently in Use | Gas (Historical Use) | 3000 | Steel-Impressed Current | 2013-02-14 | Steel (Impressed Current) | Safe Suction (Euro)
G&G FOOD MART | 111 S IRWIN AVE | OCILLA | Irwin | 770011 | T1 | Flapper Valve | 1994-12-15 | FALSE | 1994-12-15 | FALSE | Currently in Use | Gas (Historical Use) | 6000 | Steel-Impressed Current | 1998-11-16 | Fiberglass Reinforced Plastic | Pressurized
G&G FOOD MART | 111 S IRWIN AVE | OCILLA | Irwin | 770011 | T2 |  | 1994-12-15 | FALSE | 1994-12-15 | FALSE | Currently in Use | Gas (Historical Use) | 6000 | Steel-Impressed Current | 1998-11-16 | Fiberglass Reinforced Plastic | Pressurized
G&G FOOD MART | 111 S IRWIN AVE | OCILLA | Irwin | 770011 | T3 | Flapper Valve | 1994-12-15 | FALSE | 1994-12-15 | FALSE | Currently in Use | Gas (Historical Use) | 8000 | Steel-Impressed Current | 1998-11-16 | Fiberglass Reinforced Plastic | Pressurized
OCILLA QUICK STOP | 101 NORTH ELM STREET | OCILLA | Irwin | 770012 | 1 | Flapper Valve | 1998-04-01 |  | 1998-04-01 |  | Currently in Use | Diesel | 3000 | Steel-Impressed Current | 1976-01-01 | Steel (Impressed Current) | Pressurized
OCILLA QUICK STOP | 101 NORTH ELM STREET | OCILLA | Irwin | 770012 | 2 | Flapper Valve | 1998-04-01 |  | 1998-04-01 |  | Currently in Use | Gas (Historical Use) | 15000 | Steel-Impressed Current | 1976-01-01 | Steel (Impressed Current) | Pressurized
OCILLA QUICK STOP | 101 NORTH ELM STREET | OCILLA | Irwin | 770012 | 3 | Flapper Valve | 1998-04-01 |  | 1998-04-01 |  | Currently in Use | Gas (Historical Use) | 12000 | Steel-Impressed Current | 1976-01-01 | Steel (Impressed Current) | Pressurized
TANKERSLEY OIL CO INC | 101 N IRWIN AVE | OCILLA | Irwin | 770015 | 1 |  | 1998-12-03 |  | 1998-12-03 |  | Removed from Ground | Gas (Historical Use) | 4000 | Cathodically Protected Steel | 1979-01-01 | Steel (Impressed Current) | Pressurized
TANKERSLEY OIL CO INC | 101 N IRWIN AVE | OCILLA | Irwin | 770015 | 2 |  | 1998-12-03 |  | 1998-12-03 |  | Removed from Ground | Gas (Historical Use) | 4000 | Cathodically Protected Steel | 1979-01-01 | Steel (Impressed Current) | Pressurized
TANKERSLEY OIL CO INC | 101 N IRWIN AVE | OCILLA | Irwin | 770015 | 3 |  | 1998-12-03 |  | 1998-12-03 |  | Removed from Ground | Gas (Historical Use) | 4000 | Cathodically Protected Steel | 1979-01-01 | Steel (Impressed Current) | Pressurized
TANKERSLEY OIL CO INC | 101 N IRWIN AVE | OCILLA | Irwin | 770015 | 4 |  | 1998-12-03 |  | 1998-12-03 |  | Removed from Ground | Gas (Historical Use) | 4000 | Cathodically Protected Steel | 1979-01-01 | Steel (Impressed Current) | Pressurized
TANKERSLEY OIL CO INC | 101 N IRWIN AVE | OCILLA | Irwin | 770015 | 5 |  | 1998-12-03 |  | 1998-12-03 |  | Removed from Ground | Diesel | 1000 | Cathodically Protected Steel | 1979-01-01 | Steel (Impressed Current) | Pressurized
TANKERSLEY OIL CO INC | 101 N IRWIN AVE | OCILLA | Irwin | 770015 | 6 |  | 1998-12-03 |  | 1998-12-03 |  | Removed from Ground | Kerosene | 1000 | Cathodically Protected Steel | 1979-01-01 | Steel (Impressed Current) | Suction (American)
TANKERSLEY OIL CO INC | 101 N IRWIN AVE | OCILLA | Irwin | 770015 | 7 | [5 empty] | Permanently Out of Use - historical purposes | Empty | 560 | Bare Steel | 1979-01-01 | Galvanized Steel | Gravity Fed
CITY OF OCILLA | 111 NORTH IRWIN AVE | OCILLA | Irwin | 770017 | 1 | [5 empty] | Removed from Ground | Gas (Historical Use) | 2000 | Bare Steel | 1994-09-28 | Galvanized Steel | Safe Suction (Euro)
OMNI FOOD STORE | 911 N IRWIN AVE | OCILLA | Irwin | 770018 | 1 | Flapper Valve | 1994-01-14 | FALSE | 1994-01-14 | FALSE | Currently in Use | Diesel | 8000 | Steel-Impressed Current | 2003-09-01 | Steel (Impressed Current) | Pressurized
OMNI FOOD STORE | 911 N IRWIN AVE | OCILLA | Irwin | 770018 | 2 | Flapper Valve | 1994-01-14 | FALSE | 1994-01-14 | FALSE | Currently in Use | Gas (Historical Use) | 8000 | Steel-Impressed Current | 2003-09-01 | Steel (Impressed Current) | Pressurized
OMNI FOOD STORE | 911 N IRWIN AVE | OCILLA | Irwin | 770018 | 3 | Flapper Valve | 1994-01-14 | FALSE | 1994-01-14 | FALSE | Currently in Use | Gas (Historical Use) | 8000 | Steel-Impressed Current | 2003-09-01 | Steel (Impressed Current) | Pressurized
OMNI FOOD STORE | 911 N IRWIN AVE | OCILLA | Irwin | 770018 | 4 | Flapper Valve | 1994-01-14 | FALSE | 1994-01-14 | FALSE | Temporarily out of use | Kerosene | 4000 | Steel-Impressed Current | 2003-09-01 | Steel (Impressed Current) | Safe Suction (Euro)
OMNI FOOD STORE | 911 N IRWIN AVE | OCILLA | Irwin | 770018 | 5 | Flapper Valve | 1994-01-14 | FALSE | 1994-01-14 | FALSE | Temporarily out of use | Gas (Historical Use) | 3000 | Steel-Impressed Current | 2010-07-09 | Steel (Impressed Current) | Suction (American)
MOREHEADS COUNTRY STORE | 1962 GA HWY 32 W | OCILLA | Irwin | 10001725 | 1A | Ball Float | 2007-05-24 | FALSE | 2007-05-24 | FALSE | Currently in Use | Gas (Historical Use) | 10000 | Composite Double Walled | 2007-05-22 | Double-Walled Fiberglass | Pressurized
MOREHEADS COUNTRY STORE | 1962 GA HWY 32 W | OCILLA | Irwin | 10001725 | 1B | Ball Float | 2007-05-24 | FALSE | 2007-05-24 | FALSE | Currently in Use | Gas (Historical Use) | 5000 | Composite Double Walled | 2007-05-22 | Double-Walled Fiberglass | Pressurized
MOREHEADS COUNTRY STORE | 1962 GA HWY 32 W | OCILLA | Irwin | 10001725 | 2 | Flapper Valve | 2007-05-24 | FALSE | 2007-05-24 | FALSE | Currently in Use | Diesel | 10000 | Composite Double Walled | 2007-05-22 | Double-Walled Fiberglass | Pressurized
IRWIN COUNTY EMC | 915 WEST 4TH STREET | OCILLA | Irwin | 10000062 | 1A | Ball Float | 2002-05-01 | FALSE | 2002-05-01 | FALSE | Currently in Use | Diesel | 6000 | Epoxy | 2002-05-01 | Double-Walled Flex | Pressurized
IRWIN COUNTY EMC | 915 WEST 4TH STREET | OCILLA | Irwin | 10000062 | 1B | Ball Float | 2002-05-01 | FALSE | 2002-05-01 | FALSE | Currently in Use | Gas (Historical Use) | 4000 | Epoxy | 2002-05-01 | Double-Walled Flex | Pressurized
IRWIN COUNTY EMC | 915 WEST 4TH STREET | OCILLA | Irwin | 10000062 | 1C | Ball Float | 2002-05-01 | FALSE | 2002-05-01 | FALSE | Currently in Use | Diesel | 2000 | Epoxy | 2002-05-01 | Double-Walled Flex | Pressurized
CROWN/FAST FATE GA-541\ZIPPY MAR | 514 NORTH IRWIN ST | OCILLA | Irwin | 9077001 | 1 | [5 empty] | Removed from Ground | Gas (Historical Use) | 8000 | Cathodically Protected Steel | 1985-01-01 | Galvanized Steel
CROWN/FAST FATE GA-541\ZIPPY MAR | 514 NORTH IRWIN ST | OCILLA | Irwin | 9077001 | 2 | [5 empty] | Removed from Ground | Gas (Historical Use) | 8000 | Cathodically Protected Steel | 1985-01-01 | Galvanized Steel
GREENE'S | GA HWY 11 & US HWY 129 NORTH | OCILLA | Irwin | 9077002 | 1 | [5 empty] | Removed from Ground | Other | 5000 | Marked Unknown | 1991-05-15 | Unknown
FLASH FOODS #169 | 802 N IRWIN AVE | OCILLA | Irwin | 9077003 | 1 |  | 1995-02-03 |  | 1995-02-03 |  | Currently in Use | Gas (Historical Use) | 12000 | Steel-Impressed Current | 1985-01-01 | Steel (Impressed Current) | Pressurized
FLASH FOODS #169 | 802 N IRWIN AVE | OCILLA | Irwin | 9077003 | 2 |  | 1995-02-03 |  | 1995-02-03 |  | Currently in Use | Gas (Historical Use) | 12000 | Steel-Impressed Current | 1985-01-01 | Steel (Impressed Current) | Pressurized
FLASH FOODS #169 | 802 N IRWIN AVE | OCILLA | Irwin | 9077003 | 3 |  | 1995-02-03 |  | 1995-02-03 |  | Currently in Use | Gas (Historical Use) | 12000 | Steel-Impressed Current | 1985-01-01 | Steel (Impressed Current) | Pressurized
FLASH FOODS #169 | 802 N IRWIN AVE | OCILLA | Irwin | 9077003 | 4 |  | 1995-02-03 |  | 1995-02-03 |  | Currently in Use | Diesel | 12000 | Steel-Impressed Current | 1985-01-01 | Steel (Impressed Current) | Pressurized
FLASH FOODS #169 | 802 N IRWIN AVE | OCILLA | Irwin | 9077003 | 5 |  | 1995-02-03 |  | 1995-02-03 |  | Currently in Use | Diesel | 12000 | Steel-Impressed Current | 1985-01-01 | Steel (Impressed Current) | Pressurized
FLASH FOODS #169 | 802 N IRWIN AVE | OCILLA | Irwin | 9077003 | 6 |  | 1995-02-03 |  | 1995-02-03 |  | Currently in Use | Diesel | 12000 | Steel-Impressed Current | 1985-01-01 | Steel (Impressed Current) | Pressurized
ROSS OF GEORGIA INC | 281 FITZGERALD HWY | OCILLA | Irwin | 9077009 | 1 | Flapper Valve | 1998-10-01 |  | 1998-10-01 |  | Removed from Ground | Gas (Historical Use) | 6000 | Steel-Impressed Current | 1978-01-01 | Steel (Impressed Current) | Pressurized
ROSS OF GEORGIA INC | 281 FITZGERALD HWY | OCILLA | Irwin | 9077009 | 2 | Flapper Valve | 1998-10-01 |  | 1998-10-01 |  | Removed from Ground | Gas (Historical Use) | 6000 | Steel-Impressed Current | 1978-01-01 | Steel (Impressed Current) | Pressurized
ROSS OF GEORGIA INC | 281 FITZGERALD HWY | OCILLA | Irwin | 9077009 | 3 | Flapper Valve | 1998-10-01 |  | 1998-10-01 |  | Removed from Ground | Diesel | 20000 | Steel-Impressed Current | 1978-01-01 | Steel (Impressed Current) | Suction (American)
LAX EXCHANGE | RT 1 | OCILLA | Irwin | 9077010 | 1 | [5 empty] | Permanently Out of Use - historical purposes | Gas (Historical Use) | 560 | Bare Steel | 1976-01-01 | Galvanized Steel | Suction (American)
LAX EXCHANGE | RT 1 | OCILLA | Irwin | 9077010 | 2 | [5 empty] | Permanently Out of Use - historical purposes | Gas (Historical Use) | 560 | Bare Steel | 1976-01-01 | Galvanized Steel | Suction (American)
THOMAS SERVICE STATION | 322 E FOURTH ST | OCILLA | Irwin | 9077011 | 1 | [5 empty] | Removed from Ground | Gas (Historical Use) | 3000 | Bare Steel | 1998-10-01 | Galvanized Steel | Safe Suction (Euro)
THOMAS SERVICE STATION | 322 E FOURTH ST | OCILLA | Irwin | 9077011 | 2 | [5 empty] | Removed from Ground | Gas (Historical Use) | 5300 | Bare Steel | 1998-10-01 | Galvanized Steel | Safe Suction (Euro)
THOMAS SERVICE STATION | 322 E FOURTH ST | OCILLA | Irwin | 9077011 | 3 | [5 empty] | Removed from Ground | Gas (Historical Use) | 3000 | Bare Steel | 1998-10-01 | Galvanized Steel
THOMAS SERVICE STATION | 322 E FOURTH ST | OCILLA | Irwin | 9077011 | 4 | [5 empty] | Removed from Ground | Diesel | 2000 | Bare Steel | 1998-10-01 | Galvanized Steel | Safe Suction (Euro)
THOMAS SERVICE STATION | 322 E FOURTH ST | OCILLA | Irwin | 9077011 | 5 | [5 empty] | Removed from Ground | Empty | 2000 | Bare Steel | 1998-10-01 | Galvanized Steel | Safe Suction (Euro)
QUICK CHANGE #50 | 1966 HWY 32 | IRWINVILLE | Irwin | 9077012 | 1 | Flapper Valve | 1998-10-01 |  | 1998-10-01 |  | Currently in Use | Gas (Historical Use) | 6000 | Steel-Impressed Current | 1998-02-01 | Steel (Impressed Current) | Pressurized
QUICK CHANGE #50 | 1966 HWY 32 | IRWINVILLE | Irwin | 9077012 | 2 | Flapper Valve | 1998-10-01 |  | 1998-10-01 |  | Currently in Use | Gas (Historical Use) | 6000 | Steel-Impressed Current | 1998-02-01 | Steel (Impressed Current) | Pressurized
QUICK CHANGE #50 | 1966 HWY 32 | IRWINVILLE | Irwin | 9077012 | 3 | Flapper Valve | 1998-10-01 |  | 1998-10-01 |  | Currently in Use | Gas (Historical Use) | 4000 | Steel-Impressed Current | 1998-02-01 | Steel (Impressed Current) | Pressurized
QUICK CHANGE #50 | 1966 HWY 32 | IRWINVILLE | Irwin | 9077012 | 4 | Flapper Valve | 1998-10-01 |  | 1998-10-01 |  | Currently in Use | Diesel | 3000 | Steel-Impressed Current | 1998-02-01 | Steel (Impressed Current) | Safe Suction (Euro)
IRWIN COUNTY ROAD DEPT | 249 CHIEFTON CIRCLE | OCILLA | Irwin | 9077013 | 1 | Flapper Valve | 1997-03-04 | FALSE | 1997-03-04 | FALSE | Currently in Use | Gas (Historical Use) | 10000 | Composite | 1997-03-04 | Fiberglass Reinforced Plastic | Pressurized
IRWIN COUNTY ROAD DEPT | 249 CHIEFTON CIRCLE | OCILLA | Irwin | 9077013 | 2 | Flapper Valve | 1997-03-04 | FALSE | 1997-03-04 | FALSE | Currently in Use | Diesel | 10000 | Composite | 1997-03-04 | Fiberglass Reinforced Plastic | Pressurized
BARFIELD SERVICE STATION | 410 S IRWIN | OCILLA | Irwin | 9077015 | 1 | Flapper Valve | 1998-11-02 |  | 1998-11-02 |  | Removed from Ground | Diesel | 2000 | Steel-Impressed Current | 1976-01-01 | Steel (Impressed Current) | Safe Suction (Euro)
BARFIELD SERVICE STATION | 410 S IRWIN | OCILLA | Irwin | 9077015 | 2 | Flapper Valve | 1998-11-02 |  | 1998-11-02 |  | Removed from Ground | Gas (Historical Use) | 6000 | Steel-Impressed Current | 1976-01-01 | Steel (Impressed Current) | Safe Suction (Euro)
BARFIELD SERVICE STATION | 410 S IRWIN | OCILLA | Irwin | 9077015 | 3 | Flapper Valve | 1998-11-02 |  | 1998-11-02 |  | Removed from Ground | Gas (Historical Use) | 6000 | Steel-Impressed Current | 1976-01-01 | Steel (Impressed Current) | Safe Suction (Euro)
BOSS TRANSPORTATION | HWY 32 | IRWINVILLE | Irwin | 9077016 | 1 | [5 empty] | Removed from Ground | Diesel | 8000 | Bare Steel | 1986-01-01 | Galvanized Steel | Safe Suction (Euro)
IRWIN COUNTY HOSPITAL | 710 N IRWIN AVENUE | OCILLA | Irwin | 9077018 | 1 | [5 empty] | Removed from Ground | Gas (Historical Use) | 0 | Not Marked/Unknown | 1996-10-25 | Not Marked
OAK STREET SCHOOL | OAK STREET | OCILLA | Irwin | 9077019 | 1 | [5 empty] | Removed from Ground | Other | 4000 | Not Marked/Unknown | 1997-02-17 | Not Marked
IRWIN CO MAINTENANCE SHED | LAX HWY | OCILLA | Irwin | 9077020 | 1 | [5 empty] | Removed from Ground | Gas (Historical Use) | 4000 | Not Marked/Unknown |  | Not Marked
IRWIN CO MAINTENANCE SHED | LAX HWY | OCILLA | Irwin | 9077020 | 2 | [5 empty] | Removed from Ground | Diesel | 4000 | Not Marked/Unknown |  | Not Marked
T&W AUTO REPAIR | HWY 129 & MCNEIL DR | OCILLA | Irwin | 9077021 | 1 | [5 empty] | Removed from Ground | Gas (Historical Use) | 10000 | Marked Unknown |  | Unknown
T&W AUTO REPAIR | HWY 129 & MCNEIL DR | OCILLA | Irwin | 9077021 | 2 | [5 empty] | Removed from Ground | Gas (Historical Use) | 10000 | Marked Unknown |  | Unknown
T&W AUTO REPAIR | HWY 129 & MCNEIL DR | OCILLA | Irwin | 9077021 | 3 | [5 empty] | Removed from Ground | Gas (Historical Use) | 10000 | Marked Unknown |  | Unknown
T&W AUTO REPAIR | HWY 129 & MCNEIL DR | OCILLA | Irwin | 9077021 | 4 | [5 empty] | Removed from Ground | Diesel | 10000 | Marked Unknown |  | Unknown
T&W AUTO REPAIR | HWY 129 & MCNEIL DR | OCILLA | Irwin | 9077021 | 5 | [5 empty] | Removed from Ground | Diesel | 10000 | Marked Unknown |  | Unknown
MOSE GORDAN LUMBER INC | MAYESVILLE RD | COMMERCE | Jackson | 9078001 | 1 | [5 empty] | Removed from Ground | Diesel | 3000 | Not Marked/Unknown | 1991-07-26 | Not Marked
MOSE GORDAN LUMBER INC | MAYESVILLE RD | COMMERCE | Jackson | 9078001 | 2 | [5 empty] | Removed from Ground | Gas (Historical Use) | 4000 | Not Marked/Unknown | 1991-07-26 | Not Marked
MOSE GORDAN LUMBER INC | MAYESVILLE RD | COMMERCE | Jackson | 9078001 | 3 | [5 empty] | Removed from Ground | Gas (Historical Use) | 4000 | Not Marked/Unknown | 1991-07-26 | Not Marked
BP FOOD MART #2 | 19 HOMER ST | COMMERCE | Jackson | 9078002 | 1 |  | 2003-10-15 |  | 2003-10-15 |  | Removed from Ground | Gas (Historical Use) | 10000 | Steel-Impressed Current | 1981-01-01 | Fiberglass Reinforced Plastic | Pressurized
BP FOOD MART #2 | 19 HOMER ST | COMMERCE | Jackson | 9078002 | 2 |  | 2003-10-15 |  | 2003-10-15 |  | Removed from Ground | Gas (Historical Use) | 8000 | Steel-Impressed Current | 1981-01-01 | Fiberglass Reinforced Plastic | Pressurized
BP FOOD MART #2 | 19 HOMER ST | COMMERCE | Jackson | 9078002 | 3 |  | 2003-10-15 |  | 2003-10-15 |  | Removed from Ground | Gas (Historical Use) | 6000 | Steel-Impressed Current | 1981-01-01 | Fiberglass Reinforced Plastic | Pressurized
TEXFI INDUSTRIES INC | REAR OF SOUTH WORTH PLANT | JEFFERSON | Jackson | 9078003 | 1 | [5 empty] | Removed from Ground | Other | 8000 | Marked Unknown | 1993-01-01 | Unknown
SE TOYOTA DIST LLC | 648 GA HWY 334 | COMMERCE | Jackson | 9078004 | 1 | Flapper Valve | 1989-03-12 | FALSE | 1989-03-12 | FALSE | Currently in Use | Regular | 10000 | Fiberglass Double Walled | 1989-03-12 | Double-Walled Fiberglass | Pressurized
SE TOYOTA DIST LLC | 648 GA HWY 334 | COMMERCE | Jackson | 9078004 | 2 | Ball Float | 2007-03-01 | FALSE | 2007-03-01 | FALSE | Currently in Use | Regular | 12000 | Composite Double Walled | 2007-03-01 | Double-Walled Fiberglass | Pressurized
SE TOYOTA DIST LLC | 648 GA HWY 334 | COMMERCE | Jackson | 9078004 | 3 | Ball Float | 2007-03-01 | FALSE | 2007-03-01 | FALSE | Currently in Use | Regular | 12000 | Composite Double Walled | 2007-03-01 | Double-Walled Fiberglass | Pressurized
SE TOYOTA DIST LLC | 648 GA HWY 334 | COMMERCE | Jackson | 9078004 | 4 | Ball Float | 2007-03-01 | FALSE | 2007-03-01 | FALSE | Currently in Use | Regular | 12000 | Composite Double Walled | 2007-03-01 | Double-Walled Fiberglass | Pressurized
CENTER GROCERY | HWY 441 COMMERCE RD | ATHENS | Jackson | 9078005 | 1 | [5 empty] | Permanently Out of Use - historical purposes | Gas (Historical Use) | 2000 | Bare Steel | 1972-01-01 | Galvanized Steel | Suction (American)
CENTER GROCERY | HWY 441 COMMERCE RD | ATHENS | Jackson | 9078005 | 2 | [5 empty] | Permanently Out of Use - historical purposes | Gas (Historical Use) | 2000 | Bare Steel | 1972-01-01 | Galvanized Steel | Suction (American)
CENTER GROCERY | HWY 441 COMMERCE RD | ATHENS | Jackson | 9078005 | 3 | [5 empty] | Permanently Out of Use - historical purposes | Gas (Historical Use) | 2000 | Bare Steel | 1972-01-01 | Galvanized Steel | Suction (American)
CENTER GROCERY | HWY 441 COMMERCE RD | ATHENS | Jackson | 9078005 | 4 | [5 empty] | Permanently Out of Use - historical purposes | Diesel | 2000 | Bare Steel | 1975-01-01 | Galvanized Steel | Suction (American)
PILOT TRAVEL CENTER #66 | 5888 WINDER HWY | BRASELTON | Jackson | 9078006 | 1 | Flapper Valve | 1989-01-01 | FALSE | 1989-01-01 | FALSE | Currently in Use | Premium | 8000 | Composite | 1989-01-01 | Fiberglass Reinforced Plastic | Pressurized
PILOT TRAVEL CENTER #66 | 5888 WINDER HWY | BRASELTON | Jackson | 9078006 | 2 | Flapper Valve | 1989-01-01 | FALSE | 1989-01-01 | FALSE | Currently in Use | Regular | 10000 | Composite | 1989-01-01 | Fiberglass Reinforced Plastic | Pressurized
PILOT TRAVEL CENTER #66 | 5888 WINDER HWY | BRASELTON | Jackson | 9078006 | 3 | Flapper Valve | 1989-01-01 | FALSE | 1989-01-01 | FALSE | Currently in Use | Regular | 10000 | Composite | 1989-01-01 | Fiberglass Reinforced Plastic | Pressurized
PILOT TRAVEL CENTER #66 | 5888 WINDER HWY | BRASELTON | Jackson | 9078006 | 4 | Flapper Valve | 1989-01-01 | FALSE | 1989-01-01 | FALSE | Currently in Use | Diesel On Road | 15000 | Composite | 1989-01-01 | Fiberglass Reinforced Plastic | Pressurized
PILOT TRAVEL CENTER #66 | 5888 WINDER HWY | BRASELTON | Jackson | 9078006 | 5 | Flapper Valve | 1989-01-01 | FALSE | 1989-01-01 | FALSE | Currently in Use | Diesel On Road | 15000 | Composite | 1989-01-01 | Fiberglass Reinforced Plastic | Pressurized
PILOT TRAVEL CENTER #66 | 5888 WINDER HWY | BRASELTON | Jackson | 9078006 | 6 | Flapper Valve | 1989-01-01 | FALSE | 1989-01-01 | FALSE | Currently in Use | Diesel On Road | 15000 | Composite | 1989-01-01 | Fiberglass Reinforced Plastic | Pressurized
PILOT TRAVEL CENTER #66 | 5888 WINDER HWY | BRASELTON | Jackson | 9078006 | 7 | Flapper Valve | 1997-08-01 | FALSE | 1997-08-01 | FALSE | Currently in Use | Diesel On Road | 5000 | Composite Double Walled | 1997-08-01 | Fiberglass Reinforced Plastic | Pressurized
PILOT TRAVEL CENTER #66 | 5888 WINDER HWY | BRASELTON | Jackson | 9078006 | 8 | Flapper Valve | 1989-01-01 | FALSE | 1989-01-01 | FALSE | Currently in Use | Diesel On Road | 5000 | Composite | 1989-01-01 | Fiberglass Reinforced Plastic | Pressurized
ALLTEL GEORGIA INC | 103 GEORGIA AVE | COMMERCE | Jackson | 9078008 | 1 | [5 empty] | Removed from Ground | Gas (Historical Use) | 4000 | Bare Steel | 1988-09-01 | Unknown
BP FOOD MART I | 4866 HWY 129 | JEFFERSON | Jackson | 9078011 | 1 | Flapper Valve | 1990-01-01 |  | 1990-01-01 |  | Removed from Ground | Gas (Historical Use) | 10000 | Galvanic (STIP-3) | 1990-01-01 | Fiberglass Reinforced Plastic | Pressurized
BP FOOD MART I | 4866 HWY 129 | JEFFERSON | Jackson | 9078011 | 2 | Flapper Valve | 1990-01-01 |  | 1990-01-01 |  | Removed from Ground | Gas (Historical Use) | 10000 | Galvanic (STIP-3) | 1990-01-01 | Fiberglass Reinforced Plastic | Pressurized
BP FOOD MART I | 4866 HWY 129 | JEFFERSON | Jackson | 9078011 | 3 | Flapper Valve | 1990-01-01 |  | 1990-01-01 |  | Removed from Ground | Gas (Historical Use) | 10000 | Galvanic (STIP-3) | 1990-01-01 | Fiberglass Reinforced Plastic | Pressurized
GA FC/JACKSON CO UNIT | LYLE FIELD RD | JEFFERSON | Jackson | 9078012 | 1 |  | 1992-02-01 |  | 1992-02-01 |  | Removed from Ground | Other | 10000 | Galvanic (STIP-3) | 1988-01-01 | Fiberglass Reinforced Plastic | Pressurized
NO FACILITY NAME | PO BOX 346 | COMMERCE | Jackson | 9078014 | 1 | [5 empty] | Removed from Ground | Diesel | 3000 | Bare Steel | 1960-06-01 | Bare Steel | Suction (American)
NO FACILITY NAME | PO BOX 346 | COMMERCE | Jackson | 9078014 | 2 | [5 empty] | Removed from Ground | Gas (Historical Use) | 4000 | Bare Steel | 1960-06-01 | Bare Steel | Suction (American)
NO FACILITY NAME | PO BOX 346 | COMMERCE | Jackson | 9078014 | 3 | [5 empty] | Removed from Ground | Other | 4000 | Bare Steel | 1960-06-01 | Bare Steel | Suction (American)
W M COOPERS GROCERY | RFD 2 | PENDERGRASS | Jackson | 9078015 | 1 | [5 empty] | Removed from Ground | Gas (Historical Use) | 2000 | Bare Steel | 1971-01-01 | Galvanized Steel
W M COOPERS GROCERY | RFD 2 | PENDERGRASS | Jackson | 9078015 | 2 | [5 empty] | Removed from Ground | Gas (Historical Use) | 2000 | Bare Steel | 1971-01-01 | Galvanized Steel
WILLIAMS BROS/COMMERCE PLANT #73 | RT 1 | COMMERCE | Jackson | 9078016 | 1 | [5 empty] | Removed from Ground | Diesel | 12000 | Bare Steel | 1970-01-01 | Bare Steel | Suction (American)
WILLIAMS BROS/COMMERCE PLANT #73 | RT 1 | COMMERCE | Jackson | 9078016 | 2 | [5 empty] | Removed from Ground | Gas (Historical Use) | 500 | Bare Steel | 1970-01-01 | Bare Steel
JACKSON CO FORESTRY UNIT | RT 4 BOX 4228 | JEFFERSON | Jackson | 9078017 | 1 | [5 empty] | Closed in Ground | Gas (Historical Use) | 2000 | Bare Steel | 1981-01-01 | Galvanized Steel
JACKSON CO FORESTRY UNIT | RT 4 BOX 4228 | JEFFERSON | Jackson | 9078017 | 2 | [5 empty] | Closed in Ground | Diesel | 560 | Bare Steel | 1957-01-01 | Galvanized Steel
JACKSON CO FORESTRY UNIT | RT 4 BOX 4228 | JEFFERSON | Jackson | 9078017 | 3 |  | 1991-01-01 |  | 1991-01-01 |  | Removed from Ground | Gas (Historical Use) | 1000 | Galvanic (STIP-3) | 1991-01-01 | Cathodically Protected | Safe Suction (Euro)
JACKSON CO FORESTRY UNIT | RT 4 BOX 4228 | JEFFERSON | Jackson | 9078017 | 4 |  | 1991-01-01 |  | 1991-01-01 |  | Removed from Ground | Diesel | 1000 | Galvanic (STIP-3) | 1991-01-01 | Cathodically Protected | Safe Suction (Euro)
DD QUIK STOP | US HWY 441 | ATHENS | Jackson | 9078019 | 1 | [5 empty] | Removed from Ground | Other | 1000 | Not Marked/Unknown | 1967-01-01 | Not Marked
DD QUIK STOP | US HWY 441 | ATHENS | Jackson | 9078019 | 2 | [5 empty] | Removed from Ground | Other | 2000 | Not Marked/Unknown | 1967-01-01 | Not Marked
DD QUIK STOP | US HWY 441 | ATHENS | Jackson | 9078019 | 3 | [5 empty] | Removed from Ground | Other | 3000 | Not Marked/Unknown | 1972-01-01 | Not Marked
DD QUIK STOP | US HWY 441 | ATHENS | Jackson | 9078019 | 4 | [5 empty] | Removed from Ground | Other | 2000 | Not Marked/Unknown | 1982-01-01 | Not Marked
BP GAS STATION | 110 SYCAMORE ST | JEFFERSON | Jackson | 9078020 | 1 | Ball Float | 1992-12-01 | FALSE | 1992-12-01 | FALSE | Currently in Use | Regular | 10000 | Galvanic (STIP-3) | 1992-12-01 | Fiberglass Reinforced Plastic | Pressurized
BP GAS STATION | 110 SYCAMORE ST | JEFFERSON | Jackson | 9078020 | 2 | Ball Float | 1992-12-01 | FALSE | 1992-12-01 | FALSE | Currently in Use | Plus | 8000 | Galvanic (STIP-3) | 1992-12-01 | Fiberglass Reinforced Plastic | Pressurized
BP GAS STATION | 110 SYCAMORE ST | JEFFERSON | Jackson | 9078020 | 3 | Ball Float | 1992-12-01 | FALSE | 1992-12-01 | FALSE | Currently in Use | Premium | 8000 | Galvanic (STIP-3) | 1992-12-01 | Fiberglass Reinforced Plastic | Pressurized
BP GAS STATION | 110 SYCAMORE ST | JEFFERSON | Jackson | 9078020 | 4 | Flapper Valve | 1992-12-01 | FALSE | 1992-12-01 | FALSE | Currently in Use | Diesel | 2000 | Galvanic (STIP-3) | 1992-12-01 | Fiberglass Reinforced Plastic | Safe Suction (Euro)
MURRAY ENTERPRIZES/1ST COMMERCE | 485 CEDAR DR | COMMERCE | Jackson | 9078021 | 1 |  |  | TRUE |  | TRUE | Removed from Ground | Used Oil | 550 | Bare Steel | 1987-01-01 | Galvanized Steel | Gravity Fed
JEFFERSON MOTOR CO INC | 141 LEE ST | JEFFERSON | Jackson | 9078022 | 1 | [5 empty] | Removed from Ground | Empty | 1000 | Not Marked/Unknown | 1995-12-16 | Not Marked
JEFFERSON MOTOR CO INC | 141 LEE ST | JEFFERSON | Jackson | 9078022 | 2 | [5 empty] | Removed from Ground | Empty | 1000 | Not Marked/Unknown | 1995-12-16 | Not Marked
JEFFERSON MOTOR CO INC | 141 LEE ST | JEFFERSON | Jackson | 9078022 | 3 | [5 empty] | Removed from Ground | Empty | 1000 | Not Marked/Unknown | 1995-12-16 | Not Marked
LOUISIANA PACIFIC LUMBERYARD | 10910 COMMERCE RD | ATHENS | Jackson | 9078023 | 1 | [5 empty] | Removed from Ground | Diesel | 1000 | Bare Steel | 1979-01-01 | Bare Steel | Safe Suction (Euro)
JACKSON CO-CO ADMIN COMPLEX | 67 ATHENS ST/117 ATHENS ST | JEFFERSON | Jackson | 9078024 | 1 | [5 empty] | Removed from Ground | Gas (Historical Use) | 10000 | Bare Steel | 1976-02-23 | Bare Steel
JACKSON CO-CO ADMIN COMPLEX | 67 ATHENS ST/117 ATHENS ST | JEFFERSON | Jackson | 9078024 | 2 | [5 empty] | Removed from Ground | Gas (Historical Use) | 1000 | Bare Steel | 1976-02-23 | Bare Steel
AVERITT EXPRESS INC | 175 HORACE HEAD RD | JEFFERSON | Jackson | 9078025 | 1 | [5 empty] | Removed from Ground | Diesel | 10000 | Bare Steel | 1994-07-15 | Galvanized Steel
AVERITT EXPRESS INC | 175 HORACE HEAD RD | JEFFERSON | Jackson | 9078025 | 2 | [5 empty] | Removed from Ground | Diesel | 10000 | Bare Steel | 1994-07-15 | Galvanized Steel
BILLY GRIFFITH | 926 GA HWY 129 | JEFFERSON | Jackson | 9078026 | 1 | [5 empty] | Currently in Use | Gas (Historical Use) | 5000 | Not Marked/Unknown |  | Not Marked
BILLY GRIFFITH | 926 GA HWY 129 | JEFFERSON | Jackson | 9078026 | 2 | [5 empty] | Currently in Use | Gas (Historical Use) | 5000 | Not Marked/Unknown |  | Not Marked
I W DAVIS PROBATION DETENTION CT | RT 3 BOX 250/265I W DAVIS RD | JEFFERSON | Jackson | 9078027 | 1 | [5 empty] | Removed from Ground | Gas (Historical Use) | 5000 | Marked Unknown | 1989-01-01 | Galvanized Steel | Suction (American)
CONAGRA | 1184 MAIN ST | TALMO | Jackson | 9078029 | 1 | [5 empty] | Removed from Ground | Diesel | 10000 | Not Marked/Unknown | 1994-10-10 | Not Marked
CONAGRA | 1184 MAIN ST | TALMO | Jackson | 9078029 | 2 | [5 empty] | Removed from Ground | Empty | 500 | Not Marked/Unknown | 1994-10-10 | Not Marked
ABANDONED STATION | HWY 98 | COMMERCE | Jackson | 9078030 | 1 | [5 empty] | Removed from Ground | Gas (Historical Use) | 4000 | Not Marked/Unknown | 1994-01-01 | Not Marked
ABANDONED STATION | HWY 98 | COMMERCE | Jackson | 9078030 | 2 | [5 empty] | Removed from Ground | Diesel | 3000 | Not Marked/Unknown | 1994-01-01 | Not Marked
JACKSON CO C I/MAINT BARN | 170 FOWLER DR | JEFFERSON | Jackson | 9078031 | 1 |  |  | TRUE |  | TRUE | Removed from Ground | Used Oil | 1000 | Not Marked/Unknown | 1971-01-01 | Unknown
JACKSON CO C I/MAINT BARN | 170 FOWLER DR | JEFFERSON | Jackson | 9078031 | 2 | [5 empty] | Removed from Ground | Gas (Historical Use) | 6000 | Bare Steel | 1987-01-01 | Galvanized Steel | Suction (American)
JACKSON CO C I/MAINT BARN | 170 FOWLER DR | JEFFERSON | Jackson | 9078031 | 3 | [5 empty] | Removed from Ground | Diesel | 8000 | Bare Steel | 1987-01-01 | Galvanized Steel | Suction (American)
JACKSON CO C I/MAINT BARN | 170 FOWLER DR | JEFFERSON | Jackson | 9078031 | 4 | [5 empty] | Removed from Ground | Diesel | 3000 | Bare Steel | 1987-01-01 | Galvanized Steel | Suction (American)
JACKSON CO SHERIFF DEPT | 268 CURTIS H SPENCE RD | JEFFERSON | Jackson | 9078032 | 1 |  | 1989-12-01 |  | 1995-02-01 |  | Removed from Ground | Gas (Historical Use) | 8000 | Cathodically Protected Steel | 1989-12-01 | Cathodically Protected | Pressurized
JACKSON CO SCHOOL SYSTEM OLD BUS | 333 MARTIN STREET | JEFFERSON | Jackson | 9078033 | 1 | [5 empty] | Removed from Ground | Gas (Historical Use) | 10000 | Marked Unknown | 1996-08-13 | Unknown
JACKSON CO SCHOOL SYSTEM OLD BUS | 333 MARTIN STREET | JEFFERSON | Jackson | 9078033 | 2 | [5 empty] | Removed from Ground | Diesel | 10000 | Marked Unknown | 1996-08-13 | Unknown
FUEL MARKET #2 | 492 ATHENS ST | JEFFERSON | Jackson | 9078034 | 1 | Flapper Valve | 1998-12-23 | FALSE | 1998-12-23 | FALSE | Currently in Use | Diesel | 6000 | Steel-Impressed Current | 1999-01-13 | Steel (Impressed Current) | Pressurized
FUEL MARKET #2 | 492 ATHENS ST | JEFFERSON | Jackson | 9078034 | 2 | Flapper Valve | 1998-12-23 | FALSE | 1998-12-23 | FALSE | Currently in Use | Premium | 6000 | Steel-Impressed Current | 1999-01-13 | Steel (Impressed Current) | Pressurized
FUEL MARKET #2 | 492 ATHENS ST | JEFFERSON | Jackson | 9078034 | 3 | Flapper Valve | 1998-12-23 | FALSE | 1998-12-23 | FALSE | Currently in Use | Regular | 10000 | Steel-Impressed Current | 1999-01-13 | Steel (Impressed Current) | Pressurized
FUEL MARKET #2 | 492 ATHENS ST | JEFFERSON | Jackson | 9078034 | 4 | Flapper Valve | 1998-12-23 | FALSE | 1998-12-23 | FALSE | Currently in Use | Plus | 6000 | Steel-Impressed Current | 1999-01-13 | Steel (Impressed Current) | Pressurized
FOOD MART | 4210 HWY 53 | HOSCHTON | Jackson | 9078035 | 1 |  | 1997-02-12 | FALSE | 1997-02-12 | FALSE | Removed from Ground | Gas (Historical Use) | 10000 | Steel-Impressed Current | 1977-10-15 |  | Suction (American)
FOOD MART | 4210 HWY 53 | HOSCHTON | Jackson | 9078035 | 2 |  | 1997-02-12 | FALSE | 1997-02-12 | FALSE | Removed from Ground | Gas (Historical Use) | 8000 | Steel-Impressed Current | 1977-10-15 |  | Suction (American)
FOOD MART | 4210 HWY 53 | HOSCHTON | Jackson | 9078035 | 3 |  | 1997-02-12 | FALSE | 1997-02-12 | FALSE | Removed from Ground | Gas (Historical Use) | 2000 | Steel-Impressed Current | 1977-10-15 |  | Suction (American)
FOOD MART | 4210 HWY 53 | HOSCHTON | Jackson | 9078035 | 4A | Flapper Valve | 2018-04-27 | FALSE | 2018-04-27 | FALSE | Currently in Use | Regular | 8000 | Composite Double Walled | 2018-04-27 | Double-Walled Fiberglass | Pressurized
FOOD MART | 4210 HWY 53 | HOSCHTON | Jackson | 9078035 | 4B | Flapper Valve | 2018-04-27 | FALSE | 2018-04-27 | FALSE | Currently in Use | Premium | 4000 | Composite Double Walled | 2018-04-27 | Double-Walled Fiberglass | Pressurized
FOOD MART | 4210 HWY 53 | HOSCHTON | Jackson | 9078035 | 4C | Flapper Valve | 2018-04-27 | FALSE | 2018-04-27 | FALSE | Currently in Use | Diesel | 4000 | Composite Double Walled | 2018-04-27 | Double-Walled Fiberglass | Pressurized
NICHOLSON GROCERY | HWY 44 1 S | NICHOLSON | Jackson | 9078036 | 1 |  | 1998-11-01 |  | 1998-11-01 |  | Removed from Ground | Gas (Historical Use) | 8000 | Steel-Impressed Current | 1998-12-22 | Cathodically Protected | Suction (American)
NICHOLSON GROCERY | HWY 44 1 S | NICHOLSON | Jackson | 9078036 | 2 |  | 1998-11-01 |  | 1998-11-01 |  | Removed from Ground | Gas (Historical Use) | 6000 | Steel-Impressed Current | 1998-12-22 | Cathodically Protected | Suction (American)
NICHOLSON GROCERY | HWY 44 1 S | NICHOLSON | Jackson | 9078036 | 3 |  | 1998-11-01 |  | 1998-11-01 |  | Removed from Ground | Gas (Historical Use) | 6000 | Steel-Impressed Current | 1998-12-22 | Cathodically Protected | Suction (American)
RAYS CORNER STATION | 9195 JEFFERSON ST | COMMERCE | Jackson | 9078037 | 1 | Flapper Valve | 1998-12-21 | FALSE | 1998-12-21 | TRUE | Currently in Use | Regular | 3000 | Steel-Impressed Current | 1973-01-01 | Steel (Impressed Current) | Suction (American)
RAYS CORNER STATION | 9195 JEFFERSON ST | COMMERCE | Jackson | 9078037 | 2 | Flapper Valve | 1998-12-21 | FALSE | 1998-12-21 | TRUE | Temporarily out of use | Gas (Historical Use) | 3000 | Steel-Impressed Current | 1973-01-01 | Steel (Impressed Current) | Suction (American)
RAYS CORNER STATION | 9195 JEFFERSON ST | COMMERCE | Jackson | 9078037 | 3 | Flapper Valve | 1998-12-21 | FALSE | 1998-12-21 | TRUE | Currently in Use | Regular | 3000 | Steel-Impressed Current | 1973-01-01 | Steel (Impressed Current) | Suction (American)
RAYS CORNER STATION | 9195 JEFFERSON ST | COMMERCE | Jackson | 9078037 | 4 | Flapper Valve | 1998-12-21 | FALSE | 1998-12-21 | TRUE | Currently in Use | Premium | 3000 | Steel-Impressed Current | 1973-01-01 | Steel (Impressed Current) | Suction (American)
CHILI DAWGS RESTAURANT | 599 SYCAMORE RD/COMMERCE RD | JEFFERSON | Jackson | 9078038 | 1 |  | 1998-12-18 |  | 1998-12-18 |  | Removed from Ground | Gas (Historical Use) | 1000 | Steel-Impressed Current | 1998-12-18 | Cathodically Protected | Safe Suction (Euro)
CHILI DAWGS RESTAURANT | 599 SYCAMORE RD/COMMERCE RD | JEFFERSON | Jackson | 9078038 | 2 |  | 1998-12-18 |  | 1998-12-18 |  | Removed from Ground | Gas (Historical Use) | 1000 | Steel-Impressed Current | 1998-12-18 | Cathodically Protected | Safe Suction (Euro)
CHILI DAWGS RESTAURANT | 599 SYCAMORE RD/COMMERCE RD | JEFFERSON | Jackson | 9078038 | 3 |  | 1998-12-18 |  | 1998-12-18 |  | Removed from Ground | Gas (Historical Use) | 1000 | Steel-Impressed Current | 1998-12-18 | Cathodically Protected | Safe Suction (Euro)
CHILI DAWGS RESTAURANT | 599 SYCAMORE RD/COMMERCE RD | JEFFERSON | Jackson | 9078038 | 4 |  | 1998-12-18 |  | 1998-12-18 |  | Removed from Ground | Kerosene | 1000 | Steel-Impressed Current | 1998-12-18 | Cathodically Protected | Safe Suction (Euro)
CHILI DAWGS RESTAURANT | 599 SYCAMORE RD/COMMERCE RD | JEFFERSON | Jackson | 9078038 | 5 |  | 1998-12-18 |  | 1998-12-18 |  | Removed from Ground | Kerosene | 1000 | Steel-Impressed Current | 1998-12-18 | Cathodically Protected | Safe Suction (Euro)
CLINKOCO #1 | 4832 US 129 NORTH | JEFFERSON | Jackson | 9078039 | 1 |  | 1996-01-01 |  | 1996-01-01 |  | Removed from Ground | Gas (Historical Use) | 10000 | Steel-Impressed Current | 1998-12-21 | Fiberglass Reinforced Plastic | Pressurized
CLINKOCO #1 | 4832 US 129 NORTH | JEFFERSON | Jackson | 9078039 | 2 |  | 1996-01-01 |  | 1996-01-01 |  | Removed from Ground | Gas (Historical Use) | 10000 | Steel-Impressed Current | 1998-12-21 | Fiberglass Reinforced Plastic | Pressurized
CLINKOCO #1 | 4832 US 129 NORTH | JEFFERSON | Jackson | 9078039 | 3 |  | 1996-01-01 |  | 1996-01-01 |  | Removed from Ground | Diesel | 10000 | Steel-Impressed Current | 1998-12-21 | Fiberglass Reinforced Plastic | Pressurized
CLINKOCO #1 | 4832 US 129 NORTH | JEFFERSON | Jackson | 9078039 | 4 |  | 1997-08-01 |  | 1997-08-01 |  | Removed from Ground | Kerosene | 2000 | Epoxy | 1997-08-01 | Fiberglass Reinforced Plastic | Safe Suction (Euro)
PENDERGRASS EXXON | HWY 129 & INT 85 | PENDERGRASS | Jackson | 9078040 | 1 |  | 1993-03-22 |  | 1993-03-22 |  | Removed from Ground | Gas (Historical Use) | 8116 | Cathodically Protected Steel | 1996-12-06 | Fiberglass Reinforced Plastic | Pressurized
PENDERGRASS EXXON | HWY 129 & INT 85 | PENDERGRASS | Jackson | 9078040 | 2 |  | 1993-03-22 |  | 1993-03-22 |  | Removed from Ground | Gas (Historical Use) | 12158 | Cathodically Protected Steel | 1996-12-06 | Fiberglass Reinforced Plastic | Pressurized
DRY POND GULF STATION | I-85 & DRY POND RD | JEFFERSON | Jackson | 9078041 | 1 |  |  | TRUE |  | TRUE | Removed from Ground | Used Oil | 6000 | Marked Unknown | 1995-09-11 | Unknown
DRY POND GULF STATION | I-85 & DRY POND RD | JEFFERSON | Jackson | 9078041 | 2 | [5 empty] | Removed from Ground | Gas (Historical Use) | 6000 | Marked Unknown | 1995-09-11 | Unknown
DRY POND GULF STATION | I-85 & DRY POND RD | JEFFERSON | Jackson | 9078041 | 3 | [5 empty] | Removed from Ground | Gas (Historical Use) | 6000 | Marked Unknown | 1995-09-11 | Unknown
DRY POND GULF STATION | I-85 & DRY POND RD | JEFFERSON | Jackson | 9078041 | 4 | [5 empty] | Removed from Ground | Other | 500 | Marked Unknown | 1995-09-11 | Unknown
DRY POND GULF STATION | I-85 & DRY POND RD | JEFFERSON | Jackson | 9078041 | 5 |  |  | TRUE |  | TRUE | Removed from Ground | Used Oil | 500 | Marked Unknown | 1995-09-11 | Unknown
SILVER DOLPHIN | 3156 ATHENS HWY | JEFFERSON | Jackson | 9078042 | 1 | Flapper Valve | 1998-09-01 | FALSE | 1998-09-01 | FALSE | Currently in Use | Gas (Historical Use) | 4010 | Steel-Impressed Current | 1981-01-01 | Fiberglass Reinforced Plastic | Pressurized
SILVER DOLPHIN | 3156 ATHENS HWY | JEFFERSON | Jackson | 9078042 | 2 | Flapper Valve | 1998-09-01 | FALSE | 1998-09-01 | FALSE | Currently in Use | Gas (Historical Use) | 3008 | Steel-Impressed Current | 1981-01-01 | Fiberglass Reinforced Plastic | Pressurized
SILVER DOLPHIN | 3156 ATHENS HWY | JEFFERSON | Jackson | 9078042 | 3 | Flapper Valve | 1998-09-01 | FALSE | 1998-09-01 | FALSE | Currently in Use | Gas (Historical Use) | 4010 | Steel-Impressed Current | 1981-01-01 | Fiberglass Reinforced Plastic | Pressurized
SILVER DOLPHIN | 3156 ATHENS HWY | JEFFERSON | Jackson | 9078042 | 4 | Flapper Valve | 1998-09-01 | FALSE | 1998-09-01 | FALSE | Currently in Use | Diesel | 3008 | Steel-Impressed Current | 1981-01-01 | Fiberglass Reinforced Plastic | Pressurized
JEFFERSON CHEVRON INC | 57 LEE STREET | JEFFERSON | Jackson | 9078043 | 1 | Flapper Valve | 1997-11-01 |  | 1997-11-01 |  | Temporarily out of use | Gas (Historical Use) | 10000 | Steel-Impressed Current | 1972-03-01 | Steel (Impressed Current) | Pressurized
JEFFERSON CHEVRON INC | 57 LEE STREET | JEFFERSON | Jackson | 9078043 | 2 | Flapper Valve | 1997-11-01 |  | 1997-11-01 |  | Temporarily out of use | Gas (Historical Use) | 10000 | Steel-Impressed Current | 1972-03-01 | Steel (Impressed Current) | Pressurized
JEFFERSON CHEVRON INC | 57 LEE STREET | JEFFERSON | Jackson | 9078043 | 3 | Flapper Valve | 1997-11-01 |  | 1997-11-01 |  | Temporarily out of use | Gas (Historical Use) | 5000 | Steel-Impressed Current | 1972-03-01 | Steel (Impressed Current) | Pressurized
JEFFERSON CHEVRON INC | 57 LEE STREET | JEFFERSON | Jackson | 9078043 | 4 |  |  | TRUE |  | TRUE | Closed in Ground | Used Oil | 500 | Steel-Impressed Current | 1972-03-01 | Steel (Impressed Current) | Gravity Fed
DAVID FOOD STORE | 11234 US HWY 129 N | TALMO | Jackson | 9078044 | 1 |  | 1998-07-30 |  | 1998-07-30 |  | Removed from Ground | Gas (Historical Use) | 4000 | Steel-Impressed Current | 1980-01-01 | Cathodically Protected | Pressurized
DAVID FOOD STORE | 11234 US HWY 129 N | TALMO | Jackson | 9078044 | 2 |  | 1998-07-30 |  | 1998-07-30 |  | Removed from Ground | Gas (Historical Use) | 4000 | Steel-Impressed Current | 1980-01-01 | Cathodically Protected | Pressurized
DAVID FOOD STORE | 11234 US HWY 129 N | TALMO | Jackson | 9078044 | 3 |  | 1998-07-30 |  | 1998-07-30 |  | Removed from Ground | Gas (Historical Use) | 4000 | Steel-Impressed Current | 1980-01-01 | Cathodically Protected | Pressurized
DRY POND COUNTRY STORE | 4661 HWY 82 NORTH | COMMERCE | Jackson | 9078045 | 1 | [5 empty] | Removed from Ground | Diesel | 2000 | Bare Steel | 1972-01-01 | Galvanized Steel | Suction (American)
DRY POND COUNTRY STORE | 4661 HWY 82 NORTH | COMMERCE | Jackson | 9078045 | 2 | [5 empty] | Removed from Ground | Gas (Historical Use) | 2000 | Bare Steel | 1972-01-01 | Galvanized Steel | Suction (American)
DRY POND COUNTRY STORE | 4661 HWY 82 NORTH | COMMERCE | Jackson | 9078045 | 3 | [5 empty] | Removed from Ground | Gas (Historical Use) | 2000 | Bare Steel | 1974-03-01 | Galvanized Steel | Suction (American)
DRY POND COUNTRY STORE | 4661 HWY 82 NORTH | COMMERCE | Jackson | 9078045 | 4 | Flapper Valve | 1998-09-01 | FALSE | 1998-09-01 | FALSE | Currently in Use | Regular | 2000 | Composite | 1998-09-01 | Fiberglass Reinforced Plastic | Suction (American)
DRY POND COUNTRY STORE | 4661 HWY 82 NORTH | COMMERCE | Jackson | 9078045 | 5 | Flapper Valve | 1998-09-01 | FALSE | 1998-09-01 | FALSE | Currently in Use | Regular | 4000 | Composite | 1998-09-01 | Fiberglass Reinforced Plastic | Suction (American)
DRY POND COUNTRY STORE | 4661 HWY 82 NORTH | COMMERCE | Jackson | 9078045 | 6 | Flapper Valve | 1998-09-01 | FALSE | 1998-09-01 | FALSE | Currently in Use | Diesel | 2000 | Composite | 1998-09-01 | Fiberglass Reinforced Plastic | Suction (American)
D'S FOOD STORE | 10141 COMMERCE RD | ATHENS | Jackson | 9078046 | 1 | Ball Float | 1991-11-01 | FALSE | 1991-11-01 | FALSE | Currently in Use | Premium | 6000 | Galvanic (STIP-3) | 1991-11-01 | Fiberglass Reinforced Plastic | Pressurized
D'S FOOD STORE | 10141 COMMERCE RD | ATHENS | Jackson | 9078046 | 2 | Ball Float | 1991-11-01 | FALSE | 1991-11-01 | FALSE | Currently in Use | Diesel | 6000 | Galvanic (STIP-3) | 1991-11-01 | Fiberglass Reinforced Plastic | Pressurized
D'S FOOD STORE | 10141 COMMERCE RD | ATHENS | Jackson | 9078046 | 3 | Ball Float | 1991-11-01 | FALSE | 1991-11-01 | FALSE | Currently in Use | Regular | 8000 | Galvanic (STIP-3) | 1991-11-01 | Fiberglass Reinforced Plastic | Pressurized
D'S FOOD STORE | 10141 COMMERCE RD | ATHENS | Jackson | 9078046 | 4 | Ball Float | 1991-11-01 | FALSE | 1991-11-01 | FALSE | Currently in Use | Regular | 10000 | Galvanic (STIP-3) | 1991-11-01 | Fiberglass Reinforced Plastic | Pressurized
SCHOOL BUS GARAGE | 1660 WINDER HWY | JEFFERSON | Jackson | 9078047 | 1 | Flapper Valve | 1992-12-01 | FALSE | 1992-12-01 | FALSE | Currently in Use | Diesel | 10000 | Fiberglass Double Walled | 1992-12-01 | Double-Walled Fiberglass | Safe Suction (Euro)
SCHOOL BUS GARAGE | 1660 WINDER HWY | JEFFERSON | Jackson | 9078047 | 2 | Flapper Valve | 1992-12-01 | FALSE | 1992-12-01 | FALSE | Currently in Use | Diesel | 10000 | Fiberglass Double Walled | 1992-12-01 | Double-Walled Fiberglass | Safe Suction (Euro)
SCHOOL BUS GARAGE | 1660 WINDER HWY | JEFFERSON | Jackson | 9078047 | 3 | Flapper Valve | 1992-12-01 | FALSE | 1992-12-01 | FALSE | Currently in Use | Regular | 550 | Fiberglass Double Walled | 1992-12-01 | Double-Walled Fiberglass | Safe Suction (Euro)
OUR STORE GROCERIES | 5241 HOLLY SPRINGS RD | PENDERGRASS | Jackson | 9078048 | 1 | Flapper Valve | 1998-01-05 | FALSE | 1987-01-01 | FALSE | Currently in Use | Regular | 6000 | Galvanic (STIP-3) | 1987-01-01 | Fiberglass Reinforced Plastic | Pressurized
OUR STORE GROCERIES | 5241 HOLLY SPRINGS RD | PENDERGRASS | Jackson | 9078048 | 2 | Flapper Valve | 1998-01-05 | FALSE | 1987-01-01 | FALSE | Currently in Use | Diesel On Road | 6000 | Galvanic (STIP-3) | 1987-01-01 | Fiberglass Reinforced Plastic | Pressurized
OUR STORE GROCERIES | 5241 HOLLY SPRINGS RD | PENDERGRASS | Jackson | 9078048 | 3 | Flapper Valve | 1998-01-05 | FALSE | 1987-01-01 | FALSE | Currently in Use | E-0 | 6000 | Galvanic (STIP-3) | 1987-01-01 | Fiberglass Reinforced Plastic | Pressurized
OUR STORE GROCERIES | 5241 HOLLY SPRINGS RD | PENDERGRASS | Jackson | 9078048 | 4 | Flapper Valve | 1998-01-05 | FALSE | 1987-01-01 | FALSE | Currently in Use | Diesel Off Road | 6000 | Galvanic (STIP-3) | 1987-01-01 | Fiberglass Reinforced Plastic | Pressurized
MARLOW'S GROCERY | 6348 HOLLY SPRINGS ROAD | PENDERGRASS | Jackson | 9078049 | 1 | [5 empty] | Removed from Ground | Gas (Historical Use) | 560 | Bare Steel | 1946-09-05 | Bare Steel | Pressurized
MARLOW'S GROCERY | 6348 HOLLY SPRINGS ROAD | PENDERGRASS | Jackson | 9078049 | 2 | [5 empty] | Removed from Ground | Gas (Historical Use) | 560 | Bare Steel | 1950-07-06 | Bare Steel | Pressurized
ATLANTA DRAG STRIP | 500 EAST RIDGEWAY RD | COMMERCE | Jackson | 9078050 | 1 |  | 1987-10-01 |  | 1987-10-01 |  | Removed from Ground | Gas (Historical Use) | 1000 | Galvanic (STIP-3) | 1987-10-01 | Galvanized Steel | Suction (American)
ATLANTA DRAG STRIP | 500 EAST RIDGEWAY RD | COMMERCE | Jackson | 9078050 | 2 |  | 1987-10-01 |  | 1987-10-01 |  | Removed from Ground | Gas (Historical Use) | 1000 | Galvanic (STIP-3) | 1987-10-01 | Galvanized Steel | Suction (American)
ATLANTA DRAG STRIP | 500 EAST RIDGEWAY RD | COMMERCE | Jackson | 9078050 | 3 |  | 1987-10-01 |  | 1987-10-01 |  | Removed from Ground | Gas (Historical Use) | 2000 | Galvanic (STIP-3) | 1987-10-01 | Galvanized Steel | Suction (American)
ATLANTA DRAG STRIP | 500 EAST RIDGEWAY RD | COMMERCE | Jackson | 9078050 | 4 |  | 1987-10-01 |  | 1987-10-01 |  | Removed from Ground | Gas (Historical Use) | 2000 | Galvanic (STIP-3) | 1987-10-01 | Galvanized Steel | Suction (American)
HILDA GEE | 476 OLD GAINSVILLE HWY | PENDERGRASS | Jackson | 9078051 | 1 | [5 empty] | Removed from Ground | Gas (Historical Use) | 1000 | Not Marked/Unknown | 1998-11-01 | Not Marked
HILDA GEE | 476 OLD GAINSVILLE HWY | PENDERGRASS | Jackson | 9078051 | 2 | [5 empty] | Removed from Ground | Gas (Historical Use) | 500 | Not Marked/Unknown | 1998-11-01 | Not Marked
HILDA GEE | 476 OLD GAINSVILLE HWY | PENDERGRASS | Jackson | 9078051 | 3 | Flapper Valve | 1998-12-18 | FALSE | 1998-12-18 | FALSE | Currently in Use | Regular | 2000 | Composite | 1998-12-18 | Fiberglass Reinforced Plastic | Safe Suction (Euro)
HILDA GEE | 476 OLD GAINSVILLE HWY | PENDERGRASS | Jackson | 9078051 | 4 | Flapper Valve | 1998-12-18 | FALSE | 1998-12-18 | FALSE | Currently in Use | Diesel | 2000 | Composite | 1998-12-18 | Fiberglass Reinforced Plastic | Safe Suction (Euro)
DEEP STORE | 3115 COMMERCE RD / SR 15A | JEFFERSON | Jackson | 9078052 | 1 | Flapper Valve | 1999-01-01 | FALSE | 1987-03-01 | FALSE | Currently in Use | Regular | 6000 | Bare Steel | 1987-03-01 | Steel/Sacrificial Anodes | Suction (American)
DEEP STORE | 3115 COMMERCE RD / SR 15A | JEFFERSON | Jackson | 9078052 | 2 | Flapper Valve | 1999-01-01 | FALSE | 1987-03-01 | FALSE | Currently in Use | Premium | 6000 | Bare Steel | 1987-03-01 | Steel/Sacrificial Anodes | Safe Suction (Euro)
DEEP STORE | 3115 COMMERCE RD / SR 15A | JEFFERSON | Jackson | 9078052 | 3 | Flapper Valve | 1999-01-01 |  | 1987-03-01 |  | Currently in Use | Diesel | 6000 | Bare Steel | 1987-03-01 | Steel/Sacrificial Anodes | Suction (American)
DEEP STORE | 3115 COMMERCE RD / SR 15A | JEFFERSON | Jackson | 9078052 | 4 | Flapper Valve | 1999-01-01 | FALSE | 1987-03-01 | FALSE | Currently in Use | Plus | 1000 | Bare Steel | 1987-03-01 | Steel/Sacrificial Anodes | Safe Suction (Euro)
DEEP STORE | 3115 COMMERCE RD / SR 15A | JEFFERSON | Jackson | 9078052 | 5 | Flapper Valve | 1999-01-01 |  | 1987-03-01 |  | Currently in Use | Diesel | 3000 | Bare Steel | 1987-03-01 | Steel/Sacrificial Anodes | Suction (American)
REDSTONE GROCERY | 6345 ATHENS HWY | JEFFERSON | Jackson | 9078053 | 1 |  | 1999-01-07 |  | 1999-01-07 |  | Removed from Ground | Gas (Historical Use) | 2000 | Steel-Impressed Current | 1980-05-01 | Cathodically Protected | Suction (American)
REDSTONE GROCERY | 6345 ATHENS HWY | JEFFERSON | Jackson | 9078053 | 2 |  | 1999-01-07 |  | 1999-01-07 |  | Removed from Ground | Gas (Historical Use) | 2000 | Steel-Impressed Current | 1980-06-01 | Cathodically Protected | Suction (American)
REDSTONE GROCERY | 6345 ATHENS HWY | JEFFERSON | Jackson | 9078053 | 3 |  | 1999-01-07 |  | 1999-01-07 |  | Removed from Ground | Diesel | 4000 | Steel-Impressed Current | 1980-06-01 | Cathodically Protected | Suction (American)
REDSTONE GROCERY | 6345 ATHENS HWY | JEFFERSON | Jackson | 9078053 | 4 |  |  | FALSE |  | FALSE | Removed from Ground | Not Marked/Tank Removed | 500 | Unknown | 2005-04-11
REDSTONE GROCERY | 6345 ATHENS HWY | JEFFERSON | Jackson | 9078053 | 5 |  |  | FALSE |  | FALSE | Removed from Ground | Not Marked/Tank Removed | 950 | Unknown | 2005-05-19
SHELL #4 | 4915 HWY 129 N | JEFFERSON | Jackson | 9078054 | 1 |  | 1995-04-01 | FALSE | 1995-04-01 | FALSE | Currently in Use | Regular | 10000 | Composite | 1995-04-01 | Fiberglass Reinforced Plastic | Pressurized
SHELL #4 | 4915 HWY 129 N | JEFFERSON | Jackson | 9078054 | 2 |  | 1995-04-01 | FALSE | 1995-04-01 | FALSE | Currently in Use | Premium | 8000 | Composite | 1995-04-01 | Fiberglass Reinforced Plastic | Pressurized
P & P FOOD MART | 1885 WINDER HWY | JEFFERSON | Jackson | 9078055 | 1A |  | 1998-12-01 |  | 1998-12-01 |  | Removed from Ground | Gas (Historical Use) | 3000 | Steel-Impressed Current | 1974-04-01 | Cathodically Protected | Suction (American)
P & P FOOD MART | 1885 WINDER HWY | JEFFERSON | Jackson | 9078055 | 2A |  | 1998-12-01 |  | 1998-12-01 |  | Removed from Ground | Gas (Historical Use) | 3000 | Steel-Impressed Current | 1974-04-01 | Cathodically Protected | Suction (American)
P & P FOOD MART | 1885 WINDER HWY | JEFFERSON | Jackson | 9078055 | 3 |  | 1998-12-01 |  | 1998-12-01 |  | Removed from Ground | Gas (Historical Use) | 8000 | Steel-Impressed Current | 1974-04-01 | Cathodically Protected | Suction (American)
P & P FOOD MART | 1885 WINDER HWY | JEFFERSON | Jackson | 9078055 | 4 |  | 1998-12-01 |  | 1998-12-01 |  | Removed from Ground | Gas (Historical Use) | 3000 | Steel-Impressed Current | 1974-04-01 | Cathodically Protected | Suction (American)
P & P FOOD MART | 1885 WINDER HWY | JEFFERSON | Jackson | 9078055 | 5 |  | 1998-12-01 |  | 1997-10-01 |  | Removed from Ground | Diesel | 3000 | Steel-Impressed Current | 1974-04-01 | Cathodically Protected | Suction (American)
MAS INC DBA SHELL FOOD MART | 5621 HWY 53 | BRASELTON | Jackson | 9078056 | 1 | Ball Float | 1990-04-01 | FALSE | 1990-04-01 | FALSE | Currently in Use | Regular | 10000 | Galvanic (STIP-3) | 1990-04-01 | Fiberglass Reinforced Plastic | Pressurized
MAS INC DBA SHELL FOOD MART | 5621 HWY 53 | BRASELTON | Jackson | 9078056 | 2 | Ball Float | 1990-04-01 | FALSE | 1990-04-01 | FALSE | Currently in Use | Regular | 10000 | Galvanic (STIP-3) | 1990-04-01 | Fiberglass Reinforced Plastic | Pressurized
MAS INC DBA SHELL FOOD MART | 5621 HWY 53 | BRASELTON | Jackson | 9078056 | 3 | Ball Float | 1990-04-01 | FALSE | 1990-04-01 | FALSE | Currently in Use | Premium | 10000 | Galvanic (STIP-3) | 1990-04-01 | Fiberglass Reinforced Plastic | Pressurized
MAS INC DBA SHELL FOOD MART | 5621 HWY 53 | BRASELTON | Jackson | 9078056 | 4 | Ball Float | 1990-04-01 | FALSE | 1990-04-01 | FALSE | Currently in Use | Diesel | 4000 | Galvanic (STIP-3) | 1990-04-01 | Fiberglass Reinforced Plastic | Pressurized
ATLANTA UNION MISSION | 655 POTTER HOUSE ROAD | JEFFERSON | Jackson | 9078057 | 1 | [5 empty] | Removed from Ground | Gas (Historical Use) | 4000 | Bare Steel | 1980-01-01 | Galvanized Steel | Suction (American)
COMMERCE CODY FUELS | 5068 MAYSVILLE ROAD | COMMERCE | Jackson | 9078058 | 1 | Flapper Valve | 1998-12-28 | FALSE | 1998-12-28 | FALSE | Currently in Use | Regular | 10152 | Galvanic (STIP-3) | 1987-01-01 | Steel (Impressed Current) | Pressurized
COMMERCE CODY FUELS | 5068 MAYSVILLE ROAD | COMMERCE | Jackson | 9078058 | 2 | Flapper Valve | 1998-12-28 | FALSE | 1998-12-28 | FALSE | Currently in Use | Premium | 6110 | Galvanic (STIP-3) | 1987-01-01 | Steel (Impressed Current) | Pressurized
COMMERCE CODY FUELS | 5068 MAYSVILLE ROAD | COMMERCE | Jackson | 9078058 | 3 | Flapper Valve | 1998-12-28 | FALSE | 1998-12-28 | FALSE | Currently in Use | Diesel | 10152 | Galvanic (STIP-3) | 1987-01-01 | Steel (Impressed Current) | Pressurized
PETRO II | 2499 US HWY 441 S | COMMERCE | Jackson | 9078059 | 1 |  | 1997-11-16 |  | 1997-11-16 |  | Removed from Ground | Diesel | 3000 | Steel-Impressed Current | 1988-06-01 | Cathodically Protected | Suction (American)
CITY OF JEFFERSON | 415 PEACH HILL DR | JEFFERSON | Jackson | 9078060 | 1 | [5 empty] | Removed from Ground | Gas (Historical Use) | 550 | Marked Unknown | 1998-11-01 | Galvanized Steel | Suction (American)
CITY OF JEFFERSON | 415 PEACH HILL DR | JEFFERSON | Jackson | 9078060 | 2 | [5 empty] | Removed from Ground | Diesel | 1000 | Marked Unknown | 1998-11-01 | Galvanized Steel | Suction (American)
CITY OF JEFFERSON | 415 PEACH HILL DR | JEFFERSON | Jackson | 9078060 | 3 |  |  | TRUE |  | TRUE | Removed from Ground | Used Oil | 280 | Marked Unknown | 1998-11-01 | Galvanized Steel | Suction (American)
COMMERCE 76 SERVICE STATION | 697 S ELM STREET | COMMERCE | Jackson | 9078061 | 1 | Flapper Valve | 1998-10-01 | FALSE | 1998-10-01 | FALSE | Temporarily out of use | Regular | 6000 | Galvanic (STIP-3) | 1978-06-01 | Bare Steel | Suction (American)
COMMERCE 76 SERVICE STATION | 697 S ELM STREET | COMMERCE | Jackson | 9078061 | 2 | Flapper Valve | 1998-10-01 | FALSE | 1998-10-01 | FALSE | Temporarily out of use | Diesel | 4000 | Galvanic (STIP-3) | 1978-06-01 | Bare Steel | Suction (American)
COMMERCE 76 SERVICE STATION | 697 S ELM STREET | COMMERCE | Jackson | 9078061 | 3 | Flapper Valve | 1998-10-01 | FALSE | 1998-10-01 | FALSE | Temporarily out of use | Premium | 6000 | Galvanic (STIP-3) | 1978-06-01 | Fiberglass Reinforced Plastic | Pressurized
D D'S QUICK STOP | HWY 441 | CENTER | Jackson | 9078062 | 1 | [5 empty] | Removed from Ground | Gas (Historical Use) | 1000 | Bare Steel | 1966-01-01 | Galvanized Steel | Suction (American)
D D'S QUICK STOP | HWY 441 | CENTER | Jackson | 9078062 | 2 | [5 empty] | Removed from Ground | Gas (Historical Use) | 1000 | Bare Steel | 1966-01-01 | Galvanized Steel | Suction (American)
D D'S QUICK STOP | HWY 441 | CENTER | Jackson | 9078062 | 3 | [5 empty] | Removed from Ground | Gas (Historical Use) | 1000 | Bare Steel | 1966-01-01 | Galvanized Steel | Suction (American)
D D'S QUICK STOP | HWY 441 | CENTER | Jackson | 9078062 | 4 | [5 empty] | Removed from Ground | Diesel | 1000 | Bare Steel | 1966-01-01 | Galvanized Steel | Suction (American)
CITY OF JEFFERSON POLICE DEPT | 140 MAHAFFEY STREET | JEFFERSON | Jackson | 9078063 | 1 | [5 empty] | Removed from Ground | Gas (Historical Use) | 1000 | Marked Unknown | 1998-11-01 | Not Marked
CITY OF JEFFERSON POLICE DEPT | 140 MAHAFFEY STREET | JEFFERSON | Jackson | 9078063 | 2 | [5 empty] | Removed from Ground | Gas (Historical Use) | 1000 | Marked Unknown | 1998-11-01 | Not Marked
B P FOOD MART | 1406 JACKSON TRAIL RD | JEFFERSON | Jackson | 9078064 | 1A |  | 1995-08-01 | FALSE | 1995-08-01 | FALSE | Currently in Use | Regular | 8000 | Composite | 1995-08-01 | Fiberglass Reinforced Plastic | Pressurized
B P FOOD MART | 1406 JACKSON TRAIL RD | JEFFERSON | Jackson | 9078064 | 1B |  | 1995-08-01 | FALSE | 1995-08-01 | FALSE | Currently in Use | Diesel On Road | 2000 | Composite | 1995-08-01 | Fiberglass Reinforced Plastic | Pressurized
B P FOOD MART | 1406 JACKSON TRAIL RD | JEFFERSON | Jackson | 9078064 | 2A |  | 1995-08-01 | FALSE | 1995-08-01 | FALSE | Currently in Use | Premium | 6000 | Composite | 1995-08-01 | Fiberglass Reinforced Plastic | Pressurized
B P FOOD MART | 1406 JACKSON TRAIL RD | JEFFERSON | Jackson | 9078064 | 2B |  | 1995-08-01 | FALSE | 1995-08-01 | FALSE | Currently in Use | Racing Fuel | 4000 | Composite | 1995-08-01 | Fiberglass Reinforced Plastic | Pressurized
B P FOOD MART | 1406 JACKSON TRAIL RD | JEFFERSON | Jackson | 9078064 | 3 | Flapper Valve | 1997-06-30 | FALSE | 1997-06-30 | FALSE | Currently in Use | Diesel Off Road | 2000 | Composite | 1997-06-30 | Fiberglass Reinforced Plastic | Safe Suction (Euro)
BASSETT WALKER | 255 HOMER STREET | COMMERCE | Jackson | 9078065 | 1 | [5 empty] | Removed from Ground | Other | 10000 | Not Marked/Unknown | 1996-04-12 | Not Marked
PORTER INSULATION | 75 STOREY STREET | JEFFERSON | Jackson | 9078066 | 1 | [5 empty] | Removed from Ground | Gas (Historical Use) | 1000 | Not Marked/Unknown | 1996-07-01 | Not Marked
PORTER INSULATION | 75 STOREY STREET | JEFFERSON | Jackson | 9078066 | 2 | [5 empty] | Removed from Ground | Gas (Historical Use) | 1000 | Not Marked/Unknown | 1996-07-01 | Not Marked
JENNY HARRISON | 3701 MAYSVILLE RD | COMMERCE | Jackson | 9078068 | G-91993 | [5 empty] | Removed from Ground | Gas (Historical Use) | 550 | Not Marked/Unknown | 1996-11-03 | Not Marked
DEES PACKAGE STORE | HWY 129 WEST OF I-85 | PENDERGRASS | Jackson | 9078069 | 1 | [5 empty] | Removed from Ground | Gas (Historical Use) | 0 | Not Marked/Unknown | 1996-11-20 | Not Marked
DEES PACKAGE STORE | HWY 129 WEST OF I-85 | PENDERGRASS | Jackson | 9078069 | 2 | [5 empty] | Removed from Ground | Gas (Historical Use) | 0 | Not Marked/Unknown | 1996-11-20 | Not Marked
DEES PACKAGE STORE | HWY 129 WEST OF I-85 | PENDERGRASS | Jackson | 9078069 | 3 | [5 empty] | Removed from Ground | Gas (Historical Use) | 0 | Not Marked/Unknown | 1996-11-20 | Not Marked
DEES PACKAGE STORE | HWY 129 WEST OF I-85 | PENDERGRASS | Jackson | 9078069 | 4 | [5 empty] | Removed from Ground | Gas (Historical Use) | 0 | Not Marked/Unknown | 1996-11-20 | Not Marked
DEES PACKAGE STORE | HWY 129 WEST OF I-85 | PENDERGRASS | Jackson | 9078069 | 5 | [5 empty] | Removed from Ground | Gas (Historical Use) | 0 | Not Marked/Unknown | 1996-11-20 | Not Marked
DEES PACKAGE STORE | HWY 129 WEST OF I-85 | PENDERGRASS | Jackson | 9078069 | 6 | [5 empty] | Removed from Ground | Gas (Historical Use) | 2000 | Bare Steel | 1970-05-10 | Galvanized Steel
DEES PACKAGE STORE | HWY 129 WEST OF I-85 | PENDERGRASS | Jackson | 9078069 | 7 | [5 empty] | Removed from Ground | Gas (Historical Use) | 2000 | Bare Steel | 1970-05-10 | Galvanized Steel
DEES PACKAGE STORE | HWY 129 WEST OF I-85 | PENDERGRASS | Jackson | 9078069 | 8 | [5 empty] | Removed from Ground | Gas (Historical Use) | 2000 | Bare Steel | 1970-05-10 | Galvanized Steel
USPS COMMERCE MAIN POST OFFICE | 6 SYCAMORE STREET | COMMERCE | Jackson | 9078070 | 1 | [5 empty] | Removed from Ground | Other | 3000 | Not Marked/Unknown | 1997-01-27 | Not Marked
Food Mart | 25 S ELM STREET | COMMERCE | Jackson | 9078071 | 1 | Ball Float | 1996-12-10 | FALSE | 1996-12-10 | FALSE | Currently in Use | Regular | 12000 | Fiberglass | 1996-12-10 | Fiberglass Reinforced Plastic | Pressurized
Food Mart | 25 S ELM STREET | COMMERCE | Jackson | 9078071 | 2 | Ball Float | 1996-12-10 | FALSE | 1996-12-10 | FALSE | Currently in Use | Premium | 12000 | Fiberglass | 1996-12-10 | Fiberglass Reinforced Plastic | Pressurized
Food Mart | 25 S ELM STREET | COMMERCE | Jackson | 9078071 | 3 | Ball Float | 1996-12-10 | FALSE | 1996-12-10 | FALSE | Currently in Use | Diesel | 6000 | Fiberglass | 1996-12-10 | Fiberglass Reinforced Plastic | Pressurized
MAYE LOU PARK ESTATE | 519 PARKS STREET | PENDERGRASS | Jackson | 9078072 | 1 | [5 empty] | Removed from Ground | Gas (Historical Use) | 500 | Not Marked/Unknown |  | Not Marked
JACKSON COUNTY FUEL DEPOT | 12 HENDRIX DR | JEFFERSON | Jackson | 9078073 | 1 |  | 1996-02-01 |  | 1996-02-01 |  | Removed from Ground | Diesel | 10000 | Composite | 1996-02-01 | Fiberglass Reinforced Plastic | Pressurized
JACKSON COUNTY FUEL DEPOT | 12 HENDRIX DR | JEFFERSON | Jackson | 9078073 | 2 |  | 1996-02-01 |  | 1996-02-01 |  | Removed from Ground | Gas (Historical Use) | 10000 | Composite | 1996-02-01 | Fiberglass Reinforced Plastic | Pressurized
PRESTO FOOD STORE | 2595 N BROAD ST | COMMERCE | Jackson | 9078074 | 1 | Flapper Valve | 1996-06-01 | FALSE | 1996-06-01 | FALSE | Currently in Use | Premium | 6000 | Galvanic (STIP-3) | 1987-01-01 | Fiberglass Reinforced Plastic | Pressurized
PRESTO FOOD STORE | 2595 N BROAD ST | COMMERCE | Jackson | 9078074 | 2 | Flapper Valve | 1996-06-01 | FALSE | 1996-06-01 | FALSE | Currently in Use | Regular | 6000 | Galvanic (STIP-3) | 1987-01-01 | Fiberglass Reinforced Plastic | Pressurized
PRESTO FOOD STORE | 2595 N BROAD ST | COMMERCE | Jackson | 9078074 | 3 | Flapper Valve | 1998-06-01 | FALSE | 1998-06-01 | FALSE | Currently in Use | Kerosene | 6000 | Galvanic (STIP-3) | 1988-01-01 | Fiberglass Reinforced Plastic | Pressurized
PRESTO FOOD STORE | 2595 N BROAD ST | COMMERCE | Jackson | 9078074 | 4 | Flapper Valve | 1998-06-01 | FALSE | 1998-06-01 | FALSE | Currently in Use | Diesel | 3000 | Galvanic (STIP-3) | 1988-01-01 | Fiberglass Reinforced Plastic | Pressurized
BP FOOD MART | 2934 HWY 53 | HOSCHTON | Jackson | 9078075 | 1A | Flapper Valve | 1998-07-01 | FALSE | 1998-07-01 | FALSE | Currently in Use | Diesel | 2000 | Composite | 1998-07-01 | Flex | Safe Suction (Euro)
BP FOOD MART | 2934 HWY 53 | HOSCHTON | Jackson | 9078075 | 1B | Ball Float | 1998-07-01 | FALSE | 1998-07-01 | FALSE | Currently in Use | Regular | 10000 | Composite | 1998-07-01 | Flex | Pressurized
BP FOOD MART | 2934 HWY 53 | HOSCHTON | Jackson | 9078075 | 2A | Flapper Valve | 1998-07-01 | FALSE | 1998-07-01 | FALSE | Currently in Use | Diesel | 4000 | Composite | 1998-07-01 | Flex | Pressurized
BP FOOD MART | 2934 HWY 53 | HOSCHTON | Jackson | 9078075 | 2B | Ball Float | 1998-07-01 | FALSE | 1998-07-01 | FALSE | Currently in Use | Premium | 8000 | Composite | 1998-07-01 | Flex | Pressurized
GLEN GEE SERVICE STATION | 726 HIGHWAY 129 NORTH | PENDERGRASS | Jackson | 9078076 | 1 | [5 empty] | Removed from Ground | Gas (Historical Use) | 500 | Marked Unknown | 1998-11-01 | Not Marked
GLEN GEE SERVICE STATION | 726 HIGHWAY 129 NORTH | PENDERGRASS | Jackson | 9078076 | 2 | [5 empty] | Removed from Ground | Gas (Historical Use) | 1000 | Marked Unknown | 1998-11-01 | Not Marked
Love's Travel Stop #765 | 4855 MAYSVILLE RD | COMMERCE | Jackson | 9078077 | 1 | Flapper Valve | 1999-08-01 |  | 1999-08-01 |  | Currently in Use | Gas (Historical Use) | 20000 | Fiberglass Double Walled | 1999-07-19 | Double-Walled Fiberglass | Pressurized
Love's Travel Stop #765 | 4855 MAYSVILLE RD | COMMERCE | Jackson | 9078077 | 2 | Flapper Valve | 1999-08-01 |  | 1999-08-01 |  | Currently in Use | Gas (Historical Use) | 20000 | Fiberglass Double Walled | 1999-07-19 | Double-Walled Fiberglass | Pressurized
Love's Travel Stop #765 | 4855 MAYSVILLE RD | COMMERCE | Jackson | 9078077 | 3 | Flapper Valve | 1999-08-01 |  | 1999-08-01 |  | Currently in Use | Gas (Historical Use) | 20000 | Fiberglass Double Walled | 1999-07-19 | Double-Walled Fiberglass | Pressurized
Love's Travel Stop #765 | 4855 MAYSVILLE RD | COMMERCE | Jackson | 9078077 | 4 | Flapper Valve | 1999-08-01 |  | 1999-08-01 |  | Currently in Use | Diesel | 20000 | Fiberglass Double Walled | 1999-07-19 | Double-Walled Fiberglass | Pressurized
Love's Travel Stop #765 | 4855 MAYSVILLE RD | COMMERCE | Jackson | 9078077 | 5 | Flapper Valve | 1999-08-01 |  | 1999-08-01 |  | Currently in Use | Diesel | 20000 | Fiberglass Double Walled | 1999-07-19 | Double-Walled Fiberglass | Pressurized
Love's Travel Stop #765 | 4855 MAYSVILLE RD | COMMERCE | Jackson | 9078077 | 6 | Flapper Valve | 1999-08-01 |  | 1999-08-01 |  | Currently in Use | Diesel | 20000 | Fiberglass Double Walled | 1999-07-19 | Double-Walled Fiberglass | Pressurized
Love's Travel Stop #765 | 4855 MAYSVILLE RD | COMMERCE | Jackson | 9078077 | 7A | Flapper Valve | 2019-08-06 | FALSE | 2019-08-06 | FALSE | Currently in Use | New Oil | 3000 | Fiberglass Double Walled | 2019-04-24 | Double-Walled Flex | Suction (American)
Love's Travel Stop #765 | 4855 MAYSVILLE RD | COMMERCE | Jackson | 9078077 | 7B | Flapper Valve | 2019-08-06 | FALSE | 2019-08-06 | FALSE | Currently in Use | New Oil | 8000 | Fiberglass Double Walled | 2019-04-24 | Double-Walled Flex | Suction (American)
Love's Travel Stop #765 | 4855 MAYSVILLE RD | COMMERCE | Jackson | 9078077 | 7C | Flapper Valve | 2019-08-06 | FALSE | 2019-08-06 | FALSE | Currently in Use | New Oil | 3000 | Fiberglass Double Walled | 2019-04-24 | Double-Walled Flex | Suction (American)
Love's Travel Stop #765 | 4855 MAYSVILLE RD | COMMERCE | Jackson | 9078077 | 7D | Flapper Valve | 2019-08-06 | FALSE | 2019-08-06 | FALSE | Currently in Use | New Oil | 3000 | Fiberglass Double Walled | 2019-04-24 | Double-Walled Flex | Pressurized
Love's Travel Stop #765 | 4855 MAYSVILLE RD | COMMERCE | Jackson | 9078077 | 8A | Flapper Valve | 2019-08-06 | FALSE | 2019-08-06 | FALSE | Currently in Use | New Oil | 3000 | Fiberglass Double Walled | 2019-04-24 | Double-Walled Flex | Suction (American)
Love's Travel Stop #765 | 4855 MAYSVILLE RD | COMMERCE | Jackson | 9078077 | 8B | Flapper Valve | 2019-08-06 | FALSE | 2019-08-06 | FALSE | Currently in Use | New Oil | 8000 | Fiberglass Double Walled | 2019-04-24 | Double-Walled Flex | Suction (American)
Love's Travel Stop #765 | 4855 MAYSVILLE RD | COMMERCE | Jackson | 9078077 | 8C | Flapper Valve | 2019-08-06 | FALSE | 2019-08-06 | FALSE | Currently in Use | New Oil | 7000 | Fiberglass Double Walled | 2019-04-24 | Double-Walled Flex | Suction (American)
JACKSON COUNTY COMMISSION CORRECTIONAL INST | 450 SEVEN DRIVE | JEFFERSON | Jackson | 9078079 | 1 |  | 1996-09-01 | FALSE | 1996-09-01 | FALSE | Currently in Use | Regular | 10000 | Composite | 1996-09-01 | Fiberglass Reinforced Plastic | Pressurized
JACKSON COUNTY COMMISSION CORRECTIONAL INST | 450 SEVEN DRIVE | JEFFERSON | Jackson | 9078079 | 2 |  | 1996-09-01 | FALSE | 1996-09-01 | FALSE | Currently in Use | Diesel | 10000 | Composite | 1996-09-01 | Fiberglass Reinforced Plastic | Pressurized
QUIKTRIP #737 | 5240 US HWY 129 N | JEFFERSON | Jackson | 9078080 | 1 | Ball Float | 1999-01-13 | FALSE | 1999-01-13 | FALSE | Currently in Use | Regular | 12000 | Fiberglass | 1999-01-13 | Fiberglass Reinforced Plastic | Pressurized
QUIKTRIP #737 | 5240 US HWY 129 N | JEFFERSON | Jackson | 9078080 | 2 | Ball Float | 1999-01-13 | FALSE | 1999-01-13 | FALSE | Currently in Use | Regular | 12000 | Fiberglass | 1999-01-13 | Fiberglass Reinforced Plastic | Pressurized
QUIKTRIP #737 | 5240 US HWY 129 N | JEFFERSON | Jackson | 9078080 | 3 | Ball Float | 1999-01-13 | FALSE | 1999-01-13 | FALSE | Currently in Use | Premium | 12000 | Fiberglass | 1999-01-13 | Fiberglass Reinforced Plastic | Pressurized
QUIKTRIP #737 | 5240 US HWY 129 N | JEFFERSON | Jackson | 9078080 | 4 | Ball Float | 1999-01-13 | FALSE | 1999-01-13 | FALSE | Currently in Use | Diesel | 8000 | Fiberglass | 1999-01-13 | Fiberglass Reinforced Plastic | Pressurized
QUIKTRIP #737 | 5240 US HWY 129 N | JEFFERSON | Jackson | 9078080 | 5 | Ball Float | 1999-01-13 | FALSE | 1999-01-13 | FALSE | Currently in Use | Diesel | 12000 | Fiberglass | 1999-01-13 | Fiberglass Reinforced Plastic | Pressurized
QUIKTRIP #737 | 5240 US HWY 129 N | JEFFERSON | Jackson | 9078080 | 6 | Ball Float | 1999-01-13 | FALSE | 1999-01-13 | FALSE | Temporarily out of use | Diesel | 12000 | Fiberglass | 1999-01-13 | Fiberglass Reinforced Plastic | Pressurized
QUIKTRIP #737 | 5240 US HWY 129 N | JEFFERSON | Jackson | 9078080 | 7 | Ball Float | 1999-01-13 | FALSE | 1999-01-13 | FALSE | Currently in Use | Diesel | 12000 | Fiberglass | 1999-01-13 | Fiberglass Reinforced Plastic | Pressurized
QUIKTRIP #737 | 5240 US HWY 129 N | JEFFERSON | Jackson | 9078080 | 8 | Ball Float | 1999-01-13 | FALSE | 1999-01-13 | FALSE | Currently in Use | Diesel | 12000 | Fiberglass | 1999-01-13 | Fiberglass Reinforced Plastic | Pressurized
CITY OF COMMERCE | 210 WATERWORKS RD | COMMERCE | Jackson | 9078081 | 1 | Ball Float | 2008-08-04 | FALSE | 2007-08-02 | FALSE | Currently in Use | Regular | 10000 | Epoxy | 2000-09-14 | Fiberglass Reinforced Plastic | Pressurized
CITY OF COMMERCE | 210 WATERWORKS RD | COMMERCE | Jackson | 9078081 | 2 | Ball Float | 2008-08-04 | FALSE | 2007-08-02 | FALSE | Currently in Use | Diesel | 10000 | Epoxy | 2000-09-14 | Fiberglass Reinforced Plastic | Pressurized
NICOLON | 420 JOHN B BROOKS | JEFFERSON | Jackson | 9078082 | 1 |  | 1995-07-13 |  | 1995-07-13 |  | Removed from Ground | Diesel | 10000 | Unknown | 1995-07-01 | Secondary Containment | Suction (American)
SEAGRAVES WELDING & MACHINE SHOP | 2579 N ELM STREET | COMMERCE | Jackson | 9018020 | 1 | [5 empty] | Removed from Ground | Gas (Historical Use) | 4000 | Marked Unknown | 1995-09-26 | Unknown
SEAGRAVES WELDING & MACHINE SHOP | 2579 N ELM STREET | COMMERCE | Jackson | 9018020 | 2 | [5 empty] | Removed from Ground | Gas (Historical Use) | 2000 | Marked Unknown | 1995-09-26 | Unknown
SEAGRAVES WELDING & MACHINE SHOP | 2579 N ELM STREET | COMMERCE | Jackson | 9018020 | 3 | [5 empty] | Removed from Ground | Gas (Historical Use) | 2000 | Marked Unknown | 1995-09-26 | Unknown
THE COUNTRY STORE | 2715 HWY 124 WEST | JEFFERSON | Jackson | 9081006 | 1 | Flapper Valve | 1998-12-20 | FALSE | 1998-12-20 | FALSE | Currently in Use | Regular | 8000 | Galvanic (STIP-3) | 1991-12-01 | Fiberglass Reinforced Plastic | Pressurized
THE COUNTRY STORE | 2715 HWY 124 WEST | JEFFERSON | Jackson | 9081006 | 2 | Flapper Valve | 1998-12-20 | FALSE | 1998-12-20 | FALSE | Currently in Use | Premium | 8000 | Galvanic (STIP-3) | 1991-12-01 | Fiberglass Reinforced Plastic | Pressurized
THE COUNTRY STORE | 2715 HWY 124 WEST | JEFFERSON | Jackson | 9081006 | 3 | Flapper Valve | 1998-12-20 | FALSE | 1998-12-20 | FALSE | Currently in Use | Diesel On Road | 8000 | Galvanic (STIP-3) | 1991-12-01 | Fiberglass Reinforced Plastic | Pressurized
THE COUNTRY STORE | 2715 HWY 124 WEST | JEFFERSON | Jackson | 9081006 | 4 | Flapper Valve | 2006-03-01 | FALSE | 2006-03-01 | FALSE | Currently in Use | Diesel Off Road | 6000 | Composite | 2006-03-01 | Fiberglass Reinforced Plastic | Safe Suction (Euro)
THE JEFFERSON MILLS/PLANT | COBB & MAIN STREETS/HWY 11 | JEFFERSON | Jackson | 9000680 | 1 | [5 empty] | Removed from Ground | Diesel | 18000 | Bare Steel | 1967-01-06 | Bare Steel
THE JEFFERSON MILLS/PLANT | COBB & MAIN STREETS/HWY 11 | JEFFERSON | Jackson | 9000680 | 2 | [5 empty] | Removed from Ground | Gas (Historical Use) | 12293 | Marked Unknown | 1970-07-04 | Galvanized Steel
THE JEFFERSON MILLS/PLANT | COBB & MAIN STREETS/HWY 11 | JEFFERSON | Jackson | 9000680 | 3 | [5 empty] | Removed from Ground | Diesel | 8300 | Marked Unknown | 1966-07-05 | Bare Steel
THE JEFFERSON MILLS/PLANT | COBB & MAIN STREETS/HWY 11 | JEFFERSON | Jackson | 9000680 | 4 | [5 empty] | Removed from Ground | Diesel | 500 | Bare Steel | 1966-07-05 | Unknown
THE JEFFERSON MILLS/PLANT | COBB & MAIN STREETS/HWY 11 | JEFFERSON | Jackson | 9000680 | 5 | [5 empty] | Removed from Ground | Gas (Historical Use) | 12293 | Bare Steel | 1970-07-04 | Galvanized Steel
THE JEFFERSON MILLS/PLANT | COBB & MAIN STREETS/HWY 11 | JEFFERSON | Jackson | 9000680 | 6 | [5 empty] | Removed from Ground | Other | 500 | Bare Steel | 1966-07-05 | Unknown
BRASELTON SERVICE STATION | GA HWY 124 @ GA HWY 53 | BRASELTON | Jackson | 9000573 | 1-L | [5 empty] | Removed from Ground | Gas (Historical Use) | 5000 | Bare Steel | 1971-05-12 | Galvanized Steel
BRASELTON SERVICE STATION | GA HWY 124 @ GA HWY 53 | BRASELTON | Jackson | 9000573 | 3-L | [5 empty] | Removed from Ground | Gas (Historical Use) | 2000 | Bare Steel | 1971-05-12 | Galvanized Steel
BRASELTON SERVICE STATION | GA HWY 124 @ GA HWY 53 | BRASELTON | Jackson | 9000573 | 4-B | [5 empty] | Removed from Ground | Gas (Historical Use) | 10000 | Bare Steel | 1971-05-12 | Galvanized Steel
BRASELTON SERVICE STATION | GA HWY 124 @ GA HWY 53 | BRASELTON | Jackson | 9000573 | 7-B | [5 empty] | Removed from Ground | Gas (Historical Use) | 2000 | Bare Steel | 1971-05-12 | Galvanized Steel
BRASELTON SERVICE STATION | GA HWY 124 @ GA HWY 53 | BRASELTON | Jackson | 9000573 | 8-B | [5 empty] | Removed from Ground | Gas (Historical Use) | 1000 | Bare Steel | 1971-05-12 | Galvanized Steel
BRASELTON SERVICE STATION | GA HWY 124 @ GA HWY 53 | BRASELTON | Jackson | 9000573 | 9-B |  |  | TRUE |  | TRUE | Removed from Ground | Used Oil | 550 | Bare Steel | 1971-05-12 | Galvanized Steel
PHILLIPS' CHEVRON STA #44248 | I-85 & GA HWY 53 | BRASELTON | Jackson | 9000191 | 1 | [5 empty] | Removed from Ground | Other | 10000 | Bare Steel | 1961-03-04 | Cathodically Protected
PHILLIPS' CHEVRON STA #44248 | I-85 & GA HWY 53 | BRASELTON | Jackson | 9000191 | 2 | [5 empty] | Removed from Ground | Other | 10000 | Bare Steel | 1961-03-04 | Cathodically Protected
PHILLIPS' CHEVRON STA #44248 | I-85 & GA HWY 53 | BRASELTON | Jackson | 9000191 | 3 | [5 empty] | Removed from Ground | Other | 5000 | Bare Steel | 1961-03-04 | Cathodically Protected
PHILLIPS' CHEVRON STA #44248 | I-85 & GA HWY 53 | BRASELTON | Jackson | 9000191 | 4 |  |  | TRUE |  | TRUE | Removed from Ground | Used Oil | 550 | Bare Steel | 1961-03-04 | Cathodically Protected
BULLDOG PACKAGE STORE & TAVERN | GA HWY 129 | ARCADE | Jackson | 9000570 | 1 | [5 empty] | Removed from Ground | Other | 0 | Not Marked/Unknown |  | Not Marked
JEFFERSON FOOD MART | 3185 WINDER HWY | JEFFERSON | Jackson | 10000406 | 1 | Ball Float | 2002-10-20 | FALSE | 2002-10-20 | FALSE | Currently in Use | Diesel Off Road | 4000 | Composite | 2002-10-17 | Fiberglass Reinforced Plastic | Pressurized
JEFFERSON FOOD MART | 3185 WINDER HWY | JEFFERSON | Jackson | 10000406 | 2 | Ball Float | 2002-10-20 | FALSE | 2002-10-20 | FALSE | Currently in Use | Diesel On Road | 8000 | Composite | 2002-10-17 | Fiberglass Reinforced Plastic | Pressurized
JEFFERSON FOOD MART | 3185 WINDER HWY | JEFFERSON | Jackson | 10000406 | 3 | Ball Float | 2002-10-20 | FALSE | 2002-10-20 | FALSE | Currently in Use | Premium | 10000 | Composite | 2002-10-17 | Fiberglass Reinforced Plastic | Pressurized
JEFFERSON FOOD MART | 3185 WINDER HWY | JEFFERSON | Jackson | 10000406 | 4 | Ball Float | 2002-10-20 | FALSE | 2002-10-20 | FALSE | Currently in Use | Regular | 12000 | Composite | 2002-10-17 | Fiberglass Reinforced Plastic | Pressurized
NICHOLSON GROCERY | 3558 HWY 441 SOUTH | NICHOLSON | Jackson | 10000607 | 1A | Ball Float | 2004-04-07 | FALSE | 2004-04-07 | FALSE | Removed from Ground | Gas (Historical Use) | 8000 | Fiberglass | 2004-04-07 | Fiberglass Reinforced Plastic | Pressurized
NICHOLSON GROCERY | 3558 HWY 441 SOUTH | NICHOLSON | Jackson | 10000607 | 1B | Ball Float | 2004-04-07 | FALSE | 2004-04-07 | FALSE | Removed from Ground | Gas (Historical Use) | 4000 | Fiberglass | 2004-04-07 | Fiberglass Reinforced Plastic | Pressurized
JACKSON TRAIL FOOD MART | 4001 HWY 124 W | JEFFERSON | Jackson | 10000723 | 1 | Ball Float | 2004-08-15 | FALSE | 2004-08-15 | FALSE | Currently in Use | Gas (Historical Use) | 12000 | Composite | 2004-08-15 |  | Pressurized
JACKSON TRAIL FOOD MART | 4001 HWY 124 W | JEFFERSON | Jackson | 10000723 | 2 | Ball Float | 2004-08-15 | FALSE | 2004-08-15 | FALSE | Currently in Use | Premium | 8000 | Composite | 2004-08-15 |  | Pressurized
JACKSON TRAIL FOOD MART | 4001 HWY 124 W | JEFFERSON | Jackson | 10000723 | 3 | Ball Float | 2004-08-15 | FALSE | 2004-08-15 | FALSE | Currently in Use | Diesel On Road | 6000 | Composite | 2004-08-15 | Fiberglass Reinforced Plastic | Pressurized
JACKSON TRAIL FOOD MART | 4001 HWY 124 W | JEFFERSON | Jackson | 10000723 | 4 | Flapper Valve | 2004-08-15 | FALSE | 2004-08-15 | FALSE | Currently in Use | Diesel Off Road | 6000 | Composite | 2004-08-15 | Fiberglass Reinforced Plastic | Pressurized
CURRY CREEK SHELL | 689 SYCAMORE ST | JEFFERSON | Jackson | 10000716 | 1 | Ball Float | 2004-03-01 | FALSE | 2004-03-01 | FALSE | Currently in Use | Gas (Historical Use) | 10000 | Composite | 2004-03-01 | Fiberglass Reinforced Plastic | Pressurized
CURRY CREEK SHELL | 689 SYCAMORE ST | JEFFERSON | Jackson | 10000716 | 2 | Ball Float | 2004-03-01 | FALSE | 2004-03-01 | FALSE | Currently in Use | Gas (Historical Use) | 12000 | Composite | 2004-03-01 | Fiberglass Reinforced Plastic | Pressurized
CURRY CREEK SHELL | 689 SYCAMORE ST | JEFFERSON | Jackson | 10000716 | 3A | Ball Float | 2004-03-01 | FALSE | 2004-03-01 | FALSE | Currently in Use | Diesel | 8000 | Composite | 2004-03-01 | Fiberglass Reinforced Plastic | Pressurized
CURRY CREEK SHELL | 689 SYCAMORE ST | JEFFERSON | Jackson | 10000716 | 3B | Ball Float | 2004-03-01 | FALSE | 2004-03-01 | FALSE | Currently in Use | Diesel | 4000 | Composite | 2004-03-01 | Fiberglass Reinforced Plastic | Pressurized
KAR FOOD MART LLC | 8033 JEFFERSON HWY | ATHENS | Jackson | 10000728 | 1 | Ball Float | 2003-12-01 | FALSE | 2003-12-01 | FALSE | Currently in Use | Regular | 12000 | Composite | 2003-09-15 | Double-Walled Flex | Pressurized
KAR FOOD MART LLC | 8033 JEFFERSON HWY | ATHENS | Jackson | 10000728 | 2 | Ball Float | 2003-12-01 | FALSE | 2003-12-01 | FALSE | Currently in Use | Premium | 10000 | Composite | 2003-09-15 | Double-Walled Flex | Pressurized
KAR FOOD MART LLC | 8033 JEFFERSON HWY | ATHENS | Jackson | 10000728 | 3 | Ball Float | 2003-12-01 | FALSE | 2003-12-01 | FALSE | Currently in Use | Diesel | 10000 | Composite | 2003-09-15 | Double-Walled Flex | Pressurized
OLD GAS STATION | 550 PEACH HILL DRIVE | JEFFERSON | Jackson | 10000992 | 1 |  |  | FALSE |  | FALSE | Removed from Ground | Diesel | 600 | Unknown | 2010-05-25
OLD GAS STATION | 550 PEACH HILL DRIVE | JEFFERSON | Jackson | 10000992 | 2 |  |  | FALSE |  | FALSE | Removed from Ground | Gas (Historical Use) | 600 | Unknown | 2010-05-25
OLD GAS STATION | 550 PEACH HILL DRIVE | JEFFERSON | Jackson | 10000992 | 3 |  |  | FALSE |  | FALSE | Removed from Ground | Gas (Historical Use) | 2000 | Unknown | 2010-05-25
ARCADE SHELL | 3226 ATHENS HWY | JEFFERSON | Jackson | 10000987 | 1 | Ball Float | 2004-10-01 | FALSE | 2004-10-01 | FALSE | Currently in Use | Regular | 12000 | Composite | 2004-10-01 | Fiberglass Reinforced Plastic | Pressurized
ARCADE SHELL | 3226 ATHENS HWY | JEFFERSON | Jackson | 10000987 | 2A | Ball Float | 2004-10-01 | FALSE | 2004-10-01 | FALSE | Currently in Use | Premium | 8000 | Composite | 2004-10-01 | Fiberglass Reinforced Plastic | Pressurized
ARCADE SHELL | 3226 ATHENS HWY | JEFFERSON | Jackson | 10000987 | 2B | Ball Float | 2004-10-01 | FALSE | 2004-10-01 | FALSE | Currently in Use | Diesel | 4000 | Composite | 2004-10-01 | Fiberglass Reinforced Plastic | Pressurized
JACKSON FOOD MART | 8444 JEFFERSON RD | ATHENS | Jackson | 10000924 | 1 | Ball Float | 2005-06-19 | FALSE | 2005-06-19 | FALSE | Currently in Use | Regular | 12000 | Composite | 2005-06-19 | Double-Walled Fiberglass | Pressurized
JACKSON FOOD MART | 8444 JEFFERSON RD | ATHENS | Jackson | 10000924 | 2 | Ball Float | 2005-06-19 | FALSE | 2005-06-19 | FALSE | Currently in Use | Premium | 10000 | Composite | 2005-06-19 | Double-Walled Fiberglass | Pressurized
JACKSON FOOD MART | 8444 JEFFERSON RD | ATHENS | Jackson | 10000924 | 3A | Ball Float | 2005-06-19 | FALSE | 2005-06-19 | FALSE | Currently in Use | Diesel | 6000 | Composite | 2005-06-19 | Double-Walled Fiberglass | Pressurized
JACKSON FOOD MART | 8444 JEFFERSON RD | ATHENS | Jackson | 10000924 | 3B | Ball Float | 2005-06-19 | FALSE | 2005-06-19 | FALSE | Currently in Use | Diesel | 4000 | Composite | 2005-06-19 | Double-Walled Fiberglass | Pressurized
DHARAM GROUP LLC D/BA DANS FOOD MART | 490 BROAD ST | NICHOLSON | Jackson | 10000877 | 1A | Ball Float | 2004-12-30 | FALSE | 2004-12-30 | FALSE | Currently in Use | Regular | 12000 | Composite | 2004-12-30 | Fiberglass Reinforced Plastic | Pressurized
DHARAM GROUP LLC D/BA DANS FOOD MART | 490 BROAD ST | NICHOLSON | Jackson | 10000877 | 1B | Ball Float | 2004-12-30 | FALSE | 2004-12-30 | FALSE | Currently in Use | Premium | 8000 | Composite | 2004-12-30 | Fiberglass Reinforced Plastic | Pressurized
DHARAM GROUP LLC D/BA DANS FOOD MART | 490 BROAD ST | NICHOLSON | Jackson | 10000877 | 2 | Ball Float | 2004-12-30 | FALSE | 2004-12-30 | FALSE | Currently in Use | Diesel On Road | 4000 | Composite | 2004-12-30 | Fiberglass Reinforced Plastic | Pressurized
DHARAM GROUP LLC D/BA DANS FOOD MART | 490 BROAD ST | NICHOLSON | Jackson | 10000877 | 3 | Ball Float | 2004-12-30 | FALSE | 2004-12-30 | FALSE | Currently in Use | Diesel Off Road | 1000 | Composite | 2004-12-30 | Fiberglass Reinforced Plastic | Pressurized
SONNYS EXPRESS | 783 ILA RD | COMMERCE | Jackson | 10001670 | 1A | Ball Float | 2009-01-14 | FALSE | 2009-01-14 | FALSE | Currently in Use | Regular | 10000 | Epoxy | 2009-01-14 | Fiberglass Reinforced Plastic | Pressurized
SONNYS EXPRESS | 783 ILA RD | COMMERCE | Jackson | 10001670 | 1B | Flapper Valve | 2009-01-14 | FALSE | 2009-01-14 | FALSE | Currently in Use | Kerosene | 1995 | Epoxy | 2009-01-14 | Fiberglass Reinforced Plastic | Safe Suction (Euro)
SONNYS EXPRESS | 783 ILA RD | COMMERCE | Jackson | 10001670 | 2A | Ball Float | 2009-01-14 | FALSE | 2009-01-14 | FALSE | Currently in Use | Premium | 6078 | Epoxy | 2009-01-14 | Fiberglass Reinforced Plastic | Pressurized
SONNYS EXPRESS | 783 ILA RD | COMMERCE | Jackson | 10001670 | 2B | Ball Float | 2009-01-14 | FALSE | 2009-01-14 | FALSE | Currently in Use | Diesel | 4073 | Epoxy | 2009-01-14 | Fiberglass Reinforced Plastic | Pressurized
CIRCLE M 41 - EXXON | 1460 WINDER WAY | JEFFERSON | Jackson | 10001655 | 1 | Ball Float | 2008-05-16 | FALSE | 2008-05-16 | FALSE | Currently in Use | Regular | 20000 | Epoxy Double-Walled | 2008-04-30 | Double-Walled Flex
CIRCLE M 41 - EXXON | 1460 WINDER WAY | JEFFERSON | Jackson | 10001655 | 2A | Ball Float | 2008-05-16 | FALSE | 2008-05-16 | FALSE | Currently in Use | Diesel Off Road | 5000 | Epoxy Double-Walled | 2008-04-30 | Double-Walled Flex
CIRCLE M 41 - EXXON | 1460 WINDER WAY | JEFFERSON | Jackson | 10001655 | 2B | Ball Float | 2008-05-16 | FALSE | 2008-05-16 | FALSE | Currently in Use | Premium | 10000 | Epoxy Double-Walled | 2008-05-16 | Double-Walled Flex
CIRCLE M 41 - EXXON | 1460 WINDER WAY | JEFFERSON | Jackson | 10001655 | 3 | Ball Float | 2008-05-16 | FALSE | 2008-05-16 | FALSE | Currently in Use | Diesel On Road | 10000 | Epoxy Double-Walled | 2008-05-16 | Double-Walled Flex
QUICK SHOP EXXON II | 6007 HIGHWAY 124 WEST | HOSCHTON | Jackson | 10001975 | 1 | Ball Float | 2011-02-10 | FALSE | 2011-02-10 | FALSE | Currently in Use | Regular | 15000 | Tank Jacket Double Walled | 2011-02-10 | Double-Walled Fiberglass | Pressurized
QUICK SHOP EXXON II | 6007 HIGHWAY 124 WEST | HOSCHTON | Jackson | 10001975 | 2A | Ball Float | 2011-02-10 | FALSE | 2011-02-10 | FALSE | Currently in Use | Premium | 7000 | Tank Jacket Double Walled | 2011-02-10 | Double-Walled Fiberglass | Pressurized
QUICK SHOP EXXON II | 6007 HIGHWAY 124 WEST | HOSCHTON | Jackson | 10001975 | 2B | Ball Float | 2011-02-10 | FALSE | 2011-02-10 | FALSE | Currently in Use | Diesel | 8000 | Tank Jacket Double Walled | 2011-02-10 | Double-Walled Fiberglass | Pressurized
INGLES GAS EXPRESS #419 | 100 HWY 334 | COMMERCE | Jackson | 10001456 | 1 | Flapper Valve | 2007-12-01 | FALSE | 2007-12-01 | FALSE | Currently in Use | Regular | 25000 | Fiberglass Double Walled | 2007-11-14 | Double-Walled Flex | Pressurized
INGLES GAS EXPRESS #419 | 100 HWY 334 | COMMERCE | Jackson | 10001456 | 2 | Flapper Valve | 2007-12-01 | FALSE | 2007-12-01 | FALSE | Currently in Use | Premium | 7000 | Fiberglass Double Walled | 2007-11-14 | Double-Walled Flex | Pressurized
INGLES GAS EXPRESS #419 | 100 HWY 334 | COMMERCE | Jackson | 10001456 | 3 | Flapper Valve | 2007-12-01 | FALSE | 2007-12-01 | FALSE | Currently in Use | Diesel | 5000 | Fiberglass Double Walled | 2007-11-14 | Double-Walled Flex | Pressurized
INGLES GAS EXPRESS #419 | 100 HWY 334 | COMMERCE | Jackson | 10001456 | 4 | Flapper Valve | 2007-12-01 | FALSE | 2007-12-01 | FALSE | Currently in Use | Diesel | 5000 | Fiberglass Double Walled | 2007-11-14 | Double-Walled Flex | Pressurized
KROGER GA-638 | 1685 OLD PENDERGRASS RD | JEFFERSON | Jackson | 10001340 | 1 | Ball Float | 2007-04-11 | FALSE | 2007-04-11 | FALSE | Currently in Use | Regular | 20000 | Fiberglass Double Walled | 2007-02-09 | Double-Walled Fiberglass | Pressurized
KROGER GA-638 | 1685 OLD PENDERGRASS RD | JEFFERSON | Jackson | 10001340 | 2A | Ball Float | 2007-04-11 | FALSE | 2007-04-11 | FALSE | Currently in Use | Diesel | 8000 | Fiberglass Double Walled | 2007-02-09 | Double-Walled Fiberglass | Pressurized
KROGER GA-638 | 1685 OLD PENDERGRASS RD | JEFFERSON | Jackson | 10001340 | 2B | Ball Float | 2007-04-11 | FALSE | 2007-04-11 | FALSE | Currently in Use | Premium | 8000 | Fiberglass Double Walled | 2007-02-09 | Double-Walled Fiberglass | Pressurized
RaceTrac #74 - Jefferson | 4752 HWY 129 N | JEFFERSON | Jackson | 10001260 | 1 | Ball Float | 2006-11-20 | FALSE | 2006-11-20 | FALSE | Currently in Use | Regular | 20000 | Composite Double Walled | 2006-11-20 | Double-Walled Fiberglass | Pressurized
RaceTrac #74 - Jefferson | 4752 HWY 129 N | JEFFERSON | Jackson | 10001260 | 2 | Ball Float | 2006-11-20 | FALSE | 2006-11-20 | FALSE | Currently in Use | Premium | 12000 | Composite Double Walled | 2006-11-20 | Double-Walled Fiberglass | Pressurized
RaceTrac #74 - Jefferson | 4752 HWY 129 N | JEFFERSON | Jackson | 10001260 | 3 | Ball Float | 2006-11-20 | FALSE | 2006-11-20 | FALSE | Currently in Use | Diesel | 12000 | Composite Double Walled | 2006-11-20 | Double-Walled Fiberglass | Pressurized
BAY COUNTY ENTERPRISES LLC | 4928 MAYSVILLE RD | COMMERCE | Jackson | 10001220 | 1A | Ball Float | 2006-08-25 | FALSE | 2006-08-25 | FALSE | Currently in Use | Diesel Off Road | 4000 | Composite | 2006-08-15 | Fiberglass Reinforced Plastic | Pressurized
BAY COUNTY ENTERPRISES LLC | 4928 MAYSVILLE RD | COMMERCE | Jackson | 10001220 | 1B | Ball Float | 2006-08-25 | FALSE | 2006-08-25 | FALSE | Currently in Use | Kerosene | 2000 | Composite | 2006-08-15 | Fiberglass Reinforced Plastic | Pressurized
BAY COUNTY ENTERPRISES LLC | 4928 MAYSVILLE RD | COMMERCE | Jackson | 10001220 | 2A | Ball Float | 2006-08-25 | FALSE | 2006-08-25 | FALSE | Currently in Use | Premium | 6000 | Composite | 2006-08-15 | Fiberglass Reinforced Plastic | Pressurized
BAY COUNTY ENTERPRISES LLC | 4928 MAYSVILLE RD | COMMERCE | Jackson | 10001220 | 2B | Ball Float | 2006-08-25 | FALSE | 2006-08-25 | FALSE | Currently in Use | Racing Fuel | 2000 | Composite | 2006-08-15 | Fiberglass Reinforced Plastic | Pressurized
BAY COUNTY ENTERPRISES LLC | 4928 MAYSVILLE RD | COMMERCE | Jackson | 10001220 | 3 | Ball Float | 2006-08-25 | FALSE | 2006-08-25 | FALSE | Currently in Use | Diesel | 12000 | Composite | 2006-08-15 | Fiberglass Reinforced Plastic | Pressurized
BAY COUNTY ENTERPRISES LLC | 4928 MAYSVILLE RD | COMMERCE | Jackson | 10001220 | 4 | Ball Float | 2006-08-25 | FALSE | 2006-08-25 | FALSE | Currently in Use | Regular | 12000 | Composite | 2006-08-15 | Fiberglass Reinforced Plastic | Pressurized
HOLLY HILL RESIDENTIAL PROPERTY | 469 DELIA DR | COMMERCE | Jackson | 10002817 | 1 |  |  | FALSE |  | FALSE | Removed from Ground | Gas (Historical Use) | 650 | Bare Steel |  | Bare Steel
SCT YARNS BARLOW PLANT | 1881 ATHENS HIGHWAY | JEFFERSON | Jackson | 10002655 | 1 |  |  | FALSE |  | FALSE | Removed from Ground | Diesel | 10000 | Unknown | 1967-01-01
UNKNOWN | 185 MCBAR ACRES RD | ATHENS | Jackson | 10002526 | 1 |  |  | FALSE |  | FALSE | Removed from Ground | Gas (Historical Use) | 0 | Bare Steel | 1970-01-01 | Bare Steel
UNKNOWN | 185 MCBAR ACRES RD | ATHENS | Jackson | 10002526 | 2 |  |  | FALSE |  | FALSE | Removed from Ground | Diesel | 0 | Bare Steel | 1970-01-01 | Bare Steel
RaceTrac #2340 - Braselton | 5901 GA HWY 53 | BRASELTON | Jackson | 10002468 | 1 | Overfill Alarm | 2015-07-16 | FALSE | 2015-07-16 | FALSE | Currently in Use | Regular | 20000 | Fiberglass Double Walled | 2015-07-16 | Double-Walled Fiberglass | Pressurized
RaceTrac #2340 - Braselton | 5901 GA HWY 53 | BRASELTON | Jackson | 10002468 | 2A | Overfill Alarm | 2015-07-16 | FALSE | 2015-07-16 | FALSE | Currently in Use | E-0 | 10000 | Fiberglass Double Walled | 2015-07-16 | Double-Walled Fiberglass | Pressurized
RaceTrac #2340 - Braselton | 5901 GA HWY 53 | BRASELTON | Jackson | 10002468 | 2B | Overfill Alarm | 2015-07-16 | FALSE | 2015-07-16 | FALSE | Currently in Use | Diesel | 10000 | Fiberglass Double Walled | 2016-07-15 | Double-Walled Fiberglass | Pressurized
RaceTrac #2340 - Braselton | 5901 GA HWY 53 | BRASELTON | Jackson | 10002468 | 3A | Overfill Alarm | 2015-07-15 | FALSE | 2015-07-16 | FALSE | Currently in Use | Premium | 10000 | Fiberglass Double Walled | 2015-07-16 | Double-Walled Fiberglass | Pressurized
RaceTrac #2340 - Braselton | 5901 GA HWY 53 | BRASELTON | Jackson | 10002468 | 3B | Overfill Alarm | 2015-07-16 | FALSE | 2015-07-16 | FALSE | Currently in Use | E-85 | 10000 | Fiberglass Double Walled | 2015-07-16 | Double-Walled Fiberglass | Pressurized
UNKNOWN | GEORGIA STATE ROUTE 53@DAVIS STREET | BRASELTON | Jackson | 10002292 | 1 |  |  | FALSE |  | FALSE | Removed from Ground | Not Marked/Tank Removed | 500 | Unknown | 2013-11-11 | Unknown
Southeast Toyota Inland Processing | 2000 Toyota Way | Commerce | Jackson | 10003022 | 1 | Overfill Alarm | 2020-03-21 | FALSE | 2020-03-21 | FALSE | Currently in Use | Regular | 20000 | Fiberglass Double Walled | 2020-03-21 | Double-Walled Fiberglass | Pressurized
Southeast Toyota Inland Processing | 2000 Toyota Way | Commerce | Jackson | 10003022 | 2 | Overfill Alarm | 2020-03-21 | FALSE | 2020-03-21 | FALSE | Currently in Use | Regular | 20000 | Fiberglass Double Walled | 2020-03-21 | Double-Walled Fiberglass | Pressurized
Southeast Toyota Inland Processing | 2000 Toyota Way | Commerce | Jackson | 10003022 | 3 | Overfill Alarm | 2020-03-21 | FALSE | 2020-03-21 | FALSE | Currently in Use | Diesel On Road | 20000 | Fiberglass Double Walled | 2020-03-21 | Double-Walled Fiberglass | Pressurized
Speedway #7208 | 115 Speedway Dr | Jefferson | Jackson | 10002954 | 1 | Flapper Valve | 2019-06-27 | FALSE | 2019-08-20 | FALSE | Currently in Use | Diesel | 12000 | Fiberglass Double Walled | 2019-06-26 | Double-Walled Flex | Pressurized
Speedway #7208 | 115 Speedway Dr | Jefferson | Jackson | 10002954 | 2 | Flapper Valve | 2019-06-27 | FALSE | 2019-08-20 | FALSE | Currently in Use | Regular | 20000 | Fiberglass Double Walled | 2019-06-26 | Double-Walled Flex | Pressurized
Speedway #7208 | 115 Speedway Dr | Jefferson | Jackson | 10002954 | 3 | Flapper Valve | 2019-06-27 | FALSE | 2019-08-20 | FALSE | Currently in Use | Regular | 20000 | Fiberglass Double Walled | 2019-06-26 | Double-Walled Flex | Pressurized
Speedway #7208 | 115 Speedway Dr | Jefferson | Jackson | 10002954 | 4A | Flapper Valve | 2019-06-27 | FALSE | 2019-08-20 | FALSE | Currently in Use | Premium | 6000 | Fiberglass Double Walled | 2019-06-26 | Double-Walled Flex | Pressurized
Speedway #7208 | 115 Speedway Dr | Jefferson | Jackson | 10002954 | 4B | Flapper Valve | 2019-06-27 | FALSE | 2019-08-20 | FALSE | Currently in Use | E-85 | 6000 | Fiberglass Double Walled | 2019-06-26 | Double-Walled Flex | Pressurized
Speedway #7208 | 115 Speedway Dr | Jefferson | Jackson | 10002954 | 5 | Flapper Valve | 2019-06-27 | FALSE | 2019-10-20 | FALSE | Currently in Use | Diesel | 20000 | Fiberglass Double Walled | 2019-06-26 | Double-Walled Flex | Pressurized
Speedway #7208 | 115 Speedway Dr | Jefferson | Jackson | 10002954 | 6 | Flapper Valve | 2019-06-27 | FALSE | 2019-08-20 | FALSE | Currently in Use | Diesel | 20000 | Fiberglass Double Walled | 2019-06-26 | Double-Walled Flex | Pressurized
Gas Express LLC - Circle K #200 | 1810 Dry Pond Rd | Jefferson | Jackson | 10002988 | 1 | Flapper Valve |  | FALSE |  | FALSE | Currently in Use | Diesel On Road | 20000 | Composite Double Walled | 2019-01-17 | Double-Walled Flex | Pressurized
Gas Express LLC - Circle K #200 | 1810 Dry Pond Rd | Jefferson | Jackson | 10002988 | 2 | Flapper Valve |  | FALSE |  | FALSE | Currently in Use | Diesel Off Road | 4000 | Composite Double Walled | 2019-01-17 | Double-Walled Flex | Pressurized
Gas Express LLC - Circle K #200 | 1810 Dry Pond Rd | Jefferson | Jackson | 10002988 | 3A | Flapper Valve |  | FALSE |  | FALSE | Currently in Use | Regular | 15000 | Composite Double Walled | 2019-01-17 | Double-Walled Flex | Pressurized
Gas Express LLC - Circle K #200 | 1810 Dry Pond Rd | Jefferson | Jackson | 10002988 | 3B | Flapper Valve |  | FALSE |  | FALSE | Currently in Use | Premium | 5000 | Composite Double Walled | 2019-01-17 | Double-Walled Flex | Pressurized
Gas Express LLC - Circle K #200 | 1810 Dry Pond Rd | Jefferson | Jackson | 10002988 | 4A | Flapper Valve |  | FALSE |  | FALSE | Currently in Use | E-85 | 5000 | Composite Double Walled | 2019-01-17 | Double-Walled Flex | Pressurized
Gas Express LLC - Circle K #200 | 1810 Dry Pond Rd | Jefferson | Jackson | 10002988 | 4B | Flapper Valve |  | FALSE |  | FALSE | Currently in Use | Diesel On Road | 5000 | Composite Double Walled | 2019-01-17 | Double-Walled Flex | Pressurized
Gas Express LLC - Circle K #200 | 1810 Dry Pond Rd | Jefferson | Jackson | 10002988 | 4C | Flapper Valve |  | FALSE |  | FALSE | Currently in Use | E-0 | 5000 | Composite Double Walled | 2019-01-17 | Double-Walled Flex | Pressurized
JIM WALLACE TEXACO 707 | HWY 129 RT 1 BOX 85 | JEFFERSON | Jackson | 780002 | 1 | [5 empty] | Removed from Ground | Gas (Historical Use) | 20000 | Bare Steel | 1983-04-30 | Galvanized Steel
JIM WALLACE TEXACO 707 | HWY 129 RT 1 BOX 85 | JEFFERSON | Jackson | 780002 | 2 | [5 empty] | Removed from Ground | Gas (Historical Use) | 20000 | Bare Steel | 1983-04-30 | Galvanized Steel
JIM WALLACE TEXACO 707 | HWY 129 RT 1 BOX 85 | JEFFERSON | Jackson | 780002 | 3 | [5 empty] | Removed from Ground | Gas (Historical Use) | 20000 | Bare Steel | 1983-04-30 | Galvanized Steel
JIM WALLACE TEXACO 707 | HWY 129 RT 1 BOX 85 | JEFFERSON | Jackson | 780002 | 4 | [5 empty] | Removed from Ground | Diesel | 20000 | Bare Steel | 1983-04-30 | Galvanized Steel
GOLDEN PANTRY #89 | 95 LEE ST | JEFFERSON | Jackson | 780007 | 1 |  |  |  | 1993-05-01 |  | Removed from Ground | Gas (Historical Use) | 3000 | Bare Steel | 1974-04-20 | Galvanized Steel | Pressurized
GOLDEN PANTRY #89 | 95 LEE ST | JEFFERSON | Jackson | 780007 | 2 |  |  |  | 1993-05-01 |  | Removed from Ground | Gas (Historical Use) | 4000 | Bare Steel | 1974-04-20 | Galvanized Steel | Pressurized
GOLDEN PANTRY #89 | 95 LEE ST | JEFFERSON | Jackson | 780007 | 3 |  |  |  | 1993-05-01 |  | Removed from Ground | Gas (Historical Use) | 3000 | Bare Steel | 1974-04-20 | Galvanized Steel | Pressurized
GOLDEN PANTRY #89 | 95 LEE ST | JEFFERSON | Jackson | 780007 | 4 |  |  |  | 1993-05-01 |  | Removed from Ground | Gas (Historical Use) | 4000 | Bare Steel | 1974-04-20 | Galvanized Steel | Pressurized
GOLDEN PANTRY #36 | 204 NORTH BROAD ST | COMMERCE | Jackson | 780008 | 1 | [5 empty] | Removed from Ground | Gas (Historical Use) | 10000 | Bare Steel | 1976-04-19 | Galvanized Steel
GOLDEN PANTRY #36 | 204 NORTH BROAD ST | COMMERCE | Jackson | 780008 | 2 | [5 empty] | Removed from Ground | Gas (Historical Use) | 10000 | Bare Steel | 1976-04-19 | Galvanized Steel
GOLDEN PANTRY #36 | 204 NORTH BROAD ST | COMMERCE | Jackson | 780008 | 3 | [5 empty] | Removed from Ground | Gas (Historical Use) | 8020 | Cathodically Protected Steel | 1987-01-01 | Cathodically Protected
J A DAVIS | 916 WASHINGTON ST | JEFFERSON | Jackson | 780009 | 1 | [5 empty] | Removed from Ground | Diesel | 3950 | Bare Steel | 1951-03-19 | Galvanized Steel
J A DAVIS | 916 WASHINGTON ST | JEFFERSON | Jackson | 780009 | 2 | [5 empty] | Removed from Ground | Gas (Historical Use) | 3950 | Bare Steel | 1951-03-19 | Galvanized Steel
J A DAVIS | 916 WASHINGTON ST | JEFFERSON | Jackson | 780009 | 3 | [5 empty] | Removed from Ground | Kerosene | 280 | Marked Unknown | 1995-11-25 | Unknown
ABF FREIGHT SYSTEM | RDF 1 DRY POND RD | JEFFERSON | Jackson | 780011 | 1 | [5 empty] | Removed from Ground | Diesel | 10000 | Bare Steel | 1973-02-16 | Galvanized Steel
ABF FREIGHT SYSTEM | RDF 1 DRY POND RD | JEFFERSON | Jackson | 780011 | 2 | [5 empty] | Removed from Ground | Other | 10000 | Bare Steel | 1973-02-16 | Galvanized Steel
AVERITT EXPRESS | DRY POND RD | JEFFERSON | Jackson | 780012 | 1 | [5 empty] | Removed from Ground | Diesel | 10000 | Bare Steel | 1987-01-01 | Cathodically Protected
AVERITT EXPRESS | DRY POND RD | JEFFERSON | Jackson | 780012 | 2 | [5 empty] | Removed from Ground | Empty | 10000 | Bare Steel | 1987-01-01 | Cathodically Protected
COMMERCE BOARD OF ED | 270 LAKEVIEW DRIVE | COMMERCE | Jackson | 780013 | 1 | [5 empty] | Permanently Out of Use - historical purposes | Empty | 8000 | Bare Steel | 1965-01-18 | Galvanized Steel
JACKSON COUNTY AIRPORT | AIRPORT RD | JACKSON | Jackson | 780015 | 1 | [5 empty] | Removed from Ground | Other | 2000 | Bare Steel | 1971-02-24 | Bare Steel
JACKSON COUNTY AIRPORT | AIRPORT RD | JACKSON | Jackson | 780015 | 2 | [5 empty] | Removed from Ground | Other | 2000 | Bare Steel | 1971-02-24 | Bare Steel
RESTORATION HEALTHCARE OF COMMERCE LLC | 70 MEDICAL CENTER DR | COMMERCE | Jackson | 780017 | 1 | [5 empty] | Removed from Ground | Gas (Historical Use) | 1060 | Composite | 1978-02-22 | Galvanized Steel
RESTORATION HEALTHCARE OF COMMERCE LLC | 70 MEDICAL CENTER DR | COMMERCE | Jackson | 780017 | 2 |  |  | FALSE |  | FALSE | Removed from Ground | Diesel | 13500 | Galvanic (STIP-3) | 2010-07-19
RESTORATION HEALTHCARE OF COMMERCE LLC | 70 MEDICAL CENTER DR | COMMERCE | Jackson | 780017 | 3 |  | 2011-05-01 | FALSE | 2011-05-01 | FALSE | Currently in Use | Diesel | 10000 | Tank Jacket Double Walled | 2011-05-01 | Double-Walled Flex | Pressurized
JACKSON COUNTY CORRECTIONAL INST | PRISON FARM RD-SR 84 | JEFFERSON | Jackson | 780018 | 1 | [5 empty] | Permanently Out of Use - historical purposes | Gas (Historical Use) | 500 | Bare Steel | 1978-02-22 | Bare Steel
JACKSON COUNTY CORRECTIONAL INST | PRISON FARM RD-SR 84 | JEFFERSON | Jackson | 780018 | 2 | [5 empty] | Currently in Use | Gas (Historical Use) | 1000 | Bare Steel | 1978-02-22 | Bare Steel
JACKSON COUNTY CORRECTIONAL INST | PRISON FARM RD-SR 84 | JEFFERSON | Jackson | 780018 | 3 | [5 empty] | Currently in Use | Gas (Historical Use) | 500 | Bare Steel | 1971-02-24 | Bare Steel
JACKSON COUNTY CORRECTIONAL INST | PRISON FARM RD-SR 84 | JEFFERSON | Jackson | 780018 | 4 | [5 empty] | Currently in Use | Diesel | 1000 | Bare Steel | 1971-02-24 | Bare Steel
JACKSON COUNTY CORRECTIONAL INST | PRISON FARM RD-SR 84 | JEFFERSON | Jackson | 780018 | 5 | [5 empty] | Removed from Ground | Gas (Historical Use) | 1000 | Bare Steel | 1971-02-24 | Bare Steel
JACKSON COUNTY CORRECTIONAL INST | PRISON FARM RD-SR 84 | JEFFERSON | Jackson | 780018 | 6 |  |  | TRUE |  | TRUE | Removed from Ground | Used Oil | 1000 | Not Marked/Unknown | 1995-01-17 | Not Marked
JACKSON COUNTY/SCHOOL ? | ROUTE 1 | BRASELTON | Jackson | 780022 | 1 | [5 empty] | Removed from Ground | Diesel | 300 | Marked Unknown | 1966-02-25 | Cathodically Protected
JACKSON ELECTRIC MEMBERSHIP CORP | 850 COMMERCE RD | JEFFERSON | Jackson | 780025 | D | Flapper Valve | 1991-09-15 | FALSE | 1991-09-15 | FALSE | Currently in Use | Diesel | 8000 | Galvanic (STIP-3) | 1991-09-15 | Fiberglass Reinforced Plastic | Pressurized
JACKSON ELECTRIC MEMBERSHIP CORP | 850 COMMERCE RD | JEFFERSON | Jackson | 780025 | D-GEN |  |  | FALSE |  | FALSE | Removed from Ground | Empty | 250 | Bare Steel | 1980-01-30 | Galvanized Steel | Suction (American)
JACKSON ELECTRIC MEMBERSHIP CORP | 850 COMMERCE RD | JEFFERSON | Jackson | 780025 | U | Ball Float | 1991-09-15 | FALSE | 1991-09-15 | FALSE | Currently in Use | Regular | 10000 | Galvanic (STIP-3) | 1991-09-15 | Fiberglass Reinforced Plastic | Pressurized
JACKSON ELECTRIC MEMBERSHIP CORP | 850 COMMERCE RD | JEFFERSON | Jackson | 780025 | WO |  |  | FALSE |  | FALSE | Removed from Ground | Gas (Historical Use) | 560 | Bare Steel | 1980-01-30 | Galvanized Steel
JACKSON ELECTRIC MEMBERSHIP CORP | 850 COMMERCE RD | JEFFERSON | Jackson | 780025 | WO-1 | Ball Float | 1995-05-01 | TRUE | 1995-12-01 | TRUE | Currently in Use | Used Oil | 560 | Composite | 1995-12-01 | Fiberglass Reinforced Plastic
JACKSON ELECTRIC MEMBERSHIP CORP | 850 COMMERCE RD | JEFFERSON | Jackson | 780025 | WO-T2 |  |  | FALSE |  | FALSE | Removed from Ground | Empty | 560 | Bare Steel | 1980-01-30 | Galvanized Steel
JACKSON ELECTRIC MEMBERSHIP CORP | 850 COMMERCE RD | JEFFERSON | Jackson | 780025 | WO-T3 |  |  | FALSE |  | FALSE | Removed from Ground | Empty | 560 | Bare Steel | 1980-01-30 | Galvanized Steel
JACKSON ELECTRIC MEMBERSHIP CORP | 850 COMMERCE RD | JEFFERSON | Jackson | 780025 | WO-TI |  |  | TRUE |  | TRUE | Removed from Ground | Empty | 560 | Bare Steel | 1995-12-21 | Galvanized Steel
QUICK PANTRY #1 | RT 1 BOX 2392 | NICHOLSON | Jackson | 780027 | 1 |  | 1998-12-01 |  | 1998-12-01 |  | Removed from Ground | Gas (Historical Use) | 10000 | Steel-Impressed Current | 1982-02-19 | Cathodically Protected | Suction (American)
QUICK PANTRY #1 | RT 1 BOX 2392 | NICHOLSON | Jackson | 780027 | 2 |  | 1998-12-01 |  | 1998-12-01 |  | Removed from Ground | Gas (Historical Use) | 5000 | Steel-Impressed Current | 1982-02-19 | Cathodically Protected | Suction (American)
QUICK PANTRY #1 | RT 1 BOX 2392 | NICHOLSON | Jackson | 780027 | 3 |  | 1998-12-01 |  | 1998-12-01 |  | Removed from Ground | Diesel | 6000 | Steel-Impressed Current | 1982-02-19 | Cathodically Protected | Suction (American)
QUICK PANTRY #1 | RT 1 BOX 2392 | NICHOLSON | Jackson | 780027 | 4 |  | 1998-12-01 |  | 1998-12-01 |  | Removed from Ground | Gas (Historical Use) | 3000 | Steel-Impressed Current | 1982-02-19 | Cathodically Protected | Suction (American)
WAYNE POULTRY FARMS | PO BOX 59/69 | PENDERGRASS | Jackson | 780029 | 1 | [5 empty] | Removed from Ground | Diesel | 15000 | Bare Steel | 1978-02-05 | Cathodically Protected
WAYNE POULTRY FARMS | PO BOX 59/69 | PENDERGRASS | Jackson | 780029 | 2 | [5 empty] | Removed from Ground | Kerosene | 15000 | Bare Steel | 1978-02-05 | Cathodically Protected
WAYNE POULTRY FARMS | PO BOX 59/69 | PENDERGRASS | Jackson | 780029 | 3 | [5 empty] | Removed from Ground | Diesel | 2000 | Not Marked/Unknown | 1991-01-01 | Not Marked
FUEL MART | 4868 MAYSVILLE RD | COMMERCE | Jackson | 780031 | 1 | [5 empty] | Permanently Out of Use - historical purposes | Gas (Historical Use) | 12000 | Bare Steel | 1978-04-19 | Galvanized Steel
FUEL MART | 4868 MAYSVILLE RD | COMMERCE | Jackson | 780031 | 2 | [5 empty] | Permanently Out of Use - historical purposes | Gas (Historical Use) | 8000 | Bare Steel | 1978-04-19 | Galvanized Steel
FUEL MART | 4868 MAYSVILLE RD | COMMERCE | Jackson | 780031 | 3 | [5 empty] | Permanently Out of Use - historical purposes | Gas (Historical Use) | 8000 | Bare Steel | 1978-04-19 | Galvanized Steel
FUEL MART | 4868 MAYSVILLE RD | COMMERCE | Jackson | 780031 | 4 | [5 empty] | Permanently Out of Use - historical purposes | Diesel | 12000 | Bare Steel | 1978-04-19 | Galvanized Steel
FUEL MART | 4868 MAYSVILLE RD | COMMERCE | Jackson | 780031 | 5 | [5 empty] | Permanently Out of Use - historical purposes | Diesel | 12000 | Bare Steel | 1978-04-19 | Galvanized Steel
FUEL MART | 4868 MAYSVILLE RD | COMMERCE | Jackson | 780031 | 6 | Overfill Alarm | 1991-04-01 | FALSE | 1991-04-01 | FALSE | Temporarily out of use |  | 10000 | Fiberglass Double Walled | 1991-04-04 | Double-Walled Fiberglass | Pressurized
FUEL MART | 4868 MAYSVILLE RD | COMMERCE | Jackson | 780031 | 7 | Overfill Alarm | 1991-04-01 | FALSE | 1991-04-01 | FALSE | Temporarily out of use |  | 10000 | Fiberglass Double Walled | 1991-04-04 | Double-Walled Fiberglass | Pressurized
FUEL MART | 4868 MAYSVILLE RD | COMMERCE | Jackson | 780031 | 8 | Overfill Alarm | 1991-04-01 | FALSE | 1991-04-01 | FALSE | Temporarily out of use |  | 10000 | Fiberglass Double Walled | 1991-04-04 | Double-Walled Fiberglass | Pressurized
FUEL MART | 4868 MAYSVILLE RD | COMMERCE | Jackson | 780031 | 9 | Overfill Alarm | 1991-04-01 | FALSE | 1991-04-01 | FALSE | Temporarily out of use | Diesel | 20000 | Fiberglass Double Walled | 1991-04-04 | Double-Walled Fiberglass | Pressurized
LOGANS TEXACO | RT 2 BOX 240B HWY 129 | ATHENS | Jackson | 780033 | 1 | [5 empty] | Removed from Ground | Gas (Historical Use) | 4000 | Bare Steel | 1981-04-12 | Galvanized Steel
LOGANS TEXACO | RT 2 BOX 240B HWY 129 | ATHENS | Jackson | 780033 | 2 | [5 empty] | Removed from Ground | Gas (Historical Use) | 4000 | Bare Steel | 1981-04-12 | Galvanized Steel
LOGANS TEXACO | RT 2 BOX 240B HWY 129 | ATHENS | Jackson | 780033 | 3 | [5 empty] | Removed from Ground | Gas (Historical Use) | 4000 | Bare Steel | 1981-04-12 | Galvanized Steel
QUICK STOP #2 | RT 1 HWY 129 | JEFFERSON | Jackson | 780034 | 1 | [5 empty] | Removed from Ground | Gas (Historical Use) | 4000 | Bare Steel | 1980-04-12 | Galvanized Steel
QUICK STOP #2 | RT 1 HWY 129 | JEFFERSON | Jackson | 780034 | 2 | [5 empty] | Removed from Ground | Gas (Historical Use) | 4000 | Bare Steel | 1980-04-12 | Galvanized Steel
BENNETT HALL GROC | HWY 124 | JEFFERSON | Jackson | 780036 | 1 | [5 empty] | Permanently Out of Use - historical purposes | Gas (Historical Use) | 1000 | Bare Steel | 1968-04-15 | Galvanized Steel
BENNETT HALL GROC | HWY 124 | JEFFERSON | Jackson | 780036 | 2 | [5 empty] | Permanently Out of Use - historical purposes | Gas (Historical Use) | 550 | Bare Steel | 1966-04-16 | Galvanized Steel
NORTH JACKSON FOOD MART | 994 OLD GAINESVILLE HWY | PENDERGRASS | Jackson | 780039 | 1 | [5 empty] | Removed from Ground | Gas (Historical Use) | 4000 | Bare Steel | 1980-04-12 | Galvanized Steel | Suction (American)
NORTH JACKSON FOOD MART | 994 OLD GAINESVILLE HWY | PENDERGRASS | Jackson | 780039 | 2 | [5 empty] | Removed from Ground | Gas (Historical Use) | 4000 | Bare Steel | 1980-04-12 | Galvanized Steel | Suction (American)
NORTH JACKSON FOOD MART | 994 OLD GAINESVILLE HWY | PENDERGRASS | Jackson | 780039 | 3 | [5 empty] | Removed from Ground | Gas (Historical Use) | 4000 | Bare Steel | 1980-04-12 | Galvanized Steel | Suction (American)
NORTH JACKSON FOOD MART | 994 OLD GAINESVILLE HWY | PENDERGRASS | Jackson | 780039 | 4 | Ball Float | 1996-12-03 |  | 1996-12-03 |  | Currently in Use | Diesel | 8000 | Fiberglass | 1996-12-03 | Fiberglass Reinforced Plastic | Pressurized
NORTH JACKSON FOOD MART | 994 OLD GAINESVILLE HWY | PENDERGRASS | Jackson | 780039 | 5 | Ball Float | 1996-12-03 | FALSE | 1996-12-03 | FALSE | Currently in Use | Regular | 10000 | Fiberglass | 1996-12-03 | Fiberglass Reinforced Plastic | Pressurized
NORTH JACKSON FOOD MART | 994 OLD GAINESVILLE HWY | PENDERGRASS | Jackson | 780039 | 6 | Ball Float | 1996-12-03 | FALSE | 1996-12-03 | FALSE | Currently in Use | Premium | 10000 | Fiberglass | 1996-12-03 | Fiberglass Reinforced Plastic | Pressurized
ROPER PUMP CO | 3475 OLD MAYSVILLE RD | COMMERCE | Jackson | 780042 | 1 | [5 empty] | Removed from Ground | Gas (Historical Use) | 1436 | Concrete | 1973-01-04 | Galvanized Steel
ROPER PUMP CO | 3475 OLD MAYSVILLE RD | COMMERCE | Jackson | 780042 | 2 |  |  | TRUE |  | TRUE | Removed from Ground | Used Oil | 3000 | Concrete | 1973-11-08 | Bare Steel
ROPER PUMP CO | 3475 OLD MAYSVILLE RD | COMMERCE | Jackson | 780042 | 3 | [5 empty] | Removed from Ground | Gas (Historical Use) | 1197 | Concrete | 1973-01-04 | Galvanized Steel
ROPER PUMP CO | 3475 OLD MAYSVILLE RD | COMMERCE | Jackson | 780042 | 4 | [5 empty] | Removed from Ground | Gas (Historical Use) | 550 | Bare Steel | 1978-08-02 | Galvanized Steel | Suction (American)
CITY OF COMMERCE | 1655 S ELM STREET | COMMERCE | Jackson | 780044 | 1 | [5 empty] | Removed from Ground | Gas (Historical Use) | 1000 | Bare Steel | 1986-04-10 | Galvanized Steel | Safe Suction (Euro)
CITY OF COMMERCE | 1655 S ELM STREET | COMMERCE | Jackson | 780044 | 2 | [5 empty] | Removed from Ground | Gas (Historical Use) | 1000 | Bare Steel | 1986-04-10 | Galvanized Steel | Safe Suction (Euro)
GA DOT BRASELTON 10113 | .4 MI S OF SR 124 ON POWER SUBST | BRASELTON | Jackson | 780046 | 1 | [5 empty] | Removed from Ground | Empty | 1000 | Bare Steel | 1986-04-29 | Bare Steel
JACKSON COUNTY MAINT HW JEFFERSON | 369 OLD AIRPORT RD | JEFFERSON | Jackson | 780047 | 10137-1 | [5 empty] | Removed from Ground | Gas (Historical Use) | 3000 | Bare Steel | 1981-04-30 | Galvanized Steel | Suction (American)
JACKSON COUNTY MAINT HW JEFFERSON | 369 OLD AIRPORT RD | JEFFERSON | Jackson | 780047 | 137D1 | [5 empty] | Removed from Ground | Diesel | 5000 | Bare Steel | 1981-04-30 | Galvanized Steel | Suction (American)
JACKSON COUNTY MAINT HW JEFFERSON | 369 OLD AIRPORT RD | JEFFERSON | Jackson | 780047 | 137G1 | [5 empty] | Removed from Ground | Gas (Historical Use) | 6000 | Bare Steel | 1981-04-30 | Galvanized Steel | Suction (American)
JACKSON COUNTY MAINT HW JEFFERSON | 369 OLD AIRPORT RD | JEFFERSON | Jackson | 780047 | 3 | Flapper Valve | 1997-09-24 | FALSE | 1997-09-24 | FALSE | Currently in Use | Regular | 2500 | Fiberglass Double Walled | 1997-09-23 | Fiberglass Reinforced Plastic | Safe Suction (Euro)
JACKSON COUNTY MAINT HW JEFFERSON | 369 OLD AIRPORT RD | JEFFERSON | Jackson | 780047 | 4 | Flapper Valve | 1997-09-24 | FALSE | 1997-09-24 | FALSE | Currently in Use | Diesel | 2500 | Fiberglass Double Walled | 1997-09-23 | Fiberglass Reinforced Plastic | Safe Suction (Euro)
R C JONES | 223 BROAD ST | COMMERCE | Jackson | 780048 | 1 | [5 empty] | Closed in Ground | Gas (Historical Use) | 1000 | Bare Steel | 1961-05-05 | Unknown
R C JONES | 223 BROAD ST | COMMERCE | Jackson | 780048 | 2 | [5 empty] | Closed in Ground | Gas (Historical Use) | 1000 | Bare Steel | 1961-05-05 | Unknown
R C JONES | 223 BROAD ST | COMMERCE | Jackson | 780048 | 3 | [5 empty] | Closed in Ground | Gas (Historical Use) | 1000 | Bare Steel | 1962-01-01 | Unknown
R C JONES | 223 BROAD ST | COMMERCE | Jackson | 780048 | 4 | [5 empty] | Removed from Ground | Gas (Historical Use) | 3000 | Bare Steel | 1967-01-01 | Galvanized Steel
STUDIVANT /BP | 76 SYCAMORE ST | JEFFERSON | Jackson | 780050 | 1 | [5 empty] | Removed from Ground | Gas (Historical Use) | 2900 | Bare Steel | 1961-04-17 | Galvanized Steel
STUDIVANT /BP | 76 SYCAMORE ST | JEFFERSON | Jackson | 780050 | 2 | [5 empty] | Removed from Ground | Gas (Historical Use) | 2900 | Bare Steel | 1961-04-17 | Galvanized Steel
STUDIVANT /BP | 76 SYCAMORE ST | JEFFERSON | Jackson | 780050 | 3 | [5 empty] | Removed from Ground | Gas (Historical Use) | 2900 | Bare Steel | 1961-04-17 | Galvanized Steel
STUDIVANT /BP | 76 SYCAMORE ST | JEFFERSON | Jackson | 780050 | 4 | [5 empty] | Removed from Ground | Gas (Historical Use) | 2900 | Bare Steel | 1961-04-17 | Galvanized Steel
STUDIVANT /BP | 76 SYCAMORE ST | JEFFERSON | Jackson | 780050 | 5 |  |  | TRUE |  | TRUE | Removed from Ground | Used Oil | 500 | Bare Steel | 1964-01-01 | Bare Steel
STUDIVANT /BP | 76 SYCAMORE ST | JEFFERSON | Jackson | 780050 | 6 | [5 empty] | Removed from Ground | Kerosene | 550 | Bare Steel | 1964-01-01 | Bare Steel | Suction (American)
J H KINNEY & SONS | MAIN ST | TALMO | Jackson | 780051 | 1 | [5 empty] | Removed from Ground | Gas (Historical Use) | 2000 | Bare Steel | 1977-04-13 | Galvanized Steel
J H KINNEY & SONS | MAIN ST | TALMO | Jackson | 780051 | 2 | [5 empty] | Removed from Ground | Gas (Historical Use) | 500 | Bare Steel | 1966-04-16 | Galvanized Steel
J H KINNEY & SONS | MAIN ST | TALMO | Jackson | 780051 | 3 | [5 empty] | Removed from Ground | Gas (Historical Use) | 500 | Bare Steel | 1966-04-16 | Galvanized Steel
BO'S GROCERY | GA HWY 124 EAST/1 MILE ON RIGHT | BRASELTON | Jackson | 780052 | 1 | [5 empty] | Removed from Ground | Gas (Historical Use) | 1000 | Bare Steel | 1971-04-15 | Galvanized Steel | Safe Suction (Euro)
BO'S GROCERY | GA HWY 124 EAST/1 MILE ON RIGHT | BRASELTON | Jackson | 780052 | 2 | [5 empty] | Removed from Ground | Gas (Historical Use) | 550 | Bare Steel | 1961-04-17 | Galvanized Steel | Safe Suction (Euro)
BO'S GROCERY | GA HWY 124 EAST/1 MILE ON RIGHT | BRASELTON | Jackson | 780052 | 3 | [5 empty] | Removed from Ground | Gas (Historical Use) | 550 | Bare Steel | 1961-04-17 | Galvanized Steel | Safe Suction (Euro)
BO'S GROCERY | GA HWY 124 EAST/1 MILE ON RIGHT | BRASELTON | Jackson | 780052 | 4 | [5 empty] | Removed from Ground | Empty | 500 | Bare Steel | 1961-04-17 | Galvanized Steel | Safe Suction (Euro)
EVANS GROCERY | ILA RD/APPROX 1 ML S OF COMMERCE | COMMERCE | Jackson | 780053 | 1 | [5 empty] | Removed from Ground | Gas (Historical Use) | 560 | Bare Steel | 1966-04-16 | Galvanized Steel
EVANS GROCERY | ILA RD/APPROX 1 ML S OF COMMERCE | COMMERCE | Jackson | 780053 | 2 | [5 empty] | Removed from Ground | Gas (Historical Use) | 560 | Bare Steel | 1966-04-16 | Galvanized Steel
EVANS GROCERY | ILA RD/APPROX 1 ML S OF COMMERCE | COMMERCE | Jackson | 780053 | 3 | [5 empty] | Removed from Ground | Gas (Historical Use) | 1000 | Bare Steel | 1971-04-15 | Galvanized Steel
RALPHS HANDI MART | NORTH BROAD ST | COMMERCE | Jackson | 780054 | 1 | [5 empty] | Removed from Ground | Empty | 280 | Bare Steel | 1966-04-16 | Galvanized Steel
RALPHS HANDI MART | NORTH BROAD ST | COMMERCE | Jackson | 780054 | 2 | [5 empty] | Removed from Ground | Gas (Historical Use) | 1000 | Bare Steel | 1966-04-16 | Galvanized Steel
RALPHS HANDI MART | NORTH BROAD ST | COMMERCE | Jackson | 780054 | 3 | [5 empty] | Removed from Ground | Gas (Historical Use) | 560 | Bare Steel | 1966-04-16 | Galvanized Steel
RALPHS HANDI MART | NORTH BROAD ST | COMMERCE | Jackson | 780054 | 4 | [5 empty] | Removed from Ground | Gas (Historical Use) | 560 | Bare Steel | 1966-04-16 | Galvanized Steel
RALPHS HANDI MART | NORTH BROAD ST | COMMERCE | Jackson | 780054 | 5 | [5 empty] | Removed from Ground | Kerosene | 2000 | Bare Steel | 1976-04-13 | Galvanized Steel
P D'S QUICK STOP | COMMERCE RD | ATHENS | Jackson | 780055 | 1 | [5 empty] | Removed from Ground | Gas (Historical Use) | 1000 | Bare Steel | 1966-04-16 | Galvanized Steel
P D'S QUICK STOP | COMMERCE RD | ATHENS | Jackson | 780055 | 2 | [5 empty] | Removed from Ground | Gas (Historical Use) | 2000 | Bare Steel | 1966-04-16 | Galvanized Steel
P D'S QUICK STOP | COMMERCE RD | ATHENS | Jackson | 780055 | 3 | [5 empty] | Removed from Ground | Gas (Historical Use) | 3000 | Bare Steel | 1971-04-15 | Galvanized Steel
P D'S QUICK STOP | COMMERCE RD | ATHENS | Jackson | 780055 | 4 | [5 empty] | Removed from Ground | Diesel | 2000 | Bare Steel | 1982-04-12 | Galvanized Steel
HARDEN OIL CO | 2611 NORTH ELM STREET | COMMERCE | Jackson | 780056 | 1 | [5 empty] | Removed from Ground | Kerosene | 2000 | Bare Steel | 1966-04-16 | Galvanized Steel
HARDEN OIL CO | 2611 NORTH ELM STREET | COMMERCE | Jackson | 780056 | 2 | [5 empty] | Closed in Ground | Gas (Historical Use) | 560 | Bare Steel | 1966-04-16 | Galvanized Steel
HARDEN OIL CO | 2611 NORTH ELM STREET | COMMERCE | Jackson | 780056 | 3 | [5 empty] | Closed in Ground | Gas (Historical Use) | 10000 | Bare Steel | 1966-04-16 | Galvanized Steel
HARDEN OIL CO | 2611 NORTH ELM STREET | COMMERCE | Jackson | 780056 | 4 | [5 empty] | Removed from Ground | Empty | 1000 | Cathodically Protected Steel | 1986-01-01 | Cathodically Protected | Safe Suction (Euro)
ITT TRANS/CENTER SITE # 127 | UNKNOWN | CENTER | Jackson | 780057 | 1 | [5 empty] | Removed from Ground | Other | 500 | Bare Steel | 1977-05-01 | Copper
EXXON #4-5048 | I-85/US HWY 129 | PENDERGRASS | Jackson | 780059 | 1 | [5 empty] | Removed from Ground | Gas (Historical Use) | 6000 | Bare Steel | 1966-06-01 | Galvanized Steel | Pressurized
EXXON #4-5048 | I-85/US HWY 129 | PENDERGRASS | Jackson | 780059 | 2 | [5 empty] | Removed from Ground | Gas (Historical Use) | 4000 | Bare Steel | 1966-06-01 | Galvanized Steel | Pressurized
EXXON #4-5048 | I-85/US HWY 129 | PENDERGRASS | Jackson | 780059 | 3 | [5 empty] | Removed from Ground | Gas (Historical Use) | 6000 | Bare Steel | 1966-06-01 | Galvanized Steel | Pressurized
EXXON #4-5048 | I-85/US HWY 129 | PENDERGRASS | Jackson | 780059 | 4 |  |  | TRUE |  | TRUE | Removed from Ground | Used Oil | 550 | Bare Steel | 1966-06-01 | Galvanized Steel | Gravity Fed
EXXON #4-5048 | I-85/US HWY 129 | PENDERGRASS | Jackson | 780059 | 5 | [5 empty] | Removed from Ground | Diesel | 550 | Bare Steel | 1966-06-01 | Galvanized Steel | Gravity Fed
UPS FREIGHT JEFFERSON (UST) | 5251 US HWY 129 N | Jefferson | Jackson | 780060 | 1 | [5 empty] | Removed from Ground | Diesel | 10000 | Bare Steel | 1967-05-06 | Galvanized Steel | Suction (American)
UPS FREIGHT JEFFERSON (UST) | 5251 US HWY 129 N | Jefferson | Jackson | 780060 | 2 | [5 empty] | Removed from Ground | Diesel | 4000 | Bare Steel | 1967-05-06 | Galvanized Steel | Suction (American)
UPS FREIGHT JEFFERSON (UST) | 5251 US HWY 129 N | Jefferson | Jackson | 780060 | 3 | Ball Float | 1992-01-01 | FALSE | 1992-01-01 | FALSE | Currently in Use | Diesel | 10000 | Galvanic (STIP-3) | 1992-01-01 | Fiberglass Reinforced Plastic | Pressurized
QUINTON FREEMAN | HWY 98 EAST | COMMERCE | Jackson | 780061 | 1 | [5 empty] | Removed from Ground | Gas (Historical Use) | 1000 | Bare Steel | 1974-05-02 | Galvanized Steel
QUINTON FREEMAN | HWY 98 EAST | COMMERCE | Jackson | 780061 | 2 | [5 empty] | Removed from Ground | Gas (Historical Use) | 1000 | Bare Steel | 1974-05-02 | Galvanized Steel
QUINTON FREEMAN | HWY 98 EAST | COMMERCE | Jackson | 780061 | 3 | [5 empty] | Removed from Ground | Gas (Historical Use) | 1000 | Bare Steel | 1974-05-02 | Galvanized Steel
GO LO MINI MARKET | RTE 2 JACKSON TRAIL RD | JEFFERSON | Jackson | 780062 | 1 | [5 empty] | Removed from Ground | Gas (Historical Use) | 1000 | Bare Steel | 1981-04-30 | Galvanized Steel
GO LO MINI MARKET | RTE 2 JACKSON TRAIL RD | JEFFERSON | Jackson | 780062 | 2 | [5 empty] | Removed from Ground | Gas (Historical Use) | 1000 | Bare Steel | 1981-04-30 | Galvanized Steel
GO LO MINI MARKET | RTE 2 JACKSON TRAIL RD | JEFFERSON | Jackson | 780062 | 3 | [5 empty] | Removed from Ground | Diesel | 1000 | Bare Steel | 1981-04-30 | Galvanized Steel
HOSCHTON AUTO CENTER | HWY 53 | HOSCHTON | Jackson | 780063 | 1 | [5 empty] | Removed from Ground | Gas (Historical Use) | 0 | Bare Steel | 1974-05-02 | Galvanized Steel
HOSCHTON AUTO CENTER | HWY 53 | HOSCHTON | Jackson | 780063 | 2 | [5 empty] | Removed from Ground | Gas (Historical Use) | 0 | Bare Steel | 1974-05-02 | Galvanized Steel
HOSCHTON AUTO CENTER | HWY 53 | HOSCHTON | Jackson | 780063 | 3 | [5 empty] | Removed from Ground | Gas (Historical Use) | 0 | Bare Steel | 1978-05-01 | Galvanized Steel
H&H TIRE GAS | 5845 HWY 53 | BRASELTON | Jackson | 780064 | 1 |  | 1998-04-02 |  | 1998-04-02 |  | Removed from Ground | Gas (Historical Use) | 8000 | Steel-Impressed Current | 1982-04-30 | Cathodically Protected | Pressurized
H&H TIRE GAS | 5845 HWY 53 | BRASELTON | Jackson | 780064 | 2 |  | 1998-04-02 |  | 1998-04-02 |  | Removed from Ground | Gas (Historical Use) | 6000 | Steel-Impressed Current | 1982-04-30 | Cathodically Protected | Pressurized
H&H TIRE GAS | 5845 HWY 53 | BRASELTON | Jackson | 780064 | 3 |  | 1998-04-02 |  | 1998-04-02 |  | Removed from Ground | Gas (Historical Use) | 6000 | Steel-Impressed Current | 1982-04-30 | Cathodically Protected | Pressurized
H&H TIRE GAS | 5845 HWY 53 | BRASELTON | Jackson | 780064 | 4 |  | 1998-04-02 |  | 1998-04-02 |  | Removed from Ground | Diesel | 6000 | Steel-Impressed Current | 1986-06-01 | Cathodically Protected | Pressurized
H&H TIRE GAS | 5845 HWY 53 | BRASELTON | Jackson | 780064 | 5 |  |  | FALSE |  | FALSE | Removed from Ground | Used Oil | 1000 | Unknown | 2001-12-01 | Unknown
SPEEDWAY #111 | 4928 MAYSVILLE | COMMERCE | Jackson | 780065 | 1 |  | 1998-12-01 |  | 1998-12-01 |  | Removed from Ground | Diesel | 20000 | Cathodically Protected Steel | 1985-03-17 | Fiberglass Reinforced Plastic | Pressurized
SPEEDWAY #111 | 4928 MAYSVILLE | COMMERCE | Jackson | 780065 | 2 |  | 1998-12-01 |  | 1998-12-01 |  | Removed from Ground | Gas (Historical Use) | 10000 | Cathodically Protected Steel | 1985-03-17 | Fiberglass Reinforced Plastic | Pressurized
SPEEDWAY #111 | 4928 MAYSVILLE | COMMERCE | Jackson | 780065 | 3 |  | 1998-12-01 |  | 1998-12-01 |  | Removed from Ground | Gas (Historical Use) | 10000 | Cathodically Protected Steel | 1985-03-17 | Fiberglass Reinforced Plastic | Pressurized
SPEEDWAY #111 | 4928 MAYSVILLE | COMMERCE | Jackson | 780065 | 4 |  | 1998-12-01 |  | 1998-12-01 |  | Removed from Ground | Gas (Historical Use) | 8000 | Cathodically Protected Steel | 1985-03-17 | Fiberglass Reinforced Plastic | Pressurized
SPEEDWAY #111 | 4928 MAYSVILLE | COMMERCE | Jackson | 780065 | 5 |  | 1998-12-01 |  | 1998-12-01 |  | Removed from Ground | Kerosene | 4000 | Cathodically Protected Steel | 1985-03-17 | Fiberglass Reinforced Plastic | Safe Suction (Euro)
GOLD KIST HATCHERY | 4567 MAYESVILLE HWY | COMMERCE | Jackson | 780066 | 1 | [5 empty] | Currently in Use | Diesel | 250 | Bare Steel | 1974-05-08 | Galvanized Steel
GOLD KIST HATCHERY | 4567 MAYESVILLE HWY | COMMERCE | Jackson | 780066 | 2 | [5 empty] | Currently in Use | Diesel | 500 | Bare Steel | 1978-05-07 | Galvanized Steel
GOLD KIST FIELD OPER TRUCK SHOP | HWY 98 | COMMERCE | Jackson | 780067 | 1 | [5 empty] | Removed from Ground | Diesel | 10000 | Marked Unknown | 1974-05-08 | Galvanized Steel | Safe Suction (Euro)
GOLD KIST FIELD OPER TRUCK SHOP | HWY 98 | COMMERCE | Jackson | 780067 | 2 | [5 empty] | Removed from Ground | Gas (Historical Use) | 10000 | Marked Unknown | 1974-05-08 | Galvanized Steel | Safe Suction (Euro)
PILGRIMS PRIDE FEED MILL | 1056 HWY 334 | COMMERCE | Jackson | 780068 | 1 | [5 empty] | Removed from Ground | Diesel | 10000 | Bare Steel | 1981-05-06 | Galvanized Steel | Suction (American)
PILGRIMS PRIDE FEED MILL | 1056 HWY 334 | COMMERCE | Jackson | 780068 | 2 | [5 empty] | Removed from Ground | Gas (Historical Use) | 10000 | Bare Steel | 1981-05-06 | Galvanized Steel | Suction (American)
PILGRIMS PRIDE FEED MILL | 1056 HWY 334 | COMMERCE | Jackson | 780068 | 3 | Flapper Valve | 1996-11-08 | FALSE | 1996-11-08 | FALSE | Temporarily out of use | Diesel | 15000 | Composite | 1996-11-04 | Double-Walled Flex | Safe Suction (Euro)
JOY & ALLEN WOOD | 3205 BROCKTON RD | JEFFERSON | Jackson | 780069 | 1 | [5 empty] | Removed from Ground | Empty | 560 | Bare Steel | 1966-05-07 | Unknown
JOY & ALLEN WOOD | 3205 BROCKTON RD | JEFFERSON | Jackson | 780069 | 2 | [5 empty] | Removed from Ground | Empty | 560 | Bare Steel | 1966-05-07 | Unknown
JOY & ALLEN WOOD | 3205 BROCKTON RD | JEFFERSON | Jackson | 780069 | 3 | [5 empty] | Removed from Ground | Empty | 560 | Bare Steel | 1966-05-07 | Unknown
INTERSTATE COMMERCE #170 | COMMERCE PLAZA 2223 N ELM ST | COMMERCE | Jackson | 780070 | 1 | [5 empty] | Removed from Ground | Gas (Historical Use) | 10000 | Bare Steel | 1965-05-12 | Galvanized Steel
INTERSTATE COMMERCE #170 | COMMERCE PLAZA 2223 N ELM ST | COMMERCE | Jackson | 780070 | 2 | [5 empty] | Removed from Ground | Gas (Historical Use) | 6000 | Bare Steel | 1977-05-09 | Galvanized Steel
INTERSTATE COMMERCE #170 | COMMERCE PLAZA 2223 N ELM ST | COMMERCE | Jackson | 780070 | 3 | [5 empty] | Removed from Ground | Gas (Historical Use) | 6000 | Bare Steel | 1977-05-09 | Galvanized Steel
INTERSTATE COMMERCE #170 | COMMERCE PLAZA 2223 N ELM ST | COMMERCE | Jackson | 780070 | 4 | [5 empty] | Removed from Ground | Diesel | 4000 | Bare Steel | 1965-05-12 | Galvanized Steel
MCR INC-RYAN HOMES INC | 200 MLK JR DR | JEFFERSON | Jackson | 780072 | 1 | [5 empty] | Removed from Ground | Gas (Historical Use) | 2000 | Bare Steel | 1980-05-06 | Galvanized Steel
SHELL FOOD MART | 571 ATHENS STREET | JEFFERSON | Jackson | 780073 | 1 | [5 empty] | Removed from Ground | Gas (Historical Use) | 4000 | Bare Steel | 1966-05-13 | Bare Steel | Suction (American)
SHELL FOOD MART | 571 ATHENS STREET | JEFFERSON | Jackson | 780073 | 2 | [5 empty] | Removed from Ground | Gas (Historical Use) | 4000 | Bare Steel | 1966-05-13 | Bare Steel | Suction (American)
SHELL FOOD MART | 571 ATHENS STREET | JEFFERSON | Jackson | 780073 | 3 | [5 empty] | Removed from Ground | Gas (Historical Use) | 4000 | Bare Steel | 1966-05-13 | Bare Steel | Suction (American)
SHELL FOOD MART | 571 ATHENS STREET | JEFFERSON | Jackson | 780073 | 4 | [5 empty] | Removed from Ground | Gas (Historical Use) | 4000 | Bare Steel | 1966-05-13 | Bare Steel | Suction (American)
SHELL FOOD MART | 571 ATHENS STREET | JEFFERSON | Jackson | 780073 | 5 | Ball Float | 1998-08-30 | FALSE | 1998-08-30 | FALSE | Currently in Use | Premium | 10000 | Epoxy | 1998-08-30 | Fiberglass Reinforced Plastic | Pressurized
SHELL FOOD MART | 571 ATHENS STREET | JEFFERSON | Jackson | 780073 | 6 | Ball Float | 1998-08-30 | FALSE | 1998-08-30 | FALSE | Currently in Use | Regular | 12000 | Epoxy | 1998-08-30 | Fiberglass Reinforced Plastic | Pressurized
ALLTEL GEORGIA INC | 5086 HWY 53 | BRASELTON | Jackson | 780075 | 1 | [5 empty] | Removed from Ground | Diesel | 550 | Bare Steel | 1984-05-08 | Galvanized Steel
ALLTEL GEORGIA INC | 5086 HWY 53 | BRASELTON | Jackson | 780075 | 2 |  | 1989-04-26 |  | 1989-04-26 |  | Removed from Ground | Diesel | 550 | Double Walled | 1989-04-26 | Double Walled
ALLTEL GA INC/PENDERGRASS | 115 PARK ST | PENDERGRASS | Jackson | 780076 | 1 | [5 empty] | Removed from Ground | Other | 550 | Bare Steel | 1985-05-08 | Copper
ALLTEL GA INC/PENDERGRASS | 115 PARK ST | PENDERGRASS | Jackson | 780076 | 4 | [5 empty] | Removed from Ground | Gas (Historical Use) | 2000 | Not Marked/Unknown | 1997-01-01 | Not Marked
ALLTEL GA INC | LEE ST/RANDOLPH ST | JEFFERSON | Jackson | 780077 | 1 | [5 empty] | Removed from Ground | Diesel | 1000 | Bare Steel | 1984-05-08 | Cathodically Protected
ALLTEL GA INC | 60 SANFORD DR | NICHOLSON | Jackson | 780078 | 1 | [5 empty] | Removed from Ground | Other | 550 | Bare Steel | 1985-05-08 | Copper
WINDSTREAM COMMERCE OFFICE | 45 GEORGIA AVE | COMMERCE | Jackson | 780079 | 1 |  |  | FALSE |  | FALSE | Removed from Ground | Diesel | 2000 | Bare Steel | 1979-05-10 | Cathodically Protected
WINDSTREAM COMMERCE OFFICE | 45 GEORGIA AVE | COMMERCE | Jackson | 780079 | 2 |  |  | FALSE |  | FALSE | Removed from Ground | Diesel | 2000 | Bare Steel | 1979-05-10 | Cathodically Protected
WINDSTREAM COMMERCE OFFICE | 45 GEORGIA AVE | COMMERCE | Jackson | 780079 | 3 | Flapper Valve | 1995-02-03 | FALSE | 1995-02-03 | FALSE | Removed from Ground | Diesel | 2000 | Fiberglass Double Walled | 1995-02-03 | Fiberglass Reinforced Plastic | Safe Suction (Euro)
ALLTEL GA INC | MAIN ST | MAYSVILLE | Jackson | 780080 | 1 | [5 empty] | Removed from Ground | Diesel | 550 | Bare Steel | 1984-05-08 | Copper
FLEET #224 | 549 NORTH ELM ST | COMMERCE | Jackson | 780083 | 1 | [5 empty] | Removed from Ground | Gas (Historical Use) | 8000 | Bare Steel | 1967-05-13 | Galvanized Steel | Suction (American)
FLEET #224 | 549 NORTH ELM ST | COMMERCE | Jackson | 780083 | 2 | [5 empty] | Removed from Ground | Gas (Historical Use) | 8000 | Bare Steel | 1967-05-13 | Galvanized Steel | Suction (American)
FLEET #224 | 549 NORTH ELM ST | COMMERCE | Jackson | 780083 | 3 | [5 empty] | Removed from Ground | Gas (Historical Use) | 8000 | Bare Steel | 1967-05-13 | Galvanized Steel | Suction (American)
EZ BUY #1 | I-85 & GA HWY 53 | BRASELTON | Jackson | 780084 | 30705 |  | 1998-10-01 |  | 1998-10-01 |  | Removed from Ground | Diesel | 4000 | Steel-Impressed Current | 1985-05-08 | Cathodically Protected | Pressurized
EZ BUY #1 | I-85 & GA HWY 53 | BRASELTON | Jackson | 780084 | 1 |  | 1998-10-01 |  | 1998-10-01 |  | Removed from Ground | Gas (Historical Use) | 6000 | Steel-Impressed Current | 1965-05-13 | Cathodically Protected | Pressurized
EZ BUY #1 | I-85 & GA HWY 53 | BRASELTON | Jackson | 780084 | 2 |  | 1998-10-01 |  | 1998-10-01 |  | Removed from Ground | Gas (Historical Use) | 6000 | Steel-Impressed Current | 1965-05-13 | Cathodically Protected | Pressurized
EZ BUY #1 | I-85 & GA HWY 53 | BRASELTON | Jackson | 780084 | 3 |  | 1998-10-01 |  | 1998-10-01 |  | Removed from Ground | Gas (Historical Use) | 6000 | Steel-Impressed Current | 1965-05-13 | Cathodically Protected | Pressurized
EZ BUY #1 | I-85 & GA HWY 53 | BRASELTON | Jackson | 780084 | 4 |  | 1998-10-01 |  | 1998-10-01 |  | Removed from Ground | Gas (Historical Use) | 10000 | Steel-Impressed Current | 1965-05-13 | Cathodically Protected | Pressurized
EZ BUY #1 | I-85 & GA HWY 53 | BRASELTON | Jackson | 780084 | 6 |  | 1998-10-01 |  | 1998-10-01 |  | Removed from Ground | Kerosene | 1000 | Galvanic (STIP-3) | 1985-05-08 | Cathodically Protected | Suction (American)
CARQUEST AUTO PARTS | WINDER HWY | JEFFERSON | Jackson | 780086 | 1 | [5 empty] | Removed from Ground | Gas (Historical Use) | 1000 | Bare Steel | 1958-05-15 | Bare Steel
CARQUEST AUTO PARTS | WINDER HWY | JEFFERSON | Jackson | 780086 | 2 | [5 empty] | Removed from Ground | Diesel | 500 | Bare Steel | 1981-05-09 | Bare Steel
COUNTRY FOODS | 418 LEE Street | JEFFERSON | Jackson | 780088 | 1 | Flapper Valve | 1994-03-23 | FALSE | 1994-03-23 | TRUE | Currently in Use | Regular | 8000 | Steel-Impressed Current | 1982-05-01 | Fiberglass Reinforced Plastic | Safe Suction (Euro)
COUNTRY FOODS | 418 LEE Street | JEFFERSON | Jackson | 780088 | 2 | Flapper Valve | 1994-03-23 | FALSE | 1994-03-23 | TRUE | Currently in Use | Diesel | 8000 | Steel-Impressed Current | 1982-05-01 | Fiberglass Reinforced Plastic | Safe Suction (Euro)
COUNTRY FOODS | 418 LEE Street | JEFFERSON | Jackson | 780088 | 3 | Flapper Valve | 1994-03-23 | FALSE | 1994-03-23 | TRUE | Currently in Use | Premium | 6000 | Steel-Impressed Current | 1982-05-01 | Fiberglass Reinforced Plastic | Safe Suction (Euro)
W C WATERS | 788 BROAD ST | COMMERCE | Jackson | 780091 | 1 | [5 empty] | Removed from Ground | Gas (Historical Use) | 500 | Bare Steel | 1986-05-28 | Galvanized Steel
W C WATERS | 788 BROAD ST | COMMERCE | Jackson | 780091 | 2 | [5 empty] | Removed from Ground | Gas (Historical Use) | 500 | Bare Steel | 1986-05-28 | Galvanized Steel
STANDARD OIL WAREHOUSE | 147 HOMER ST | COMMERCE | Jackson | 780092 | 1 | [5 empty] | Currently in Use | Diesel | 4000 | Bare Steel | 1986-05-28 | Galvanized Steel
STANDARD OIL WAREHOUSE | 147 HOMER ST | COMMERCE | Jackson | 780092 | 2 | [5 empty] | Currently in Use | Kerosene | 4000 | Bare Steel | 1986-05-28 | Galvanized Steel
STANDARD OIL WAREHOUSE | 147 HOMER ST | COMMERCE | Jackson | 780092 | 3 | [5 empty] | Currently in Use | Gas (Historical Use) | 1000 | Bare Steel | 1986-05-28 | Galvanized Steel
STANDARD OIL WAREHOUSE | 147 HOMER ST | COMMERCE | Jackson | 780092 | 4 | [5 empty] | Currently in Use | Gas (Historical Use) | 1000 | Bare Steel | 1986-05-28 | Galvanized Steel
STANDARD OIL WAREHOUSE | 147 HOMER ST | COMMERCE | Jackson | 780092 | 5 | [5 empty] | Currently in Use | Gas (Historical Use) | 1000 | Bare Steel | 1986-05-28 | Galvanized Steel
STANDARD OIL WAREHOUSE | 147 HOMER ST | COMMERCE | Jackson | 780092 | 6 | [5 empty] | Currently in Use | Gas (Historical Use) | 2000 | Bare Steel | 1986-05-28 | Galvanized Steel
J H ADAMS GROCERY | 1135 ATHENS ST | JEFFERSON | Jackson | 780094 | 1 | [5 empty] | Removed from Ground | Gas (Historical Use) | 500 | Bare Steel | 1986-05-28 | Galvanized Steel
J H ADAMS GROCERY | 1135 ATHENS ST | JEFFERSON | Jackson | 780094 | 2 | [5 empty] | Removed from Ground | Gas (Historical Use) | 500 | Bare Steel | 1986-05-28 | Galvanized Steel
J H ADAMS GROCERY | 1135 ATHENS ST | JEFFERSON | Jackson | 780094 | 3 | [5 empty] | Removed from Ground | Gas (Historical Use) | 1000 | Bare Steel | 1986-05-28 | Galvanized Steel
J H ADAMS GROCERY | 1135 ATHENS ST | JEFFERSON | Jackson | 780094 | 4 | [5 empty] | Removed from Ground | Gas (Historical Use) | 1000 | Bare Steel | 1986-05-28 | Galvanized Steel
HARMONY GROVE MILLS INC | 689 SOUTH ELM ST | COMMERCE | Jackson | 780098 | 1 | [5 empty] | Removed from Ground | Diesel | 20080 | Bare Steel | 1974-05-31 | Galvanized Steel
HARMONY GROVE MILLS INC | 689 SOUTH ELM ST | COMMERCE | Jackson | 780098 | 2 | [5 empty] | Removed from Ground | Diesel | 10134 | Bare Steel | 1974-05-31 | Galvanized Steel
HARMONY GROVE MILLS INC | 689 SOUTH ELM ST | COMMERCE | Jackson | 780098 | 3 | [5 empty] | Removed from Ground | Gas (Historical Use) | 2000 | Bare Steel | 1978-05-30 | Galvanized Steel
HARMONY GROVE MILLS INC | 689 SOUTH ELM ST | COMMERCE | Jackson | 780098 | 4 | [5 empty] | Removed from Ground | Gas (Historical Use) | 5000 | Not Marked/Unknown | 1991-01-01 | Not Marked
GOLDEN PANTRY #53 | 5636 GA HWY 53 | BRASELTON | Jackson | 780099 | 1 | Flapper Valve | 1998-02-10 | FALSE | 1990-04-01 | FALSE | Currently in Use | Regular | 10000 | Galvanic (STIP-3) | 1987-01-01 | Fiberglass Reinforced Plastic | Pressurized
GOLDEN PANTRY #53 | 5636 GA HWY 53 | BRASELTON | Jackson | 780099 | 2 | Flapper Valve | 1998-02-10 | FALSE | 1990-04-11 | FALSE | Currently in Use | Regular | 10000 | Galvanic (STIP-3) | 1987-01-01 | Fiberglass Reinforced Plastic | Pressurized
GOLDEN PANTRY #53 | 5636 GA HWY 53 | BRASELTON | Jackson | 780099 | 3 | Flapper Valve | 1998-02-10 | FALSE | 1990-04-11 | FALSE | Currently in Use | Premium | 10000 | Galvanic (STIP-3) | 1987-01-01 | Fiberglass Reinforced Plastic | Pressurized
GOLDEN PANTRY #53 | 5636 GA HWY 53 | BRASELTON | Jackson | 780099 | 4 | Flapper Valve | 1998-02-10 | FALSE | 1990-04-11 | FALSE | Currently in Use | Diesel | 8020 | Galvanic (STIP-3) | 1987-01-01 | Fiberglass Reinforced Plastic | Pressurized
GOLDEN PANTRY #53 | 5636 GA HWY 53 | BRASELTON | Jackson | 780099 | 5 | Flapper Valve | 1998-02-10 | FALSE | 1990-04-11 | FALSE | Currently in Use | E-0 | 2000 | Galvanic (STIP-3) | 1987-01-01 | Fiberglass Reinforced Plastic | Suction (American)
PANTRY #3317 | 614 BROAD ST | COMMERCE | Jackson | 690209 | 1 | Ball Float | 1992-03-01 | FALSE | 1992-03-01 | FALSE | Currently in Use | Regular | 10000 | Galvanic (STIP-3) | 1985-05-05 | Fiberglass Reinforced Plastic | Pressurized
PANTRY #3317 | 614 BROAD ST | COMMERCE | Jackson | 690209 | 2 | Ball Float | 1992-03-01 | FALSE | 1992-03-01 | FALSE | Currently in Use | Premium | 10000 | Galvanic (STIP-3) | 1985-05-05 | Fiberglass Reinforced Plastic | Pressurized
PANTRY #3317 | 614 BROAD ST | COMMERCE | Jackson | 690209 | 3 | Ball Float | 1992-03-01 | FALSE | 1992-03-01 | FALSE | Currently in Use | Diesel | 6000 | Galvanic (STIP-3) | 1985-05-05 | Fiberglass Reinforced Plastic | Pressurized
JACKSON COUNTY/SCHOOL ? | ROUTE 2 (JACKSON COUNTY ) | ATHENS | Jackson | 7000069 | 1 | [5 empty] | Removed from Ground | Gas (Historical Use) | 10000 | Bare Steel | 1979-02-22 | Galvanized Steel
JACKSON COUNTY/SCHOOL ? | ROUTE 2 (JACKSON COUNTY ) | ATHENS | Jackson | 7000069 | 2 | [5 empty] | Removed from Ground | Diesel | 10000 | Bare Steel | 1981-02-21 | Galvanized Steel
JACKSON COUNTY/SCHOOL ? | 333 MARTIN ST | JEFFERSON | Jackson | 7000070 | 1 | [5 empty] | Removed from Ground | Diesel | 500 | Bare Steel | 1961-02-26 | Cathodically Protected
JACKSON COUNTY/SCHOOL ? | 333 MARTIN ST | JEFFERSON | Jackson | 7000070 | 2 | [5 empty] | Removed from Ground | Diesel | 1000 | Bare Steel | 1968-02-25 | Cathodically Protected
JACKSON COUNTY/SCHOOL ? | 8632 RT 1 HWY 129 NORTH | TALMO | Jackson | 7000071 | 1 | [5 empty] | Closed in Ground | Gas (Historical Use) | 0 | Not Marked/Unknown | 1988-01-01 | Not Marked
P&G SUPERETTE | 4335 GA HWY 53 | HOSCHTON | Jackson | 580038 | 1 | [5 empty] | Closed in Ground | Kerosene | 550 | Bare Steel | 1966-05-04 | Galvanized Steel | Suction (American)
P&G SUPERETTE | 4335 GA HWY 53 | HOSCHTON | Jackson | 580038 | 2 | Flapper Valve | 1998-09-01 | FALSE | 1998-09-01 | FALSE | Removed from Ground | Gas (Historical Use) | 4000 | Steel-Impressed Current | 1978-05-01 | Steel (Impressed Current) | Safe Suction (Euro)
P&G SUPERETTE | 4335 GA HWY 53 | HOSCHTON | Jackson | 580038 | 3 | Flapper Valve | 1998-09-01 | FALSE | 1998-09-01 | FALSE | Removed from Ground | Diesel | 3000 | Steel-Impressed Current | 1978-05-01 | Steel (Impressed Current) | Safe Suction (Euro)
P&G SUPERETTE | 4335 GA HWY 53 | HOSCHTON | Jackson | 580038 | 4 | [5 empty] | Closed in Ground | Empty | 560 | Bare Steel | 1966-01-01 | Galvanized Steel
P&G SUPERETTE | 4335 GA HWY 53 | HOSCHTON | Jackson | 580038 | 5 | [5 empty] | Closed in Ground | Empty | 560 | Bare Steel | 1966-01-01 | Galvanized Steel
P&G SUPERETTE | 4335 GA HWY 53 | HOSCHTON | Jackson | 580038 | 6 | [5 empty] | Closed in Ground | Empty | 560 | Bare Steel | 1966-01-01 | Galvanized Steel
RUSTYS COUNTRY CONV #11 | ROUTE #4/GA HWY 11 SOUTH | JEFFERSON | Jackson | 580039 | 1 | [5 empty] | Removed from Ground | Gas (Historical Use) | 4000 | Bare Steel | 1965-01-01 | Galvanized Steel | Safe Suction (Euro)
RUSTYS COUNTRY CONV #11 | ROUTE #4/GA HWY 11 SOUTH | JEFFERSON | Jackson | 580039 | 2 | [5 empty] | Removed from Ground | Gas (Historical Use) | 4000 | Bare Steel | 1965-01-01 | Galvanized Steel | Safe Suction (Euro)
RUSTYS COUNTRY CONV #11 | ROUTE #4/GA HWY 11 SOUTH | JEFFERSON | Jackson | 580039 | 3 | [5 empty] | Removed from Ground | Gas (Historical Use) | 3000 | Bare Steel | 1965-01-01 | Galvanized Steel | Safe Suction (Euro)
RUSTYS COUNTRY CONV #11 | ROUTE #4/GA HWY 11 SOUTH | JEFFERSON | Jackson | 580039 | 4 | [5 empty] | Removed from Ground | Gas (Historical Use) | 4000 | Bare Steel | 1965-01-01 | Galvanized Steel | Safe Suction (Euro)
RUSTYS COUNTRY CONV #11 | ROUTE #4/GA HWY 11 SOUTH | JEFFERSON | Jackson | 580039 | 5 | [5 empty] | Removed from Ground | Diesel | 4000 | Bare Steel | 1965-01-01 | Galvanized Steel | Safe Suction (Euro)
RUSTYS COUNTRY CONV #11 | ROUTE #4/GA HWY 11 SOUTH | JEFFERSON | Jackson | 580039 | 6 | [5 empty] | Removed from Ground | Kerosene | 250 | Not Marked/Unknown | 1993-11-10 | Not Marked
CIRCLE M FOOD SHOP #22 | 517 S ELM | COMMERCE | Jackson | 580040 | 1 | Flapper Valve | 1998-12-17 | FALSE | 1998-12-17 | FALSE | Currently in Use | Regular | 8000 | Steel-Impressed Current | 1981-04-30 |  | Pressurized
CIRCLE M FOOD SHOP #22 | 517 S ELM | COMMERCE | Jackson | 580040 | 2 |  | 1998-12-17 | FALSE | 1998-12-17 | FALSE | Currently in Use | Premium | 8000 | Steel-Impressed Current | 1981-04-30 |  | Pressurized
CIRCLE M FOOD SHOP #22 | 517 S ELM | COMMERCE | Jackson | 580040 | 3 | Flapper Valve | 1998-12-17 | FALSE | 1998-12-17 | FALSE | Currently in Use | Diesel | 8000 | Steel-Impressed Current | 1981-04-30 |  | Pressurized
SHORT STOP | 8723 MAYSVILLE RD | MAYSVILLE | Jackson | 690138 | 1 | Flapper Valve | 1997-07-01 | FALSE | 1997-07-01 | FALSE | Currently in Use | Regular | 6000 | Steel-Impressed Current | 1979-05-01 |  | Pressurized
SHORT STOP | 8723 MAYSVILLE RD | MAYSVILLE | Jackson | 690138 | 2 | Ball Float | 1997-07-01 | FALSE | 1997-07-01 | FALSE | Currently in Use | Premium | 6000 | Steel-Impressed Current | 1979-05-01 |  | Pressurized
SHORT STOP | 8723 MAYSVILLE RD | MAYSVILLE | Jackson | 690138 | 3 | Ball Float | 1997-07-01 | FALSE | 1997-07-01 | FALSE | Currently in Use | Regular | 6000 | Steel-Impressed Current | 1979-05-01 |  | Pressurized
SHORT STOP | 8723 MAYSVILLE RD | MAYSVILLE | Jackson | 690138 | 4 | Flapper Valve | 1997-07-01 | FALSE | 1997-07-01 | FALSE | Currently in Use | Diesel | 4000 | Steel-Impressed Current | 1984-04-29 |  | Safe Suction (Euro)
SHORT STOP | 8723 MAYSVILLE RD | MAYSVILLE | Jackson | 690138 | 5 | Flapper Valve | 1997-07-01 | FALSE | 1997-07-01 | FALSE | Currently in Use | Diesel On Road | 2000 | Steel-Impressed Current | 1988-03-07 |  | Safe Suction (Euro)
SOUTHER CHAMPION CONST GA INC | BOX 1432 DEE KENNEDY RD | HOSCHTON | Jackson | 670130 | 1 | [5 empty] | Removed from Ground | Diesel | 0 | Bare Steel | 1986-04-30 | Galvanized Steel
CASTLEBERRY GROCERY | RT 1 BOX 95 | COMMERCE | Jackson | 650054 | 1 | [5 empty] | Removed from Ground | Gas (Historical Use) | 2000 | Bare Steel | 1976-05-10 | Galvanized Steel
CASTLEBERRY GROCERY | RT 1 BOX 95 | COMMERCE | Jackson | 650054 | 2 | [5 empty] | Removed from Ground | Gas (Historical Use) | 2000 | Bare Steel | 1976-05-10 | Galvanized Steel
GEORGIA-PACIFIC-MONTICELLO STUDM | HWY 83 SOUTH PO BOX 389 | MONTICELLO | Jasper | 790001 | 1 | [5 empty] | Closed in Ground | Diesel | 10000 | Marked Unknown | 1974-03-07 | Unknown
GEORGIA-PACIFIC-MONTICELLO STUDM | HWY 83 SOUTH PO BOX 389 | MONTICELLO | Jasper | 790001 | 2 | [5 empty] | Closed in Ground | Gas (Historical Use) | 2000 | Marked Unknown | 1969-03-08 | Unknown
GEORGIA-PACIFIC-MONTICELLO STUDM | HWY 83 SOUTH PO BOX 389 | MONTICELLO | Jasper | 790001 | 3 | [5 empty] | Closed in Ground | Diesel | 2000 | Marked Unknown | 1969-03-08 | Unknown
H C TUCKER MOTOR CO | 260 WEST WASHINGTON ST | MONTICELLO | Jasper | 790002 | 1 | [5 empty] | Closed in Ground | Gas (Historical Use) | 6600 | Bare Steel | 1956-03-07 | Galvanized Steel | Safe Suction (Euro)
H C TUCKER MOTOR CO | 260 WEST WASHINGTON ST | MONTICELLO | Jasper | 790002 | 2 | [5 empty] | Removed from Ground | Gas (Historical Use) | 7200 | Bare Steel | 1956-03-07 | Galvanized Steel | Safe Suction (Euro)
H C TUCKER MOTOR CO | 260 WEST WASHINGTON ST | MONTICELLO | Jasper | 790002 | 3 | [5 empty] | Removed from Ground | Empty | 500 | Bare Steel | 1920-01-01 | Bare Steel
H C TUCKER MOTOR CO | 260 WEST WASHINGTON ST | MONTICELLO | Jasper | 790002 | 4 | [5 empty] | Removed from Ground | Gas (Historical Use) | 500 | Bare Steel | 1928-01-01 | Galvanized Steel | Safe Suction (Euro)
H C TUCKER MOTOR CO | 260 WEST WASHINGTON ST | MONTICELLO | Jasper | 790002 | 5 | [5 empty] | Removed from Ground | Diesel | 500 | Bare Steel | 1928-01-01 | Galvanized Steel | Safe Suction (Euro)
H C TUCKER MOTOR CO | 260 WEST WASHINGTON ST | MONTICELLO | Jasper | 790002 | 6 | [5 empty] | Removed from Ground | Gas (Historical Use) | 300 | Bare Steel | 1928-01-01 | Galvanized Steel
H C TUCKER MOTOR CO | 260 WEST WASHINGTON ST | MONTICELLO | Jasper | 790002 | 7 | [5 empty] | Closed in Ground | Gas (Historical Use) | 300 | Bare Steel | 1928-01-01 | Galvanized Steel
WILSON FARM | ON FARM PERIMETER RD | MONTICELLO | Jasper | 790003 | 1 | [5 empty] | Removed from Ground | Gas (Historical Use) | 500 | Bare Steel | 1970-03-09 | Bare Steel
WILSON FARM | ON FARM PERIMETER RD | MONTICELLO | Jasper | 790003 | 2 | [5 empty] | Removed from Ground | Other | 250 | Bare Steel | 1966-03-09 | Bare Steel
JASPER CO BD OF ED SCHOOL BUS SH | 1477 COLLEGE ST | MONTICELLO | Jasper | 790004 | 1 | Flapper Valve | 1989-10-26 | FALSE | 1989-10-26 | FALSE | Currently in Use | Regular | 4000 | Galvanic (STIP-3) | 1989-10-26 | Fiberglass Reinforced Plastic | Safe Suction (Euro)
JASPER CO BD OF ED SCHOOL BUS SH | 1477 COLLEGE ST | MONTICELLO | Jasper | 790004 | 2 | Flapper Valve | 1989-10-22 | FALSE | 1989-10-22 | FALSE | Currently in Use | Diesel | 10000 | Galvanic (STIP-3) | 1989-10-26 | Fiberglass Reinforced Plastic | Safe Suction (Euro)
MONTICELLO FOOD MART | 210 WEST GREEN ST | MONTICELLO | Jasper | 790005 | 24 | Flapper Valve | 1998-11-09 | FALSE | 1998-11-09 | FALSE | Currently in Use | Regular | 6048 | Steel-Impressed Current | 1982-02-25 | Fiberglass Reinforced Plastic | Pressurized
MONTICELLO FOOD MART | 210 WEST GREEN ST | MONTICELLO | Jasper | 790005 | 25 | Flapper Valve | 1998-11-09 | FALSE | 1998-11-09 | FALSE | Currently in Use | Premium | 6048 | Steel-Impressed Current | 1982-02-25 | Fiberglass Reinforced Plastic | Pressurized
MONTICELLO FOOD MART | 210 WEST GREEN ST | MONTICELLO | Jasper | 790005 | 26 | Flapper Valve | 1998-11-09 | FALSE | 1998-11-09 | FALSE | Currently in Use | Diesel | 6048 | Steel-Impressed Current | 1982-02-25 | Fiberglass Reinforced Plastic | Pressurized
CAL-MAINE FOODS | 220 SOUTHERN EMPIRE RD | SHADY DALE | Jasper | 790007 | 1 | Flapper Valve | 1998-12-16 | FALSE | 1998-12-16 | FALSE | Currently in Use | Diesel | 10000 | Galvanic (STIP-3) | 1986-06-01 | Fiberglass Reinforced Plastic | Suction (American)
HILLSBORO GROCERY | 1750 HWY 11 SOUTH | HILLSBORO | Jasper | 790008 | 1 | [5 empty] | Removed from Ground | Gas (Historical Use) | 3000 | Bare Steel | 1986-04-21 | Galvanized Steel
HILLSBORO GROCERY | 1750 HWY 11 SOUTH | HILLSBORO | Jasper | 790008 | 1A |  | 2001-10-02 |  | 2001-10-02 |  | Temporarily out of use | Gas (Historical Use) | 8000 | Composite | 2001-09-25 | Not Marked | Safe Suction (Euro)
HILLSBORO GROCERY | 1750 HWY 11 SOUTH | HILLSBORO | Jasper | 790008 | 1B |  | 2001-10-02 |  | 2001-10-02 |  | Temporarily out of use | Diesel | 4000 | Composite | 2001-09-25 | Not Marked | Safe Suction (Euro)
HILLSBORO GROCERY | 1750 HWY 11 SOUTH | HILLSBORO | Jasper | 790008 | 2 | [5 empty] | Removed from Ground | Gas (Historical Use) | 1000 | Bare Steel | 1986-04-21 | Galvanized Steel
HILLSBORO GROCERY | 1750 HWY 11 SOUTH | HILLSBORO | Jasper | 790008 | 3 | [5 empty] | Removed from Ground | Gas (Historical Use) | 1000 | Bare Steel | 1986-04-21 | Galvanized Steel
KEVIN'S ONE STOP | 11589 HWY 83 | MONTICELLO | Jasper | 790009 | 1 |  | 1998-12-01 |  | 1998-12-01 |  | Temporarily out of use | Gas (Historical Use) | 1060 | Steel-Impressed Current | 1984-04-21 | Cathodically Protected | Safe Suction (Euro)
KEVIN'S ONE STOP | 11589 HWY 83 | MONTICELLO | Jasper | 790009 | 2 |  | 1998-12-01 |  | 1998-12-01 |  | Temporarily out of use | Gas (Historical Use) | 1060 | Steel-Impressed Current | 1984-04-21 | Cathodically Protected | Safe Suction (Euro)
KEVIN'S ONE STOP | 11589 HWY 83 | MONTICELLO | Jasper | 790009 | 3 |  | 1998-12-01 |  | 1998-12-01 |  | Temporarily out of use | Diesel | 1060 | Steel-Impressed Current | 1984-04-21 | Cathodically Protected | Safe Suction (Euro)
SAC O SUDS | HWY 16 WEST | MONTICELLO | Jasper | 790010 | 1 | [5 empty] | Removed from Ground | Gas (Historical Use) | 2000 | Cathodically Protected Steel | 1986-04-21 | Galvanized Steel | Safe Suction (Euro)
SAC O SUDS | HWY 16 WEST | MONTICELLO | Jasper | 790010 | 2 | [5 empty] | Removed from Ground | Gas (Historical Use) | 2000 | Cathodically Protected Steel | 1986-04-21 | Galvanized Steel | Safe Suction (Euro)
LYNCHS GULF/MONTICELLO GULF | 123 WARREN ST | MONTICELLO | Jasper | 790012 | 1 | [5 empty] | Closed in Ground | Gas (Historical Use) | 1000 | Bare Steel | 1966-04-26 | Galvanized Steel
LYNCHS GULF/MONTICELLO GULF | 123 WARREN ST | MONTICELLO | Jasper | 790012 | 2 | [5 empty] | Closed in Ground | Gas (Historical Use) | 1000 | Bare Steel | 1966-04-26 | Galvanized Steel
LYNCHS GULF/MONTICELLO GULF | 123 WARREN ST | MONTICELLO | Jasper | 790012 | 3 | [5 empty] | Closed in Ground | Gas (Historical Use) | 1000 | Bare Steel | 1966-04-26 | Galvanized Steel
LYNCHS GULF/MONTICELLO GULF | 123 WARREN ST | MONTICELLO | Jasper | 790012 | 4 | [5 empty] | Closed in Ground | Diesel | 500 | Bare Steel | 1966-04-26 | Galvanized Steel
LYNCHS GULF/MONTICELLO GULF | 123 WARREN ST | MONTICELLO | Jasper | 790012 | 5 | [5 empty] | Closed in Ground | Other | 0 | Bare Steel | 1946-05-01 | Unknown
LYNCHS GULF/MONTICELLO GULF | 123 WARREN ST | MONTICELLO | Jasper | 790012 | 6 | [5 empty] | Closed in Ground | Empty | 550 | Bare Steel | 1946-05-01 | Unknown
LARRY FOUR WAY | 9160 HWY 212 W | MONTICELLO | Jasper | 790013 | 1 | [5 empty] | Closed in Ground | Gas (Historical Use) | 1000 | Bare Steel | 1986-04-21 | Galvanized Steel
LARRY FOUR WAY | 9160 HWY 212 W | MONTICELLO | Jasper | 790013 | 10A | Ball Float | 2016-11-10 | FALSE | 2016-11-10 | FALSE | Currently in Use | Gas (Historical Use) | 15000 | Composite Double Walled | 2016-08-23 | Double-Walled Fiberglass
LARRY FOUR WAY | 9160 HWY 212 W | MONTICELLO | Jasper | 790013 | 10B | Ball Float | 2016-11-10 | FALSE | 2016-11-10 | FALSE | Currently in Use | Gas (Historical Use) | 5000 | Composite Double Walled | 2016-08-23 | Double-Walled Fiberglass
LARRY FOUR WAY | 9160 HWY 212 W | MONTICELLO | Jasper | 790013 | 2 | [5 empty] | Closed in Ground | Gas (Historical Use) | 2000 | Bare Steel | 1986-04-21 | Galvanized Steel
LARRY FOUR WAY | 9160 HWY 212 W | MONTICELLO | Jasper | 790013 | 3 | [5 empty] | Closed in Ground | Gas (Historical Use) | 2000 | Bare Steel | 1986-04-21 | Galvanized Steel
LARRY FOUR WAY | 9160 HWY 212 W | MONTICELLO | Jasper | 790013 | 4 | [5 empty] | Closed in Ground | Diesel | 2000 | Bare Steel | 1982-04-22 | Galvanized Steel
LARRY FOUR WAY | 9160 HWY 212 W | MONTICELLO | Jasper | 790013 | 5 | Ball Float | 1991-01-01 | FALSE | 1991-01-01 | FALSE | Currently in Use | Gas (Historical Use) | 8000 | Fiberglass | 1991-01-01 | Fiberglass Reinforced Plastic | Pressurized
LARRY FOUR WAY | 9160 HWY 212 W | MONTICELLO | Jasper | 790013 | 6 | Ball Float | 1991-01-01 | FALSE | 1991-01-01 | FALSE | Currently in Use | Diesel | 6000 | Fiberglass | 1991-01-01 | Fiberglass Reinforced Plastic | Pressurized
LARRY FOUR WAY | 9160 HWY 212 W | MONTICELLO | Jasper | 790013 | 7 | Ball Float | 1991-01-01 | FALSE | 1991-01-01 | FALSE | Currently in Use | Diesel | 6000 | Fiberglass | 1991-01-01 | Fiberglass Reinforced Plastic | Pressurized
LARRY FOUR WAY | 9160 HWY 212 W | MONTICELLO | Jasper | 790013 | 8 | Ball Float | 1991-01-01 | FALSE | 1991-01-01 | FALSE | Currently in Use | Kerosene | 4000 | Fiberglass | 1991-01-01 | Fiberglass Reinforced Plastic | Pressurized
LARRY FOUR WAY | 9160 HWY 212 W | MONTICELLO | Jasper | 790013 | 9 |  | 1999-12-20 |  | 1999-12-20 |  | Removed from Ground | Kerosene | 1000 | Galvanic (STIP-3) | 1988-01-01 | Fiberglass Reinforced Plastic | Suction (American)
GA KRAFT CO | HWY 11 SOUTH | MONTICELLO | Jasper | 790014 | 1 | [5 empty] | Removed from Ground | Gas (Historical Use) | 550 | Bare Steel | 1987-04-01 | Galvanized Steel
GA KRAFT CO | HWY 11 SOUTH | MONTICELLO | Jasper | 790014 | 2 | [5 empty] | Removed from Ground | Diesel | 550 | Bare Steel | 1987-04-01 | Galvanized Steel
PETES BP | 317 WEST GREEN ST | MONTICELLO | Jasper | 790015 | 1 | Flapper Valve | 1998-05-01 | FALSE | 1998-05-01 | FALSE | Currently in Use | Gas (Historical Use) | 10000 | Steel-Impressed Current | 1996-10-01 | Fiberglass Reinforced Plastic | Pressurized
PETES BP | 317 WEST GREEN ST | MONTICELLO | Jasper | 790015 | 2 | Flapper Valve | 1998-05-01 | FALSE | 1998-05-01 | FALSE | Currently in Use | Gas (Historical Use) | 10000 | Steel-Impressed Current | 1996-10-01 | Fiberglass Reinforced Plastic | Pressurized
PETES BP | 317 WEST GREEN ST | MONTICELLO | Jasper | 790015 | 3 | Flapper Valve | 1998-05-01 | FALSE | 1998-05-01 | FALSE | Currently in Use | Gas (Historical Use) | 10000 | Steel-Impressed Current | 1996-10-01 | Fiberglass Reinforced Plastic | Pressurized
PETES BP | 317 WEST GREEN ST | MONTICELLO | Jasper | 790015 | 4 | [5 empty] | Removed from Ground | Diesel | 550 | Bare Steel | 1969-04-25 | Galvanized Steel
PETES BP | 317 WEST GREEN ST | MONTICELLO | Jasper | 790015 | 5 |  |  | TRUE |  | TRUE | Removed from Ground | Used Oil | 550 | Bare Steel | 1969-04-25 | Galvanized Steel
PETES BP | 317 WEST GREEN ST | MONTICELLO | Jasper | 790015 | 6 | Flapper Valve | 1991-04-01 | FALSE | 1991-04-01 | FALSE | Currently in Use |  | 1000 | Composite | 1991-04-20 | Fiberglass Reinforced Plastic | Safe Suction (Euro)
A-1 FOODS #49 | 610 FORSYTH ST | MONTICELLO | Jasper | 790017 | 1-REG |  | 1998-05-01 | FALSE | 1998-05-01 | FALSE | Currently in Use | Regular | 10000 | Steel-Impressed Current | 1997-10-01 | Steel (Impressed Current) | Pressurized
A-1 FOODS #49 | 610 FORSYTH ST | MONTICELLO | Jasper | 790017 | 2-UNL |  | 1998-05-01 | FALSE | 1998-05-01 | FALSE | Currently in Use | Gas (Historical Use) | 8000 | Steel-Impressed Current | 1997-10-01 | Steel (Impressed Current) | Pressurized
A-1 FOODS #49 | 610 FORSYTH ST | MONTICELLO | Jasper | 790017 | 3-SUL |  | 1998-05-01 | FALSE | 1998-05-01 | FALSE | Currently in Use | Gas (Historical Use) | 8000 | Steel-Impressed Current | 1997-10-01 | Steel (Impressed Current) | Pressurized
AT&T | 1840 BETHEL CHURCH RD | MONTICELLO | Jasper | 790018 | 1 | [5 empty] | Closed in Ground | Diesel | 50000 | Bare Steel | 1968-05-09 | Not Marked
AT&T | 1840 BETHEL CHURCH RD | MONTICELLO | Jasper | 790018 | 2 | [5 empty] | Closed in Ground | Diesel | 50000 | Bare Steel | 1968-05-09 | Not Marked
AT&T | 1840 BETHEL CHURCH RD | MONTICELLO | Jasper | 790018 | 3 | [5 empty] | Closed in Ground | Diesel | 50000 | Bare Steel | 1968-05-09 | Not Marked
AT&T | 1840 BETHEL CHURCH RD | MONTICELLO | Jasper | 790018 | 4AST | [5 empty] | Currently in Use | Diesel | 15000 | Bare Steel | 1990-01-01 | Copper | Suction (American)
DEXTER AXLE | PERIMETER RD PO DRAWER 71 | MONTICELLO | Jasper | 790019 | 1 | [5 empty] | Removed from Ground | Diesel | 8000 | Bare Steel | 1969-05-09 | Unknown
DEXTER AXLE | PERIMETER RD PO DRAWER 71 | MONTICELLO | Jasper | 790019 | 2 | [5 empty] | Removed from Ground | Gas (Historical Use) | 8000 | Bare Steel | 1969-05-09 | Unknown
KENTUCKY-TENNESSEE CLAY COMPANY | 1879 FELDSPAR ROAD | MONTICELLO | Jasper | 790020 | 1 | Flapper Valve | 1995-03-14 |  | 1995-03-14 |  | Removed from Ground | Gas (Historical Use) | 12000 | Steel-Impressed Current | 1976-05-07 | Steel (Impressed Current) | Suction (American)
KENTUCKY-TENNESSEE CLAY COMPANY | 1879 FELDSPAR ROAD | MONTICELLO | Jasper | 790020 | 2 | Flapper Valve | 1995-03-14 |  | 1995-03-14 |  | Removed from Ground | Diesel | 6000 | Steel-Impressed Current | 1971-05-09 | Steel (Impressed Current) | Suction (American)
MARTINS MARINA | RT 3 BOX 370 HWY 221 | MONTICELLO | Jasper | 790021 | 1 | [5 empty] | Removed from Ground | Gas (Historical Use) | 2000 | Bare Steel | 1973-05-08 | Galvanized Steel
MARTINS MARINA | RT 3 BOX 370 HWY 221 | MONTICELLO | Jasper | 790021 | 2 | [5 empty] | Removed from Ground | Gas (Historical Use) | 1000 | Bare Steel | 1961-05-11 | Unknown
MARTINS MARINA | RT 3 BOX 370 HWY 221 | MONTICELLO | Jasper | 790021 | 3 | [5 empty] | Removed from Ground | Gas (Historical Use) | 1000 | Bare Steel | 1961-05-11 | Unknown
MARTINS MARINA | RT 3 BOX 370 HWY 221 | MONTICELLO | Jasper | 790021 | 4 | [5 empty] | Removed from Ground | Gas (Historical Use) | 500 | Bare Steel | 1961-05-11 | Unknown
BILLYS CORNER MART | 22535 HWY 83 | SHADY DALE | Jasper | 790022 | 1 | [5 empty] | Removed from Ground | Gas (Historical Use) | 2000 | Bare Steel | 1974-05-09 | Galvanized Steel
BILLYS CORNER MART | 22535 HWY 83 | SHADY DALE | Jasper | 790022 | 2 | [5 empty] | Removed from Ground | Gas (Historical Use) | 3000 | Bare Steel | 1974-05-09 | Galvanized Steel
GORDONS AMOCO | 209 EAST GREENE ST | MONTICELLO | Jasper | 790023 | 1 |  | 1993-06-01 |  | 1995-01-01 |  | Removed from Ground | Gas (Historical Use) | 6000 | Bare Steel | 1973-05-10 | Galvanized Steel | Safe Suction (Euro)
GORDONS AMOCO | 209 EAST GREENE ST | MONTICELLO | Jasper | 790023 | 2 |  | 1993-06-01 |  | 1995-01-01 |  | Removed from Ground | Gas (Historical Use) | 4000 | Bare Steel | 1973-05-10 | Galvanized Steel | Safe Suction (Euro)
GORDONS AMOCO | 209 EAST GREENE ST | MONTICELLO | Jasper | 790023 | 3 | [5 empty] | Removed from Ground | Empty | 560 | Marked Unknown | 2000-09-22 | Unknown
GORDONS AMOCO | 209 EAST GREENE ST | MONTICELLO | Jasper | 790023 | 4 | [5 empty] | Removed from Ground | Other | 2000 | Bare Steel | 2000-09-22 | Galvanized Steel
CIRCLE K STORES INC #2069 | 1468 A W WASHINGTON ST | MONTICELLO | Jasper | 790024 | 1 |  | 1994-06-01 |  | 1994-06-01 |  | Removed from Ground | Gas (Historical Use) | 12000 | Steel-Impressed Current | 1983-05-08 | Steel (Impressed Current) | Pressurized
CIRCLE K STORES INC #2069 | 1468 A W WASHINGTON ST | MONTICELLO | Jasper | 790024 | 2 |  | 1994-06-01 |  | 1994-06-01 |  | Removed from Ground | Diesel | 12000 | Steel-Impressed Current | 1983-05-08 | Steel (Impressed Current) | Pressurized
CIRCLE K STORES INC #2069 | 1468 A W WASHINGTON ST | MONTICELLO | Jasper | 790024 | 3 |  | 1994-06-01 |  | 1994-06-01 |  | Removed from Ground | Gas (Historical Use) | 8000 | Steel-Impressed Current | 1983-05-08 | Steel (Impressed Current) | Pressurized
CIRCLE K STORES INC #2069 | 1468 A W WASHINGTON ST | MONTICELLO | Jasper | 790024 | 4 |  | 1994-06-01 |  | 1994-06-01 |  | Removed from Ground | Gas (Historical Use) | 8000 | Steel-Impressed Current | 1983-05-08 | Steel (Impressed Current) | Pressurized
CIRCLE K STORES INC #2069 | 1468 A W WASHINGTON ST | MONTICELLO | Jasper | 790024 | 5 |  | 2013-04-01 | FALSE | 2013-04-01 | FALSE | Currently in Use | Regular | 15000 | Epoxy Double-Walled | 2013-04-01 | Double-Walled Fiberglass | Pressurized
CIRCLE K STORES INC #2069 | 1468 A W WASHINGTON ST | MONTICELLO | Jasper | 790024 | 6A |  | 2013-04-01 | FALSE | 2013-04-01 | FALSE | Currently in Use | Premium | 7500 | Epoxy Double-Walled | 2013-04-01 | Double-Walled Fiberglass | Pressurized
CIRCLE K STORES INC #2069 | 1468 A W WASHINGTON ST | MONTICELLO | Jasper | 790024 | 6B |  | 2013-04-01 | FALSE | 2013-04-01 | FALSE | Currently in Use | Diesel | 7500 | Epoxy Double-Walled | 2013-04-01 | Double-Walled Fiberglass | Pressurized
GA DOT #10214 JASPER CO MAINT HQ | GA HWY 212 NORTHWEST/1 1/2 MI NW | MONTICELLO | Jasper | 790026 | 10214-1 | [5 empty] | Removed from Ground | Gas (Historical Use) | 1000 | Bare Steel | 1987-01-01 | Unknown
GA DOT #10214 JASPER CO MAINT HQ | GA HWY 212 NORTHWEST/1 1/2 MI NW | MONTICELLO | Jasper | 790026 | 214D1 | [5 empty] | Removed from Ground | Diesel | 2000 | Cathodically Protected Steel | 1986-01-01 | Galvanized Steel | Suction (American)
GA DOT #10214 JASPER CO MAINT HQ | GA HWY 212 NORTHWEST/1 1/2 MI NW | MONTICELLO | Jasper | 790026 | 214G1 | [5 empty] | Removed from Ground | Gas (Historical Use) | 2000 | Cathodically Protected Steel | 1986-01-01 | Galvanized Steel | Suction (American)
GEORGIA-PACIFIC-MONTICELLO PLYWO | HWY 83 SOUTH | MONTICELLO | Jasper | 790027 | 1 | [5 empty] | Removed from Ground | Other | 2500 | Bare Steel | 1969-03-08 | Galvanized Steel
GEORGIA-PACIFIC-MONTICELLO PLYWO | HWY 83 SOUTH | MONTICELLO | Jasper | 790027 | 2 | [5 empty] | Removed from Ground | Diesel | 10000 | Bare Steel | 1969-03-08 | Galvanized Steel
GEORGIA-PACIFIC-MONTICELLO PLYWO | HWY 83 SOUTH | MONTICELLO | Jasper | 790027 | 3 | [5 empty] | Removed from Ground | Diesel | 10000 | Bare Steel | 1969-03-08 | Galvanized Steel
GEORGIA-PACIFIC-MONTICELLO PLYWO | HWY 83 SOUTH | MONTICELLO | Jasper | 790027 | 4 | [5 empty] | Removed from Ground | Diesel | 10000 | Bare Steel | 1969-03-08 | Galvanized Steel
GEORGIA-PACIFIC MONTICELLO PANEL | HWY 83 SOUTH PO BOX 386 | MONTICELLO | Jasper | 790028 | 1 | [5 empty] | Removed from Ground | Gas (Historical Use) | 1000 | Marked Unknown | 1973-03-07 | Unknown
GEORGIA-PACIFIC MONTICELLO PANEL | HWY 83 SOUTH PO BOX 386 | MONTICELLO | Jasper | 790028 | 2 | [5 empty] | Removed from Ground | Diesel | 1000 | Marked Unknown | 1973-03-07 | Unknown
GEORGIA-PACIFIC MONTICELLO PANEL | HWY 83 SOUTH PO BOX 386 | MONTICELLO | Jasper | 790028 | 3 |  |  | TRUE |  | TRUE | Removed from Ground | Used Oil | 3000 | Marked Unknown | 1973-03-07 | Unknown
JASPER COUNTY LUMBER CO | 5 SOUTHERN AVENUE | MONTICELLO | Jasper | 790031 | 1 | [5 empty] | Removed from Ground | Gas (Historical Use) | 500 | Bare Steel | 1980-01-01 | Galvanized Steel | Safe Suction (Euro)
A&Q GROCERY | 142 FROBEL ST | MONTICELLO | Jasper | 792001 | 1 | Ball Float | 1987-11-04 | FALSE | 1987-11-04 | FALSE | Currently in Use | Gas (Historical Use) | 8000 | Fiberglass | 1987-11-04 | Fiberglass Reinforced Plastic | Pressurized
A&Q GROCERY | 142 FROBEL ST | MONTICELLO | Jasper | 792001 | 2 | Ball Float | 1987-11-04 | FALSE | 1987-11-04 | FALSE | Currently in Use | Gas (Historical Use) | 8000 | Fiberglass | 1987-11-04 | Fiberglass Reinforced Plastic | Pressurized
A&Q GROCERY | 142 FROBEL ST | MONTICELLO | Jasper | 792001 | 3 | Ball Float | 1987-11-04 | FALSE | 1987-11-04 | FALSE | Currently in Use | Gas (Historical Use) | 8000 | Fiberglass | 1987-11-04 | Fiberglass Reinforced Plastic | Pressurized
CHARLES ELLIOTT WILDLIFE CENTER | SHEPPARD RD | Mansfield | Jasper | 10000218 | 1 | Flapper Valve | 2002-07-01 | FALSE | 2002-07-01 | FALSE | Currently in Use | Gas (Historical Use) | 4000 | Fiberglass Double Walled | 2002-07-01 | Fiberglass Reinforced Plastic | Safe Suction (Euro)
CHARLES ELLIOTT WILDLIFE CENTER | SHEPPARD RD | Mansfield | Jasper | 10000218 | 2 | Flapper Valve | 2002-07-01 | FALSE | 2002-07-01 | FALSE | Currently in Use | Diesel | 1000 | Fiberglass Double Walled | 2002-07-01 | Fiberglass Reinforced Plastic | Safe Suction (Euro)
HILLSBORO WORK CENTER | COUNTY RD NEAR GA HWY 11 | HILLSBORO | Jasper | 810009 | 1 | [5 empty] | Removed from Ground | Diesel | 1000 | Bare Steel | 1966-02-18 | Galvanized Steel
HILLSBORO WORK CENTER | COUNTY RD NEAR GA HWY 11 | HILLSBORO | Jasper | 810009 | 2 | [5 empty] | Removed from Ground | Gas (Historical Use) | 500 | Bare Steel | 1966-02-18 | Galvanized Steel
LAKEVIEW MARINA INC | 8726 JACKSON LAKE RD | MONTICELLO | Jasper | 9084005 | 1 | Flapper Valve | 1989-01-01 | FALSE | 1989-01-01 | FALSE | Currently in Use | Gas (Historical Use) | 4000 | Galvanic (STIP-3) | 1989-01-01 | Fiberglass Reinforced Plastic | Safe Suction (Euro)
LAKEVIEW MARINA INC | 8726 JACKSON LAKE RD | MONTICELLO | Jasper | 9084005 | 2 | Flapper Valve | 1989-01-01 | FALSE | 1989-01-01 | FALSE | Currently in Use | Gas (Historical Use) | 4000 | Galvanic (STIP-3) | 1989-01-01 | Fiberglass Reinforced Plastic | Safe Suction (Euro)
BROWNS SVC STA | 129 EAST WASHINGTON ST | MONTICELLO | Jasper | 9079001 | 1 | [5 empty] | Removed from Ground | Gas (Historical Use) | 1000 | Bare Steel | 1993-07-01 | Galvanized Steel | Safe Suction (Euro)
BROWNS SVC STA | 129 EAST WASHINGTON ST | MONTICELLO | Jasper | 9079001 | 2 | [5 empty] | Removed from Ground | Gas (Historical Use) | 1000 | Bare Steel | 1993-07-01 | Galvanized Steel | Safe Suction (Euro)
BROWNS SVC STA | 129 EAST WASHINGTON ST | MONTICELLO | Jasper | 9079001 | 3 | [5 empty] | Removed from Ground | Gas (Historical Use) | 1000 | Bare Steel | 1993-07-01 | Galvanized Steel | Safe Suction (Euro)
MONTICELLO/STREET DEPT HQ | 21 SHORT ST | MONTICELLO | Jasper | 9079002 | 3 | Flapper Valve | 1998-03-16 | FALSE | 1998-03-16 | FALSE | Temporarily out of use | Gas (Historical Use) | 10000 | Fiberglass | 1998-03-13 | Fiberglass Reinforced Plastic | Safe Suction (Euro)
MONTICELLO/STREET DEPT HQ | 21 SHORT ST | MONTICELLO | Jasper | 9079002 | 4 | Flapper Valve | 1998-03-16 | FALSE | 1998-03-16 | FALSE | Temporarily out of use | Diesel | 10000 | Fiberglass | 1998-03-13 | Fiberglass Reinforced Plastic | Suction (American)
MONTICELLO/STREET DEPT HQ | 21 SHORT ST | MONTICELLO | Jasper | 9079002 | SU | [5 empty] | Removed from Ground | Gas (Historical Use) | 6000 | Bare Steel | 1968-01-01 | Galvanized Steel | Safe Suction (Euro)
ERVAC INC | GA HWY 142 EAST | NEWBORN | Jasper | 9079003 | 1 | [5 empty] | Removed from Ground | Diesel | 7000 | Bare Steel | 1985-01-01 | Galvanized Steel | Suction (American)
ERVAC INC | GA HWY 142 EAST | NEWBORN | Jasper | 9079003 | 2 | [5 empty] | Removed from Ground | Gas (Historical Use) | 500 | Bare Steel | 1970-01-01 | Galvanized Steel | Suction (American)
FRANK G LAKE LUMBER CO | HWY 83 SOUTH | MONTICELLO | Jasper | 9079005 | 1 | [5 empty] | Removed from Ground | Gas (Historical Use) | 560 | Not Marked/Unknown | 1995-03-10 | Not Marked
PIEDMONT ACADEMY INC | 126 HWY 212 W | MONTICELLO | Jasper | 9079006 | 1 | [5 empty] | Removed from Ground | Diesel | 1000 | Bare Steel | 1998-05-21 | Galvanized Steel | Safe Suction (Euro)
CHAMPION GENERAL STORE | HWY 83 NORTH | SHADY DALE | Jasper | 9079008 | 1 |  | 1997-06-23 |  | 1997-06-23 |  | Removed from Ground | Gas (Historical Use) | 6000 | Cathodically Protected Steel | 1985-07-01 | Cathodically Protected | Pressurized
CHAMPION GENERAL STORE | HWY 83 NORTH | SHADY DALE | Jasper | 9079008 | 2 |  | 1997-06-27 |  | 1997-06-27 |  | Removed from Ground | Gas (Historical Use) | 6000 | Cathodically Protected Steel | 1985-07-01 | Cathodically Protected | Pressurized
CHAMPION GENERAL STORE | HWY 83 NORTH | SHADY DALE | Jasper | 9079008 | 3 |  | 1997-06-23 |  | 1997-06-23 |  | Removed from Ground | Gas (Historical Use) | 6000 | Cathodically Protected Steel | 1985-07-01 | Cathodically Protected | Pressurized
CHAMPION GENERAL STORE | HWY 83 NORTH | SHADY DALE | Jasper | 9079008 | 4 |  | 1997-06-23 |  | 1997-06-23 |  | Removed from Ground | Diesel | 6000 | Cathodically Protected Steel | 1985-07-01 | Cathodically Protected | Pressurized
CHAMPION GENERAL STORE | HWY 83 NORTH | SHADY DALE | Jasper | 9079008 | 5 |  | 1997-06-23 |  | 1997-06-23 |  | Removed from Ground | Kerosene | 6000 | Cathodically Protected Steel | 1985-07-01 | Cathodically Protected | Safe Suction (Euro)
SUSIE Q'S STORES LLC | 22044 HWY 11 NORTH | Mansfield | Jasper | 9079009 | 1 | Flapper Valve | 1990-01-01 | FALSE | 1990-01-01 | FALSE | Currently in Use | Gas (Historical Use) | 2000 | Galvanic (STIP-3) | 2000-09-05 |  | Suction (American)
SUSIE Q'S STORES LLC | 22044 HWY 11 NORTH | Mansfield | Jasper | 9079009 | 2 | Flapper Valve | 1990-01-01 | FALSE | 1990-01-01 | FALSE | Currently in Use | Gas (Historical Use) | 2000 | Galvanic (STIP-3) | 2000-09-05 |  | Suction (American)
SUSIE Q'S STORES LLC | 22044 HWY 11 NORTH | Mansfield | Jasper | 9079009 | 3 | Flapper Valve | 1990-01-01 | FALSE | 1990-01-01 | FALSE | Currently in Use | Diesel | 2000 | Galvanic (STIP-3) | 2000-09-05 |  | Suction (American)
POPE BROTHERS LOGGING INC | POPE ROAD | MONTICELLO | Jasper | 9079010 | 1 | [5 empty] | Permanently Out of Use - historical purposes | Gas (Historical Use) | 2000 | Bare Steel |  | Galvanized Steel | Safe Suction (Euro)
JASPER CO SHERIFFS DEPT | 350 MADISON RD | MONTICELLO | Jasper | 9079011 | 1 | [5 empty] | Removed from Ground | Gas (Historical Use) | 1000 | Fiberglass | 1998-11-01 | Fiberglass Reinforced Plastic | Safe Suction (Euro)
JASPER COUNTY ROAD DEPT | 1601 HWY 212 WEST | MONTICELLO | Jasper | 9079012 | 1 | [5 empty] | Removed from Ground | Gas (Historical Use) | 10000 | Bare Steel | 1998-11-01 | Galvanized Steel | Pressurized
JASPER COUNTY ROAD DEPT | 1601 HWY 212 WEST | MONTICELLO | Jasper | 9079012 | 2 | [5 empty] | Removed from Ground | Diesel | 10000 | Bare Steel | 1998-11-01 | Galvanized Steel | Pressurized
JASPER COUNTY ROAD DEPT | 1601 HWY 212 WEST | MONTICELLO | Jasper | 9079012 | 3 | [5 empty] | Removed from Ground | Diesel | 10000 | Bare Steel | 1998-11-01 | Galvanized Steel | Pressurized
JASPER COUNTY ROAD DEPT | 1601 HWY 212 WEST | MONTICELLO | Jasper | 9079012 | 4 | Ball Float | 1998-06-01 | FALSE | 1998-06-01 | FALSE | Currently in Use | Diesel | 10000 | Epoxy | 1998-06-01 | Fiberglass Reinforced Plastic | Safe Suction (Euro)
JASPER COUNTY ROAD DEPT | 1601 HWY 212 WEST | MONTICELLO | Jasper | 9079012 | 5 | Ball Float | 1998-06-01 | FALSE | 1998-06-01 | FALSE | Currently in Use | Gas (Historical Use) | 8000 | Epoxy | 1998-06-01 | Fiberglass Reinforced Plastic | Safe Suction (Euro)
NORFOLK SOUTHER MACHEN YARD/SHAD | FORMER RR SPUR TRACK | MACHEN | Jasper | 9079013 | 1 | [5 empty] | Removed from Ground | Gas (Historical Use) | 2250 | Not Marked/Unknown | 1996-04-19 | Not Marked
BOC OIL CO INC | FUNDERBERG DR | MONTICELLO | Jasper | 9079014 | 1 | [5 empty] | Removed from Ground | Diesel | 12000 | Bare Steel | 1997-10-20 | Bare Steel | Suction (American)
BOC OIL CO INC | FUNDERBERG DR | MONTICELLO | Jasper | 9079014 | 2 | [5 empty] | Removed from Ground | Diesel | 12000 | Bare Steel | 1997-10-20 | Bare Steel | Suction (American)
BOC OIL CO INC | FUNDERBERG DR | MONTICELLO | Jasper | 9079014 | 3 | [5 empty] | Removed from Ground | Diesel | 6000 | Bare Steel | 1997-10-20 | Bare Steel | Suction (American)
BOC OIL CO INC | FUNDERBERG DR | MONTICELLO | Jasper | 9079014 | 4 | [5 empty] | Removed from Ground | Gas (Historical Use) | 6000 | Bare Steel | 1997-10-20 | Bare Steel | Suction (American)
BOC OIL CO INC | FUNDERBERG DR | MONTICELLO | Jasper | 9079014 | 5 | [5 empty] | Removed from Ground | Gas (Historical Use) | 2000 | Bare Steel | 1997-10-20 | Bare Steel | Suction (American)
BOC OIL CO INC | FUNDERBERG DR | MONTICELLO | Jasper | 9079014 | 6 | [5 empty] | Removed from Ground | Gas (Historical Use) | 500 | Bare Steel | 1997-10-20 | Bare Steel | Suction (American)
BOC OIL CO INC | FUNDERBERG DR | MONTICELLO | Jasper | 9079014 | 7 |  |  | TRUE |  | TRUE | Removed from Ground | Used Oil | 1000 | Bare Steel | 1997-10-20 | Bare Steel | Suction (American)
MONTICELLO SKY RANCH | 2466 HWY 212 WEST | MONTICELLO | Jasper | 9079015 | 1 | [5 empty] | Removed from Ground | Other | 10000 | Bare Steel | 1999-03-22 | Not Marked
PLANTERS WAREHOUSE INC | 162 E GREENE ST | MONTICELLO | Jasper | 9079016 | A | [5 empty] | Removed from Ground | Gas (Historical Use) | 1000 | Bare Steel | 1964-01-01 | Galvanized Steel | Suction (American)
PLANTERS WAREHOUSE INC | 162 E GREENE ST | MONTICELLO | Jasper | 9079016 | B | [5 empty] | Removed from Ground | Gas (Historical Use) | 1000 | Bare Steel | 1999-02-04 | Galvanized Steel | Suction (American)
PLANTERS WAREHOUSE INC | 162 E GREENE ST | MONTICELLO | Jasper | 9079016 | C | [5 empty] | Removed from Ground | Gas (Historical Use) | 550 | Bare Steel | 1999-02-04 | Galvanized Steel | Suction (American)
CITY PROPERTY | FORSYTH ST (HWY 83 S) | MONTICELLO | Jasper | 9000754 | 1 | [5 empty] | Removed from Ground | Other | 0 | Not Marked/Unknown | 1989-01-01 | Not Marked
BEAR CREEK MARINA | 60 BEAR CREEK MARINA DR | MANSFIELD | Jasper | 9107044 | 1 | [5 empty] | Removed from Ground | Gas (Historical Use) | 1000 | Not Marked/Unknown |  | Not Marked
BEAR CREEK MARINA | 60 BEAR CREEK MARINA DR | MANSFIELD | Jasper | 9107044 | 2 | [5 empty] | Removed from Ground | Gas (Historical Use) | 1000 | Not Marked/Unknown |  | Not Marked
ATLANTIC COAST CARRIES INC | ALMA HWY | HAZLEHURST | Jeff Davis | 9003030 | 1 |  | 1995-11-04 |  | 1995-11-04 |  | Temporarily out of use | Diesel | 12000 | Composite | 1995-11-01 | Double Walled | Pressurized
ATLANTIC COAST CARRIES INC | ALMA HWY | HAZLEHURST | Jeff Davis | 9003030 | 2 |  | 1995-11-04 |  | 1995-11-04 |  | Temporarily out of use | Diesel | 12000 | Composite | 1995-11-01 | Double Walled | Pressurized
ATLANTIC COAST CARRIES INC | ALMA HWY | HAZLEHURST | Jeff Davis | 9003030 | 3 |  | 1995-11-04 |  | 1995-11-04 |  | Temporarily out of use | Gas (Historical Use) | 2000 | Composite | 1995-11-01 | Double Walled | Pressurized
341 NORTH SHOP | 427 BAXLEY HWY | HAZLEHURST | Jeff Davis | 9047154 | 1 | Flapper Valve | 1990-07-11 | FALSE | 1990-07-11 | FALSE | Currently in Use | Diesel | 12000 | Galvanic (STIP-3) | 1990-07-10 | Fiberglass Reinforced Plastic | Safe Suction (Euro)
341 NORTH SHOP | 427 BAXLEY HWY | HAZLEHURST | Jeff Davis | 9047154 | 2 |  |  | TRUE |  | TRUE | Removed from Ground | Used Oil | 2000 | Galvanic (STIP-3) | 1990-07-10 | Galvanized Steel | Gravity Fed
AMOCO FABRICS AND FIBERS CO | HWY 23 NORTH | HAZLEHURST | Jeff Davis | 9080001 | 1 |  |  | TRUE |  | TRUE | Removed from Ground | Used Oil | 250 | Not Marked/Unknown | 1991-06-01 | Not Marked
LOUISIANA PACIFIC CORP | US HWY 221 NORTH | HAZLEHURST | Jeff Davis | 9080002 | 1 | [5 empty] | Removed from Ground | Diesel | 1000 | Bare Steel | 1975-01-01 | Galvanized Steel
LOUISIANA PACIFIC CORP | US HWY 221 NORTH | HAZLEHURST | Jeff Davis | 9080002 | 2 | [5 empty] | Removed from Ground | Diesel | 1000 | Bare Steel | 1975-01-01 | Galvanized Steel
LOUISIANA PACIFIC CORP | US HWY 221 NORTH | HAZLEHURST | Jeff Davis | 9080002 | 3 | [5 empty] | Removed from Ground | Gas (Historical Use) | 1000 | Bare Steel | 1975-01-01 | Galvanized Steel
FLASH FOODS #153 | 284 ALMA HWY | HAZLEHURST | Jeff Davis | 9080003 | 1 |  | 1997-06-10 |  | 1997-06-10 |  | Closed in Ground | Gas (Historical Use) | 2000 | Steel-Impressed Current | 1976-01-01 | Cathodically Protected | Suction (American)
FLASH FOODS #153 | 284 ALMA HWY | HAZLEHURST | Jeff Davis | 9080003 | 2 |  | 1997-06-10 |  | 1997-06-10 |  | Closed in Ground | Gas (Historical Use) | 2000 | Steel-Impressed Current | 1976-01-01 | Cathodically Protected | Suction (American)
FLASH FOODS #153 | 284 ALMA HWY | HAZLEHURST | Jeff Davis | 9080003 | 3A | Flapper Valve | 2015-06-25 | FALSE | 2015-06-25 | FALSE | Currently in Use | Regular | 5000 | Composite Double Walled | 2015-06-25 | Double-Walled Flex | Pressurized
FLASH FOODS #153 | 284 ALMA HWY | HAZLEHURST | Jeff Davis | 9080003 | 3B | Flapper Valve | 2015-06-25 | FALSE | 2015-06-25 | FALSE | Currently in Use | Premium | 5000 | Composite Double Walled | 2015-06-25 | Double-Walled Flex | Pressurized
221 QUICK STOP | 465 UVALDA HIGHWAY | HAZLEHURST | Jeff Davis | 9080004 | 1 | Flapper Valve | 1998-11-18 | FALSE | 1988-01-01 | FALSE | Currently in Use | Diesel | 6000 | Galvanic (STIP-3) | 1988-01-01 |  | Pressurized
221 QUICK STOP | 465 UVALDA HIGHWAY | HAZLEHURST | Jeff Davis | 9080004 | 2 | Flapper Valve | 1998-11-18 | FALSE | 1988-01-01 | FALSE | Temporarily out of use | Premium | 6000 | Galvanic (STIP-3) | 1988-01-01 |  | Pressurized
221 QUICK STOP | 465 UVALDA HIGHWAY | HAZLEHURST | Jeff Davis | 9080004 | 3 | Flapper Valve | 1998-11-18 | FALSE | 1988-01-01 | FALSE | Currently in Use | Plus | 6000 | Galvanic (STIP-3) | 1988-01-01 |  | Pressurized
221 QUICK STOP | 465 UVALDA HIGHWAY | HAZLEHURST | Jeff Davis | 9080004 | 4 | Flapper Valve | 1998-11-18 | FALSE | 1988-01-01 | FALSE | Currently in Use | Regular | 6000 | Galvanic (STIP-3) | 1988-01-01 |  | Pressurized
BULLARD CREEK WMA | 1431 UVALDA HWY | HAZLEHURST | Jeff Davis | 9080005 | 1 |  | 2007-04-19 | FALSE | 2007-04-19 | FALSE | Currently in Use | Diesel | 2500 | Fiberglass Double Walled | 2007-04-13 | Double-Walled Fiberglass | Safe Suction (Euro)
GOOGES SUPERETTE | 506 EAST JARMAN ST | HAZLEHURST | Jeff Davis | 9080006 | 202072 | Ball Float | 1992-11-18 | FALSE | 1992-11-18 | FALSE | Currently in Use | Regular | 4000 |  | 1992-11-12 |  | Pressurized
GOOGES SUPERETTE | 506 EAST JARMAN ST | HAZLEHURST | Jeff Davis | 9080006 | 202073 | Ball Float | 1992-11-18 | FALSE | 1992-11-18 | FALSE | Currently in Use | Diesel | 4000 |  | 1992-11-12 |  | Pressurized
GOOGES SUPERETTE | 506 EAST JARMAN ST | HAZLEHURST | Jeff Davis | 9080006 | 202075 | Ball Float | 1992-11-18 | FALSE | 1992-11-18 | FALSE | Currently in Use | E-0 | 4000 |  | 1992-11-12 |  | Pressurized
GOOGES SUPERETTE | 506 EAST JARMAN ST | HAZLEHURST | Jeff Davis | 9080006 | 4 | [5 empty] | Permanently Out of Use - historical purposes | Gas (Historical Use) | 1000 | Not Marked/Unknown |  | Not Marked
GOOGES SUPERETTE | 506 EAST JARMAN ST | HAZLEHURST | Jeff Davis | 9080006 | 5 | [5 empty] | Permanently Out of Use - historical purposes | Gas (Historical Use) | 1000 | Not Marked/Unknown |  | Not Marked
GOOGES SUPERETTE | 506 EAST JARMAN ST | HAZLEHURST | Jeff Davis | 9080006 | 6 | [5 empty] | Permanently Out of Use - historical purposes | Gas (Historical Use) | 2000 | Not Marked/Unknown |  | Not Marked
ENK744 | US HWY 221 | HAZLEHURST | Jeff Davis | 9080007 | 1 |  | 1992-12-01 | FALSE | 1992-12-01 | FALSE | Currently in Use | Gas (Historical Use) | 10000 | Composite | 1992-12-01 | Fiberglass Reinforced Plastic | Pressurized
ENK744 | US HWY 221 | HAZLEHURST | Jeff Davis | 9080007 | 2 |  | 1992-12-01 | FALSE | 1992-12-01 | FALSE | Currently in Use | Gas (Historical Use) | 8000 | Composite | 1992-12-01 | Fiberglass Reinforced Plastic | Pressurized
ENK744 | US HWY 221 | HAZLEHURST | Jeff Davis | 9080007 | 3 |  | 1992-12-01 | FALSE | 1992-12-01 | FALSE | Currently in Use | Gas (Historical Use) | 8000 | Composite | 1992-12-01 | Fiberglass Reinforced Plastic | Pressurized
GAINER BROTHERS INC | DOUGLAS HWY /RT 3 BOX 590 | HAZLEHURST | Jeff Davis | 9080008 | 1 | [5 empty] | Removed from Ground | Diesel | 8000 | Not Marked/Unknown | 1993-06-01 | Not Marked
GAINER BROTHERS INC | DOUGLAS HWY /RT 3 BOX 590 | HAZLEHURST | Jeff Davis | 9080008 | 2 | [5 empty] | Removed from Ground | Gas (Historical Use) | 2000 | Not Marked/Unknown | 1993-06-01 | Not Marked
BD OF ED TRANSPORTATION FACILITY | YELLOW JACKET DR | HAZLEHURST | Jeff Davis | 9080009 | 1 |  | 1992-10-02 | FALSE | 1992-10-02 | FALSE | Currently in Use | Diesel | 10000 | Composite | 1992-10-01 | Fiberglass Reinforced Plastic | Safe Suction (Euro)
BD OF ED TRANSPORTATION FACILITY | YELLOW JACKET DR | HAZLEHURST | Jeff Davis | 9080009 | 2 |  | 1992-10-02 | FALSE | 1992-10-02 | FALSE | Currently in Use | Gas (Historical Use) | 5000 | Composite | 1992-10-01 | Fiberglass Reinforced Plastic | Safe Suction (Euro)
ENK245 | 26 EAST COFFEE ST | HAZLEHURST | Jeff Davis | 9080010 | 1 |  | 1993-02-05 |  | 1993-02-05 |  | Removed from Ground | Empty | 12000 | Composite Double Walled | 1993-02-05 | Double-Walled Flex | Pressurized
ENK245 | 26 EAST COFFEE ST | HAZLEHURST | Jeff Davis | 9080010 | 2 |  | 1993-02-05 |  | 1993-02-05 |  | Removed from Ground | Empty | 6000 | Composite Double Walled | 1993-02-05 | Double-Walled Flex | Pressurized
ENK245 | 26 EAST COFFEE ST | HAZLEHURST | Jeff Davis | 9080010 | 3 |  | 1993-02-05 |  | 1993-02-05 |  | Removed from Ground | Empty | 6000 | Composite Double Walled | 1993-02-05 | Double-Walled Flex | Pressurized
JEFF DAVIS SCHOOL BUS SHOP | PINE FOREST AVE OR WALNUT ST | HAZLEHURST | Jeff Davis | 9080011 | 1 | [5 empty] | Removed from Ground | Gas (Historical Use) | 4000 | Bare Steel | 1994-02-28 | Galvanized Steel | Gravity Fed
SOUTH GA GIN CO INC | BROXTON HWY | HAZLEHURST | Jeff Davis | 9080012 | 1 | [5 empty] | Removed from Ground | Diesel | 10000 | Bare Steel | 1984-01-01 | Galvanized Steel | Safe Suction (Euro)
QUICK CHANGE #54 (LATIMER MM) | 64 LATIMER ST | HAZLEHURST | Jeff Davis | 9080013 | 1 | Flapper Valve | 1998-10-01 | FALSE | 1986-12-01 | FALSE | Currently in Use | Diesel On Road | 5000 | Composite | 1986-12-01 | Fiberglass Reinforced Plastic | Pressurized
QUICK CHANGE #54 (LATIMER MM) | 64 LATIMER ST | HAZLEHURST | Jeff Davis | 9080013 | 2 | Flapper Valve | 1998-10-01 | FALSE | 1986-12-01 | FALSE | Currently in Use | E-10 | 5000 | Composite | 1986-12-01 | Fiberglass Reinforced Plastic | Pressurized
QUICK CHANGE #54 (LATIMER MM) | 64 LATIMER ST | HAZLEHURST | Jeff Davis | 9080013 | 3 | Flapper Valve | 1998-10-01 | FALSE | 1986-12-01 | FALSE | Currently in Use | E-0 | 5000 | Composite | 1986-12-01 | Fiberglass Reinforced Plastic | Pressurized
DOT 10520/JEFF DAVIS CO ROUTINE | 301 PAT DIXON RD | HAZLEHURST | Jeff Davis | 9080014 | 520G1 | [5 empty] | Removed from Ground | Gas (Historical Use) | 1000 | Bare Steel | 2004-03-11 | Galvanized Steel | Safe Suction (Euro)
HMH TRANSPORTATION INC | 101 FARMERS ST | HAZLEHURST | Jeff Davis | 9080015 | 1 |  | 1998-11-03 |  | 1998-11-03 |  | Removed from Ground | Diesel | 10000 | Steel-Impressed Current | 1986-01-01 | Cathodically Protected | Safe Suction (Euro)
BREWER LEASING CO | 101 FARMER RD | HAZLEHURST | Jeff Davis | 9080016 | 1 | [5 empty] | Closed in Ground | Diesel | 1000 | Bare Steel | 1982-01-01 | Bare Steel
S & S GROCERY | 966 UVALDA HWY | HAZLEHURST | Jeff Davis | 9080017 | 1 |  | 1998-11-01 |  | 1998-11-01 |  | Removed from Ground | Gas (Historical Use) | 1000 | Galvanic (STIP-3) | 1990-05-01 | Cathodically Protected | Safe Suction (Euro)
S & S GROCERY | 966 UVALDA HWY | HAZLEHURST | Jeff Davis | 9080017 | 2 |  | 1998-11-01 |  | 1998-11-01 |  | Removed from Ground | Gas (Historical Use) | 1000 | Galvanic (STIP-3) | 1990-05-01 | Cathodically Protected | Safe Suction (Euro)
341 QUICK STOP | 609 COFFEE STREET | HAZLEHURST | Jeff Davis | 9080021 | 1 | Ball Float | 1994-01-01 | FALSE | 1994-01-01 | FALSE | Currently in Use | Regular | 8000 | Fiberglass | 1994-01-01 | Fiberglass Reinforced Plastic | Pressurized
341 QUICK STOP | 609 COFFEE STREET | HAZLEHURST | Jeff Davis | 9080021 | 2 | Ball Float | 1994-01-01 | FALSE | 1994-01-01 | FALSE | Currently in Use | Diesel | 8000 | Fiberglass | 1994-01-01 | Fiberglass Reinforced Plastic | Pressurized
341 QUICK STOP | 609 COFFEE STREET | HAZLEHURST | Jeff Davis | 9080021 | 3A | Ball Float | 1994-01-01 | FALSE | 1994-01-01 | FALSE | Temporarily out of use | Gas (Historical Use) | 4000 | Galvanic (STIP-3) | 1994-01-01 | Fiberglass Reinforced Plastic | Pressurized
341 QUICK STOP | 609 COFFEE STREET | HAZLEHURST | Jeff Davis | 9080021 | 3B | Ball Float | 1994-01-01 | FALSE | 1994-01-01 | FALSE | Temporarily out of use | Gas (Historical Use) | 4000 | Galvanic (STIP-3) | 1994-01-01 | Fiberglass Reinforced Plastic | Pressurized
FLASH FOODS #151 | 450 N COFFEE ST | HAZLEHURST | Jeff Davis | 9080022 | 1 | Flapper Valve | 1996-04-01 | FALSE | 1996-04-01 | FALSE | Currently in Use | Regular | 10000 | Composite Double Walled | 1996-04-01 | Double-Walled Flex | Pressurized
FLASH FOODS #151 | 450 N COFFEE ST | HAZLEHURST | Jeff Davis | 9080022 | 2 | Flapper Valve | 1996-04-01 | FALSE | 1996-04-01 | FALSE | Currently in Use | Premium | 10000 | Composite Double Walled | 1996-04-01 | Double-Walled Flex | Pressurized
MILLER-GODLEY AUCTION | BELL TELEPHONE RD | HAZLEHURST | Jeff Davis | 9080023 | 1 | [5 empty] | Removed from Ground | Empty | 550 | Bare Steel | 1973-03-09 | Bare Steel | Safe Suction (Euro)
MILLER-GODLEY AUCTION | BELL TELEPHONE RD | HAZLEHURST | Jeff Davis | 9080023 | 2 | [5 empty] | Removed from Ground | Empty | 550 | Bare Steel | 1973-03-09 | Bare Steel | Safe Suction (Euro)
MCNEAL MOTORS | 800 COFFEE STREET | HAZLEHURST | Jeff Davis | 9080024 | 1 | [5 empty] | Removed from Ground | Gas (Historical Use) | 1000 | Cathodically Protected Steel | 1986-04-15 | Galvanized Steel | Safe Suction (Euro)
STOP-N-SHOP | 1153 ALTAMAHA RD | HAZLEHURST | Jeff Davis | 9080025 | 1 |  | 1998-11-13 |  | 1998-11-13 |  | Removed from Ground | Gas (Historical Use) | 4000 | Galvanic (STIP-3) | 1987-07-10 | Fiberglass Reinforced Plastic | Safe Suction (Euro)
STOP-N-SHOP | 1153 ALTAMAHA RD | HAZLEHURST | Jeff Davis | 9080025 | 2 | Flapper Valve | 1998-11-13 | FALSE | 1998-11-13 | FALSE | Temporarily out of use | Gas (Historical Use) | 1000 | Galvanic (STIP-3) | 1987-01-10 |  | Safe Suction (Euro)
STOP-N-SHOP | 1153 ALTAMAHA RD | HAZLEHURST | Jeff Davis | 9080025 | 3 | Flapper Valve | 1998-11-13 | FALSE | 1998-11-13 | FALSE | Temporarily out of use | Gas (Historical Use) | 1000 | Galvanic (STIP-3) | 1985-07-10 |  | Safe Suction (Euro)
DENTON QUICK STOP | US HWY 221 | DENTON | Jeff Davis | 9080026 | 1 | Flapper Valve | 1998-08-25 | FALSE | 1991-07-23 | FALSE | Currently in Use | Regular | 4000 | Galvanic (STIP-3) | 1990-06-01 | Fiberglass Reinforced Plastic | Suction (American)
DENTON QUICK STOP | US HWY 221 | DENTON | Jeff Davis | 9080026 | 2 | Flapper Valve | 1990-08-01 | FALSE | 1990-08-01 | FALSE | Currently in Use | Premium | 2000 | Galvanic (STIP-3) | 1990-06-01 | Fiberglass Reinforced Plastic | Suction (American)
DENTON QUICK STOP | US HWY 221 | DENTON | Jeff Davis | 9080026 | 3 | Flapper Valve | 1990-08-01 | FALSE | 1990-08-01 | FALSE | Currently in Use | Diesel | 2000 | Galvanic (STIP-3) | 1990-06-01 | Fiberglass Reinforced Plastic | Suction (American)
B H WOOTEN | 607 S TALLAHASSEE STREET | HAZLEHURST | Jeff Davis | 9080028 | 1 | [5 empty] | Removed from Ground | Gas (Historical Use) | 3000 | Not Marked/Unknown | 1996-12-11 | Not Marked
B H WOOTEN | 607 S TALLAHASSEE STREET | HAZLEHURST | Jeff Davis | 9080028 | 2 | [5 empty] | Removed from Ground | Gas (Historical Use) | 3000 | Not Marked/Unknown | 1996-12-12 | Not Marked
B H WOOTEN | 413 N TALLAHASSEE STREET | HAZLEHURST | Jeff Davis | 9080029 | 1 | [5 empty] | Removed from Ground | Gas (Historical Use) | 500 | Not Marked/Unknown | 1997-01-08 | Not Marked
B H WOOTEN | 413 N TALLAHASSEE STREET | HAZLEHURST | Jeff Davis | 9080029 | 2 | [5 empty] | Removed from Ground | Gas (Historical Use) | 500 | Not Marked/Unknown | 1997-01-08 | Not Marked
JAY RAY INC | US 341 NORTH | HAZLEHURST | Jeff Davis | 9080030 | 1 | [5 empty] | Removed from Ground | Diesel | 8000 | Not Marked/Unknown | 1997-02-13 | Not Marked
JACKETS CORNER #167 | 67 SOUTH TALLAHASSEE ST | HAZLEHURST | Jeff Davis | 9080031 | 1 | Ball Float | 1996-08-01 | FALSE | 1996-08-01 | FALSE | Currently in Use | Premium | 5000 | Steel-Impressed Current | 1974-12-31 | Flex | Pressurized
JACKETS CORNER #167 | 67 SOUTH TALLAHASSEE ST | HAZLEHURST | Jeff Davis | 9080031 | 2 | Ball Float | 1996-08-01 | FALSE | 1996-08-01 | FALSE | Currently in Use | Regular | 5000 | Steel-Impressed Current | 1974-12-31 | Flex | Pressurized
JACKETS CORNER #167 | 67 SOUTH TALLAHASSEE ST | HAZLEHURST | Jeff Davis | 9080031 | 3 | Ball Float | 1996-08-01 | FALSE | 1996-08-01 | FALSE | Currently in Use | Regular | 6000 | Steel-Impressed Current | 1974-12-31 | Flex | Pressurized
MIDWAY STOP & SHOP | 765 ALMA HWY | HAZLEHURST | Jeff Davis | 9080033 | 1 |  | 1997-10-09 | FALSE | 1997-10-09 | FALSE | Temporarily out of use | Gas (Historical Use) | 1000 | Composite | 1997-10-08 | Fiberglass Reinforced Plastic | Safe Suction (Euro)
24 HR GOLDEN ISLES TRUCK STOP | HWY 341 | HAZLEHURST | Jeff Davis | 9080034 | 1 |  | 1998-01-01 | FALSE | 1998-01-01 | FALSE | Temporarily out of use | Gas (Historical Use) | 8000 | Composite | 1998-03-27 |  | Pressurized
24 HR GOLDEN ISLES TRUCK STOP | HWY 341 | HAZLEHURST | Jeff Davis | 9080034 | 2 |  | 1998-01-01 | FALSE | 1998-01-01 | FALSE | Temporarily out of use | Gas (Historical Use) | 12000 | Composite | 1998-03-27 |  | Pressurized
24 HR GOLDEN ISLES TRUCK STOP | HWY 341 | HAZLEHURST | Jeff Davis | 9080034 | 3 |  | 1998-01-01 | FALSE | 1998-01-01 | FALSE | Temporarily out of use | Diesel | 10000 | Composite | 1998-03-27 |  | Pressurized
24 HR GOLDEN ISLES TRUCK STOP | HWY 341 | HAZLEHURST | Jeff Davis | 9080034 | 4 |  | 1998-01-01 | FALSE | 1998-01-01 | FALSE | Temporarily out of use | Diesel | 10000 | Composite | 1998-03-27 |  | Pressurized
CITY OF HAZLEHURST GEORGIA AIRPO | BURKETT FERRY RD | HAZLEHURST | Jeff Davis | 9080036 | 1 | [5 empty] | Removed from Ground | Other | 4000 | Not Marked/Unknown | 1998-05-11 | Not Marked
CITY OF HAZLEHURST GEORGIA AIRPO | BURKETT FERRY RD | HAZLEHURST | Jeff Davis | 9080036 | 2 | [5 empty] | Removed from Ground | Other | 4000 | Not Marked/Unknown | 1998-05-11 | Not Marked
CITY OF HAZLEHURST GEORGIA AIRPO | BURKETT FERRY RD | HAZLEHURST | Jeff Davis | 9080036 | 3 | [5 empty] | Removed from Ground | Other | 8000 | Not Marked/Unknown | 1998-05-11 | Not Marked
CITY OF HAZLEHURST GEORGIA AIRPO | BURKETT FERRY RD | HAZLEHURST | Jeff Davis | 9080036 | 4 | [5 empty] | Removed from Ground | Other | 10000 | Not Marked/Unknown | 1998-05-11 | Not Marked
M H SUPPLY | HWY 221 S | DENTON | Jeff Davis | 9080037 | 1 | [5 empty] | Currently in Use | Gas (Historical Use) | 4000 | Not Marked/Unknown |  | Not Marked
M H SUPPLY | HWY 221 S | DENTON | Jeff Davis | 9080037 | 2 | [5 empty] | Currently in Use | Diesel | 4000 | Not Marked/Unknown |  | Not Marked
AVERYS | HIGHWAY 341 N | HAZLEHURST | Jeff Davis | 9080038 | 1 | [5 empty] | Currently in Use | Gas (Historical Use) | 6000 | Not Marked/Unknown |  | Not Marked
AVERYS | HIGHWAY 341 N | HAZLEHURST | Jeff Davis | 9080038 | 2 | [5 empty] | Currently in Use | Gas (Historical Use) | 6000 | Not Marked/Unknown |  | Not Marked
AVERYS | HIGHWAY 341 N | HAZLEHURST | Jeff Davis | 9080038 | 3 | [5 empty] | Currently in Use | Gas (Historical Use) | 6000 | Not Marked/Unknown |  | Not Marked
AVERYS | HIGHWAY 341 N | HAZLEHURST | Jeff Davis | 9080038 | 4 | [5 empty] | Currently in Use | Gas (Historical Use) | 4000 | Not Marked/Unknown |  | Not Marked
PACIFIC PRIDE #3 | 208 E JARMAN STREET | HAZLEHURST | Jeff Davis | 9080039 | 1 | Ball Float | 1999-11-01 | FALSE | 1999-11-01 | FALSE | Currently in Use | Diesel On Road | 12000 | Composite | 1999-11-01 | Double-Walled Flex | Pressurized
PACIFIC PRIDE #3 | 208 E JARMAN STREET | HAZLEHURST | Jeff Davis | 9080039 | 2 | Ball Float | 1999-11-01 | TRUE | 1999-11-01 | FALSE | Currently in Use | Diesel On Road | 12000 | Composite | 1999-11-01 | Double-Walled Flex | Pressurized
PACIFIC PRIDE #3 | 208 E JARMAN STREET | HAZLEHURST | Jeff Davis | 9080039 | 3A | Ball Float | 1999-11-01 | FALSE | 1999-11-01 | FALSE | Currently in Use | Regular | 6000 | Composite | 1999-11-01 | Double-Walled Flex | Pressurized
PACIFIC PRIDE #3 | 208 E JARMAN STREET | HAZLEHURST | Jeff Davis | 9080039 | 3B | Ball Float | 1999-11-01 | FALSE | 1999-11-01 | FALSE | Currently in Use | Premium | 4000 | Composite | 1999-11-01 | Double-Walled Flex | Pressurized
JEFF DAVIS COUNTY FUEL STATION | 41 S WALNUT STREET | HAZLEHURST | Jeff Davis | 9080040 | 1 |  | 1999-04-20 |  | 1999-04-20 |  | Currently in Use | Gas (Historical Use) | 8000 | Composite | 1999-04-13 | Fiberglass Reinforced Plastic | Pressurized
JEFF DAVIS COUNTY FUEL STATION | 41 S WALNUT STREET | HAZLEHURST | Jeff Davis | 9080040 | 2 |  | 1999-04-20 |  | 1999-04-20 |  | Currently in Use | Diesel | 12000 | Composite | 1999-04-13 | Fiberglass Reinforced Plastic | Pressurized
HENIL PATEL | 222 RALPH WOMMACK RD | HAZLEHURST | Jeff Davis | 9080041 | 1 |  | 2001-06-04 |  | 2001-06-04 |  | Currently in Use | Gas (Historical Use) | 12000 | Epoxy | 2001-10-04 | Fiberglass Reinforced Plastic | Pressurized
DOT PRJ #GIP341 21 HOUSTON | HWY 341/STA #570 + 40 34 FT RT | HAZLEHURST | Jeff Davis | 9076163 | A | [5 empty] | Removed from Ground | Gas (Historical Use) | 500 | Bare Steel | 1994-05-05 | Galvanized Steel | Safe Suction (Euro)
SOUTHERN BELL HZLHGASC | 101 PLUM ST | HAZLEHURST | Jeff Davis | 9000373 | 1 | [5 empty] | Removed from Ground | Gas (Historical Use) | 12000 | Bare Steel | 1980-07-26 | Galvanized Steel | Suction (American)
FUEL SOUTH INC | 600 ALMA HWY | HAZLEHURST | Jeff Davis | 9076157 | 1 | [5 empty] | Removed from Ground | Gas (Historical Use) | 3000 | Bare Steel | 1993-12-20 | Galvanized Steel | Suction (American)
FUEL SOUTH INC | 600 ALMA HWY | HAZLEHURST | Jeff Davis | 9076157 | 10 | [5 empty] | Removed from Ground | Other | 4000 | Bare Steel | 1999-11-24 | Galvanized Steel | Safe Suction (Euro)
FUEL SOUTH INC | 600 ALMA HWY | HAZLEHURST | Jeff Davis | 9076157 | 11 | [5 empty] | Removed from Ground | Other | 4000 | Bare Steel | 1999-11-24 | Galvanized Steel | Safe Suction (Euro)
FUEL SOUTH INC | 600 ALMA HWY | HAZLEHURST | Jeff Davis | 9076157 | 12 |  | 1998-01-20 |  | 1998-01-20 |  | Removed from Ground | Diesel | 4000 | Steel-Impressed Current | 1998-02-26 | Cathodically Protected | Pressurized
FUEL SOUTH INC | 600 ALMA HWY | HAZLEHURST | Jeff Davis | 9076157 | 2 | [5 empty] | Removed from Ground | Gas (Historical Use) | 3000 | Bare Steel | 1993-12-20 | Galvanized Steel | Suction (American)
FUEL SOUTH INC | 600 ALMA HWY | HAZLEHURST | Jeff Davis | 9076157 | 3 | [5 empty] | Removed from Ground | Gas (Historical Use) | 2000 | Bare Steel | 1993-12-20 | Galvanized Steel | Suction (American)
FUEL SOUTH INC | 600 ALMA HWY | HAZLEHURST | Jeff Davis | 9076157 | 4 | [5 empty] | Removed from Ground | Gas (Historical Use) | 2000 | Bare Steel | 1993-12-20 | Galvanized Steel | Suction (American)
FUEL SOUTH INC | 600 ALMA HWY | HAZLEHURST | Jeff Davis | 9076157 | 5 | [5 empty] | Removed from Ground | Gas (Historical Use) | 1000 | Bare Steel | 1993-12-20 | Galvanized Steel | Suction (American)
FUEL SOUTH INC | 600 ALMA HWY | HAZLEHURST | Jeff Davis | 9076157 | 6 |  | 1998-01-20 |  | 1998-01-20 |  | Removed from Ground | Other | 8000 | Steel-Impressed Current | 1993-01-01 | Galvanized Steel | Safe Suction (Euro)
FUEL SOUTH INC | 600 ALMA HWY | HAZLEHURST | Jeff Davis | 9076157 | 7 |  | 1998-01-20 |  | 1998-01-20 |  | Removed from Ground | Diesel | 6000 | Steel-Impressed Current | 1993-01-01 | Galvanized Steel | Pressurized
FUEL SOUTH INC | 600 ALMA HWY | HAZLEHURST | Jeff Davis | 9076157 | 8 | [5 empty] | Removed from Ground | Other | 6000 | Bare Steel | 1999-11-24 | Galvanized Steel | Safe Suction (Euro)
FUEL SOUTH INC | 600 ALMA HWY | HAZLEHURST | Jeff Davis | 9076157 | 9 | [5 empty] | Removed from Ground | Other | 4000 | Bare Steel | 1999-11-24 | Galvanized Steel | Safe Suction (Euro)
MURPHY USA #7173 | 138 E JARMAN ST | HAZLEHURST | Jeff Davis | 10000790 | 1 |  | 2004-11-18 | FALSE | 2004-11-18 | FALSE | Currently in Use | Gas (Historical Use) | 20000 | Fiberglass Double Walled | 2004-11-03 | Double-Walled Fiberglass | Pressurized
MURPHY USA #7173 | 138 E JARMAN ST | HAZLEHURST | Jeff Davis | 10000790 | 2A |  | 2004-11-18 | FALSE | 2004-11-18 | FALSE | Currently in Use | Diesel | 12000 | Fiberglass Double Walled | 2004-11-03 | Double-Walled Fiberglass | Pressurized
MURPHY USA #7173 | 138 E JARMAN ST | HAZLEHURST | Jeff Davis | 10000790 | 2B |  | 2004-11-18 | FALSE | 2004-11-18 | FALSE | Currently in Use | Gas (Historical Use) | 8000 | Fiberglass Double Walled | 2004-11-03 | Double-Walled Fiberglass | Pressurized
HALL OIL CO BULK PLANT | 44 EAST 1ST AVE | HAZELHURST | Jeff Davis | 10001939 | 1 | Ball Float | 2010-07-01 | FALSE | 2010-07-01 | FALSE | Currently in Use | Regular | 25000 | Fiberglass Double Walled | 2010-06-01 | Double-Walled Fiberglass | Pressurized
HALL OIL CO BULK PLANT | 44 EAST 1ST AVE | HAZELHURST | Jeff Davis | 10001939 | 2A | Ball Float | 2010-07-01 | FALSE | 2010-07-01 | FALSE | Currently in Use | Regular | 10000 | Fiberglass Double Walled | 2010-06-01 | Double-Walled Fiberglass | Pressurized
HALL OIL CO BULK PLANT | 44 EAST 1ST AVE | HAZELHURST | Jeff Davis | 10001939 | 2B | Ball Float | 2010-07-01 | FALSE | 2010-07-01 | FALSE | Currently in Use | Diesel | 10000 | Fiberglass Double Walled | 2010-06-01 | Double-Walled Fiberglass | Pressurized
HALL OIL CO BULK PLANT | 44 EAST 1ST AVE | HAZELHURST | Jeff Davis | 10001939 | 2C | Ball Float | 2010-07-01 | FALSE | 2010-07-01 | FALSE | Currently in Use | Diesel | 5000 | Fiberglass Double Walled | 2010-06-01 | Double-Walled Fiberglass | Pressurized
FORMER JEFF DAVIS HIGH SCHOOL | 57 EAST COFFEE STREET | HAZLEHURST | Jeff Davis | 10002047 | 1 |  |  | FALSE |  | FALSE | Removed from Ground | Kerosene | 4000 | Unknown | 2011-10-19 | Unknown
ABF FREIGHT SYSTEM INC | HWY 221 NORTH | HAZLEHURST | Jeff Davis | 800001 | 1 | [5 empty] | Removed from Ground | Diesel | 10000 | Bare Steel | 1971-01-28 | Unknown | Safe Suction (Euro)
ABF FREIGHT SYSTEM INC | HWY 221 NORTH | HAZLEHURST | Jeff Davis | 800001 | 2 | [5 empty] | Removed from Ground | Gas (Historical Use) | 500 | Bare Steel | 1971-01-28 | Unknown | Safe Suction (Euro)
JEFF DAVIS CO DETENTION CENTER | 132 LATIMER ST | HAZLEHURST | Jeff Davis | 800002 | 1 | [5 empty] | Removed from Ground | Gas (Historical Use) | 1030 | Bare Steel | 1978-03-01 | Galvanized Steel
FLASH FOODS #194 | 100 E Jarman St | HAZLEHURST | Jeff Davis | 800004 | 1 |  | 1997-06-10 |  | 1997-06-10 |  | Removed from Ground | Diesel | 8000 | Steel-Impressed Current | 1982-02-25 | Cathodically Protected | Pressurized
FLASH FOODS #194 | 100 E Jarman St | HAZLEHURST | Jeff Davis | 800004 | 2 |  | 1997-06-10 |  | 1997-06-10 |  | Removed from Ground | Gas (Historical Use) | 6000 | Steel-Impressed Current | 1982-02-25 | Cathodically Protected | Pressurized
FLASH FOODS #194 | 100 E Jarman St | HAZLEHURST | Jeff Davis | 800004 | 3 |  | 1997-06-10 |  | 1997-06-10 |  | Removed from Ground | Gas (Historical Use) | 6000 | Steel-Impressed Current | 1982-02-25 | Cathodically Protected | Pressurized
FLASH FOODS #194 | 100 E Jarman St | HAZLEHURST | Jeff Davis | 800004 | 4 |  | 1997-06-10 |  | 1997-06-10 |  | Removed from Ground | Gas (Historical Use) | 6000 | Steel-Impressed Current | 1982-02-25 | Cathodically Protected | Pressurized
FLASH FOODS #194 | 100 E Jarman St | HAZLEHURST | Jeff Davis | 800004 | 5 | Flapper Valve | 1999-03-15 | FALSE | 1999-03-15 | FALSE | Currently in Use | Diesel | 10000 | Composite Double Walled | 1999-03-15 | Double-Walled Flex | Pressurized
FLASH FOODS #194 | 100 E Jarman St | HAZLEHURST | Jeff Davis | 800004 | 6 | Flapper Valve | 1999-03-15 | FALSE | 1999-03-15 | FALSE | Currently in Use | Regular | 10000 | Composite Double Walled | 1999-03-15 | Double-Walled Flex | Pressurized
FLASH FOODS #194 | 100 E Jarman St | HAZLEHURST | Jeff Davis | 800004 | 7 | Flapper Valve | 1999-03-15 | FALSE | 1999-03-15 | FALSE | Currently in Use | Premium | 8000 | Composite Double Walled | 1999-03-15 | Double-Walled Flex | Pressurized
OCMULGEE OUTDOORS | HWY 341 N | HAZLEHURST | Jeff Davis | 800005 | 1 | [5 empty] | Removed from Ground | Empty | 6000 | Not Marked/Unknown | 1983-03-04 | Galvanized Steel | Suction (American)
OCMULGEE OUTDOORS | HWY 341 N | HAZLEHURST | Jeff Davis | 800005 | 2 | [5 empty] | Removed from Ground | Empty | 6000 | Bare Steel | 1983-03-04 | Galvanized Steel | Suction (American)
OCMULGEE OUTDOORS | HWY 341 N | HAZLEHURST | Jeff Davis | 800005 | 3 | [5 empty] | Removed from Ground | Diesel | 6000 | Bare Steel | 1983-03-04 | Galvanized Steel | Suction (American)
TOM PEARSON CHEV OLDS INC | LUMBER CITY HWY 341 | HAZLEHURST | Jeff Davis | 800007 | 1 | [5 empty] | Removed from Ground | Gas (Historical Use) | 500 | Bare Steel | 1974-03-06 | Unknown
TOM PEARSON CHEV OLDS INC | LUMBER CITY HWY 341 | HAZLEHURST | Jeff Davis | 800007 | 2 |  |  | TRUE |  | TRUE | Removed from Ground | Used Oil | 250 | Bare Steel | 1974-03-06 | Unknown
WILLIAMS BROTHERS TRUCKING INC | HWY 341 SE | HAZLEHURST | Jeff Davis | 800008 | 1 | [5 empty] | Removed from Ground | Gas (Historical Use) | 4000 | Bare Steel | 1981-01-16 | Galvanized Steel | Suction (American)
WILLIAMS BROTHERS TRUCKING INC | HWY 341 SE | HAZLEHURST | Jeff Davis | 800008 | 2 | [5 empty] | Removed from Ground | Diesel | 10000 | Bare Steel | 1981-01-16 | Galvanized Steel | Suction (American)
JEFF DAVIS COUNTY ROAD DEPT | WALNUT ST | HAZLEHURST | Jeff Davis | 800009 | 1 | [5 empty] | Removed from Ground | Gas (Historical Use) | 3000 | Bare Steel | 1976-03-12 | Galvanized Steel | Safe Suction (Euro)
JEFF DAVIS COUNTY ROAD DEPT | WALNUT ST | HAZLEHURST | Jeff Davis | 800009 | 2 | [5 empty] | Removed from Ground | Gas (Historical Use) | 3000 | Bare Steel | 1976-03-12 | Galvanized Steel | Safe Suction (Euro)
GA FORESTRY COMMISSION | 1414 DOUGLAS HWY | HAZLEHURST | Jeff Davis | 800010 | 1 | [5 empty] | Removed from Ground | Gas (Historical Use) | 2000 | Bare Steel | 1981-04-23 | Galvanized Steel | Safe Suction (Euro)
GA FORESTRY COMMISSION | 1414 DOUGLAS HWY | HAZLEHURST | Jeff Davis | 800010 | 2 | [5 empty] | Removed from Ground | Diesel | 560 | Bare Steel | 1968-04-26 | Galvanized Steel | Safe Suction (Euro)
GA FORESTRY COMMISSION | 1414 DOUGLAS HWY | HAZLEHURST | Jeff Davis | 800010 | 3 |  | 1994-04-29 |  | 1994-04-29 |  | Removed from Ground | Gas (Historical Use) | 1000 | Galvanic (STIP-3) | 1994-04-29 | Cathodically Protected | Safe Suction (Euro)
GA FORESTRY COMMISSION | 1414 DOUGLAS HWY | HAZLEHURST | Jeff Davis | 800010 | 4 |  | 1994-04-29 |  | 1994-04-29 |  | Removed from Ground | Diesel | 1000 | Galvanic (STIP-3) | 1994-04-29 | Cathodically Protected | Safe Suction (Euro)
COLEMANS | 701 SOUTH TALLAHASSEE ST | HAZLEHURST | Jeff Davis | 800011 | 1 | [5 empty] | Removed from Ground | Gas (Historical Use) | 10000 | Fiberglass | 1981-03-29 | Fiberglass Reinforced Plastic | Pressurized
COLEMANS | 701 SOUTH TALLAHASSEE ST | HAZLEHURST | Jeff Davis | 800011 | 2 | [5 empty] | Removed from Ground | Gas (Historical Use) | 10000 | Fiberglass | 1981-03-29 | Fiberglass Reinforced Plastic | Pressurized
COLEMANS | 701 SOUTH TALLAHASSEE ST | HAZLEHURST | Jeff Davis | 800011 | 3 | [5 empty] | Removed from Ground | Gas (Historical Use) | 10000 | Fiberglass | 1981-03-29 | Fiberglass Reinforced Plastic | Pressurized
COLEMANS | 701 SOUTH TALLAHASSEE ST | HAZLEHURST | Jeff Davis | 800011 | 4 |  |  | TRUE |  | TRUE | Removed from Ground | Used Oil | 1000 | Fiberglass | 1981-03-29 | Fiberglass Reinforced Plastic
BAYERS GULF | SYCAMORE & TALLAHASSEE | HAZLEHURST | Jeff Davis | 800014 | 1 | [5 empty] | Removed from Ground | Gas (Historical Use) | 2000 | Bare Steel | 1976-05-08 | Galvanized Steel | Safe Suction (Euro)
BAYERS GULF | SYCAMORE & TALLAHASSEE | HAZLEHURST | Jeff Davis | 800014 | 2 | [5 empty] | Removed from Ground | Gas (Historical Use) | 2000 | Bare Steel | 1976-05-08 | Galvanized Steel | Safe Suction (Euro)
BAYERS GULF | SYCAMORE & TALLAHASSEE | HAZLEHURST | Jeff Davis | 800014 | 3 | [5 empty] | Removed from Ground | Gas (Historical Use) | 2000 | Bare Steel | 1976-05-08 | Galvanized Steel | Safe Suction (Euro)
BAYERS GULF | SYCAMORE & TALLAHASSEE | HAZLEHURST | Jeff Davis | 800014 | 4 | [5 empty] | Removed from Ground | Gas (Historical Use) | 2000 | Bare Steel | 1976-05-08 | Galvanized Steel | Safe Suction (Euro)
PEACOCK OIL CO | 402 S TALLAHASSEE ST | HAZLEHURST | Jeff Davis | 800015 | 1 |  | 1998-11-25 |  | 1992-01-01 |  | Removed from Ground | Gas (Historical Use) | 3000 | Steel-Impressed Current | 1966-05-11 | Cathodically Protected | Suction (American)
PEACOCK OIL CO | 402 S TALLAHASSEE ST | HAZLEHURST | Jeff Davis | 800015 | 2 |  | 1998-11-25 |  | 1992-01-01 |  | Removed from Ground | Gas (Historical Use) | 3000 | Steel-Impressed Current | 1966-05-11 | Cathodically Protected | Suction (American)
PEACOCK OIL CO | 402 S TALLAHASSEE ST | HAZLEHURST | Jeff Davis | 800015 | 3 |  | 1998-11-25 |  | 1992-01-01 |  | Removed from Ground | Gas (Historical Use) | 3000 | Steel-Impressed Current | 1966-05-11 | Cathodically Protected | Suction (American)
PEACOCK OIL CO | 402 S TALLAHASSEE ST | HAZLEHURST | Jeff Davis | 800015 | 4 |  | 1998-11-25 |  | 1992-01-01 |  | Removed from Ground | Diesel | 4000 | Steel-Impressed Current | 1966-05-11 | Cathodically Protected | Suction (American)
PEACOCK OIL CO | 402 S TALLAHASSEE ST | HAZLEHURST | Jeff Davis | 800015 | 5 |  |  | TRUE |  | TRUE | Removed from Ground | Used Oil | 560 | Bare Steel | 1966-05-11 | Galvanized Steel | Suction (American)
MAC'S MILK | 82 W COFFEE ST | HAZLEHURST | Jeff Davis | 800016 | 1 | Flapper Valve | 1992-02-05 | FALSE | 1998-09-23 | FALSE | Currently in Use | Regular | 6000 | Steel-Impressed Current | 1985-05-05 | Steel (Impressed Current) | Pressurized
MAC'S MILK | 82 W COFFEE ST | HAZLEHURST | Jeff Davis | 800016 | 2 | Flapper Valve | 1992-02-05 | FALSE | 1998-09-23 | FALSE | Currently in Use | Diesel | 6000 | Steel-Impressed Current | 1985-05-05 | Steel (Impressed Current) | Pressurized
MAC'S MILK | 82 W COFFEE ST | HAZLEHURST | Jeff Davis | 800016 | 3 | Flapper Valve | 1992-02-05 | FALSE | 1998-09-23 | FALSE | Currently in Use | Premium | 6000 | Steel-Impressed Current | 1985-05-05 | Steel (Impressed Current) | Pressurized
LOTT CONCRETE | PO BOX 269 | HAZLEHURST | Jeff Davis | 800017 | 1 | [5 empty] | Removed from Ground | Gas (Historical Use) | 1000 | Bare Steel | 1976-05-10 | Galvanized Steel
LOTT CONCRETE | PO BOX 269 | HAZLEHURST | Jeff Davis | 800017 | 2 | [5 empty] | Removed from Ground | Diesel | 1000 | Bare Steel | 1976-05-10 | Galvanized Steel
FLASH FOODS #151 | 328 COFFEE ST | HAZLEHURST | Jeff Davis | 800019 | 1 | [5 empty] | Removed from Ground | Gas (Historical Use) | 3000 | Bare Steel | 1978-05-10 | Galvanized Steel | Safe Suction (Euro)
FLASH FOODS #151 | 328 COFFEE ST | HAZLEHURST | Jeff Davis | 800019 | 2 | [5 empty] | Removed from Ground | Gas (Historical Use) | 3000 | Bare Steel | 1978-05-10 | Galvanized Steel | Safe Suction (Euro)
FLASH FOODS #151 | 328 COFFEE ST | HAZLEHURST | Jeff Davis | 800019 | 3 | [5 empty] | Removed from Ground | Gas (Historical Use) | 3000 | Bare Steel | 1978-05-10 | Galvanized Steel | Pressurized
FLASH FOODS #151 | 328 COFFEE ST | HAZLEHURST | Jeff Davis | 800019 | 4 | [5 empty] | Removed from Ground | Gas (Historical Use) | 4000 | Bare Steel | 1978-05-10 | Galvanized Steel
FLASH FOODS #151 | 328 COFFEE ST | HAZLEHURST | Jeff Davis | 800019 | 5 | [5 empty] | Removed from Ground | Gas (Historical Use) | 1000 | Bare Steel | 1996-07-16 | Galvanized Steel
RYLES SERVICE STATION | JEFFERSON ST & CROMATIE ST | HAZLEHURST | Jeff Davis | 800020 | 1 | [5 empty] | Removed from Ground | Gas (Historical Use) | 6000 | Bare Steel | 1976-05-10 | Galvanized Steel
RYLES SERVICE STATION | JEFFERSON ST & CROMATIE ST | HAZLEHURST | Jeff Davis | 800020 | 2 | [5 empty] | Removed from Ground | Gas (Historical Use) | 6000 | Bare Steel | 1976-05-10 | Galvanized Steel
RYLES SERVICE STATION | JEFFERSON ST & CROMATIE ST | HAZLEHURST | Jeff Davis | 800020 | 3 | [5 empty] | Removed from Ground | Gas (Historical Use) | 6000 | Bare Steel | 1976-05-10 | Galvanized Steel
RYLES SERVICE STATION | JEFFERSON ST & CROMATIE ST | HAZLEHURST | Jeff Davis | 800020 | 4 | [5 empty] | Removed from Ground | Diesel | 4000 | Bare Steel | 1976-05-10 | Galvanized Steel
RYLES SERVICE STATION | JEFFERSON ST & CROMATIE ST | HAZLEHURST | Jeff Davis | 800020 | 5 | [5 empty] | Removed from Ground | Diesel | 1500 | Bare Steel | 1971-05-12 | Galvanized Steel
RYLES SERVICE STATION | JEFFERSON ST & CROMATIE ST | HAZLEHURST | Jeff Davis | 800020 | 6 | [5 empty] | Removed from Ground | Kerosene | 550 | Bare Steel | 1971-05-12 | Galvanized Steel
SATILLA ONE STOP | 1174 ALMA HWY | HAZLEHURST | Jeff Davis | 800021 | 1 | [5 empty] | Removed from Ground | Gas (Historical Use) | 2000 | Bare Steel | 1976-05-10 | Galvanized Steel | Suction (American)
SATILLA ONE STOP | 1174 ALMA HWY | HAZLEHURST | Jeff Davis | 800021 | 2 | [5 empty] | Removed from Ground | Gas (Historical Use) | 1000 | Bare Steel | 1976-05-10 | Galvanized Steel | Suction (American)
SATILLA ONE STOP | 1174 ALMA HWY | HAZLEHURST | Jeff Davis | 800021 | 3 | [5 empty] | Removed from Ground | Gas (Historical Use) | 1000 | Bare Steel | 1976-05-10 | Galvanized Steel | Suction (American)
SATILLA ONE STOP | 1174 ALMA HWY | HAZLEHURST | Jeff Davis | 800021 | 4A |  | 1999-04-01 | FALSE | 1999-04-01 | FALSE | Temporarily out of use | Gas (Historical Use) | 1000 | Composite | 1999-04-01 | Fiberglass Reinforced Plastic | Safe Suction (Euro)
SATILLA ONE STOP | 1174 ALMA HWY | HAZLEHURST | Jeff Davis | 800021 | 4B |  | 1999-04-01 | FALSE | 1999-04-01 | FALSE | Temporarily out of use | Gas (Historical Use) | 1000 | Composite | 1999-04-01 | Fiberglass Reinforced Plastic | Safe Suction (Euro)
SCHELL FAMILY SINGERS | PO BOX 615 | HAZLEHURST | Jeff Davis | 800022 | 1 | [5 empty] | Removed from Ground | Diesel | 550 | Bare Steel | 1976-05-10 | Galvanized Steel
SCHELLS SERVICE CENTER | 341 NORTH AT MARTIN LUTHER KING | HAZLEHURST | Jeff Davis | 800023 | 1 | [5 empty] | Removed from Ground | Other | 1000 | Bare Steel | 1978-05-10 | Galvanized Steel | Suction (American)
SCHELLS SERVICE CENTER | 341 NORTH AT MARTIN LUTHER KING | HAZLEHURST | Jeff Davis | 800023 | 2 | [5 empty] | Removed from Ground | Other | 1000 | Bare Steel | 1978-05-10 | Galvanized Steel | Suction (American)
SPELLS EXTERMINATING | 100 COFFEE ST | HAZLEHURST | Jeff Davis | 800024 | 1 | [5 empty] | Removed from Ground | Gas (Historical Use) | 1000 | Bare Steel | 1979-05-10 | Galvanized Steel
THOMPSON HARDWOOD INC | PO BOX 646 | HAZLEHURST | Jeff Davis | 800025 | 1 | [5 empty] | Removed from Ground | Gas (Historical Use) | 1000 | Bare Steel | 1974-05-11 | Galvanized Steel
LARRY TROWELL | RT 3 BOX 331 | HAZLEHURST | Jeff Davis | 800026 | 1 | [5 empty] | Removed from Ground | Gas (Historical Use) | 550 | Bare Steel | 1979-05-10 | Galvanized Steel
LARRY TROWELL | RT 3 BOX 331 | HAZLEHURST | Jeff Davis | 800026 | 2 | [5 empty] | Removed from Ground | Diesel | 550 | Bare Steel | 1979-05-10 | Galvanized Steel
LARRY TROWELL | RT 3 BOX 331 | HAZLEHURST | Jeff Davis | 800026 | 3 | [5 empty] | Removed from Ground | Diesel | 2000 | Bare Steel | 1979-05-10 | Galvanized Steel
JOE ALLEN YAWN | RT 4 BOX 470 | HAZLEHURST | Jeff Davis | 800027 | 1 | [5 empty] | Removed from Ground | Diesel | 10000 | Bare Steel | 1982-05-09 | Galvanized Steel
KOUNTRY KORNER | BURKETTS FERRY ROAD WEST | HAZLEHURST | Jeff Davis | 800028 | 1 | [5 empty] | Removed from Ground | Gas (Historical Use) | 6000 | Bare Steel | 1980-05-09 | Galvanized Steel | Suction (American)
KOUNTRY KORNER | BURKETTS FERRY ROAD WEST | HAZLEHURST | Jeff Davis | 800028 | 2 | [5 empty] | Removed from Ground | Gas (Historical Use) | 6000 | Bare Steel | 1980-05-09 | Galvanized Steel | Suction (American)
KOUNTRY KORNER | BURKETTS FERRY ROAD WEST | HAZLEHURST | Jeff Davis | 800028 | 3 | [5 empty] | Removed from Ground | Gas (Historical Use) | 6000 | Bare Steel | 1980-05-09 | Galvanized Steel | Suction (American)
JACKETS STOP N SHOP | 16 W JEFFERSON ST | HAZLEHURST | Jeff Davis | 800029 | 1 | Flapper Valve | 1997-06-10 | FALSE | 1997-06-10 | FALSE | Currently in Use | Premium | 6000 | Steel-Impressed Current | 1981-05-09 | Fiberglass Reinforced Plastic | Safe Suction (Euro)
JACKETS STOP N SHOP | 16 W JEFFERSON ST | HAZLEHURST | Jeff Davis | 800029 | 2 | Flapper Valve | 1997-06-10 | FALSE | 1997-06-10 | FALSE | Currently in Use | Regular | 6000 | Steel-Impressed Current | 1981-05-09 | Fiberglass Reinforced Plastic | Safe Suction (Euro)
JACKETS STOP N SHOP | 16 W JEFFERSON ST | HAZLEHURST | Jeff Davis | 800029 | 3 | Flapper Valve | 1997-06-10 | FALSE | 1997-06-10 | FALSE | Currently in Use | Plus | 6000 | Steel-Impressed Current | 1981-05-09 | Fiberglass Reinforced Plastic | Safe Suction (Euro)
JAMES MILLER | ROUTE 1 | DENTON | Jeff Davis | 800030 | 1 | [5 empty] | Removed from Ground | Gas (Historical Use) | 550 | Bare Steel | 1980-05-09 | Galvanized Steel | Safe Suction (Euro)
JAMES MILLER | ROUTE 1 | DENTON | Jeff Davis | 800030 | 3 | [5 empty] | Removed from Ground | Diesel | 1000 | Bare Steel | 1980-05-09 | Galvanized Steel | Safe Suction (Euro)
NEWMANS TRUCKING | ROUTE 2 BOX 1325 | HAZLEHURST | Jeff Davis | 800031 | 1 | [5 empty] | Removed from Ground | Gas (Historical Use) | 1000 | Bare Steel | 1979-05-10 | Galvanized Steel
NEWMANS TRUCKING | ROUTE 2 BOX 1325 | HAZLEHURST | Jeff Davis | 800031 | 2 | [5 empty] | Removed from Ground | Diesel | 550 | Bare Steel | 1979-05-10 | Galvanized Steel
OCMULGEE TRACTOR CO | HWY 341 NORTH | HAZLEHURST | Jeff Davis | 800032 | 1 | [5 empty] | Removed from Ground | Gas (Historical Use) | 1000 | Bare Steel | 1981-05-09 | Galvanized Steel
OCMULGEE TRACTOR CO | HWY 341 NORTH | HAZLEHURST | Jeff Davis | 800032 | 2 | [5 empty] | Removed from Ground | Diesel | 550 | Bare Steel | 1981-05-09 | Galvanized Steel
QWIK PIK | 188 S TALLAHASEE ST/PINE ST | HAZLEHURST | Jeff Davis | 800033 | 1 | Flapper Valve | 1998-01-20 | FALSE | 1998-01-20 | FALSE | Temporarily out of use | Gas (Historical Use) | 6000 | Steel-Impressed Current | 1978-05-10 | Double-Walled Fiberglass | Pressurized
QWIK PIK | 188 S TALLAHASEE ST/PINE ST | HAZLEHURST | Jeff Davis | 800033 | 2 | Flapper Valve | 1998-01-20 | FALSE | 1998-01-20 | FALSE | Temporarily out of use | Gas (Historical Use) | 6000 | Steel-Impressed Current | 1978-05-10 | Double-Walled Fiberglass | Pressurized
QWIK PIK | 188 S TALLAHASEE ST/PINE ST | HAZLEHURST | Jeff Davis | 800033 | 3 | Flapper Valve | 1998-01-20 | FALSE | 1998-01-20 | FALSE | Temporarily out of use | Gas (Historical Use) | 6000 | Steel-Impressed Current | 1978-05-10 | Double-Walled Fiberglass | Pressurized
RIDGE PALLETS | HWY 341 SOUTH | HAZLEHURST | Jeff Davis | 800034 | 1 | [5 empty] | Removed from Ground | Gas (Historical Use) | 1000 | Bare Steel | 1979-05-10 | Galvanized Steel
RIDGE PALLETS | HWY 341 SOUTH | HAZLEHURST | Jeff Davis | 800034 | 2 | [5 empty] | Removed from Ground | Diesel | 1000 | Bare Steel | 1979-05-10 | Galvanized Steel
JOHNSON BROTHERS | ROUTE 1 BOX 560 | HAZLEHURST | Jeff Davis | 800035 | 1 | [5 empty] | Removed from Ground | Diesel | 2000 | Bare Steel | 1981-05-09 | Galvanized Steel | Safe Suction (Euro)
DAVIS FARM & GARDEN | 412 ALMA RD | HAZLEHURST | Jeff Davis | 800037 | 1 | [5 empty] | Removed from Ground | Gas (Historical Use) | 1000 | Bare Steel | 1985-05-08 | Galvanized Steel
DAVIS FARM & GARDEN | 412 ALMA RD | HAZLEHURST | Jeff Davis | 800037 | 2 | [5 empty] | Removed from Ground | Diesel | 1000 | Bare Steel | 1982-05-09 | Galvanized Steel
JEFF DAVIS COUNTY | 501 S TALLAHASSEE ST | HAZLEHURST | Jeff Davis | 800038 | 1 | [5 empty] | Removed from Ground | Gas (Historical Use) | 6000 | Bare Steel | 1985-05-08 | Galvanized Steel
JEFF DAVIS COUNTY | 501 S TALLAHASSEE ST | HAZLEHURST | Jeff Davis | 800038 | 2 | [5 empty] | Removed from Ground | Gas (Historical Use) | 6000 | Bare Steel | 1985-05-08 | Galvanized Steel
JEFF DAVIS COUNTY | 501 S TALLAHASSEE ST | HAZLEHURST | Jeff Davis | 800038 | 3 | [5 empty] | Removed from Ground | Gas (Historical Use) | 6000 | Bare Steel | 1985-05-08 | Galvanized Steel
EARTH MOVERS AND LAND CLEARING | RT 4 BOX 785 | HAZLEHURST | Jeff Davis | 800040 | 1 | [5 empty] | Removed from Ground | Gas (Historical Use) | 550 | Bare Steel | 1979-05-10 | Galvanized Steel
FAIRWAY TRANSPORTATION | PO BOX 626 | HAZLEHURST | Jeff Davis | 800041 | 1 | [5 empty] | Removed from Ground | Diesel | 10000 | Bare Steel | 1985-05-08 | Galvanized Steel
FAIRWAY TRANSPORTATION | PO BOX 626 | HAZLEHURST | Jeff Davis | 800041 | 2 | [5 empty] | Removed from Ground | Diesel | 1000 | Bare Steel | 1986-05-08 | Galvanized Steel
FAIRWAY TRANSPORTATION | PO BOX 626 | HAZLEHURST | Jeff Davis | 800041 | 3 | [5 empty] | Removed from Ground | Gas (Historical Use) | 2000 | Bare Steel | 1986-05-08 | Galvanized Steel
CITY OF HAZLEHURST | 214 HINSON ST | HAZLEHURST | Jeff Davis | 800042 | 1 | [5 empty] | Removed from Ground | Gas (Historical Use) | 1000 | Bare Steel | 1979-05-10 | Galvanized Steel
CITY OF HAZLEHURST | 214 HINSON ST | HAZLEHURST | Jeff Davis | 800042 | 2 | [5 empty] | Removed from Ground | Gas (Historical Use) | 1000 | Not Marked/Unknown | 1998-05-12 | Not Marked
CITY OF HAZLEHURST | 214 HINSON ST | HAZLEHURST | Jeff Davis | 800042 | 3 | [5 empty] | Removed from Ground | Gas (Historical Use) | 1000 | Not Marked/Unknown | 1998-05-12 | Not Marked
FUEL SOUTH INC/FRAZIER OIL CO | 600 ALMA RD | HAZLEHURST | Jeff Davis | 800043 | 20 | [5 empty] | Removed from Ground | Gas (Historical Use) | 3000 | Bare Steel | 1993-12-20 | Galvanized Steel | Suction (American)
FUEL SOUTH INC/FRAZIER OIL CO | 600 ALMA RD | HAZLEHURST | Jeff Davis | 800043 | 21 | [5 empty] | Removed from Ground | Gas (Historical Use) | 3000 | Bare Steel | 1993-12-20 | Galvanized Steel | Suction (American)
FUEL SOUTH INC/FRAZIER OIL CO | 600 ALMA RD | HAZLEHURST | Jeff Davis | 800043 | 22 | [5 empty] | Removed from Ground | Gas (Historical Use) | 2000 | Bare Steel | 1993-12-20 | Galvanized Steel | Suction (American)
FUEL SOUTH INC/FRAZIER OIL CO | 600 ALMA RD | HAZLEHURST | Jeff Davis | 800043 | 23 | [5 empty] | Removed from Ground | Gas (Historical Use) | 2000 | Bare Steel | 1993-12-20 | Galvanized Steel | Suction (American)
FUEL SOUTH INC/FRAZIER OIL CO | 600 ALMA RD | HAZLEHURST | Jeff Davis | 800043 | 24 | [5 empty] | Removed from Ground | Other | 1000 | Bare Steel | 1993-12-20 | Galvanized Steel | Suction (American)
CONTINENTAL FOREST | PO BOX 692 | HAZLEHURST | Jeff Davis | 800045 | 1 | [5 empty] | Removed from Ground | Diesel | 2000 | Bare Steel | 1977-05-10 | Galvanized Steel
CONTINENTAL WOOD YARD | PO BOX 838 | HAZLEHURST | Jeff Davis | 800046 | 1 | [5 empty] | Removed from Ground | Gas (Historical Use) | 1000 | Bare Steel | 1976-05-10 | Galvanized Steel
CONTINENTAL WOOD YARD | PO BOX 838 | HAZLEHURST | Jeff Davis | 800046 | 2 | [5 empty] | Removed from Ground | Diesel | 1000 | Bare Steel | 1976-05-10 | Galvanized Steel
CONTINENTAL WOOD YARD | PO BOX 838 | HAZLEHURST | Jeff Davis | 800046 | 3 | [5 empty] | Removed from Ground | Diesel | 2000 | Bare Steel | 1976-05-10 | Galvanized Steel
DONNIE BATTEN | RT 3 BOX 350 | HAZLEHURST | Jeff Davis | 800048 | 1 | [5 empty] | Removed from Ground | Diesel | 2000 | Bare Steel | 1981-05-09 | Galvanized Steel
DONNIE BATTEN | RT 3 BOX 350 | HAZLEHURST | Jeff Davis | 800048 | 2 | [5 empty] | Removed from Ground | Gas (Historical Use) | 550 | Bare Steel | 1997-03-01 | Galvanized Steel | Safe Suction (Euro)
BEASLEY TIMBER CO INC | OLD DOUGLAS HWY | HAZLEHURST | Jeff Davis | 800049 | 1 | [5 empty] | Removed from Ground | Gas (Historical Use) | 550 | Bare Steel | 1980-05-09 | Galvanized Steel | Safe Suction (Euro)
BEASLEY TIMBER CO INC | OLD DOUGLAS HWY | HAZLEHURST | Jeff Davis | 800049 | 2 | [5 empty] | Removed from Ground | Gas (Historical Use) | 1000 | Bare Steel | 1980-05-09 | Galvanized Steel | Safe Suction (Euro)
BEASLEY TIMBER CO INC | OLD DOUGLAS HWY | HAZLEHURST | Jeff Davis | 800049 | 3 | [5 empty] | Removed from Ground | Diesel | 1000 | Bare Steel | 1980-05-09 | Galvanized Steel | Safe Suction (Euro)
BEASLEY TIMBER CO INC | OLD DOUGLAS HWY | HAZLEHURST | Jeff Davis | 800049 | 4 | [5 empty] | Removed from Ground | Diesel | 4000 | Bare Steel | 1980-05-09 | Galvanized Steel | Safe Suction (Euro)
BEASLEY TIMBER CO INC | OLD DOUGLAS HWY | HAZLEHURST | Jeff Davis | 800049 | 5 | [5 empty] | Removed from Ground | Diesel | 4000 | Bare Steel | 1980-05-09 | Galvanized Steel | Safe Suction (Euro)
JEFF DAVIS HOSPITAL | 1215 SOUTH TALLAHASSEE ST | HAZLEHURST | Jeff Davis | 800053 | 1 | [5 empty] | Removed from Ground | Diesel | 10000 | Bare Steel | 1963-05-12 | Unknown
FAST BREAK #3 | BROXTON HWY | HAZLEHURST | Jeff Davis | 800054 | 1 | [5 empty] | Removed from Ground | Empty | 6000 | Bare Steel | 1978-05-09 | Galvanized Steel
FAST BREAK #3 | BROXTON HWY | HAZLEHURST | Jeff Davis | 800054 | 2 | [5 empty] | Removed from Ground | Empty | 4000 | Bare Steel | 1978-05-09 | Galvanized Steel
FAST BREAK #3 | BROXTON HWY | HAZLEHURST | Jeff Davis | 800054 | 3 | [5 empty] | Removed from Ground | Empty | 2000 | Bare Steel | 1978-05-09 | Galvanized Steel
COTTON PATCH QUICK STOP | 168 S CROMARTIE ST | HAZLEHURST | Jeff Davis | 800055 | 1 | Flapper Valve | 1999-03-17 | FALSE | 1999-03-17 | FALSE | Currently in Use | E-0 | 4000 | Steel-Impressed Current | 1980-05-08 |  | Safe Suction (Euro)
COTTON PATCH QUICK STOP | 168 S CROMARTIE ST | HAZLEHURST | Jeff Davis | 800055 | 2 | Flapper Valve | 1999-03-17 | FALSE | 1999-03-17 | FALSE | Currently in Use | Regular | 4000 | Steel-Impressed Current | 1980-05-08 |  | Safe Suction (Euro)
COTTON PATCH QUICK STOP | 168 S CROMARTIE ST | HAZLEHURST | Jeff Davis | 800055 | 3 | Flapper Valve | 1999-03-17 | FALSE | 1999-03-17 | FALSE | Currently in Use | Premium | 1000 | Steel-Impressed Current | 1978-05-09 |  | Safe Suction (Euro)
RANCHHODLAL B PATEL | 305 LUMBER CITY HWY | HAZLEHURST | Jeff Davis | 800056 | 1 | Flapper Valve | 1998-06-01 | FALSE | 1998-06-01 | FALSE | Temporarily out of use | Gas (Historical Use) | 6000 | Steel-Impressed Current | 1989-03-01 |  | Pressurized
RANCHHODLAL B PATEL | 305 LUMBER CITY HWY | HAZLEHURST | Jeff Davis | 800056 | 2 | Flapper Valve | 1998-06-01 | FALSE | 1998-06-01 | FALSE | Temporarily out of use | Gas (Historical Use) | 6000 | Steel-Impressed Current | 1989-03-01 |  | Pressurized
RANCHHODLAL B PATEL | 305 LUMBER CITY HWY | HAZLEHURST | Jeff Davis | 800056 | 3 | Flapper Valve | 1998-06-01 | FALSE | 1998-06-01 | FALSE | Temporarily out of use | Gas (Historical Use) | 6000 | Steel-Impressed Current | 1989-03-01 |  | Pressurized
RANCHHODLAL B PATEL | 305 LUMBER CITY HWY | HAZLEHURST | Jeff Davis | 800056 | 4 | Flapper Valve | 1998-06-01 | FALSE | 1998-06-01 | FALSE | Temporarily out of use | Gas (Historical Use) | 6000 | Steel-Impressed Current | 1989-03-01 |  | Pressurized
BST/HAZLEHURST CO R2547 | 101 EAST FIRST ST | HAZLEHURST | Jeff Davis | 800060 | 1 | [5 empty] | Removed from Ground | Other | 1000 | Bare Steel | 1973-01-04 | Copper | Suction (American)
BST/HAZLEHURST CO R2547 | 101 EAST FIRST ST | HAZLEHURST | Jeff Davis | 800060 | 2 | [5 empty] | Removed from Ground | Other | 1073 | Bare Steel | 1953-01-01 | Unknown
BST/HAZLEHURST SOC R2521 | 101 PLUM ST | HAZLEHURST | Jeff Davis | 800061 | 1 | [5 empty] | Removed from Ground | Gas (Historical Use) | 12000 | Bare Steel | 1981-01-02 | Galvanized Steel | Pressurized
BST/HAZLEHURST SOC R2521 | 101 PLUM ST | HAZLEHURST | Jeff Davis | 800061 | 2 | [5 empty] | Removed from Ground | Gas (Historical Use) | 2000 | Bare Steel | 1972-01-01 | Copper | Pressurized
BST/HAZLEHURST SOC R2521 | 101 PLUM ST | HAZLEHURST | Jeff Davis | 800061 | 3 | [5 empty] | Removed from Ground | Diesel | 1000 | Bare Steel | 1952-01-01 | Unknown | Suction (American)
HALLS SERVICE STATION | 303 COFFEE ST | HAZLEHURST | Jeff Davis | 800062 | 1 | [5 empty] | Removed from Ground | Gas (Historical Use) | 10000 | Cathodically Protected Steel | 1985-06-17 | Bare Steel | Pressurized
HALLS SERVICE STATION | 303 COFFEE ST | HAZLEHURST | Jeff Davis | 800062 | 2 | [5 empty] | Removed from Ground | Gas (Historical Use) | 10000 | Cathodically Protected Steel | 1985-06-17 | Bare Steel | Pressurized
HALLS SERVICE STATION | 303 COFFEE ST | HAZLEHURST | Jeff Davis | 800062 | 3 | [5 empty] | Removed from Ground | Gas (Historical Use) | 5000 | Cathodically Protected Steel | 1965-01-01 | Bare Steel | Pressurized
HALLS SERVICE STATION | 303 COFFEE ST | HAZLEHURST | Jeff Davis | 800062 | 4 | [5 empty] | Removed from Ground | Diesel | 5000 | Cathodically Protected Steel | 1965-01-01 | Bare Steel | Pressurized
HALLS SERVICE STATION | 303 COFFEE ST | HAZLEHURST | Jeff Davis | 800062 | 5 |  |  | FALSE |  | FALSE | Removed from Ground | Used Oil | 1000 | Unknown | 2008-04-07 | Unknown
GOOGES SUPERETTE | 508 E JARMAN ST | HAZLEHURST | Jeff Davis | 800063 | 1 | [5 empty] | Removed from Ground | Gas (Historical Use) | 4000 | Bare Steel | 1980-06-18 | Galvanized Steel
GOOGES SUPERETTE | 508 E JARMAN ST | HAZLEHURST | Jeff Davis | 800063 | 2 | [5 empty] | Removed from Ground | Gas (Historical Use) | 2000 | Bare Steel | 1980-06-18 | Bare Steel
BAY SERVICE STATION 494 | 425 COFFEE ST | HAZLEHURST | Jeff Davis | 800065 | 1 | [5 empty] | Removed from Ground | Gas (Historical Use) | 4000 | Bare Steel | 1971-05-17 | Galvanized Steel | Safe Suction (Euro)
BAY SERVICE STATION 494 | 425 COFFEE ST | HAZLEHURST | Jeff Davis | 800065 | 2 | [5 empty] | Removed from Ground | Gas (Historical Use) | 3000 | Bare Steel | 1971-05-17 | Galvanized Steel | Safe Suction (Euro)
BAY SERVICE STATION 494 | 425 COFFEE ST | HAZLEHURST | Jeff Davis | 800065 | 3 | [5 empty] | Removed from Ground | Gas (Historical Use) | 3000 | Bare Steel | 1971-05-17 | Galvanized Steel | Safe Suction (Euro)
BAY SERVICE STATION 494 | 425 COFFEE ST | HAZLEHURST | Jeff Davis | 800065 | 4 | [5 empty] | Removed from Ground | Gas (Historical Use) | 4000 | Bare Steel | 1971-05-17 | Galvanized Steel | Safe Suction (Euro)
BAY SERVICE STATION 494 | 425 COFFEE ST | HAZLEHURST | Jeff Davis | 800065 | 5 | [5 empty] | Removed from Ground | Diesel | 4000 | Bare Steel | 1971-05-17 | Galvanized Steel | Safe Suction (Euro)
HAZLEHURST AIRPORT | BURKETTS FERRY RD | HAZLEHURST | Jeff Davis | 800067 | 1 | [5 empty] | Removed from Ground | Gas (Historical Use) | 2000 | Bare Steel | 1980-05-29 | Galvanized Steel | Suction (American)
HAZLEHURST AIRPORT | BURKETTS FERRY RD | HAZLEHURST | Jeff Davis | 800067 | 2 | [5 empty] | Removed from Ground | Used Oil | 0 | Not Marked/Unknown | 1998-05-11 | Not Marked
LOTT CONCRETE CO | 104 SOUTH ANNIE ST | HAZLEHURST | Jeff Davis | 800068 | 1 | [5 empty] | Removed from Ground | Diesel | 1000 | Bare Steel | 1996-04-25 | Galvanized Steel
LOTT CONCRETE CO | 104 SOUTH ANNIE ST | HAZLEHURST | Jeff Davis | 800068 | 2 | [5 empty] | Removed from Ground | Gas (Historical Use) | 300 | Bare Steel | 1996-04-25 | Galvanized Steel
HANCOCK CLEANERS | 604 SOUTH TALLAHASSEE ST | HAZLEHURST | Jeff Davis | 800071 | 1 | [5 empty] | Removed from Ground | Other | 150 | Bare Steel | 1971-05-12 | Galvanized Steel
ALCO CONTROL | 400 E FIRST AVE | HAZLEHURST | Jeff Davis | 80047 | 1 | [5 empty] | Removed from Ground | Gas (Historical Use) | 550 | Bare Steel | 1980-05-09 | Galvanized Steel
RYLES AUTO CARE | 120 EAST JEFFERSON ST | HAZLEHURST | Jeff Davis | 802000 | 1 |  | 1997-04-21 |  | 1997-04-21 |  | Removed from Ground | Gas (Historical Use) | 6000 | Cathodically Protected Steel | 1987-11-04 | Fiberglass Reinforced Plastic | Pressurized
RYLES AUTO CARE | 120 EAST JEFFERSON ST | HAZLEHURST | Jeff Davis | 802000 | 2 |  | 1997-04-21 |  | 1997-04-21 |  | Removed from Ground | Gas (Historical Use) | 6000 | Cathodically Protected Steel | 1987-11-04 | Fiberglass Reinforced Plastic | Pressurized
RYLES AUTO CARE | 120 EAST JEFFERSON ST | HAZLEHURST | Jeff Davis | 802000 | 3 |  | 1997-04-21 |  | 1997-04-21 |  | Removed from Ground | Gas (Historical Use) | 6000 | Cathodically Protected Steel | 1987-11-04 | Fiberglass Reinforced Plastic | Pressurized
RYLES AUTO CARE | 120 EAST JEFFERSON ST | HAZLEHURST | Jeff Davis | 802000 | 4 |  | 1997-04-21 |  | 1997-04-21 |  | Removed from Ground | Other | 6000 | Cathodically Protected Steel | 1987-11-04 | Fiberglass Reinforced Plastic | Pressurized
RYLES AUTO CARE | 120 EAST JEFFERSON ST | HAZLEHURST | Jeff Davis | 802000 | 5 |  | 1997-04-21 |  | 1997-04-21 |  | Removed from Ground | Other | 2000 | Cathodically Protected Steel | 1987-11-04 | Fiberglass Reinforced Plastic | Pressurized
SOUTHEASTERN FREIGHT LINES | HIGHWAY 341 WEST | HAZLEHURST | Jeff Davis | 4010028 | 1 | [5 empty] | Removed from Ground | Diesel | 4000 | Bare Steel | 1982-05-05 | Bare Steel | Safe Suction (Euro)
SOUTHEASTERN FREIGHT LINES | HIGHWAY 341 WEST | HAZLEHURST | Jeff Davis | 4010028 | 2 | [5 empty] | Removed from Ground | Gas (Historical Use) | 1000 | Marked Unknown | 1986-05-08 | Unknown
UNION CAMP | PO BOX 429 | LOUISVILLE | Jefferson | 360027 | 1 | [5 empty] | Removed from Ground | Gas (Historical Use) | 1000 | Bare Steel | 1982-04-11 | Unknown
UNION CAMP | PO BOX 429 | LOUISVILLE | Jefferson | 360027 | 2 | [5 empty] | Removed from Ground | Diesel | 1000 | Bare Steel | 1982-04-11 | Unknown
UNION CAMP | PO BOX 429 | LOUISVILLE | Jefferson | 360027 | 3 | [5 empty] | Removed from Ground | Diesel | 550 | Bare Steel | 1969-04-04 | Unknown
JEFFERSON CO FORESTRY UNIT | RT 1 BOX 274 B | WADLEY | Jefferson | 810002 | 1 | [5 empty] | Removed from Ground | Gas (Historical Use) | 2000 | Bare Steel | 1974-04-25 | Galvanized Steel
JEFFERSON CO FORESTRY UNIT | RT 1 BOX 274 B | WADLEY | Jefferson | 810002 | 2 | [5 empty] | Removed from Ground | Diesel | 560 | Bare Steel | 1956-04-29 | Galvanized Steel
JEFFERSON CO FORESTRY UNIT | RT 1 BOX 274 B | WADLEY | Jefferson | 810002 | 3 |  | 1990-01-01 |  | 1990-01-01 |  | Removed from Ground | Gas (Historical Use) | 2000 | Galvanic (STIP-3) | 1990-01-01 | Cathodically Protected | Safe Suction (Euro)
JEFFERSON CO FORESTRY UNIT | RT 1 BOX 274 B | WADLEY | Jefferson | 810002 | 4 |  | 1990-01-01 |  | 1990-01-01 |  | Removed from Ground | Diesel | 1000 | Galvanic (STIP-3) | 1990-01-01 | Cathodically Protected | Safe Suction (Euro)
SNG WRENS DISTRICT WAREHOUSE | HWY 17 | WRENS | Jefferson | 810003 | 1 | [5 empty] | Removed from Ground | Gas (Historical Use) | 1000 | Cathodically Protected Steel | 1980-04-18 | Cathodically Protected
SNG WRENS DISTRICT WAREHOUSE | HWY 17 | WRENS | Jefferson | 810003 | 2 |  |  | TRUE |  | TRUE | Removed from Ground | Used Oil | 150 | Bare Steel | 1981-04-18 | Not Marked
SNG WRENS DISTRICT WAREHOUSE | HWY 17 | WRENS | Jefferson | 810003 | 3 |  |  | TRUE |  | TRUE | Removed from Ground | Used Oil | 150 | Bare Steel | 1981-04-18 | Not Marked
REESE AUTO CARE INC | 102 S MAIN | WRENS | Jefferson | 810005 | 1 | Flapper Valve | 1997-04-15 | FALSE | 1997-04-15 | FALSE | Currently in Use | Gas (Historical Use) | 10000 | Steel-Impressed Current | 1967-04-01 | Flex | Pressurized
REESE AUTO CARE INC | 102 S MAIN | WRENS | Jefferson | 810005 | 2 | Flapper Valve | 1997-04-15 | FALSE | 1997-04-15 | FALSE | Currently in Use | Gas (Historical Use) | 5000 | Steel-Impressed Current | 1967-04-01 | Flex | Pressurized
REESE AUTO CARE INC | 102 S MAIN | WRENS | Jefferson | 810005 | 3 | Flapper Valve | 1977-04-15 | FALSE | 1997-04-15 | FALSE | Temporarily out of use | Gas (Historical Use) | 10000 | Steel-Impressed Current | 1967-04-01 | Flex | Pressurized
REESE AUTO CARE INC | 102 S MAIN | WRENS | Jefferson | 810005 | 4 | Flapper Valve | 1997-04-15 | FALSE | 1997-04-15 | FALSE | Currently in Use | Diesel | 10000 | Steel-Impressed Current | 1981-06-01 | Flex | Pressurized
REESE AUTO CARE INC | 102 S MAIN | WRENS | Jefferson | 810005 | 5 |  |  | TRUE |  | TRUE | Removed from Ground | Used Oil | 550 | Steel-Impressed Current | 1967-04-01 | Flex
COOPER MACHINE CO INC | 115 SMITH ST | WADLEY | Jefferson | 810006 | 1 | [5 empty] | Permanently Out of Use - historical purposes | Gas (Historical Use) | 550 | Bare Steel | 1965-03-10 | Galvanized Steel
CARVER ELEM SCHOOL | BEDINFIELD ST | WADLEY | Jefferson | 810007 | 1 | [5 empty] | Permanently Out of Use - historical purposes | Diesel | 6000 | Bare Steel | 1958-01-28 | Copper
CARVER ELEM SCHOOL | BEDINFIELD ST | WADLEY | Jefferson | 810007 | 2 | [5 empty] | Currently in Use | Other | 500 | Bare Steel | 1958-01-28 | Bare Steel
CLIFF MARTIN SER STATION | US 1 SOUTH LOUISVILLE RD | WRENS | Jefferson | 810037 | 1 | [5 empty] | Removed from Ground | Gas (Historical Use) | 6000 | Bare Steel | 1986-05-06 | Galvanized Steel
CLIFF MARTIN SER STATION | US 1 SOUTH LOUISVILLE RD | WRENS | Jefferson | 810037 | 2 | [5 empty] | Removed from Ground | Gas (Historical Use) | 4000 | Bare Steel | 1986-05-06 | Galvanized Steel
WILLIAMS SVC STATION/EXXON STATI | 311 BROAD ST & HWY 80 | AVERA | Jefferson | 810038 | 1 | [5 empty] | Removed from Ground | Gas (Historical Use) | 2000 | Bare Steel | 1986-05-06 | Galvanized Steel | Safe Suction (Euro)
WILLIAMS SVC STATION/EXXON STATI | 311 BROAD ST & HWY 80 | AVERA | Jefferson | 810038 | 2 | [5 empty] | Removed from Ground | Gas (Historical Use) | 1000 | Bare Steel | 1986-05-06 | Galvanized Steel | Safe Suction (Euro)
WILLIAMS SVC STATION/EXXON STATI | 311 BROAD ST & HWY 80 | AVERA | Jefferson | 810038 | 3 | [5 empty] | Removed from Ground | Gas (Historical Use) | 1000 | Bare Steel | 1986-05-06 | Galvanized Steel | Safe Suction (Euro)
WILLIAMS SVC STATION/EXXON STATI | 311 BROAD ST & HWY 80 | AVERA | Jefferson | 810038 | 4 | [5 empty] | Removed from Ground | Gas (Historical Use) | 1000 | Bare Steel | 1986-05-06 | Galvanized Steel | Suction (American)
JET FOOD STORE #65 | 201 THOMSON HWY | WRENS | Jefferson | 810039 | 1 | Flapper Valve | 1998-10-08 | FALSE | 1998-10-08 | FALSE | Currently in Use | Regular | 10000 | Steel-Impressed Current | 1984-05-01 | Fiberglass Reinforced Plastic | Pressurized
JET FOOD STORE #65 | 201 THOMSON HWY | WRENS | Jefferson | 810039 | 2 | Flapper Valve | 1998-10-08 | FALSE | 1998-10-08 | FALSE | Currently in Use | Premium | 10000 | Steel-Impressed Current | 1984-05-01 | Fiberglass Reinforced Plastic | Pressurized
JET FOOD STORE #65 | 201 THOMSON HWY | WRENS | Jefferson | 810039 | 3 | Flapper Valve | 1998-10-08 | FALSE | 1998-10-08 | FALSE | Currently in Use | Diesel | 6000 | Steel-Impressed Current | 1984-05-01 | Fiberglass Reinforced Plastic | Pressurized
THE OGEECHEE SPORTSMAN | 926 PEACHTREE STREET | LOUISVILLE | Jefferson | 810040 | 1 | [5 empty] | Removed from Ground | Gas (Historical Use) | 8000 | Bare Steel | 1978-05-09 | Galvanized Steel | Pressurized
THE OGEECHEE SPORTSMAN | 926 PEACHTREE STREET | LOUISVILLE | Jefferson | 810040 | 2 | [5 empty] | Removed from Ground | Gas (Historical Use) | 4000 | Bare Steel | 1978-05-09 | Galvanized Steel | Pressurized
THE OGEECHEE SPORTSMAN | 926 PEACHTREE STREET | LOUISVILLE | Jefferson | 810040 | 3 | [5 empty] | Removed from Ground | Gas (Historical Use) | 4000 | Bare Steel | 1978-05-09 | Galvanized Steel | Pressurized
THE OGEECHEE SPORTSMAN | 926 PEACHTREE STREET | LOUISVILLE | Jefferson | 810040 | 4 | [5 empty] | Removed from Ground | Gas (Historical Use) | 550 | Bare Steel | 1978-05-09 | Galvanized Steel | Pressurized
THE OGEECHEE SPORTSMAN | 926 PEACHTREE STREET | LOUISVILLE | Jefferson | 810040 | 5 | [5 empty] | Removed from Ground | Diesel | 550 | Bare Steel | 1980-05-08 | Galvanized Steel
OGEECHEE OIL CO | US #1 NORTH | LOUISVILLE | Jefferson | 810041 | 1 | [5 empty] | Removed from Ground | Diesel | 2000 | Bare Steel | 1981-05-08 | Galvanized Steel
OGEECHEE OIL CO | US #1 NORTH | LOUISVILLE | Jefferson | 810041 | 2 | [5 empty] | Removed from Ground | Diesel | 550 | Bare Steel | 1980-05-08 | Galvanized Steel
OGEECHEE OIL CO | US #1 NORTH | LOUISVILLE | Jefferson | 810041 | 3 | [5 empty] | Removed from Ground | Gas (Historical Use) | 550 | Bare Steel | 1980-05-08 | Galvanized Steel
OGEECHEE OIL CO | US #1 NORTH | LOUISVILLE | Jefferson | 810041 | 4 |  | 1998-06-24 |  | 1998-06-24 |  | Removed from Ground | Gas (Historical Use) | 1000 | Composite | 1998-06-23 | Fiberglass Reinforced Plastic | Safe Suction (Euro)
OGEECHEE OIL CO | US #1 NORTH | LOUISVILLE | Jefferson | 810041 | 5 |  | 1998-06-24 |  | 1998-06-24 |  | Removed from Ground | Diesel | 4000 | Composite | 1998-06-23 | Fiberglass Reinforced Plastic | Safe Suction (Euro)
SNIDERS | HWY 1 BY PASS | LOUISVILLE | Jefferson | 810042 | 1 | [5 empty] | Removed from Ground | Gas (Historical Use) | 1000 | Bare Steel | 1980-05-08 | Galvanized Steel
SUTTON 66 SERVICE STATION | 224 E MAIN ST | STAPLETON | Jefferson | 810043 | 1 |  |  | FALSE |  | FALSE | Removed from Ground | Gas (Historical Use) | 1000 | Bare Steel | 1974-05-10 | Galvanized Steel
SUTTON 66 SERVICE STATION | 224 E MAIN ST | STAPLETON | Jefferson | 810043 | 2 |  |  | FALSE |  | FALSE | Removed from Ground | Gas (Historical Use) | 2000 | Bare Steel | 1974-05-10 | Galvanized Steel | Suction (American)
SUTTON 66 SERVICE STATION | 224 E MAIN ST | STAPLETON | Jefferson | 810043 | 3 |  |  | FALSE |  | FALSE | Removed from Ground | Gas (Historical Use) | 4000 | Bare Steel | 1984-05-07 | Galvanized Steel | Suction (American)
SUTTON 66 SERVICE STATION | 224 E MAIN ST | STAPLETON | Jefferson | 810043 | 4 |  |  | FALSE |  | FALSE | Removed from Ground | Gas (Historical Use) | 8000 | Bare Steel | 1974-05-10 | Galvanized Steel | Suction (American)
SUTTON 66 SERVICE STATION | 224 E MAIN ST | STAPLETON | Jefferson | 810043 | 5 | Flapper Valve | 1998-01-01 | FALSE | 1998-01-01 | FALSE | Currently in Use | Regular | 2000 | Composite | 1998-01-01 | Fiberglass Reinforced Plastic | Safe Suction (Euro)
SUTTON 66 SERVICE STATION | 224 E MAIN ST | STAPLETON | Jefferson | 810043 | 6 | Flapper Valve | 1998-01-01 | FALSE | 1998-01-01 | FALSE | Currently in Use | Diesel | 1000 | Composite | 1998-01-01 | Fiberglass Reinforced Plastic | Safe Suction (Euro)
FARMERS GIN & STORAGE | 52 SOUTH MLK JR BLVD | WADLEY | Jefferson | 810044 | 1 |  | 1999-05-07 |  | 1999-05-07 |  | Removed from Ground | Diesel | 10000 | Steel-Impressed Current | 1979-05-08 | Steel (Impressed Current) | Safe Suction (Euro)
FARMERS GIN & STORAGE | 52 SOUTH MLK JR BLVD | WADLEY | Jefferson | 810044 | 2 |  | 1999-05-07 |  | 1999-05-07 |  | Removed from Ground | Gas (Historical Use) | 10000 | Steel-Impressed Current | 1979-05-08 | Steel (Impressed Current) | Safe Suction (Euro)
GRANGE GROCERY | GRANGE RD | LOUISVILLE | Jefferson | 810045 | 1 | [5 empty] | Closed in Ground | Gas (Historical Use) | 1000 | Bare Steel | 1979-05-09 | Galvanized Steel
GRANGE GROCERY | GRANGE RD | LOUISVILLE | Jefferson | 810045 | 2 | [5 empty] | Closed in Ground | Gas (Historical Use) | 1000 | Bare Steel | 1979-05-09 | Galvanized Steel
LEWIS STEEL WORKS | US 1 SOUTH | LOUISVILLE | Jefferson | 810047 | 1 | [5 empty] | Removed from Ground | Gas (Historical Use) | 550 | Bare Steel | 1976-05-09 | Galvanized Steel
LEWIS STEEL WORKS | US 1 SOUTH | LOUISVILLE | Jefferson | 810047 | 2 | [5 empty] | Removed from Ground | Diesel | 6000 | Bare Steel | 1980-05-08 | Galvanized Steel
FOOD MART I | US 1 NORTH | WRENS | Jefferson | 810048 | 1 | [5 empty] | Removed from Ground | Gas (Historical Use) | 10000 | Bare Steel | 1978-05-09 | Galvanized Steel
FOOD MART I | US 1 NORTH | WRENS | Jefferson | 810048 | 2 | [5 empty] | Removed from Ground | Gas (Historical Use) | 4000 | Bare Steel | 1978-05-09 | Galvanized Steel
FOOD MART I | US 1 NORTH | WRENS | Jefferson | 810048 | 3 | [5 empty] | Removed from Ground | Gas (Historical Use) | 10000 | Bare Steel | 1978-05-09 | Galvanized Steel
M B JONES OIL CO | 611 S MAIN ST | WRENS | Jefferson | 810049 | 1 |  |  | FALSE |  | FALSE | Removed from Ground | Gas (Historical Use) | 10000 |  | 1979-05-09 | Fiberglass Reinforced Plastic | Suction (American)
M B JONES OIL CO | 611 S MAIN ST | WRENS | Jefferson | 810049 | 2 |  |  | FALSE |  | FALSE | Removed from Ground | Gas (Historical Use) | 2000 | Bare Steel | 1977-05-09 | Galvanized Steel
M B JONES OIL CO | 611 S MAIN ST | WRENS | Jefferson | 810049 | 3 |  |  | FALSE |  | FALSE | Removed from Ground | Gas (Historical Use) | 2000 | Bare Steel | 1977-05-09 | Galvanized Steel
M B JONES OIL CO | 611 S MAIN ST | WRENS | Jefferson | 810049 | 4 |  |  | FALSE |  | FALSE | Removed from Ground | Diesel | 12000 |  | 1982-05-08 | Fiberglass Reinforced Plastic | Suction (American)
M B JONES OIL CO | 611 S MAIN ST | WRENS | Jefferson | 810049 | 5 | Flapper Valve | 1993-12-01 | FALSE | 1993-12-01 | FALSE | Currently in Use | Diesel | 3000 | Composite | 1993-12-01 | Fiberglass Reinforced Plastic | Safe Suction (Euro)
M B JONES OIL CO | 611 S MAIN ST | WRENS | Jefferson | 810049 | 6 | Flapper Valve | 1998-05-01 | FALSE | 1998-05-01 | FALSE | Currently in Use | Gas (Historical Use) | 1000 | Composite | 1998-05-01 | Fiberglass Reinforced Plastic | Safe Suction (Euro)
M B JONES OIL CO | 611 S MAIN ST | WRENS | Jefferson | 810049 | 7 | Flapper Valve | 1998-05-01 | FALSE | 1998-05-01 | FALSE | Currently in Use | Diesel | 8000 | Composite | 1998-05-01 | Fiberglass Reinforced Plastic | Safe Suction (Euro)
M B JONES OIL CO | 611 S MAIN ST | WRENS | Jefferson | 810049 | 8A | Flapper Valve | 2012-02-01 | FALSE | 2012-02-01 | FALSE | Currently in Use | Gas (Historical Use) | 10000 | Fiberglass Double Walled | 2012-02-01 | Double-Walled Fiberglass | Pressurized
M B JONES OIL CO | 611 S MAIN ST | WRENS | Jefferson | 810049 | 8B | Flapper Valve | 2012-02-01 | FALSE | 2012-02-01 | FALSE | Currently in Use | Gas (Historical Use) | 10000 | Fiberglass Double Walled | 2012-02-01 | Double-Walled Fiberglass | Pressurized
M B JONES OIL CO | 611 S MAIN ST | WRENS | Jefferson | 810049 | 8C | Flapper Valve | 2012-02-01 | FALSE | 2012-02-01 | FALSE | Currently in Use | Gas (Historical Use) | 6000 | Fiberglass Double Walled | 2012-02-01 | Double-Walled Fiberglass | Pressurized
M B JONES OIL CO | 611 S MAIN ST | WRENS | Jefferson | 810049 | 9A | Flapper Valve | 2012-02-01 | FALSE | 2012-02-01 | FALSE | Currently in Use | Diesel | 20000 | Fiberglass Double Walled | 2012-02-01 | Double-Walled Fiberglass | Pressurized
M B JONES OIL CO | 611 S MAIN ST | WRENS | Jefferson | 810049 | 9B | Flapper Valve | 2012-02-01 | FALSE | 2012-02-01 | FALSE | Currently in Use | Diesel | 6000 | Fiberglass Double Walled | 2012-02-01 | Double-Walled Fiberglass | Pressurized
GA KAOLIN CO | GA HWY 17 | WRENS | Jefferson | 810050 | 1 | [5 empty] | Closed in Ground | Gas (Historical Use) | 550 | Bare Steel | 1982-05-08 | Galvanized Steel | Suction (American)
GA KAOLIN CO | GA HWY 17 | WRENS | Jefferson | 810050 | 2 | [5 empty] | Closed in Ground | Diesel | 550 | Bare Steel | 1982-05-08 | Galvanized Steel | Suction (American)
ZIP | 620 PEACHTREE ST | LOUISVILLE | Jefferson | 810051 | 1 |  | 1998-06-01 | FALSE | 1998-06-01 | FALSE | Temporarily out of use | Gas (Historical Use) | 3000 | Steel-Impressed Current | 1974-05-10 | Steel (Impressed Current) | Pressurized
ZIP | 620 PEACHTREE ST | LOUISVILLE | Jefferson | 810051 | 2 |  | 1998-06-01 | FALSE | 1998-06-01 | FALSE | Temporarily out of use | Gas (Historical Use) | 3000 | Steel-Impressed Current | 1974-05-10 | Steel (Impressed Current) | Pressurized
ZIP | 620 PEACHTREE ST | LOUISVILLE | Jefferson | 810051 | 3 |  | 1998-06-01 | FALSE | 1998-06-01 | FALSE | Temporarily out of use | Gas (Historical Use) | 3000 | Steel-Impressed Current | 1974-05-10 | Steel (Impressed Current) | Pressurized
ZIP | 620 PEACHTREE ST | LOUISVILLE | Jefferson | 810051 | 4 |  | 1998-06-01 | FALSE | 1998-06-01 | FALSE | Temporarily out of use | Gas (Historical Use) | 3000 | Steel-Impressed Current | 1974-05-10 | Steel (Impressed Current) | Pressurized
ZIP | 620 PEACHTREE ST | LOUISVILLE | Jefferson | 810051 | 5 |  | 1998-06-01 | FALSE | 1998-06-01 | FALSE | Temporarily out of use | Gas (Historical Use) | 6000 | Steel-Impressed Current | 1981-05-08 | Steel (Impressed Current) | Safe Suction (Euro)
ZIP | 620 PEACHTREE ST | LOUISVILLE | Jefferson | 810051 | 6 |  | 1998-06-01 | FALSE | 1998-06-01 | FALSE | Temporarily out of use | Diesel | 2000 | Steel-Impressed Current | 1990-01-01 | Steel (Impressed Current) | Safe Suction (Euro)
RABUN KUNTRY STORE | 5640 GA HWY 88 | MATTHEWS | Jefferson | 810052 | 1 | [5 empty] | Removed from Ground | Gas (Historical Use) | 1000 | Bare Steel | 1977-05-09 | Galvanized Steel
RABUN KUNTRY STORE | 5640 GA HWY 88 | MATTHEWS | Jefferson | 810052 | 2 | [5 empty] | Removed from Ground | Gas (Historical Use) | 550 | Bare Steel | 1977-05-09 | Galvanized Steel
RABUN KUNTRY STORE | 5640 GA HWY 88 | MATTHEWS | Jefferson | 810052 | 3 | [5 empty] | Removed from Ground | Gas (Historical Use) | 1000 | Bare Steel | 1977-05-09 | Galvanized Steel
RABUN KUNTRY STORE | 5640 GA HWY 88 | MATTHEWS | Jefferson | 810052 | 4 |  | 1998-07-01 | FALSE | 1998-07-01 | FALSE | Temporarily out of use | Gas (Historical Use) | 1000 | Epoxy | 1998-07-01 | Fiberglass Reinforced Plastic | Suction (American)
RABUN KUNTRY STORE | 5640 GA HWY 88 | MATTHEWS | Jefferson | 810052 | 5 |  | 1998-07-01 | FALSE | 1998-07-01 | FALSE | Temporarily out of use | Gas (Historical Use) | 1000 | Epoxy | 1998-07-01 | Fiberglass Reinforced Plastic | Suction (American)
C & G 2012 INC | 101 US 1 BYPASS NORTH | LOUISVILLE | Jefferson | 810053 | 1 |  | 1997-09-01 | FALSE | 1997-09-01 | FALSE | Currently in Use | Regular | 10000 | Steel-Impressed Current | 1981-05-06 | Steel (Impressed Current) | Pressurized
C & G 2012 INC | 101 US 1 BYPASS NORTH | LOUISVILLE | Jefferson | 810053 | 2 | Flapper Valve | 1997-09-01 | FALSE | 1997-09-01 | FALSE | Temporarily out of use | Gas (Historical Use) | 10000 | Steel-Impressed Current | 1981-05-06 | Steel (Impressed Current) | Pressurized
C & G 2012 INC | 101 US 1 BYPASS NORTH | LOUISVILLE | Jefferson | 810053 | 3 |  | 1997-09-01 | FALSE | 1997-09-01 | FALSE | Currently in Use | Regular | 10000 | Steel-Impressed Current | 1981-05-06 | Steel (Impressed Current) | Pressurized
C & G 2012 INC | 101 US 1 BYPASS NORTH | LOUISVILLE | Jefferson | 810053 | 4 |  | 1997-09-01 | FALSE | 1997-09-01 | FALSE | Currently in Use | Regular | 10000 | Steel-Impressed Current | 1981-05-06 | Steel (Impressed Current) | Pressurized
C & G 2012 INC | 101 US 1 BYPASS NORTH | LOUISVILLE | Jefferson | 810053 | 5 |  | 1997-09-01 | FALSE | 1997-09-01 | FALSE | Currently in Use | Diesel | 10000 | Steel-Impressed Current | 1981-05-06 | Steel (Impressed Current) | Pressurized
KIRAN INC DBA MINIMART #2 | 140 NORTH MAIN ST | WADLEY | Jefferson | 810054 | 1 | Flapper Valve | 1996-02-14 | FALSE | 1996-02-14 | FALSE | Currently in Use | Regular | 8000 | Steel-Impressed Current | 1981-05-09 | Steel (Impressed Current) | Safe Suction (Euro)
KIRAN INC DBA MINIMART #2 | 140 NORTH MAIN ST | WADLEY | Jefferson | 810054 | 2 | Flapper Valve | 1996-02-14 | FALSE | 1996-02-14 | FALSE | Currently in Use | Gas (Historical Use) | 8000 | Steel-Impressed Current | 1981-05-09 | Steel (Impressed Current) | Safe Suction (Euro)
KIRAN INC DBA MINIMART #2 | 140 NORTH MAIN ST | WADLEY | Jefferson | 810054 | 3 | Flapper Valve | 1996-02-14 | FALSE | 1996-02-14 | FALSE | Currently in Use | Gas (Historical Use) | 6000 | Steel-Impressed Current | 1981-05-09 | Steel (Impressed Current) | Safe Suction (Euro)
J M HUBER CORP | HWY 17 NORTH | WRENS | Jefferson | 810055 | 1 | [5 empty] | Removed from Ground | Gas (Historical Use) | 10000 | Cathodically Protected Steel | 1965-05-06 | Bare Steel
J M HUBER CORP | HWY 17 NORTH | WRENS | Jefferson | 810055 | 2 | [5 empty] | Removed from Ground | Diesel | 20000 | Cathodically Protected Steel | 1965-05-06 | Bare Steel
J M HUBER CORP | HWY 17 NORTH | WRENS | Jefferson | 810055 | 3 | [5 empty] | Removed from Ground | Diesel | 20000 | Cathodically Protected Steel | 1965-05-06 | Bare Steel
THERMO KING CORP | ROUTE 3 BOX A-35 | LOUISVILLE | Jefferson | 810056 | DUMMY | [5 empty] | Permanently Out of Use - historical purposes | Other | 1 | Not Marked/Unknown |  | Not Marked
JET FOOD STORE #4 | 10550 US HWY SOUTH | WADLEY | Jefferson | 810058 | 1 |  |  | FALSE |  | FALSE | Removed from Ground | Gas (Historical Use) | 6000 | Bare Steel | 1976-05-03 | Galvanized Steel
JET FOOD STORE #4 | 10550 US HWY SOUTH | WADLEY | Jefferson | 810058 | 2 |  |  | FALSE |  | FALSE | Removed from Ground | Gas (Historical Use) | 6000 | Bare Steel | 1976-05-03 | Galvanized Steel
JET FOOD STORE #4 | 10550 US HWY SOUTH | WADLEY | Jefferson | 810058 | 3 | Flapper Valve | 1994-02-03 | FALSE | 1994-02-03 | FALSE | Currently in Use | Gas (Historical Use) | 10000 | Fiberglass | 1994-02-03 | Fiberglass Reinforced Plastic | Pressurized
JET FOOD STORE #4 | 10550 US HWY SOUTH | WADLEY | Jefferson | 810058 | 4 | Flapper Valve | 1994-02-03 | FALSE | 1994-02-03 | FALSE | Currently in Use | Gas (Historical Use) | 6000 | Fiberglass | 1994-02-03 | Fiberglass Reinforced Plastic | Pressurized
JET FOOD STORE #4 | 10550 US HWY SOUTH | WADLEY | Jefferson | 810058 | 5 | Flapper Valve | 1994-02-03 | FALSE | 1994-02-03 | FALSE | Currently in Use | Diesel | 10000 | Fiberglass | 1994-02-03 | Fiberglass Reinforced Plastic | Pressurized
JET FOOD STORE #4 | 10550 US HWY SOUTH | WADLEY | Jefferson | 810058 | 6 | Flapper Valve | 2020-07-01 | FALSE | 2020-07-07 | FALSE | Currently in Use | Diesel | 15000 | Composite Double Walled | 2020-06-04 | Double-Walled Flex | Pressurized
LOUISVILLE FERTILIZER & GIN CO | 178 EAST FOURTH ST | LOUISVILLE | Jefferson | 810060 | 1 | [5 empty] | Removed from Ground | Gas (Historical Use) | 2000 | Bare Steel | 1980-05-09 | Galvanized Steel
LOUISVILLE FERTILIZER & GIN CO | 178 EAST FOURTH ST | LOUISVILLE | Jefferson | 810060 | 2 | [5 empty] | Removed from Ground | Diesel | 7500 | Bare Steel | 1947-05-18 | Galvanized Steel
PEACHTREE FINA | 849 PEACHTREE ST | LOUISVILLE | Jefferson | 810061 | 1 | [5 empty] | Removed from Ground | Gas (Historical Use) | 8000 | Bare Steel | 1977-05-05 | Galvanized Steel | Suction (American)
PEACHTREE FINA | 849 PEACHTREE ST | LOUISVILLE | Jefferson | 810061 | 2 | [5 empty] | Removed from Ground | Gas (Historical Use) | 5000 | Bare Steel | 1997-05-05 | Galvanized Steel | Safe Suction (Euro)
PEACHTREE FINA | 849 PEACHTREE ST | LOUISVILLE | Jefferson | 810061 | 3 | [5 empty] | Removed from Ground | Gas (Historical Use) | 5000 | Bare Steel | 1997-05-05 | Galvanized Steel | Safe Suction (Euro)
GA TENN MINING & CHEM CO | PO BOX 307 | WRENS | Jefferson | 810063 | 1 | [5 empty] | Removed from Ground | Diesel | 8000 | Bare Steel | 1974-05-11 | Galvanized Steel
GA TENN MINING & CHEM CO | PO BOX 307 | WRENS | Jefferson | 810063 | 2 | [5 empty] | Removed from Ground | Gas (Historical Use) | 8000 | Bare Steel | 1974-05-11 | Galvanized Steel
ROTC BLDG SP ED | 590 NW FREDERICK ST | WRENS | Jefferson | 810065 | 1 |  |  | FALSE |  | FALSE | Removed from Ground | Empty | 2000 | Bare Steel | 1954-01-29 | Galvanized Steel
ROTC BLDG SP ED | 590 NW FREDERICK ST | WRENS | Jefferson | 810065 | 2 |  |  | FALSE |  | FALSE | Removed from Ground | Empty | 2000 | Bare Steel | 1976-01-24 | Galvanized Steel
ROTC BLDG SP ED | 590 NW FREDERICK ST | WRENS | Jefferson | 810065 | 3 | Flapper Valve | 1993-01-01 | FALSE | 1993-01-01 | FALSE | Currently in Use | Diesel | 6000 | Galvanic (STIP-3) | 1993-01-01 | Fiberglass Reinforced Plastic | Safe Suction (Euro)
RYDER TRASPORTATION SVCS #0382 | US 1 & WALDEN INDUSTRIAL DR | WRENS | Jefferson | 810066 | 1 | [5 empty] | Removed from Ground | Diesel | 10000 | Cathodically Protected Steel | 1986-01-01 | Bare Steel | Suction (American)
RYDER TRASPORTATION SVCS #0382 | US 1 & WALDEN INDUSTRIAL DR | WRENS | Jefferson | 810066 | 2 | [5 empty] | Permanently Out of Use - historical purposes | Gas (Historical Use) | 8000 | Unknown |  | Unknown
RYDER TRASPORTATION SVCS #0382 | US 1 & WALDEN INDUSTRIAL DR | WRENS | Jefferson | 810066 | 3 | [5 empty] | Permanently Out of Use - historical purposes | Gas (Historical Use) | 8000 | Unknown |  | Unknown
ARENA PROJECTS INC | AIRINGTON RD P O BOX 206 | BARTOW | Jefferson | 810067 | 1 | [5 empty] | Permanently Out of Use - historical purposes | Diesel | 3000 | Bare Steel | 1981-05-09 | Galvanized Steel
MCGAHEE FARMS INC | RFD 1 STAPELTON | STAPELTON | Jefferson | 810070 | 4 | [5 empty] | Removed from Ground | Empty | 10000 | Bare Steel | 1982-01-01 | Galvanized Steel
JEFFEERSON COUNTY BD OF ED | 431 WEST NINTH ST | LOUISVILLE | Jefferson | 810071 | 1 | [5 empty] | Removed from Ground | Empty | 3000 | Bare Steel | 1958-01-28 | Copper
JEFFEERSON COUNTY BD OF ED | 431 WEST NINTH ST | LOUISVILLE | Jefferson | 810071 | 2 | [5 empty] | Removed from Ground | Gas (Historical Use) | 10000 | Bare Steel | 1972-01-25 | Galvanized Steel
JEFFEERSON COUNTY BD OF ED | 431 WEST NINTH ST | LOUISVILLE | Jefferson | 810071 | 3 | [5 empty] | Removed from Ground | Gas (Historical Use) | 4000 | Bare Steel | 1966-01-26 | Galvanized Steel
JEFFEERSON COUNTY BD OF ED | 431 WEST NINTH ST | LOUISVILLE | Jefferson | 810071 | 4 | [5 empty] | Removed from Ground | Diesel | 3000 | Bare Steel | 1985-01-21 | Galvanized Steel
JEFFEERSON COUNTY BD OF ED | 431 WEST NINTH ST | LOUISVILLE | Jefferson | 810071 | 5 | [5 empty] | Permanently Out of Use - historical purposes | Gas (Historical Use) | 10000 | Bare Steel | 1972-01-25 | Galvanized Steel
JET FOOD STORE #66 | 504 HWY 80 SE | WRENS | Jefferson | 810072 | 1 | Flapper Valve | 1999-01-29 | FALSE | 1999-01-29 | FALSE | Currently in Use | Regular | 3000 | Steel-Impressed Current | 1979-05-03 | Steel (Impressed Current) | Suction (American)
JET FOOD STORE #66 | 504 HWY 80 SE | WRENS | Jefferson | 810072 | 2 |  | 1999-01-29 | FALSE | 1999-01-29 | FALSE | Temporarily out of use | Empty | 3000 | Steel-Impressed Current | 1979-05-03 | Steel (Impressed Current) | TOU
CONTINENTAL GRAIN CO | US 1 BYPASS PO BOX 160 | WADLEY | Jefferson | 7000072 | 1 | [5 empty] | Permanently Out of Use - historical purposes | Empty | 500 | Bare Steel | 1976-05-10 | Galvanized Steel
CONTINENTAL GRAIN CO | US 1 BYPASS PO BOX 160 | WADLEY | Jefferson | 7000072 | 2 | [5 empty] | Permanently Out of Use - historical purposes | Empty | 500 | Bare Steel | 1976-05-10 | Galvanized Steel
GARDNER FARMS | PO BOX 206 US 221 NORTH | BARTOW | Jefferson | 7000073 | 1AST | [5 empty] | Removed from Ground | Diesel | 3000 | Bare Steel | 1981-05-15 | Galvanized Steel
LOUISVILLE BUS SHOP | 1301 SCHOOL ST | LOUISVILLE | Jefferson | 7000074 | 1 |  |  | FALSE |  | FALSE | Removed from Ground | Gas (Historical Use) | 2000 | Bare Steel | 1970-01-25 | Galvanized Steel
LOUISVILLE BUS SHOP | 1301 SCHOOL ST | LOUISVILLE | Jefferson | 7000074 | 2 | Flapper Valve | 1998-08-09 | FALSE | 1998-08-09 | FALSE | Currently in Use | Diesel | 6000 | Galvanic (STIP-3) | 1989-08-09 | Fiberglass Reinforced Plastic | Pressurized
WADLEY JR HIGH SCHOOL | COLLEGE ST | WADLEY | Jefferson | 7000075 | 1 | [5 empty] | Removed from Ground | Diesel | 10000 | Bare Steel | 1982-01-22 | Galvanized Steel
WADLEY JR HIGH SCHOOL | COLLEGE ST | WADLEY | Jefferson | 7000075 | 2 | [5 empty] | Removed from Ground | Other | 250 | Bare Steel | 1966-01-26 | Bare Steel
WADLEY JR HIGH SCHOOL | COLLEGE ST | WADLEY | Jefferson | 7000075 | 3 | [5 empty] | Removed from Ground | Other | 250 | Bare Steel | 1966-01-26 | Bare Steel
WADLEY JR HIGH SCHOOL | COLLEGE ST | WADLEY | Jefferson | 7000075 | 4 | [5 empty] | Permanently Out of Use - historical purposes | Diesel | 3000 | Bare Steel | 1958-01-28 | Copper
WADLEY JR HIGH SCHOOL | COLLEGE ST | WADLEY | Jefferson | 7000075 | 5 | [5 empty] | Removed from Ground | Other | 250 | Bare Steel | 1966-01-26 | Bare Steel
WADLEY JR HIGH SCHOOL | COLLEGE ST | WADLEY | Jefferson | 7000075 | 6 | [5 empty] | Removed from Ground | Empty | 2000 | Bare Steel | 1976-01-24 | Galvanized Steel
AL THOMAS CHEVRON THOMAS & SON I | 318 W BROAD ST | LOUISVILLE | Jefferson | 7000076 | 1 |  | 1994-12-01 |  | 1994-12-01 |  | Removed from Ground | Gas (Historical Use) | 8000 | Galvanic (STIP-3) | 1991-06-01 | Galvanized Steel | Pressurized
AL THOMAS CHEVRON THOMAS & SON I | 318 W BROAD ST | LOUISVILLE | Jefferson | 7000076 | 2 |  | 1994-12-01 |  | 1994-12-01 |  | Removed from Ground | Gas (Historical Use) | 8000 | Galvanic (STIP-3) | 1991-06-01 | Galvanized Steel | Pressurized
AL THOMAS CHEVRON THOMAS & SON I | 318 W BROAD ST | LOUISVILLE | Jefferson | 7000076 | 3 |  | 1994-12-01 |  | 1994-12-01 |  | Removed from Ground | Gas (Historical Use) | 8000 | Galvanic (STIP-3) | 1991-06-01 | Galvanized Steel | Pressurized
AL THOMAS CHEVRON THOMAS & SON I | 318 W BROAD ST | LOUISVILLE | Jefferson | 7000076 | 4 |  | 1998-03-01 |  | 1998-03-01 |  | Removed from Ground | Diesel | 3000 | Galvanic (STIP-3) | 1989-06-01 | Fiberglass Reinforced Plastic | Suction (American)
LOUISVILLE AIRPORT | 1266 BYRON BURT RD | LOUISVILLE | Jefferson | 10001651 | 1 |  | 2008-10-08 | FALSE | 2008-10-20 | FALSE | Currently in Use | Aviaion gas/AV Gas | 12000 | Composite Double Walled | 2008-10-06 | Double-Walled Fiberglass | Suction (American)
LOUISVILLE AIRPORT | 1266 BYRON BURT RD | LOUISVILLE | Jefferson | 10001651 | 2 |  | 2008-10-08 | FALSE | 2008-10-20 | FALSE | Currently in Use | Jet fuel | 12000 | Composite Double Walled | 2008-10-06 | Double-Walled Fiberglass | Suction (American)
FORMER GULF STATION | SOUTH MAIN STREET | WADLEY | Jefferson | 10001628 | 1 |  |  | FALSE |  | FALSE | Closed in Ground | Gas (Historical Use) | 2000 | Bare Steel
FORMER GULF STATION | SOUTH MAIN STREET | WADLEY | Jefferson | 10001628 | 2 |  |  | FALSE |  | FALSE | Closed in Ground | Gas (Historical Use) | 2000 | Bare Steel
FORMER GULF STATION | SOUTH MAIN STREET | WADLEY | Jefferson | 10001628 | 3 |  |  | FALSE |  | FALSE | Closed in Ground | Gas (Historical Use) | 2000 | Bare Steel
CITY OF WRENS PUBLIC WORKS DEPARTMENT | FLEMMING STREET | WRENS | Jefferson | 10000840 | 316591 |  |  | FALSE |  | FALSE | Removed from Ground | Gas (Historical Use) | 5000 | Cathodically Protected Steel | 1995-05-08 | Cathodically Protected | Suction (American)
MRS E A JENKINS PROPERTY | 146 U S HWY 1 | MATTHEWS | Jefferson | 10000631 | 1 |  |  | FALSE |  | FALSE | Removed from Ground | Gas (Historical Use) | 6000 | Unknown | 2000-02-18
MRS E A JENKINS PROPERTY | 146 U S HWY 1 | MATTHEWS | Jefferson | 10000631 | 2 |  |  | FALSE |  | FALSE | Removed from Ground | Gas (Historical Use) | 4000 | Unknown | 2000-02-18
UMIYA 2012 LLC DBA SUNOCO FOOD MART | 801 PEACHTREE ST | LOUISVILLE | Jefferson | 810010 | 1 |  |  | FALSE |  | FALSE | Removed from Ground | Gas (Historical Use) | 10000 | Bare Steel | 1979-02-21 | Galvanized Steel
UMIYA 2012 LLC DBA SUNOCO FOOD MART | 801 PEACHTREE ST | LOUISVILLE | Jefferson | 810010 | 1A | Flapper Valve | 1989-06-01 | FALSE | 1989-06-01 | FALSE | Currently in Use | Premium | 8000 | Steel-Impressed Current | 1989-06-29 | Fiberglass Reinforced Plastic | Pressurized
UMIYA 2012 LLC DBA SUNOCO FOOD MART | 801 PEACHTREE ST | LOUISVILLE | Jefferson | 810010 | 2 |  |  | FALSE |  | FALSE | Removed from Ground | Gas (Historical Use) | 10000 | Bare Steel | 1979-02-21 | Galvanized Steel
UMIYA 2012 LLC DBA SUNOCO FOOD MART | 801 PEACHTREE ST | LOUISVILLE | Jefferson | 810010 | 2A | Ball Float | 1989-06-01 | FALSE | 1989-06-01 | FALSE | Currently in Use | Regular | 8000 | Steel-Impressed Current | 1989-06-29 | Fiberglass Reinforced Plastic | Pressurized
UMIYA 2012 LLC DBA SUNOCO FOOD MART | 801 PEACHTREE ST | LOUISVILLE | Jefferson | 810010 | 3 |  |  | FALSE |  | FALSE | Removed from Ground | Gas (Historical Use) | 2000 | Bare Steel | 1933-03-04 | Galvanized Steel
UMIYA 2012 LLC DBA SUNOCO FOOD MART | 801 PEACHTREE ST | LOUISVILLE | Jefferson | 810010 | 3A | Flapper Valve | 1989-07-10 | FALSE | 1989-07-10 | FALSE | Currently in Use | Regular | 8000 | Steel-Impressed Current | 1989-06-29 | Fiberglass Reinforced Plastic | Pressurized
UMIYA 2012 LLC DBA SUNOCO FOOD MART | 801 PEACHTREE ST | LOUISVILLE | Jefferson | 810010 | 4A | Flapper Valve | 1994-02-10 | FALSE | 1994-02-10 | FALSE | Currently in Use | Kerosene | 1000 | Steel-Impressed Current | 1989-06-29 | Fiberglass Reinforced Plastic | Suction (American)
FULGHUM INDUSTRIES INC | 204 SOUTH MAIN ST | WADLEY | Jefferson | 810011 | 1 | [5 empty] | Removed from Ground | Diesel | 500 | Bare Steel | 1966-04-16 | Bare Steel
FULGHUM INDUSTRIES INC | 204 SOUTH MAIN ST | WADLEY | Jefferson | 810011 | 2 | [5 empty] | Removed from Ground | Diesel | 500 | Bare Steel | 1966-04-16 | Bare Steel
LAMB BROS LUMBER CO | US 1 SOUTH | WRENS | Jefferson | 810012 | 1 | [5 empty] | Removed from Ground | Diesel | 12000 | Bare Steel | 1980-01-03 | Galvanized Steel
LAMB BROS LUMBER CO | US 1 SOUTH | WRENS | Jefferson | 810012 | 2 | [5 empty] | Removed from Ground | Gas (Historical Use) | 8000 | Bare Steel | 1978-01-03 | Galvanized Steel
J&H SVC STATION | US HWY 1 SOUTH | WRENS | Jefferson | 810013 | 1 | [5 empty] | Removed from Ground | Gas (Historical Use) | 1000 | Bare Steel | 1975-01-04 | Galvanized Steel
J&H SVC STATION | US HWY 1 SOUTH | WRENS | Jefferson | 810013 | 2 | [5 empty] | Removed from Ground | Gas (Historical Use) | 1000 | Bare Steel | 1975-01-04 | Galvanized Steel
J&H SVC STATION | US HWY 1 SOUTH | WRENS | Jefferson | 810013 | 3 | [5 empty] | Removed from Ground | Gas (Historical Use) | 1000 | Bare Steel | 1975-01-04 | Galvanized Steel
LOUISVILLE AIRPORT | MIDVILLE RD HWY 17 | LOUISVILLE | Jefferson | 810014 | 1 | [5 empty] | Removed from Ground | Gas (Historical Use) | 2000 | Bare Steel | 1981-04-23 | Galvanized Steel
JEFFERSON EMC | 1001 PEACHTREE ST | LOUISVILLE | Jefferson | 810015 | 1 | [5 empty] | Removed from Ground | Diesel | 1000 | Bare Steel | 1978-04-06 | Galvanized Steel
JEFFERSON EMC | 1001 PEACHTREE ST | LOUISVILLE | Jefferson | 810015 | 2 | [5 empty] | Removed from Ground | Gas (Historical Use) | 10000 | Bare Steel | 1982-04-05 | Fiberglass Reinforced Plastic | Pressurized
GA DOT #10216/JEFFERSON CO MAINT | 2971 US HWY 1 SOUTH | LOUISVILLE | Jefferson | 810016 | 10216-1 | [5 empty] | Removed from Ground | Gas (Historical Use) | 500 | Bare Steel | 1966-05-04 | Galvanized Steel
GA DOT #10216/JEFFERSON CO MAINT | 2971 US HWY 1 SOUTH | LOUISVILLE | Jefferson | 810016 | 216D1 | [5 empty] | Removed from Ground | Diesel | 2000 | Cathodically Protected Steel | 1988-08-01 | Cathodically Protected | Suction (American)
GA DOT #10216/JEFFERSON CO MAINT | 2971 US HWY 1 SOUTH | LOUISVILLE | Jefferson | 810016 | 216G1 | [5 empty] | Removed from Ground | Gas (Historical Use) | 1000 | Bare Steel | 1982-04-30 | Galvanized Steel | Suction (American)
GA DOT #10291 STAPLETON MAINT HQ | 360 WEST MAPLE ST | STAPLETON | Jefferson | 810017 | 1 | [5 empty] | Closed in Ground | Gas (Historical Use) | 540 | Bare Steel | 1961-05-05 | Galvanized Steel
GA DOT #10291 STAPLETON MAINT HQ | 360 WEST MAPLE ST | STAPLETON | Jefferson | 810017 | 2 | [5 empty] | Closed in Ground | Diesel | 500 | Bare Steel | 1961-05-05 | Galvanized Steel
GA DOT #10245 JEFFERSON CO SPEC | 72 BEDDINGFIELD ST | WADLEY | Jefferson | 810018 | 245G1 | [5 empty] | Removed from Ground | Gas (Historical Use) | 552 | Bare Steel | 1971-05-03 | Galvanized Steel | Suction (American)
LOUISVILLE GARAGE | RT 1 BOX 496 | LOUISVILLE | Jefferson | 810019 | 1 | [5 empty] | Removed from Ground | Gas (Historical Use) | 1000 | Bare Steel | 1979-04-12 | Unknown
LOUISVILLE GARAGE | RT 1 BOX 496 | LOUISVILLE | Jefferson | 810019 | 2 | [5 empty] | Removed from Ground | Gas (Historical Use) | 8000 | Bare Steel | 1979-04-12 | Unknown
LOUISVILLE GARAGE | RT 1 BOX 496 | LOUISVILLE | Jefferson | 810019 | 3 | [5 empty] | Removed from Ground | Diesel | 10000 | Bare Steel | 1979-04-12 | Unknown
LOUISVILLE GARAGE | RT 1 BOX 496 | LOUISVILLE | Jefferson | 810019 | 4 | [5 empty] | Removed from Ground | Empty | 500 | Bare Steel | 1960-04-16 | Unknown
LOUISVILLE GARAGE | RT 1 BOX 496 | LOUISVILLE | Jefferson | 810019 | 5 | [5 empty] | Removed from Ground | Empty | 500 | Bare Steel | 1960-04-16 | Unknown
WRENS | PO BOX 429 | LOUISVILLE | Jefferson | 810020 | 1 | [5 empty] | Removed from Ground | Gas (Historical Use) | 550 | Bare Steel | 1965-04-15 | Unknown
BETHANY | PO BOX 66 | WADLEY | Jefferson | 810021 | 1 | [5 empty] | Removed from Ground | Diesel | 550 | Bare Steel | 1940-04-21 | Fiberglass Reinforced Plastic
BETHANY | PO BOX 66 | WADLEY | Jefferson | 810021 | 2 | [5 empty] | Removed from Ground | Diesel | 550 | Bare Steel | 1960-04-16 | Fiberglass Reinforced Plastic
JET FOOD STORE #17 | 704 N MAIN ST | WRENS | Jefferson | 810023 | 1 | Flapper Valve | 1996-04-01 | FALSE | 1996-04-01 | FALSE | Currently in Use | Regular | 10000 | Steel-Impressed Current | 1985-05-01 | Fiberglass Reinforced Plastic | Pressurized
JET FOOD STORE #17 | 704 N MAIN ST | WRENS | Jefferson | 810023 | 2 | Flapper Valve | 1996-04-01 | FALSE | 1996-04-01 | FALSE | Currently in Use | Regular | 10000 | Steel-Impressed Current | 1985-05-01 | Fiberglass Reinforced Plastic | Pressurized
JET FOOD STORE #17 | 704 N MAIN ST | WRENS | Jefferson | 810023 | 3 | Flapper Valve | 1996-04-01 | FALSE | 1996-04-01 | FALSE | Currently in Use | Premium | 10000 | Steel-Impressed Current | 1985-05-01 | Fiberglass Reinforced Plastic | Pressurized
JET FOOD STORE #17 | 704 N MAIN ST | WRENS | Jefferson | 810023 | 4 | Flapper Valve | 1996-04-01 | FALSE | 1996-04-01 | FALSE | Currently in Use | Diesel | 10000 | Steel-Impressed Current | 1985-05-01 | Fiberglass Reinforced Plastic | Pressurized
JET FOOD STORE #16 | 307 S MAIN ST | WRENS | Jefferson | 810024 | 1 | Flapper Valve | 1996-05-01 | FALSE | 1996-05-01 | FALSE | Temporarily out of use | Diesel | 10000 | Steel-Impressed Current | 1983-05-02 | Fiberglass Reinforced Plastic | Pressurized
JET FOOD STORE #16 | 307 S MAIN ST | WRENS | Jefferson | 810024 | 2 | Flapper Valve | 1996-05-01 | FALSE | 1996-05-01 | FALSE | Temporarily out of use | Gas (Historical Use) | 10000 | Steel-Impressed Current | 1983-05-02 | Fiberglass Reinforced Plastic | Pressurized
JET FOOD STORE #16 | 307 S MAIN ST | WRENS | Jefferson | 810024 | 3 | Flapper Valve | 1996-05-01 | FALSE | 1996-05-01 | FALSE | Currently in Use | Premium | 10000 | Steel-Impressed Current | 1983-05-02 | Fiberglass Reinforced Plastic | Pressurized
JET FOOD STORE #16 | 307 S MAIN ST | WRENS | Jefferson | 810024 | 4 | Flapper Valve | 1996-05-01 | FALSE | 1996-05-01 | FALSE | Currently in Use | Regular | 10000 | Steel-Impressed Current | 1983-05-02 | Fiberglass Reinforced Plastic | Pressurized
WRENS MEMORIAL AIRPORT | HWY 221 | WRENS | Jefferson | 810025 | 1 | [5 empty] | Removed from Ground | Gas (Historical Use) | 10000 | Bare Steel | 1981-04-09 | Galvanized Steel
D S HILLMAN STORE | RT 1 BOX 152 A | STAPLETON | Jefferson | 810030 | 1 | [5 empty] | Removed from Ground | Gas (Historical Use) | 1000 | Bare Steel | 1986-05-06 | Galvanized Steel
D S HILLMAN STORE | RT 1 BOX 152 A | STAPLETON | Jefferson | 810030 | 2 | [5 empty] | Removed from Ground | Empty | 1000 | Bare Steel | 1986-05-06 | Galvanized Steel
D S HILLMAN STORE | RT 1 BOX 152 A | STAPLETON | Jefferson | 810030 | 3 | [5 empty] | Removed from Ground | Gas (Historical Use) | 500 | Bare Steel | 1986-05-06 | Galvanized Steel
HAPPY VALLEY STORE | HWY 17 SOUTH | THOMSON | Jefferson | 810031 | 1 | [5 empty] | Removed from Ground | Gas (Historical Use) | 3000 | Bare Steel | 1986-05-06 | Galvanized Steel
HAPPY VALLEY STORE | HWY 17 SOUTH | THOMSON | Jefferson | 810031 | 2 | [5 empty] | Removed from Ground | Gas (Historical Use) | 2000 | Bare Steel | 1986-05-06 | Galvanized Steel
HAPPY VALLEY STORE | HWY 17 SOUTH | THOMSON | Jefferson | 810031 | 3 | [5 empty] | Removed from Ground | Gas (Historical Use) | 2000 | Bare Steel | 1986-05-06 | Galvanized Steel
FLASH FOODS #07 | 201 Jefferson Davis Memorial Hwy | LOUISVILLE | Jefferson | 7000098 | 1 | Flapper Valve | 1998-03-24 | FALSE | 1998-03-24 | FALSE | Currently in Use | Gas (Historical Use) | 8000 | Steel-Impressed Current | 1973-01-01 | Fiberglass Reinforced Plastic | Pressurized
FLASH FOODS #07 | 201 Jefferson Davis Memorial Hwy | LOUISVILLE | Jefferson | 7000098 | 2 | Flapper Valve | 1998-03-24 | FALSE | 1998-03-24 | FALSE | Currently in Use | Gas (Historical Use) | 8000 | Steel-Impressed Current | 1973-05-10 | Fiberglass Reinforced Plastic | Pressurized
CHEVROLET DEALERSHIP (FORMER) | 4779 E BROAD ST | LOUISVILLE | Jefferson | 9067211 | 1 | [5 empty] | Removed from Ground | Gas (Historical Use) | 3900 | Bare Steel | 1995-05-12 | Unknown
CHEVROLET DEALERSHIP (FORMER) | 4779 E BROAD ST | LOUISVILLE | Jefferson | 9067211 | 2 | [5 empty] | Removed from Ground | Gas (Historical Use) | 3900 | Bare Steel | 1995-05-12 | Unknown
CHEVROLET DEALERSHIP (FORMER) | 4779 E BROAD ST | LOUISVILLE | Jefferson | 9067211 | 3 | [5 empty] | Removed from Ground | Gas (Historical Use) | 3000 | Bare Steel | 1995-05-12 | Unknown
T & T FULL AUTO SERVICE | 149 S MAIN ST | WADLEY | Jefferson | 9081007 | J-KERO | [5 empty] | Removed from Ground | Kerosene | 500 | Not Marked/Unknown | 1998-01-01 | Not Marked | Suction (American)
T & T FULL AUTO SERVICE | 149 S MAIN ST | WADLEY | Jefferson | 9081007 | M-PREM | [5 empty] | Removed from Ground | Gas (Historical Use) | 1000 | Not Marked/Unknown | 1998-01-01 | Not Marked | Suction (American)
T & T FULL AUTO SERVICE | 149 S MAIN ST | WADLEY | Jefferson | 9081007 | W-REG | [5 empty] | Removed from Ground | Gas (Historical Use) | 2000 | Not Marked/Unknown | 1998-01-01 | Not Marked | Suction (American)
SPRINT FOOD #722 | 202 HWY 1 BYPASS | LOUISVILLE | Jefferson | 9081008 | 1 | Flapper Valve | 1995-01-03 | FALSE | 1995-01-03 | FALSE | Currently in Use | Premium | 12000 | Fiberglass Double Walled | 1994-12-12 | Double-Walled Flex | Pressurized
SPRINT FOOD #722 | 202 HWY 1 BYPASS | LOUISVILLE | Jefferson | 9081008 | 2 | Flapper Valve | 1995-01-03 | FALSE | 1995-01-03 | FALSE | Currently in Use | Regular | 12000 | Fiberglass Double Walled | 1994-12-12 | Double-Walled Flex | Pressurized
SPRINT FOOD #722 | 202 HWY 1 BYPASS | LOUISVILLE | Jefferson | 9081008 | 3 | Flapper Valve | 1995-01-03 | FALSE | 1995-01-03 | FALSE | Currently in Use | Regular | 12000 | Fiberglass Double Walled | 1994-12-12 | Double-Walled Flex | Pressurized
SPRINT FOOD #722 | 202 HWY 1 BYPASS | LOUISVILLE | Jefferson | 9081008 | 4 | Flapper Valve | 1995-01-03 | FALSE | 1995-01-03 | FALSE | Currently in Use | Diesel On Road | 12000 | Fiberglass Double Walled | 1994-12-12 | Double-Walled Flex | Pressurized
SPRINT FOOD #722 | 202 HWY 1 BYPASS | LOUISVILLE | Jefferson | 9081008 | 5 | Flapper Valve | 2008-06-15 | FALSE | 2008-06-15 | FALSE | Currently in Use | Diesel Off Road | 12000 | Fiberglass Double Walled | 2008-06-15 | Double-Walled Flex | Pressurized
JET FOOD STORE #64 | 219 E MAIN ST | STAPLETON | Jefferson | 9081009 | 1 | Ball Float | 1990-04-01 | FALSE | 1990-04-01 | FALSE | Currently in Use | Regular | 8000 | Galvanic (STIP-3) | 1990-04-01 | Fiberglass Reinforced Plastic | Pressurized
JET FOOD STORE #64 | 219 E MAIN ST | STAPLETON | Jefferson | 9081009 | 2 | Ball Float | 1990-04-01 | FALSE | 1990-04-01 | FALSE | Currently in Use | Regular | 8000 | Galvanic (STIP-3) | 1990-04-01 | Fiberglass Reinforced Plastic | Pressurized
JET FOOD STORE #64 | 219 E MAIN ST | STAPLETON | Jefferson | 9081009 | 3 | Ball Float | 1990-04-01 | FALSE | 1990-04-01 | FALSE | Currently in Use | Premium | 8000 | Galvanic (STIP-3) | 1990-04-01 | Fiberglass Reinforced Plastic | Pressurized
JEFFERSON ENERGY COORPERATIVE | 501 US BYPASS S | LOUISVILLE | Jefferson | 9081010 | DIESEL |  | 1993-03-31 |  | 1993-03-31 |  | Removed from Ground | Diesel | 10000 | Cathodically Protected Steel | 1993-03-31 | Fiberglass Reinforced Plastic | Gravity Fed
BLOCKERS CONVENIENCE MARKET INC | 120 HWY 1 BYPASS | LOUISVILLE | Jefferson | 9081011 | 1 | Flapper Valve | 1997-09-22 | FALSE | 1997-09-22 | FALSE | Currently in Use | Regular | 10000 | Steel-Impressed Current | 1983-01-01 | Fiberglass Reinforced Plastic | Pressurized
BLOCKERS CONVENIENCE MARKET INC | 120 HWY 1 BYPASS | LOUISVILLE | Jefferson | 9081011 | 2 | Flapper Valve | 1997-09-22 | FALSE | 1997-09-22 | FALSE | Temporarily out of use | Premium | 10000 | Steel-Impressed Current | 1983-01-01 | Fiberglass Reinforced Plastic | Pressurized
BLOCKERS CONVENIENCE MARKET INC | 120 HWY 1 BYPASS | LOUISVILLE | Jefferson | 9081011 | 3 | Flapper Valve | 1997-09-22 | FALSE | 1997-09-22 | FALSE | Currently in Use | Diesel On Road | 4000 | Steel-Impressed Current | 1983-01-01 | Fiberglass Reinforced Plastic | Safe Suction (Euro)
BLOCKERS CONVENIENCE MARKET INC | 120 HWY 1 BYPASS | LOUISVILLE | Jefferson | 9081011 | 4 | Flapper Valve | 1997-09-22 | FALSE | 1997-09-22 | FALSE | Currently in Use | Diesel Off Road | 4000 | Steel-Impressed Current | 1983-01-01 | Fiberglass Reinforced Plastic | Pressurized
JEFFERSON COUNTY CORRECTIONAL IN | 1159 Clarks Mill Road | LOUISVILLE | Jefferson | 9081012 | 1 | Ball Float | 1993-06-01 | FALSE | 1993-06-01 | FALSE | Currently in Use | Regular | 10000 | Composite | 1993-06-25 | Fiberglass Reinforced Plastic | Pressurized
JEFFERSON COUNTY CORRECTIONAL IN | 1159 Clarks Mill Road | LOUISVILLE | Jefferson | 9081012 | 2 | Ball Float | 1993-06-01 | FALSE | 1993-06-01 | FALSE | Currently in Use | Diesel | 10000 | Composite | 1993-06-25 | Fiberglass Reinforced Plastic | Pressurized
WRENS TIRE SERVICE CTR INC | 608 S MAIN ST | WRENS | Jefferson | 9081013 | 1 |  | 1998-03-20 |  | 1998-03-20 |  | Removed from Ground | Gas (Historical Use) | 12000 | Steel-Impressed Current | 1979-02-04 | Steel (Impressed Current) | Pressurized
WRENS TIRE SERVICE CTR INC | 608 S MAIN ST | WRENS | Jefferson | 9081013 | 2 |  | 1998-03-20 |  | 1998-03-20 |  | Removed from Ground | Gas (Historical Use) | 12000 | Steel-Impressed Current | 1979-02-04 | Steel (Impressed Current) | Pressurized
WRENS TIRE SERVICE CTR INC | 608 S MAIN ST | WRENS | Jefferson | 9081013 | 3 |  | 1998-03-20 |  | 1998-03-20 |  | Removed from Ground | Gas (Historical Use) | 12000 | Steel-Impressed Current | 1979-02-04 | Steel (Impressed Current) | Pressurized
WRENS TIRE SERVICE CTR INC | 608 S MAIN ST | WRENS | Jefferson | 9081013 | 4 |  | 1998-03-20 |  | 1998-03-20 |  | Removed from Ground | Diesel | 12000 | Steel-Impressed Current | 1979-02-04 | Steel (Impressed Current) | Pressurized
BURTS AIRCRAFT SERVICE INC | 1181 AIRPORT RD | LOUISVILLE | Jefferson | 9081015 | 1 | [5 empty] | Removed from Ground | Gas (Historical Use) | 2000 | Bare Steel | 1984-01-01 | Galvanized Steel | Suction (American)
BURTS AIRCRAFT SERVICE INC | 1181 AIRPORT RD | LOUISVILLE | Jefferson | 9081015 | 2 | [5 empty] | Removed from Ground | Gas (Historical Use) | 6000 | Bare Steel | 1984-01-01 | Galvanized Steel | Suction (American)
BURTS AIRCRAFT SERVICE INC | 1181 AIRPORT RD | LOUISVILLE | Jefferson | 9081015 | 3 | [5 empty] | Removed from Ground | Kerosene | 8000 | Bare Steel | 1984-01-01 | Galvanized Steel | Suction (American)
CARL HOOD | 129 CUNNINGHAM CORNER RD | WADLEY | Jefferson | 9081016 | 1 | [5 empty] | Removed from Ground | Diesel | 1500 | Bare Steel | 1980-01-01 | Galvanized Steel | Safe Suction (Euro)
LOUISVILLE MUNICIPAL AIRPORT | 1181 AIRPORT RD | LOUISVILLE | Jefferson | 9081017 | 1 |  | 1998-08-11 |  | 1998-08-11 |  | Removed from Ground | Gas (Historical Use) | 6000 | Steel-Impressed Current | 1979-01-01 | Cathodically Protected | Safe Suction (Euro)
LOUISVILLE MUNICIPAL AIRPORT | 1181 AIRPORT RD | LOUISVILLE | Jefferson | 9081017 | 2 |  | 1998-08-11 |  | 1998-08-11 |  | Removed from Ground | Gas (Historical Use) | 6000 | Steel-Impressed Current | 1979-01-01 | Cathodically Protected | Safe Suction (Euro)
CITY OF LOUISVILLE-MAINT SHOP | 301 GREEN STREET | LOUISVILLE | Jefferson | 9081018 | 1 | Flapper Valve | 1998-06-09 | FALSE | 1998-06-09 | FALSE | Currently in Use | Regular | 10000 | Steel-Impressed Current | 1980-06-01 |  | Safe Suction (Euro)
JET FOOD STORES #67 | 5619 HWY 88 E | MATTHEWS | Jefferson | 9081022 | 1 | Flapper Valve | 1999-08-30 | FALSE | 2006-06-22 | FALSE | Currently in Use | Regular | 8000 | Galvanic (STIP-3) | 2001-09-17 | Fiberglass Reinforced Plastic | Safe Suction (Euro)
JET FOOD STORES #67 | 5619 HWY 88 E | MATTHEWS | Jefferson | 9081022 | 2 | Flapper Valve | 1999-08-30 | FALSE | 2006-06-22 | FALSE | Currently in Use | Diesel | 8000 | Galvanic (STIP-3) | 2001-09-17 | Fiberglass Reinforced Plastic | Safe Suction (Euro)
TOWN OF BARTOW | 7849 CHURCH STREET | BARTOW | Jefferson | 9081023 | 1 | [5 empty] | Removed from Ground | Gas (Historical Use) | 500 | Not Marked/Unknown | 1998-08-10 | Not Marked
JOHNSON CLEANERS | 101 EAST BROAD STREET | LOUISVILLE | Jefferson | 9081024 | 1 | [5 empty] | Permanently Out of Use - historical purposes | Gas (Historical Use) | 0 | Not Marked/Unknown |  | Not Marked
JOHNSON CLEANERS | 101 EAST BROAD STREET | LOUISVILLE | Jefferson | 9081024 | 2 | [5 empty] | Permanently Out of Use - historical purposes | Gas (Historical Use) | 0 | Not Marked/Unknown |  | Not Marked
UNKNOWN | 1038 PEACHTREE | LOUISVILLE | Jefferson | 9081025 | 1 | [5 empty] | Temporarily out of use | Gas (Historical Use) | 0 | Not Marked/Unknown |  | Not Marked
JEFFERSON HOSPITAL | 1067 PEACHTREE STREET | LOUISVILLE | Jefferson | 9081026 | 1 | [5 empty] | Removed from Ground | Diesel | 1000 | Bare Steel | 1974-03-01 | Bare Steel | Suction (American)
CITY OF WADLEY | BUTTS ST & BEDINGFIELD ST | WADLEY | Jefferson | 9081027 | 1 |  | 1990-04-10 |  | 1990-04-10 |  | Removed from Ground | Gas (Historical Use) | 2000 | Bare Steel | 1998-12-21 | Bare Steel | Suction (American)
CLARKS MILL POND | HWY SR 791 | LOUISVILLE | Jefferson | 9081003 | 1 | [5 empty] | Closed in Ground | Empty | 550 | Bare Steel | 1960-01-01 | Not Marked
CLARKS MILL POND | HWY SR 791 | LOUISVILLE | Jefferson | 9081003 | 2 | [5 empty] | Closed in Ground | Empty | 550 | Bare Steel | 1960-01-01 | Not Marked
CLARKS MILL POND | HWY SR 791 | LOUISVILLE | Jefferson | 9081003 | 3 | [5 empty] | Closed in Ground | Empty | 550 | Bare Steel | 1960-01-01 | Not Marked
JET FOODS #21 | 5200 HWY 319 | BARTOW | Jefferson | 9081004 | 1 | Flapper Valve | 1998-11-01 | FALSE | 1998-11-01 | FALSE | Currently in Use | E-10 | 3000 | Steel-Impressed Current | 1979-01-01 | Fiberglass Reinforced Plastic | Pressurized
JET FOODS #21 | 5200 HWY 319 | BARTOW | Jefferson | 9081004 | 2 | Flapper Valve | 1998-11-01 | FALSE | 1998-11-01 | FALSE | Currently in Use | E-0 | 3000 | Steel-Impressed Current | 1979-01-01 | Fiberglass Reinforced Plastic | Pressurized
CLOSED FACILITY | HWY 17 NE SR 17/THOMAS HWY & FRE | WRENS | Jefferson | 9081005 | 1 | [5 empty] | Removed from Ground | Gas (Historical Use) | 3000 | Not Marked/Unknown | 1994-08-02 | Not Marked
CLOSED FACILITY | HWY 17 NE SR 17/THOMAS HWY & FRE | WRENS | Jefferson | 9081005 | 2 | [5 empty] | Removed from Ground | Gas (Historical Use) | 3000 | Not Marked/Unknown | 1994-08-02 | Not Marked
CLOSED FACILITY | HWY 17 NE SR 17/THOMAS HWY & FRE | WRENS | Jefferson | 9081005 | 3 | [5 empty] | Removed from Ground | Diesel | 3000 | Not Marked/Unknown | 1994-08-02 | Not Marked
JEFFERSON ENERGY | 3077 HWY 17 NORTH | WRENS | Jefferson | 9081029 | 1 | Flapper Valve | 2000-05-01 | FALSE | 2000-05-01 | FALSE | Currently in Use | Regular | 10000 | Composite | 2000-05-01 | Fiberglass Reinforced Plastic | Safe Suction (Euro)
JEFFERSON ENERGY | 3077 HWY 17 NORTH | WRENS | Jefferson | 9081029 | 2 | Flapper Valve | 2000-05-01 | FALSE | 2000-05-01 | FALSE | Currently in Use | Diesel | 10000 | Composite | 2000-05-01 | Fiberglass Reinforced Plastic | Safe Suction (Euro)
SHAKE RAG EXPRESS | 10525 US HWY 1 SOUTH | WADLEY | Jefferson | 9081030 | 1 | Flapper Valve | 2000-09-11 | FALSE | 2000-09-11 | FALSE | Currently in Use | Regular | 12000 | Epoxy | 2000-08-23 | Double-Walled Flex | Pressurized
SHAKE RAG EXPRESS | 10525 US HWY 1 SOUTH | WADLEY | Jefferson | 9081030 | 2 | Flapper Valve | 2000-09-11 | FALSE | 2000-09-11 | FALSE | Currently in Use | Regular | 10000 | Epoxy | 2000-08-23 | Double-Walled Flex | Pressurized
SHAKE RAG EXPRESS | 10525 US HWY 1 SOUTH | WADLEY | Jefferson | 9081030 | 3 | Ball Float | 2000-09-11 | FALSE | 2000-09-11 | FALSE | Currently in Use | Diesel | 15000 | Epoxy | 2000-08-23 | Double-Walled Flex | Pressurized
SHAKE RAG EXPRESS | 10525 US HWY 1 SOUTH | WADLEY | Jefferson | 9081030 | 4 |  | 2013-07-01 | FALSE | 2013-07-01 | FALSE | Currently in Use | Diesel | 4000 | Fiberglass Double Walled | 2013-07-01 | Double-Walled Flex | Pressurized
HUBERT JORDAN | 7895 CHURCH ST | BARTOW | Jefferson | 9081031 | 1 | [5 empty] | Removed from Ground | Gas (Historical Use) | 3000 | Bare Steel | 1953-01-01 | Galvanized Steel | Suction (American)
HUBERT JORDAN | 7895 CHURCH ST | BARTOW | Jefferson | 9081031 | 2 | [5 empty] | Removed from Ground | Gas (Historical Use) | 3000 | Bare Steel | 1953-01-01 | Galvanized Steel | Suction (American)
HUBERT JORDAN | 7895 CHURCH ST | BARTOW | Jefferson | 9081031 | 3 | [5 empty] | Removed from Ground | Gas (Historical Use) | 3000 | Bare Steel | 1953-01-01 | Galvanized Steel | Suction (American)
HUBERT JORDAN | 7895 CHURCH ST | BARTOW | Jefferson | 9081031 | 4 | [5 empty] | Removed from Ground | Gas (Historical Use) | 1000 | Bare Steel | 1953-01-01 | Galvanized Steel | Suction (American)
HUBERT JORDAN | 7895 CHURCH ST | BARTOW | Jefferson | 9081031 | 5 | [5 empty] | Removed from Ground | Gas (Historical Use) | 1000 | Bare Steel | 1953-01-01 | Galvanized Steel | Suction (American)
LEWIS STEEL WORKS INC | 613 SOUTH MAIN STREET | WRENS | Jefferson | 9080018 | 1 |  | 1998-07-31 |  | 1998-07-31 |  | Removed from Ground | Diesel | 10000 | Galvanic (STIP-3) | 1988-01-01 | Galvanized Steel | Suction (American)
SPRINT #750 | 205 NORTH MAIN ST | WRENS | Jefferson | 9080019 | 1 | Flapper Valve | 1995-03-16 | FALSE | 1995-03-16 | FALSE | Currently in Use | Regular | 10000 | Fiberglass Double Walled | 1995-03-16 |  | Pressurized
SPRINT #750 | 205 NORTH MAIN ST | WRENS | Jefferson | 9080019 | 2 | Flapper Valve | 1995-03-16 | FALSE | 1995-03-16 | FALSE | Currently in Use | Regular | 10000 | Fiberglass Double Walled | 1995-03-16 |  | Pressurized
SPRINT #750 | 205 NORTH MAIN ST | WRENS | Jefferson | 9080019 | 3 | Flapper Valve | 1995-03-16 | FALSE | 1995-03-16 | FALSE | Currently in Use | Premium | 6000 | Fiberglass Double Walled | 1995-03-16 |  | Pressurized
SPRINT #750 | 205 NORTH MAIN ST | WRENS | Jefferson | 9080019 | 4 | Flapper Valve | 1995-03-16 | FALSE | 1995-03-16 | FALSE | Currently in Use | Diesel Off Road | 1000 | Fiberglass Double Walled | 1995-03-16 |  | Safe Suction (Euro)
DEKLE GULF | US HWY 25 & GA HWY 21 | MILLEN | Jenkins | 9082002 | 1 | [5 empty] | Removed from Ground | Gas (Historical Use) | 2000 | Bare Steel | 1972-01-01 | Unknown
DEKLE GULF | US HWY 25 & GA HWY 21 | MILLEN | Jenkins | 9082002 | 2 | [5 empty] | Removed from Ground | Gas (Historical Use) | 3000 | Bare Steel | 1956-01-01 | Unknown
DEKLE GULF | US HWY 25 & GA HWY 21 | MILLEN | Jenkins | 9082002 | 3 | [5 empty] | Removed from Ground | Gas (Historical Use) | 3000 | Bare Steel | 1956-01-01 | Unknown
DEKLE GULF | US HWY 25 & GA HWY 21 | MILLEN | Jenkins | 9082002 | 4 |  |  | TRUE |  | TRUE | Removed from Ground | Used Oil | 500 | Bare Steel | 1956-01-01 | Unknown
DEKLE GULF | US HWY 25 & GA HWY 21 | MILLEN | Jenkins | 9082002 | 5 | [5 empty] | Removed from Ground | Gas (Historical Use) | 3000 | Bare Steel | 1972-01-01 | Unknown
CROWN/FAST FARE GA-522 | 215 WEST WINTHROPE ST | MILLEN | Jenkins | 9082003 | 1 | [5 empty] | Removed from Ground | Gas (Historical Use) | 8000 | Bare Steel | 1973-01-01 | Galvanized Steel | Pressurized
CROWN/FAST FARE GA-522 | 215 WEST WINTHROPE ST | MILLEN | Jenkins | 9082003 | 2 | [5 empty] | Removed from Ground | Gas (Historical Use) | 8000 | Bare Steel | 1973-01-01 | Galvanized Steel | Suction (American)
NEIGHBORHOOD COUNTRY STORE | 308 NORTH HWY 25 | MILLEN | Jenkins | 9082004 | 1 | [5 empty] | Removed from Ground | Gas (Historical Use) | 4000 | Bare Steel | 1994-11-01 | Galvanized Steel | Pressurized
NEIGHBORHOOD COUNTRY STORE | 308 NORTH HWY 25 | MILLEN | Jenkins | 9082004 | 2 | [5 empty] | Removed from Ground | Gas (Historical Use) | 3000 | Bare Steel | 1994-11-01 | Galvanized Steel | Pressurized
NEIGHBORHOOD COUNTRY STORE | 308 NORTH HWY 25 | MILLEN | Jenkins | 9082004 | 3 | [5 empty] | Removed from Ground | Gas (Historical Use) | 3000 | Bare Steel | 1994-11-01 | Galvanized Steel | Safe Suction (Euro)
NEIGHBORHOOD COUNTRY STORE | 308 NORTH HWY 25 | MILLEN | Jenkins | 9082004 | 4 |  | 1994-11-01 |  | 1994-11-01 |  | Removed from Ground | Gas (Historical Use) | 8000 | Composite | 1994-11-01 | Fiberglass Reinforced Plastic | Pressurized
NEIGHBORHOOD COUNTRY STORE | 308 NORTH HWY 25 | MILLEN | Jenkins | 9082004 | 5 |  | 1994-11-01 |  | 1994-11-01 |  | Removed from Ground | Gas (Historical Use) | 8000 | Composite | 1994-11-01 | Fiberglass Reinforced Plastic | Pressurized
NEIGHBORHOOD COUNTRY STORE | 308 NORTH HWY 25 | MILLEN | Jenkins | 9082004 | 6 |  | 1994-11-01 |  | 1994-11-01 |  | Removed from Ground | Gas (Historical Use) | 6000 | Composite | 1994-11-01 | Fiberglass Reinforced Plastic | Pressurized
NEIGHBORHOOD COUNTRY STORE | 308 NORTH HWY 25 | MILLEN | Jenkins | 9082004 | 7 |  | 1994-11-01 |  | 1994-11-01 |  | Removed from Ground | Kerosene | 2000 | Composite | 1994-11-01 | Fiberglass Reinforced Plastic | Pressurized
EDDIE W HODGES | 5067 PAYNES CHAPEL RD | MILLEN | Jenkins | 9082005 | 1 | [5 empty] | Removed from Ground | Diesel | 500 | Bare Steel | 1994-09-15 | Bare Steel | Safe Suction (Euro)
PLANTERS EMC WAREHOUSE | 1740 HWY 25 N | MILLEN | Jenkins | 9082006 | 1 | Flapper Valve | 1992-10-01 | FALSE | 1992-10-01 | FALSE | Currently in Use | Regular | 10000 | Composite | 1992-10-01 | Fiberglass Reinforced Plastic | Safe Suction (Euro)
PLANTERS EMC WAREHOUSE | 1740 HWY 25 N | MILLEN | Jenkins | 9082006 | 2 | Flapper Valve | 1992-10-01 | FALSE | 1992-10-01 | FALSE | Currently in Use | Diesel | 10000 | Composite | 1992-10-01 | Fiberglass Reinforced Plastic | Safe Suction (Euro)
QUICK STOP | 924 E WINTHROPE AVE | MILLEN | Jenkins | 9082007 | 1 | Flapper Valve | 1997-07-01 | FALSE | 1997-07-01 | FALSE | Currently in Use | Regular | 10000 | Steel-Impressed Current | 2001-09-10 | Steel (Impressed Current) | Pressurized
QUICK STOP | 924 E WINTHROPE AVE | MILLEN | Jenkins | 9082007 | 2 |  | 1997-07-01 | FALSE | 1997-07-01 | FALSE | Temporarily out of use | Premium | 10000 | Steel-Impressed Current | 2001-09-10 | Steel (Impressed Current) | Pressurized
QUICK STOP | 924 E WINTHROPE AVE | MILLEN | Jenkins | 9082007 | 3 | Flapper Valve | 1997-07-01 | FALSE | 1997-07-01 | FALSE | Currently in Use | Diesel | 6000 | Steel-Impressed Current | 2001-09-10 | Steel (Impressed Current) | Pressurized
DIAMOND OIL #101 | 1415 N HWY 25 | MILLEN | Jenkins | 9082008 | 164908 |  | 1990-04-24 | FALSE | 1990-04-24 | TRUE | Currently in Use | Regular | 5000 | Galvanic (STIP-3) | 1990-04-24 | Fiberglass Reinforced Plastic | Pressurized
DIAMOND OIL #101 | 1415 N HWY 25 | MILLEN | Jenkins | 9082008 | 164909 |  | 1990-04-24 | FALSE | 1990-04-24 | TRUE | Currently in Use | Regular | 5000 | Galvanic (STIP-3) | 1990-04-24 | Fiberglass Reinforced Plastic | Pressurized
DIAMOND OIL #101 | 1415 N HWY 25 | MILLEN | Jenkins | 9082008 | 164910 |  | 1990-04-24 | FALSE | 1990-04-24 | TRUE | Currently in Use | Premium | 5000 | Galvanic (STIP-3) | 1990-04-24 | Fiberglass Reinforced Plastic | Pressurized
CHARLES W BRANNEN | RT 3 BOX 642 HWY 25 | MILLEN | Jenkins | 9082009 | 1 | [5 empty] | Removed from Ground | Diesel | 1 | Bare Steel | 1987-10-15 | Galvanized Steel | Suction (American)
MCMILLAN GROC | 3455 OAK HILL CHURCH RD | MILLEN | Jenkins | 9082010 | 1 | [5 empty] | Removed from Ground | Gas (Historical Use) | 500 | Cathodically Protected Steel | 1997-10-03 | Galvanized Steel | Safe Suction (Euro)
MCMILLAN GROC | 3455 OAK HILL CHURCH RD | MILLEN | Jenkins | 9082010 | 2 |  | 1997-10-01 |  | 1997-10-01 |  | Removed from Ground | Gas (Historical Use) | 550 | Composite | 1997-10-01 | Fiberglass Reinforced Plastic | Safe Suction (Euro)
S&S GROCERY | 4439 W OLD SAVANNAH RD | MILLEN | Jenkins | 9082011 | 1 | [5 empty] | Removed from Ground | Gas (Historical Use) | 2000 | Bare Steel | 1980-01-01 | Galvanized Steel | Safe Suction (Euro)
NETTIE'S GROCERY | 4389 W OLD SAVANNAH RD | MILLEN | Jenkins | 9082012 | A | [5 empty] | Removed from Ground | Gas (Historical Use) | 550 | Bare Steel | 1975-01-01 | Bare Steel | Suction (American)
J RAY NEWTON FARM | 4759 NEWTON AG RD | MILLEN | Jenkins | 9082013 | 1 |  |  | FALSE |  | FALSE | Temporarily out of use | Gas (Historical Use) | 3000 |  | 1988-01-01
J RAY NEWTON FARM | 4759 NEWTON AG RD | MILLEN | Jenkins | 9082013 | 2 |  |  | FALSE |  | FALSE | Temporarily out of use | Diesel | 6000 |  | 1988-01-01
J RAY NEWTON FARM | 4759 NEWTON AG RD | MILLEN | Jenkins | 9082013 | 3 |  |  | FALSE |  | FALSE | Temporarily out of use | Empty | 2000 |  | 1988-01-01
NEIGHBORS EXPRESS #65 | 353 S HWY 25 | MILLEN | Jenkins | 9082014 | 1 | [5 empty] | Permanently Out of Use - historical purposes | Gas (Historical Use) | 2000 | Bare Steel |  | Galvanized Steel | Safe Suction (Euro)
NEIGHBORS EXPRESS #65 | 353 S HWY 25 | MILLEN | Jenkins | 9082014 | 10 | Flapper Valve | 1998-09-01 | FALSE | 1998-09-01 | FALSE | Currently in Use | Premium | 10000 | Composite | 1998-09-01 |  | Pressurized
NEIGHBORS EXPRESS #65 | 353 S HWY 25 | MILLEN | Jenkins | 9082014 | 11 | Flapper Valve | 1998-09-01 | FALSE | 1998-09-01 | FALSE | Currently in Use | Diesel Off Road | 2000 | Composite | 1998-09-01 |  | Pressurized
NEIGHBORS EXPRESS #65 | 353 S HWY 25 | MILLEN | Jenkins | 9082014 | 2 | [5 empty] | Permanently Out of Use - historical purposes | Gas (Historical Use) | 2000 | Bare Steel |  | Galvanized Steel | Safe Suction (Euro)
NEIGHBORS EXPRESS #65 | 353 S HWY 25 | MILLEN | Jenkins | 9082014 | 3 | [5 empty] | Permanently Out of Use - historical purposes | Gas (Historical Use) | 1000 | Bare Steel |  | Galvanized Steel | Safe Suction (Euro)
NEIGHBORS EXPRESS #65 | 353 S HWY 25 | MILLEN | Jenkins | 9082014 | 4 | [5 empty] | Permanently Out of Use - historical purposes | Gas (Historical Use) | 1000 | Bare Steel |  | Galvanized Steel | Safe Suction (Euro)
NEIGHBORS EXPRESS #65 | 353 S HWY 25 | MILLEN | Jenkins | 9082014 | 5 | [5 empty] | Permanently Out of Use - historical purposes | Gas (Historical Use) | 1000 | Bare Steel |  | Galvanized Steel | Safe Suction (Euro)
NEIGHBORS EXPRESS #65 | 353 S HWY 25 | MILLEN | Jenkins | 9082014 | 6 | [5 empty] | Permanently Out of Use - historical purposes | Kerosene | 1000 | Bare Steel |  | Galvanized Steel | Safe Suction (Euro)
NEIGHBORS EXPRESS #65 | 353 S HWY 25 | MILLEN | Jenkins | 9082014 | 7 | [5 empty] | Permanently Out of Use - historical purposes | Diesel | 1000 | Bare Steel |  | Galvanized Steel | Safe Suction (Euro)
NEIGHBORS EXPRESS #65 | 353 S HWY 25 | MILLEN | Jenkins | 9082014 | 8 | Flapper Valve | 1998-09-01 | FALSE | 1998-09-01 | FALSE | Currently in Use | Diesel On Road | 8000 | Composite | 1998-09-01 |  | Pressurized
NEIGHBORS EXPRESS #65 | 353 S HWY 25 | MILLEN | Jenkins | 9082014 | 9 | Flapper Valve | 1998-09-01 | FALSE | 1998-09-01 | FALSE | Currently in Use | Regular | 4000 | Composite | 1998-09-01 |  | Pressurized
WOMACK FARM | US HWY 25 | MILLEN | Jenkins | 9082015 | 3 | [5 empty] | Removed from Ground | Gas (Historical Use) | 3000 | Not Marked/Unknown | 1998-04-01 | Not Marked
J B GAY & SON | 4720 THRIFT ROAD | GARFIELD | Jenkins | 9082017 | 1 | [5 empty] | Removed from Ground | Diesel | 10000 | Bare Steel | 1984-01-01 | Galvanized Steel | Suction (American)
ROAD DEPARTMENT SHOP | OLD SYLVANIA ROAD | MILLEN | Jenkins | 9082018 | 1 | [5 empty] | Removed from Ground | Diesel | 10000 | Not Marked/Unknown | 1963-01-01 | Not Marked
ROAD DEPARTMENT SHOP | OLD SYLVANIA ROAD | MILLEN | Jenkins | 9082018 | 2 | [5 empty] | Removed from Ground | Gas (Historical Use) | 6000 | Not Marked/Unknown | 1963-01-01 | Not Marked
ROAD DEPARTMENT SHOP | OLD SYLVANIA ROAD | MILLEN | Jenkins | 9082018 | 3 | [5 empty] | Removed from Ground | Gas (Historical Use) | 1100 | Not Marked/Unknown | 1963-01-01 | Not Marked
MILLEN MOTORS | 802 EAST WINTHROP STREET | MILLEN | Jenkins | 9082019 | 1 | [5 empty] | Removed from Ground | Gas (Historical Use) | 1000 | Bare Steel | 1948-01-01 | Galvanized Steel | Suction (American)
MILLEN MOTORS | 802 EAST WINTHROP STREET | MILLEN | Jenkins | 9082019 | 2 | [5 empty] | Removed from Ground | Gas (Historical Use) | 1000 | Bare Steel | 1948-01-01 | Galvanized Steel | Suction (American)
MILLEN MOTORS | 802 EAST WINTHROP STREET | MILLEN | Jenkins | 9082019 | 3 | [5 empty] | Removed from Ground | Diesel | 1000 | Bare Steel | 1948-01-01 | Galvanized Steel | Suction (American)
MILLEN NEWS (PARKING LOT) | 817 EAST COTTON AVE | MILLEN | Jenkins | 9082020 | 1 | [5 empty] | Removed from Ground | Kerosene | 550 | Bare Steel | 1999-03-16 | Bare Steel | Safe Suction (Euro)
FORMER IVEYS USED CARS PROPERTY | 1566 HIGHWAY 25 NORTH | MILLEN | Jenkins | 10000243 | 1 |  |  | FALSE |  | FALSE | Removed from Ground | Used Oil | 500 | Unknown | 2002-11-22 | Unknown
FORMER IVEYS USED CARS PROPERTY | 1566 HIGHWAY 25 NORTH | MILLEN | Jenkins | 10000243 | 2 |  |  | FALSE |  | FALSE | Removed from Ground | Used Oil | 500 | Unknown | 2002-11-22
MILLEN FERTILIZER INC | 1006 OLD SYLVANIA ROAD | MILLEN | Jenkins | 10001646 | 1 |  |  | FALSE |  | FALSE | Removed from Ground | Diesel | 10000 | Bare Steel | 2008-08-27 | Bare Steel
MILLEN FERTILIZER INC | 1006 OLD SYLVANIA ROAD | MILLEN | Jenkins | 10001646 | 2 |  |  | FALSE |  | FALSE | Removed from Ground | Gas (Historical Use) | 3000 | Bare Steel | 2008-08-27 | Bare Steel
MILLEN FERTILIZER INC | 1006 OLD SYLVANIA ROAD | MILLEN | Jenkins | 10001646 | 3 |  |  | FALSE |  | FALSE | Removed from Ground | Gas (Historical Use) | 2000 | Bare Steel | 2008-08-27 | Bare Steel
MILLEN FERTILIZER INC | 1006 OLD SYLVANIA ROAD | MILLEN | Jenkins | 10001646 | 4 |  |  | FALSE |  | FALSE | Removed from Ground | Diesel | 2000 | Bare Steel | 2008-08-27 | Bare Steel
SAV A DOLA | 725 U S HIGHWAY 25 NORTH | MILLEN | Jenkins | 10001555 | 1 |  |  | FALSE |  | FALSE | Removed from Ground | Gas (Historical Use) | 4000 | Bare Steel | 1967-01-01 | Galvanized Steel
SAV A DOLA | 725 U S HIGHWAY 25 NORTH | MILLEN | Jenkins | 10001555 | 2 |  |  | FALSE |  | FALSE | Removed from Ground | Gas (Historical Use) | 4000 | Bare Steel | 1967-01-01 | Galvanized Steel
SAV A DOLA | 725 U S HIGHWAY 25 NORTH | MILLEN | Jenkins | 10001555 | 3 |  |  | FALSE |  | FALSE | Removed from Ground | Gas (Historical Use) | 3000 | Bare Steel | 1967-01-01 | Galvanized Steel
THOMPSONS CORNER INC | 739 N HWY 25 | MILLEN | Jenkins | 10001549 | 1 | Ball Float | 2008-03-01 | FALSE | 2008-03-01 | FALSE | Currently in Use | Gas (Historical Use) | 12000 | Fiberglass | 2008-03-01 | Fiberglass Reinforced Plastic | Pressurized
THOMPSONS CORNER INC | 739 N HWY 25 | MILLEN | Jenkins | 10001549 | 2 | Ball Float | 2008-03-01 | FALSE | 2008-03-01 | FALSE | Currently in Use | Diesel | 12000 | Fiberglass | 2008-03-01 | Fiberglass Reinforced Plastic | Pressurized
THOMPSONS CORNER INC | 739 N HWY 25 | MILLEN | Jenkins | 10001549 | 3 | Ball Float | 2008-03-01 | FALSE | 2008-03-01 | FALSE | Currently in Use | Diesel | 12000 | Fiberglass | 2008-03-01 | Fiberglass Reinforced Plastic | Pressurized
THOMPSONS CORNER INC | 739 N HWY 25 | MILLEN | Jenkins | 10001549 | 4 | Ball Float | 2008-03-01 | FALSE | 2008-03-01 | FALSE | Currently in Use | Gas (Historical Use) | 3000 | Fiberglass | 2008-03-01 | Fiberglass Reinforced Plastic | Pressurized
KAIGLERS CONVENIENCE (FORMERLY) | 1114 HIGHWAY 25 NORTH | MILLEN | Jenkins | 10001393 | 1 |  |  | FALSE |  | FALSE | Removed from Ground | Not Marked/Tank Removed | 500 | Bare Steel | 2007-01-22 | Bare Steel
KAIGLERS CONVENIENCE (FORMERLY) | 1114 HIGHWAY 25 NORTH | MILLEN | Jenkins | 10001393 | 2 |  |  | FALSE |  | FALSE | Removed from Ground | Not Marked/Tank Removed | 500 | Bare Steel | 2007-01-22 | Bare Steel
KAIGLERS CONVENIENCE (FORMERLY) | 1114 HIGHWAY 25 NORTH | MILLEN | Jenkins | 10001393 | 3 |  |  | FALSE |  | FALSE | Removed from Ground | Not Marked/Tank Removed | 500 | Bare Steel | 2007-01-22 | Bare Steel
KAIGLERS CONVENIENCE (FORMERLY) | 1114 HIGHWAY 25 NORTH | MILLEN | Jenkins | 10001393 | 4 |  |  | FALSE |  | FALSE | Removed from Ground | Not Marked/Tank Removed | 500 | Bare Steel | 2007-01-22 | Bare Steel
JR'S BP | 1007 HWY 25 N | MILLEN | Jenkins | 10001298 | 1 | Flapper Valve | 2007-02-01 | FALSE | 2007-02-01 | FALSE | Currently in Use | Gas (Historical Use) | 10000 | Composite | 2006-12-01 | Fiberglass Reinforced Plastic | Safe Suction (Euro)
JR'S BP | 1007 HWY 25 N | MILLEN | Jenkins | 10001298 | 2 | Flapper Valve | 2006-02-01 | FALSE | 2006-02-01 | FALSE | Currently in Use | Gas (Historical Use) | 10000 | Composite | 2006-12-01 | Fiberglass Reinforced Plastic | Safe Suction (Euro)
JR'S BP | 1007 HWY 25 N | MILLEN | Jenkins | 10001298 | 3A | Flapper Valve | 2007-02-01 | FALSE | 2007-02-01 | FALSE | Currently in Use | Diesel | 6000 | Composite | 2006-12-01 | Fiberglass Reinforced Plastic | Pressurized
JR'S BP | 1007 HWY 25 N | MILLEN | Jenkins | 10001298 | 3B | Flapper Valve | 2007-02-01 | FALSE | 2007-02-01 | FALSE | Currently in Use | Diesel | 4000 | Composite | 2006-12-01 | Fiberglass Reinforced Plastic | Pressurized
FORMER SOC STATION | 622 E WINTHROPE AVE & HARVEY ST | MILLEN | Jenkins | 10001674 | 1 |  |  | FALSE |  | FALSE | Removed from Ground | Gas (Historical Use) | 0 | Unknown | 1978-01-01 | Unknown
FORMER SOC STATION | 622 E WINTHROPE AVE & HARVEY ST | MILLEN | Jenkins | 10001674 | 2 |  |  | FALSE |  | FALSE | Removed from Ground | Gas (Historical Use) | 0 | Unknown | 1978-01-01 | Unknown
FORMER SOC STATION | 622 E WINTHROPE AVE & HARVEY ST | MILLEN | Jenkins | 10001674 | 3 |  |  | FALSE |  | FALSE | Removed from Ground | Diesel | 0 | Unknown | 1978-01-01 | Unknown
FORMER SOC STATION | 622 E WINTHROPE AVE & HARVEY ST | MILLEN | Jenkins | 10001674 | 4 |  |  | FALSE |  | FALSE | Removed from Ground | Gas (Historical Use) | 600 | Unknown | 2011-09-23 | Unknown
FORMER JUDYS CAFE | HWY 25 NORTH | MILLEN | Jenkins | 10001764 | 1 |  |  | FALSE |  | FALSE | Permanently Out Of Use | Gas (Historical Use) | 3000 | Unknown | 2009-08-20
FORMER JUDYS CAFE | HWY 25 NORTH | MILLEN | Jenkins | 10001764 | 2 |  |  | FALSE |  | FALSE | Permanently Out Of Use | Gas (Historical Use) | 4000 | Unknown | 2009-08-20
GRAY STREET UST | 128 NORTH GRAY STREET | MILLEN | Jenkins | 10002223 | 1 |  |  | FALSE |  | FALSE | Removed from Ground | Not Marked/Tank Removed | 525 | Bare Steel | 2013-04-11 | Bare Steel
DAILEYS SERVICE STATION | STATE HWY 17 | MILLEN | Jenkins | 530019 | 1 | [5 empty] | Permanently Out of Use - historical purposes | Gas (Historical Use) | 3000 | Bare Steel | 1971-05-04 | Galvanized Steel | Suction (American)
DAILEYS SERVICE STATION | STATE HWY 17 | MILLEN | Jenkins | 530019 | 2 | [5 empty] | Permanently Out of Use - historical purposes | Gas (Historical Use) | 6000 | Bare Steel | 1971-05-04 | Galvanized Steel | Suction (American)
BAY STATION C STORE | 505 US HWY 25 N | MILLEN | Jenkins | 820001 | 1 | Flapper Valve | 1998-11-01 | FALSE | 1998-11-01 | FALSE | Currently in Use | Regular | 8000 | Steel-Impressed Current | 1966-04-22 | Steel (Impressed Current) | Safe Suction (Euro)
BAY STATION C STORE | 505 US HWY 25 N | MILLEN | Jenkins | 820001 | 2 | Flapper Valve | 1998-11-01 | FALSE | 1998-11-01 | FALSE | Currently in Use | Diesel | 4000 | Steel-Impressed Current | 1966-04-22 | Steel (Impressed Current) | Safe Suction (Euro)
CITY OF MILLEN | 919 COLLEGE AVE | MILLEN | Jenkins | 820002 | 1 | [5 empty] | Removed from Ground | Gas (Historical Use) | 20000 | Bare Steel | 1983-02-28 | Galvanized Steel | Suction (American)
JENKINS COUNTY HIGH SCHOOL | 117 EAST BARNEY AVE | MILLEN | Jenkins | 820003 | 1 | [5 empty] | Removed from Ground | Kerosene | 9000 | Bare Steel | 1960-01-17 | Galvanized Steel
PLANTERS EMC | 1152 EAST WINTHROP AVE | MILLEN | Jenkins | 820005 | 1 | [5 empty] | Removed from Ground | Gas (Historical Use) | 8000 | Bare Steel | 1959-12-03 | Galvanized Steel | Safe Suction (Euro)
PLANTERS EMC | 1152 EAST WINTHROP AVE | MILLEN | Jenkins | 820005 | 2 | [5 empty] | Permanently Out of Use - historical purposes | Diesel | 1000 | Bare Steel | 1951-12-05 | Galvanized Steel
MILLEN SERVICE STATION | 809 EAST WINTHROPE ST | MILLEN | Jenkins | 820006 | 1 |  | 1990-03-01 | FALSE | 1990-03-01 | FALSE | Temporarily out of use | Gas (Historical Use) | 2000 | Steel-Impressed Current | 1990-03-15 | Galvanized Steel | Safe Suction (Euro)
MILLEN SERVICE STATION | 809 EAST WINTHROPE ST | MILLEN | Jenkins | 820006 | 2 |  | 1990-03-01 | FALSE | 1990-03-01 | FALSE | Temporarily out of use | Gas (Historical Use) | 2000 | Steel-Impressed Current | 1990-03-15 | Galvanized Steel | Safe Suction (Euro)
MILLEN SERVICE STATION | 809 EAST WINTHROPE ST | MILLEN | Jenkins | 820006 | 3 |  | 1990-03-01 | FALSE | 1990-03-01 | FALSE | Temporarily out of use | Gas (Historical Use) | 2000 | Steel-Impressed Current | 1990-03-15 | Galvanized Steel | Safe Suction (Euro)
MILLEN SERVICE STATION | 809 EAST WINTHROPE ST | MILLEN | Jenkins | 820006 | A |  |  | FALSE |  | FALSE | Removed from Ground | Gas (Historical Use) | 1000 |  | 1990-03-13
MILLEN SERVICE STATION | 809 EAST WINTHROPE ST | MILLEN | Jenkins | 820006 | B |  |  | FALSE |  | FALSE | Removed from Ground | Gas (Historical Use) | 1000 |  | 1990-03-13
MILLEN SERVICE STATION | 809 EAST WINTHROPE ST | MILLEN | Jenkins | 820006 | C |  |  | FALSE |  | FALSE | Removed from Ground | Gas (Historical Use) | 1000 |  | 1990-03-13
MILLEN SERVICE STATION | 809 EAST WINTHROPE ST | MILLEN | Jenkins | 820006 | D |  |  | FALSE |  | FALSE | Removed from Ground | Gas (Historical Use) | 500 |  | 1990-03-13
JOCKEY INTERNATIONAL INC | HWY 25 NORTH | MILLEN | Jenkins | 820007 | 1 | [5 empty] | Removed from Ground | Diesel | 3500 | Bare Steel | 1976-03-19 | Galvanized Steel
JOCKEY INTERNATIONAL INC | HWY 25 NORTH | MILLEN | Jenkins | 820007 | 2 | [5 empty] | Removed from Ground | Diesel | 10000 | Bare Steel | 1978-03-19 | Galvanized Steel
JOCKEY INTERNATIONAL INC | HWY 25 NORTH | MILLEN | Jenkins | 820007 | 3 | [5 empty] | Removed from Ground | Diesel | 20000 | Bare Steel | 1979-03-19 | Galvanized Steel
GA FC | RT 1 BOX 27 GA HWY 17 | MILLEN | Jenkins | 820008 | 1 | [5 empty] | Removed from Ground | Gas (Historical Use) | 2000 | Bare Steel | 1966-04-27 | Galvanized Steel
GA FC | RT 1 BOX 27 GA HWY 17 | MILLEN | Jenkins | 820008 | 2 | [5 empty] | Removed from Ground | Diesel | 500 | Bare Steel | 1966-04-27 | Galvanized Steel
GA FC | RT 1 BOX 27 GA HWY 17 | MILLEN | Jenkins | 820008 | 3 |  | 1990-01-01 |  | 1990-01-01 |  | Removed from Ground | Diesel | 550 | Galvanic (STIP-3) | 1990-01-01 | Cathodically Protected | Safe Suction (Euro)
GA FC | RT 1 BOX 27 GA HWY 17 | MILLEN | Jenkins | 820008 | 4 |  | 1990-01-01 |  | 1990-01-01 |  | Removed from Ground | Gas (Historical Use) | 1000 | Galvanic (STIP-3) | 1990-01-01 | Cathodically Protected | Safe Suction (Euro)
GA DOT #10219 JENKINS CO MAINT H | 1240 OLD SYLVANIA RD | MILLEN | Jenkins | 820010 | 10219-1 | [5 empty] | Removed from Ground | Gas (Historical Use) | 520 | Bare Steel | 1966-05-04 | Unknown
GA DOT #10219 JENKINS CO MAINT H | 1240 OLD SYLVANIA RD | MILLEN | Jenkins | 820010 | 219D1 | [5 empty] | Removed from Ground | Diesel | 2000 | Cathodically Protected Steel | 1987-01-01 | Galvanized Steel | Suction (American)
GA DOT #10219 JENKINS CO MAINT H | 1240 OLD SYLVANIA RD | MILLEN | Jenkins | 820010 | 219G1 | [5 empty] | Removed from Ground | Gas (Historical Use) | 2000 | Cathodically Protected Steel | 1987-01-01 | Galvanized Steel | Suction (American)
MILLEN | PO BOX 429 | LOUISVILLE | Jenkins | 820011 | 1 | [5 empty] | Removed from Ground | Gas (Historical Use) | 550 | Bare Steel | 1958-04-17 | Unknown
SAXON GROCERY | HWY 17 W | MILLEN | Jenkins | 820013 | 1 | [5 empty] | Removed from Ground | Gas (Historical Use) | 4000 | Bare Steel | 1976-05-02 | Galvanized Steel
SAXON GROCERY | HWY 17 W | MILLEN | Jenkins | 820013 | 2 | [5 empty] | Removed from Ground | Gas (Historical Use) | 4000 | Bare Steel | 1976-05-02 | Galvanized Steel
RAYBURN JOHNSON | 5601 ELAM RD | MILLEN | Jenkins | 820015 | 1 | [5 empty] | Permanently Out of Use - historical purposes | Gas (Historical Use) | 3000 | Bare Steel | 1971-05-04 | Galvanized Steel | Suction (American)
RAYBURN JOHNSON | 5601 ELAM RD | MILLEN | Jenkins | 820015 | 2 | [5 empty] | Permanently Out of Use - historical purposes | Diesel | 4000 | Bare Steel | 1971-05-04 | Galvanized Steel | Suction (American)
CLARKS COUNTRY CORNER | HWY 221 | MILLEN | Jenkins | 820016 | 1 | [5 empty] | Currently in Use | Gas (Historical Use) | 2000 | Bare Steel | 1983-05-01 | Galvanized Steel
CLARKS COUNTRY CORNER | HWY 221 | MILLEN | Jenkins | 820016 | 2 | [5 empty] | Currently in Use | Diesel | 4000 | Bare Steel | 1983-05-01 | Galvanized Steel
THOMPSONS SERVICE STATION | 707 E WINTHROPE AVE | MILLEN | Jenkins | 820017 | 1 |  |  | FALSE |  | FALSE | Removed from Ground | Gas (Historical Use) | 8000 |  | 1981-05-01 | Galvanized Steel
THOMPSONS SERVICE STATION | 707 E WINTHROPE AVE | MILLEN | Jenkins | 820017 | 10 | Ball Float | 1989-03-01 | FALSE | 1989-03-01 | FALSE | Temporarily out of use | Kerosene | 3000 | Galvanic (STIP-3) | 1989-03-01 | Galvanized Steel | Safe Suction (Euro)
THOMPSONS SERVICE STATION | 707 E WINTHROPE AVE | MILLEN | Jenkins | 820017 | 2 |  |  | FALSE |  | FALSE | Removed from Ground | Gas (Historical Use) | 6000 |  | 1961-05-06 | Galvanized Steel
THOMPSONS SERVICE STATION | 707 E WINTHROPE AVE | MILLEN | Jenkins | 820017 | 3 |  |  | FALSE |  | FALSE | Removed from Ground | Gas (Historical Use) | 1000 |  | 1961-05-06 | Galvanized Steel
THOMPSONS SERVICE STATION | 707 E WINTHROPE AVE | MILLEN | Jenkins | 820017 | 4 |  |  | FALSE |  | FALSE | Removed from Ground | Gas (Historical Use) | 1000 |  | 1961-05-06 | Galvanized Steel
THOMPSONS SERVICE STATION | 707 E WINTHROPE AVE | MILLEN | Jenkins | 820017 | 5 |  |  | FALSE |  | FALSE | Removed from Ground | Kerosene | 550 |  | 1983-05-01 | Galvanized Steel
THOMPSONS SERVICE STATION | 707 E WINTHROPE AVE | MILLEN | Jenkins | 820017 | 6 | Ball Float | 1989-03-01 | FALSE | 1989-03-01 | FALSE | Temporarily out of use | Gas (Historical Use) | 8000 | Galvanic (STIP-3) | 1989-03-01 | Galvanized Steel | Pressurized
THOMPSONS SERVICE STATION | 707 E WINTHROPE AVE | MILLEN | Jenkins | 820017 | 7 | Ball Float | 1989-03-01 | FALSE | 1989-03-01 | FALSE | Temporarily out of use | Diesel | 6000 | Galvanic (STIP-3) | 1989-03-01 | Galvanized Steel | Pressurized
THOMPSONS SERVICE STATION | 707 E WINTHROPE AVE | MILLEN | Jenkins | 820017 | 8 | Ball Float | 1989-03-01 | FALSE | 1989-03-01 | FALSE | Temporarily out of use | Diesel | 6000 | Galvanic (STIP-3) | 1989-03-01 | Galvanized Steel | Pressurized
THOMPSONS SERVICE STATION | 707 E WINTHROPE AVE | MILLEN | Jenkins | 820017 | 9 | Ball Float | 1989-03-01 | FALSE | 1989-03-01 | FALSE | Temporarily out of use | Gas (Historical Use) | 3000 | Galvanic (STIP-3) | 1989-03-01 | Fiberglass Reinforced Plastic | Pressurized
ENK340 | RT 2 BOX 294 HWY 25 | MILLEN | Jenkins | 820018 | 1 | Flapper Valve | 1995-12-29 | FALSE | 1995-12-29 | FALSE | Currently in Use | Plus | 8000 | Steel-Impressed Current | 1975-05-10 | Steel (Impressed Current) | Pressurized
ENK340 | RT 2 BOX 294 HWY 25 | MILLEN | Jenkins | 820018 | 2 | Flapper Valve | 1995-12-29 | FALSE | 1995-12-29 | FALSE | Currently in Use | Regular | 8000 | Steel-Impressed Current | 1975-05-10 | Steel (Impressed Current) | Pressurized
ENK340 | RT 2 BOX 294 HWY 25 | MILLEN | Jenkins | 820018 | 3 | Flapper Valve | 1995-12-29 | FALSE | 1995-12-29 | FALSE | Currently in Use | Premium | 8000 | Steel-Impressed Current | 1975-05-10 | Steel (Impressed Current) | Pressurized
ENK340 | RT 2 BOX 294 HWY 25 | MILLEN | Jenkins | 820018 | 4 | Flapper Valve | 1995-12-29 | FALSE | 1995-12-29 | FALSE | Currently in Use | Diesel | 6000 | Steel-Impressed Current | 1965-05-12 | Steel (Impressed Current) | Pressurized
ENK340 | RT 2 BOX 294 HWY 25 | MILLEN | Jenkins | 820018 | 5 | Flapper Valve | 1995-12-29 | FALSE | 1995-12-29 | FALSE | Currently in Use | Diesel | 6000 | Steel-Impressed Current | 1965-05-12 | Steel (Impressed Current) | Pressurized
ENK340 | RT 2 BOX 294 HWY 25 | MILLEN | Jenkins | 820018 | 6 | Flapper Valve | 1995-12-29 | FALSE | 1995-12-29 | FALSE | Currently in Use | Diesel | 3000 | Steel-Impressed Current | 1975-05-10 | Steel (Impressed Current) | Pressurized
DERST BAKING CO WAREHOUSE | E WINTHROP AVE | MILLEN | Jenkins | 820019 | 1 | [5 empty] | Removed from Ground | Empty | 500 | Bare Steel | 1965-05-13 | Unknown | Suction (American)
MILLEN RAILROAD DEPOT/CENTRAL OF | NEAR COTTON AVE | MILLEN | Jenkins | 820021 | 1 | [5 empty] | Removed from Ground | Gas (Historical Use) | 300 | Bare Steel | 1980-05-09 | Galvanized Steel
BST/MILLEN CO/R3522 | 524 W COLLEGE AVE | MILLEN | Jenkins | 820022 | 1 |  |  | FALSE |  | FALSE | Removed from Ground | Gas (Historical Use) | 12000 | Bare Steel | 1979-01-01 | Galvanized Steel
BST/MILLEN CO/R3522 | 524 W COLLEGE AVE | MILLEN | Jenkins | 820022 | 2 |  |  | FALSE |  | FALSE | Removed from Ground |  | 1000 | Bare Steel | 1964-01-01 | Copper | Suction (American)
BST/MILLEN CO/R3522 | 524 W COLLEGE AVE | MILLEN | Jenkins | 820022 | 3 | Flapper Valve | 1998-03-12 | FALSE | 1998-03-12 | FALSE | Currently in Use | Diesel | 4000 | Fiberglass | 1998-03-12 | Copper | Suction (American)
BO GIN NTNL FISH HTCHY & AQRM/MI | RT 5 BOX 484 | MILLEN | Jenkins | 820024 | 1 | [5 empty] | Removed from Ground | Gas (Historical Use) | 550 | Marked Unknown | 1958-01-01 | Galvanized Steel
BO GIN NTNL FISH HTCHY & AQRM/MI | RT 5 BOX 484 | MILLEN | Jenkins | 820024 | 2AST | [5 empty] | Removed from Ground | Diesel | 250 | Bare Steel | 1986-01-01 | Galvanized Steel
BO GIN NTNL FISH HTCHY & AQRM/MI | RT 5 BOX 484 | MILLEN | Jenkins | 820024 | 3 | [5 empty] | Removed from Ground | Diesel | 560 | Bare Steel | 1979-01-01 | Galvanized Steel
BO GIN NTNL FISH HTCHY & AQRM/MI | RT 5 BOX 484 | MILLEN | Jenkins | 820024 | 4 | [5 empty] | Removed from Ground | Diesel | 560 | Marked Unknown | 1960-01-01 | Galvanized Steel
BO GIN NTNL FISH HTCHY & AQRM/MI | RT 5 BOX 484 | MILLEN | Jenkins | 820024 | 5 | [5 empty] | Closed in Ground | Diesel | 560 | Marked Unknown | 1965-01-01 | Galvanized Steel
JENKINS COUNTY SCHOOL BUS GARAGE | NORTH AVE | MILLEN | Jenkins | 820025 | 1 |  | 1990-08-22 |  | 1990-08-22 |  | Removed from Ground | Diesel | 10000 | Epoxy | 1990-08-22 | Fiberglass Reinforced Plastic | Safe Suction (Euro)
BROWN FARM PARTNERS | 5428 D E BROWN RD | GARFIELD | Jenkins | 820026 | 1 | [5 empty] | Removed from Ground | Gas (Historical Use) | 550 | Bare Steel | 1961-05-07 | Galvanized Steel
BROWN FARM PARTNERS | 5428 D E BROWN RD | GARFIELD | Jenkins | 820026 | 2 | [5 empty] | Removed from Ground | Gas (Historical Use) | 1100 | Bare Steel | 1961-05-07 | Galvanized Steel
BROWN FARM PARTNERS | 5428 D E BROWN RD | GARFIELD | Jenkins | 820026 | 3 | [5 empty] | Removed from Ground | Gas (Historical Use) | 4000 | Bare Steel | 1976-05-03 | Galvanized Steel | Suction (American)
BROWN FARM PARTNERS | 5428 D E BROWN RD | GARFIELD | Jenkins | 820026 | 4 | [5 empty] | Removed from Ground | Diesel | 4000 | Bare Steel | 1976-05-03 | Galvanized Steel | Suction (American)
BROWN FARM PARTNERS | 5428 D E BROWN RD | GARFIELD | Jenkins | 820026 | 5 | [5 empty] | Removed from Ground | Diesel | 6000 | Bare Steel | 1976-05-03 | Galvanized Steel | Suction (American)
WILSON CONSTRUCTION CO | RT 1 BOX 167 | ADRIAN | Johnson | 830001 | 1 | [5 empty] | Removed from Ground | Gas (Historical Use) | 500 | Bare Steel | 1983-03-12 | Galvanized Steel
ADRIAN HOME BUILDERS INC | US HWY 80 EAST | ADRIAN | Johnson | 830002 | 1 | [5 empty] | Removed from Ground | Gas (Historical Use) | 10000 | Bare Steel | 1994-10-07 | Galvanized Steel | Suction (American)
ADRIAN HOME BUILDERS INC | US HWY 80 EAST | ADRIAN | Johnson | 830002 | 2 | [5 empty] | Removed from Ground | Gas (Historical Use) | 10000 | Bare Steel | 1994-10-07 | Galvanized Steel | Suction (American)
JOHNSON COUNTY BOARD OF EDUCATIO | 304 LEE ST | WRIGHTSVILLE | Johnson | 830003 | 1 |  |  | FALSE |  | FALSE | Removed from Ground | Gas (Historical Use) | 10000 | Bare Steel | 1967-01-20 | Galvanized Steel
JOHNSON COUNTY BOARD OF EDUCATIO | 304 LEE ST | WRIGHTSVILLE | Johnson | 830003 | 2 | Flapper Valve | 1990-09-18 | FALSE | 1990-09-18 | FALSE | Currently in Use | Diesel | 12000 | Galvanic (STIP-3) | 1990-09-23 | Galvanized Steel | Safe Suction (Euro)
JOHNSON COUNTY BOARD OF EDUCATIO | 304 LEE ST | WRIGHTSVILLE | Johnson | 830003 | 3 | Flapper Valve | 1990-09-18 | FALSE | 1990-09-18 | FALSE | Currently in Use | Regular | 5000 | Galvanic (STIP-3) | 1990-09-23 | Galvanized Steel | Safe Suction (Euro)
ITT | US HWY 78 SOUTH | WRIGHTSVILLE | Johnson | 830004 | 1 | [5 empty] | Removed from Ground | Diesel | 1000 | Bare Steel | 1972-04-24 | Galvanized Steel
The Penny Saver | 564 KIGHT ST | KITE | Johnson | 830006 | 1 | Flapper Valve | 1997-04-01 | FALSE | 1997-04-01 | FALSE | Currently in Use | Gas (Historical Use) | 4000 | Steel-Impressed Current | 1984-04-30 | Steel (Impressed Current) | Pressurized
The Penny Saver | 564 KIGHT ST | KITE | Johnson | 830006 | 2 | Flapper Valve | 1997-04-01 | FALSE | 1997-04-01 | FALSE | Currently in Use | Gas (Historical Use) | 4000 | Steel-Impressed Current | 1984-04-30 | Steel (Impressed Current) | Pressurized
The Penny Saver | 564 KIGHT ST | KITE | Johnson | 830006 | 3 | Flapper Valve | 1997-04-01 | FALSE | 1997-04-01 | FALSE | Currently in Use | Gas (Historical Use) | 4000 | Steel-Impressed Current | 1984-04-30 | Steel (Impressed Current) | Pressurized
The Penny Saver | 564 KIGHT ST | KITE | Johnson | 830006 | 4 | Flapper Valve | 1997-04-01 | FALSE | 1997-04-01 | FALSE | Currently in Use | Gas (Historical Use) | 4000 | Steel-Impressed Current | 1984-04-30 | Steel (Impressed Current) | Pressurized
The Penny Saver | 564 KIGHT ST | KITE | Johnson | 830006 | 5 | Flapper Valve | 1997-04-01 | FALSE | 1997-04-01 | FALSE | Currently in Use | Gas (Historical Use) | 4000 | Steel-Impressed Current | 1984-04-30 | Steel (Impressed Current) | Pressurized
DALES AMOCO | 203 MARCUS ST | WRIGHTSVILLE | Johnson | 830010 | 1 |  |  | FALSE |  | FALSE | Removed from Ground | Gas (Historical Use) | 5750 | Bare Steel | 1948-05-15 | Galvanized Steel | Suction (American)
DALES AMOCO | 203 MARCUS ST | WRIGHTSVILLE | Johnson | 830010 | 2 |  |  | FALSE |  | FALSE | Removed from Ground | Gas (Historical Use) | 5750 | Bare Steel | 1948-05-15 | Galvanized Steel | Suction (American)
DALES AMOCO | 203 MARCUS ST | WRIGHTSVILLE | Johnson | 830010 | 3 |  |  | FALSE |  | FALSE | Removed from Ground | Gas (Historical Use) | 2000 | Bare Steel | 1976-05-08 | Galvanized Steel | Suction (American)
DALES AMOCO | 203 MARCUS ST | WRIGHTSVILLE | Johnson | 830010 | 4 |  |  | FALSE |  | FALSE | Removed from Ground | Diesel | 1060 | Bare Steel | 1984-05-06 | Galvanized Steel | Suction (American)
DALES AMOCO | 203 MARCUS ST | WRIGHTSVILLE | Johnson | 830010 | 5 |  | 1998-12-01 | FALSE | 1998-12-01 | FALSE | Removed from Ground | Gas (Historical Use) | 10000 | Fiberglass | 1998-12-01 | Fiberglass Reinforced Plastic | Pressurized
DALES AMOCO | 203 MARCUS ST | WRIGHTSVILLE | Johnson | 830010 | 6 |  | 1998-12-01 | FALSE | 1998-12-01 | FALSE | Removed from Ground | Gas (Historical Use) | 10000 | Fiberglass | 1998-12-01 | Fiberglass Reinforced Plastic | Pressurized
EAST OIL | WRIGHTSVILLE | WRIGHTSVILLE | Johnson | 830019 | 1 | [5 empty] | Removed from Ground | Diesel | 20000 | Bare Steel | 1979-05-10 | Galvanized Steel
EAST OIL | WRIGHTSVILLE | WRIGHTSVILLE | Johnson | 830019 | 2 | [5 empty] | Removed from Ground | Gas (Historical Use) | 20000 | Bare Steel | 1979-05-10 | Galvanized Steel
EAST OIL | WRIGHTSVILLE | WRIGHTSVILLE | Johnson | 830019 | 3 | [5 empty] | Removed from Ground | Gas (Historical Use) | 20000 | Bare Steel | 1979-05-10 | Galvanized Steel
EAST OIL | WRIGHTSVILLE | WRIGHTSVILLE | Johnson | 830019 | 4 | [5 empty] | Removed from Ground | Gas (Historical Use) | 20000 | Bare Steel | 1979-05-10 | Galvanized Steel
NO FACILITY NAME GIVEN | NORTH MARCUS | WRIGHTSVILLE | Johnson | 830021 | 1 | [5 empty] | Removed from Ground | Gas (Historical Use) | 6800 | Bare Steel |  | Galvanized Steel
NO FACILITY NAME GIVEN | NORTH MARCUS | WRIGHTSVILLE | Johnson | 830021 | 2 | [5 empty] | Removed from Ground | Gas (Historical Use) | 3000 | Bare Steel |  | Galvanized Steel
LEES SERVICE STATION | 580 KIGHT ST (GA HWY 57) | KITE | Johnson | 830024 | 1 |  |  | FALSE |  | FALSE | Removed from Ground | Gas (Historical Use) | 1000 | Bare Steel | 1961-05-06 | Galvanized Steel | Suction (American)
LEES SERVICE STATION | 580 KIGHT ST (GA HWY 57) | KITE | Johnson | 830024 | 2 |  |  | FALSE |  | FALSE | Removed from Ground | Gas (Historical Use) | 1000 | Bare Steel | 1961-05-06 | Galvanized Steel | Suction (American)
LEES SERVICE STATION | 580 KIGHT ST (GA HWY 57) | KITE | Johnson | 830024 | 3 |  |  | FALSE |  | FALSE | Removed from Ground | Gas (Historical Use) | 1000 | Bare Steel | 1981-05-01 | Galvanized Steel | Suction (American)
LEES SERVICE STATION | 580 KIGHT ST (GA HWY 57) | KITE | Johnson | 830024 | 4 |  |  | FALSE |  | FALSE | Removed from Ground | Diesel | 1000 | Bare Steel | 1981-05-01 | Galvanized Steel | Suction (American)
LEES SERVICE STATION | 580 KIGHT ST (GA HWY 57) | KITE | Johnson | 830024 | 5 | Flapper Valve | 1998-12-21 | FALSE | 1998-12-21 | FALSE | Currently in Use | Regular | 4000 | Epoxy | 1981-05-01 | Fiberglass Reinforced Plastic | Pressurized
LEES SERVICE STATION | 580 KIGHT ST (GA HWY 57) | KITE | Johnson | 830024 | 6 | Flapper Valve | 1998-12-01 | FALSE | 1998-12-01 | FALSE | Currently in Use | Premium | 2000 | Composite | 1998-12-01 | Fiberglass Reinforced Plastic | Pressurized
LEES SERVICE STATION | 580 KIGHT ST (GA HWY 57) | KITE | Johnson | 830024 | 7 | Flapper Valve | 1998-12-01 | FALSE | 1998-12-01 | FALSE | Currently in Use | Diesel | 2000 | Composite | 1998-12-01 | Fiberglass Reinforced Plastic | Pressurized
KITE KWIK STOP | 877 GA HWY 57 | KITE | Johnson | 830025 | 1 |  |  | FALSE |  | FALSE | Closed in Ground | Gas (Historical Use) | 2000 | Bare Steel | 1999-12-15 | Galvanized Steel
KITE KWIK STOP | 877 GA HWY 57 | KITE | Johnson | 830025 | 2 |  |  | FALSE |  | FALSE | Closed in Ground | Gas (Historical Use) | 560 | Bare Steel | 1999-12-15 | Galvanized Steel
KITE KWIK STOP | 877 GA HWY 57 | KITE | Johnson | 830025 | 4A | Flapper Valve | 1998-12-22 | FALSE | 1998-12-22 | FALSE | Temporarily out of use | Gas (Historical Use) | 2000 | Composite | 1998-12-01 | Fiberglass Reinforced Plastic | Safe Suction (Euro)
KITE KWIK STOP | 877 GA HWY 57 | KITE | Johnson | 830025 | 4B | Flapper Valve | 1998-12-22 | FALSE | 1998-12-22 | FALSE | Temporarily out of use | Gas (Historical Use) | 1000 | Composite | 1998-12-01 | Fiberglass Reinforced Plastic | Safe Suction (Euro)
FLASH FOODS #08 | 213 N MARCUS | WRIGHTSVILLE | Johnson | 830026 | 1 |  | 1996-02-14 | FALSE | 1996-02-14 | FALSE | Removed from Ground | Gas (Historical Use) | 10000 | Steel-Impressed Current | 1979-05-09 | Fiberglass Reinforced Plastic | Pressurized
FLASH FOODS #08 | 213 N MARCUS | WRIGHTSVILLE | Johnson | 830026 | 2 |  | 1996-02-14 | FALSE | 1996-02-14 | FALSE | Removed from Ground | Gas (Historical Use) | 10000 | Steel-Impressed Current | 1979-05-09 | Fiberglass Reinforced Plastic | Pressurized
FLASH FOODS #08 | 213 N MARCUS | WRIGHTSVILLE | Johnson | 830026 | 3 |  | 1996-02-14 | FALSE | 1996-02-14 | FALSE | Removed from Ground | Gas (Historical Use) | 10000 | Steel-Impressed Current | 1979-05-09 | Fiberglass Reinforced Plastic | Pressurized
FLASH FOODS #08 | 213 N MARCUS | WRIGHTSVILLE | Johnson | 830026 | 4 | Flapper Valve | 2001-10-16 | FALSE | 2001-10-16 | TRUE | Currently in Use | Regular | 12000 | Composite Double Walled | 2001-10-16 | Double-Walled Flex | Pressurized
FLASH FOODS #08 | 213 N MARCUS | WRIGHTSVILLE | Johnson | 830026 | 5 | Flapper Valve | 2001-10-16 | FALSE | 2001-10-16 | TRUE | Currently in Use | Premium | 10000 | Composite Double Walled | 2001-10-16 | Double-Walled Flex | Pressurized
BELLVIEW INC | INDUSTRIAL BLVD | WRIGHTVILLE | Johnson | 830027 | 1 | [5 empty] | Removed from Ground | Other | 500 | Bare Steel | 1998-05-01 | Galvanized Steel
BELLVIEW INC | INDUSTRIAL BLVD | WRIGHTVILLE | Johnson | 830027 | 2 | [5 empty] | Removed from Ground | Gas (Historical Use) | 3000 | Bare Steel | 1998-05-01 | Galvanized Steel
BELLVIEW INC | INDUSTRIAL BLVD | WRIGHTVILLE | Johnson | 830027 | 3 | [5 empty] | Removed from Ground | Other | 1000 | Bare Steel | 1998-05-01 | Galvanized Steel
BELLVIEW INC | INDUSTRIAL BLVD | WRIGHTVILLE | Johnson | 830027 | 4 | [5 empty] | Removed from Ground | Diesel | 10000 | Bare Steel | 1999-03-25 | Galvanized Steel
CHARLES WALKER SVC STA | 202 WEST ELM | WRIGHTSVILLE | Johnson | 830030 | 1 | [5 empty] | Removed from Ground | Gas (Historical Use) | 8000 | Bare Steel | 1973-05-11 | Galvanized Steel | Suction (American)
CHARLES WALKER SVC STA | 202 WEST ELM | WRIGHTSVILLE | Johnson | 830030 | 2 | [5 empty] | Removed from Ground | Gas (Historical Use) | 6831 | Bare Steel | 1999-11-01 | Galvanized Steel | Suction (American)
CHARLES WALKER SVC STA | 202 WEST ELM | WRIGHTSVILLE | Johnson | 830030 | 3 | [5 empty] | Removed from Ground | Gas (Historical Use) | 3036 | Bare Steel | 1999-11-01 | Galvanized Steel | Suction (American)
CHARLES WALKER SVC STA | 202 WEST ELM | WRIGHTSVILLE | Johnson | 830030 | 4 | [5 empty] | Removed from Ground | Diesel | 550 | Bare Steel | 1999-11-01 | Galvanized Steel | Gravity Fed
NEWSOME OIL COMPANY | 2576 EAST ELM ST | WRIGHTSVILLE | Johnson | 10002076 | 6 |  | 1998-12-01 | FALSE | 1998-12-01 | FALSE | Temporarily out of use | Gas (Historical Use) | 560 | Steel-Impressed Current | 1998-03-01 | Steel (Impressed Current) | Safe Suction (Euro)
NEWSOME OIL COMPANY | 2576 EAST ELM ST | WRIGHTSVILLE | Johnson | 10002076 | 7 | Flapper Valve | 1998-12-01 | FALSE | 1998-12-01 | FALSE | Currently in Use | E-0 | 1060 | Steel-Impressed Current | 1998-03-01 | Steel (Impressed Current) | Safe Suction (Euro)
BILLY HELTON PROPERTY | 198 WEST TRILBY STREET | WRIGHTVILLE | Johnson | 10001320 | 1 |  |  | FALSE |  | FALSE | Removed from Ground |  | 0 | Unknown
Side Track | 6680 E College St | WRIGHTSVILLE | Johnson | 10002708 | 1A | Overfill Alarm | 2017-05-26 | FALSE | 2017-05-26 | FALSE | Currently in Use | Regular | 11000 | Tank Jacket Double Walled | 2017-05-26 | Double-Walled Fiberglass | Pressurized
Side Track | 6680 E College St | WRIGHTSVILLE | Johnson | 10002708 | 1B | Overfill Alarm | 2017-05-26 | FALSE | 2017-05-26 | FALSE | Currently in Use | E-0 | 4000 | Tank Jacket Double Walled | 2017-05-26 | Double-Walled Fiberglass | Pressurized
Side Track | 6680 E College St | WRIGHTSVILLE | Johnson | 10002708 | 2 | Overfill Alarm | 2017-05-26 | FALSE | 2017-05-26 | FALSE | Currently in Use | Diesel On Road | 20000 | Tank Jacket Double Walled | 2017-05-26 | Double-Walled Fiberglass | Pressurized
GA FC/JOHNSON CO UNIT | 7781 GA HWY 15 SOUTH | WRIGHTSVILLE | Johnson | 9083001 | 1 |  | 1990-01-01 | FALSE | 1990-01-01 | FALSE | Removed from Ground | Gas (Historical Use) | 550 | Galvanic (STIP-3) | 1989-01-01 |  | Safe Suction (Euro)
GA FC/JOHNSON CO UNIT | 7781 GA HWY 15 SOUTH | WRIGHTSVILLE | Johnson | 9083001 | 2 |  | 1990-01-01 | FALSE | 1990-01-01 | FALSE | Removed from Ground | Diesel | 1000 | Galvanic (STIP-3) | 1989-01-01 |  | Safe Suction (Euro)
GA FC/JOHNSON CO UNIT | 7781 GA HWY 15 SOUTH | WRIGHTSVILLE | Johnson | 9083001 | 3 | Flapper Valve | 2008-11-24 | FALSE | 2008-11-24 | FALSE | Currently in Use | Diesel | 2500 | Fiberglass Double Walled | 2008-11-24 | Double-Walled Fiberglass | Safe Suction (Euro)
GA DOT #10220 JOHN SON CO MAINT | HWY 57/RT 3 1/2 MI EAST OF SR 15 | WRIGHTSVILLE | Johnson | 9083002 | 10220-1 | [5 empty] | Removed from Ground | Gas (Historical Use) | 500 | Bare Steel | 1966-05-04 | Unknown
GA DOT #10220 JOHN SON CO MAINT | HWY 57/RT 3 1/2 MI EAST OF SR 15 | WRIGHTSVILLE | Johnson | 9083002 | 220D1 | [5 empty] | Removed from Ground | Diesel | 2000 | Cathodically Protected Steel | 1989-01-01 | Galvanized Steel | Suction (American)
GA DOT #10220 JOHN SON CO MAINT | HWY 57/RT 3 1/2 MI EAST OF SR 15 | WRIGHTSVILLE | Johnson | 9083002 | 220G1 | [5 empty] | Removed from Ground | Gas (Historical Use) | 1000 | Bare Steel | 1984-04-29 | Galvanized Steel | Suction (American)
WRIGHTSVILLE FOOD MART | 328 WEST TRILBY ST | WRIGHTSVILLE | Johnson | 9083003 | 1 |  | 1998-05-20 | FALSE | 1998-05-20 | FALSE | Temporarily out of use | Gas (Historical Use) | 8000 | Steel-Impressed Current | 1982-05-01 | Steel (Impressed Current) | Pressurized
WRIGHTSVILLE FOOD MART | 328 WEST TRILBY ST | WRIGHTSVILLE | Johnson | 9083003 | 2 |  | 1998-05-20 | FALSE | 1998-05-20 | FALSE | Temporarily out of use | Gas (Historical Use) | 8000 | Steel-Impressed Current | 1982-05-01 | Steel (Impressed Current) | Pressurized
WRIGHTSVILLE FOOD MART | 328 WEST TRILBY ST | WRIGHTSVILLE | Johnson | 9083003 | 3 |  | 1998-05-20 | FALSE | 1998-05-20 | FALSE | Temporarily out of use | Gas (Historical Use) | 3000 | Steel-Impressed Current | 1982-05-01 | Steel (Impressed Current) | Pressurized
WRIGHTSVILLE FOOD MART | 328 WEST TRILBY ST | WRIGHTSVILLE | Johnson | 9083003 | 4 |  | 1998-05-20 | FALSE | 1998-05-20 | FALSE | Temporarily out of use | Diesel | 3000 | Steel-Impressed Current | 1982-05-01 | Steel (Impressed Current) | Pressurized
AMEE'S QUICK MART | 8525 S MARCUS ST | WRIGHTSVILLE | Johnson | 9083004 | 1 | Flapper Valve | 1990-04-03 | FALSE | 1990-04-03 | FALSE | Currently in Use | Gas (Historical Use) | 8000 | Galvanic (STIP-3) | 1990-04-03 | Fiberglass Reinforced Plastic | Pressurized
AMEE'S QUICK MART | 8525 S MARCUS ST | WRIGHTSVILLE | Johnson | 9083004 | 2 | Flapper Valve | 1990-04-03 | FALSE | 1990-04-03 | FALSE | Currently in Use | Regular | 8000 | Galvanic (STIP-3) | 1990-04-03 | Fiberglass Reinforced Plastic | Pressurized
JET STORE #47 | 8626 S MARCUS ST GEORGIA HWY 15 | WRIGHTSVILLE | Johnson | 9083005 | 1 |  | 1998-03-01 | FALSE | 1992-06-15 | FALSE | Currently in Use | Regular | 8000 | Galvanic (STIP-3) | 1991-01-01 | Galvanized Steel | Pressurized
JET STORE #47 | 8626 S MARCUS ST GEORGIA HWY 15 | WRIGHTSVILLE | Johnson | 9083005 | 2 | Flapper Valve | 1998-03-01 | FALSE | 1998-03-01 | FALSE | Currently in Use | Premium | 6000 | Galvanic (STIP-3) | 1991-01-01 | Galvanized Steel | Pressurized
JET STORE #47 | 8626 S MARCUS ST GEORGIA HWY 15 | WRIGHTSVILLE | Johnson | 9083005 | 3 | Flapper Valve | 1998-03-01 | FALSE | 1992-06-15 | FALSE | Currently in Use | Plus | 6000 | Galvanic (STIP-3) | 1991-01-01 | Galvanized Steel | Pressurized
NEWSOME OIL CO | 44 SOUTH VALLEY ST | WRIGHTSVILLE | Johnson | 9083006 | 1 | Flapper Valve | 1998-12-01 | FALSE | 1998-12-01 | FALSE | Currently in Use | Diesel Off Road | 10000 | Steel-Impressed Current | 1963-01-01 | Steel (Impressed Current) | Suction (American)
NEWSOME OIL CO | 44 SOUTH VALLEY ST | WRIGHTSVILLE | Johnson | 9083006 | 2 | Flapper Valve | 1998-12-01 | FALSE | 1998-12-01 | FALSE | Currently in Use | Diesel On Road | 10000 | Steel-Impressed Current | 1963-01-01 | Steel (Impressed Current) | Suction (American)
NEWSOME OIL CO | 44 SOUTH VALLEY ST | WRIGHTSVILLE | Johnson | 9083006 | 3 | Flapper Valve | 1998-12-01 | FALSE | 1998-12-01 | FALSE | Currently in Use | E-0 | 10000 | Steel-Impressed Current | 1963-01-01 | Steel (Impressed Current) | Suction (American)
NEWSOME OIL CO | 44 SOUTH VALLEY ST | WRIGHTSVILLE | Johnson | 9083006 | 4 |  | 1998-12-01 | FALSE | 1998-12-01 | FALSE | Removed from Ground | Gas (Historical Use) | 3000 | Steel-Impressed Current | 1963-01-01 |  | Suction (American)
NEWSOME OIL CO | 44 SOUTH VALLEY ST | WRIGHTSVILLE | Johnson | 9083006 | 5 |  | 1998-12-01 | FALSE | 1998-12-01 | FALSE | Removed from Ground | Gas (Historical Use) | 1000 | Steel-Impressed Current | 1963-01-01 |  | Suction (American)
CLAUDE ANDERSON | RT 1 HWY 57 | KITE | Johnson | 9083009 | 1 | [5 empty] | Closed in Ground | Gas (Historical Use) | 560 | Bare Steel | 1999-01-19 | Bare Steel | Suction (American)
JET FOOD STORE #3 | 8292 S MARCUS ST | WRIGHTSVILLE | Johnson | 9083010 | 1 | Flapper Valve | 1997-07-01 | FALSE | 1997-07-01 | FALSE | Currently in Use | Plus | 6000 | Steel-Impressed Current | 1976-01-01 | Fiberglass Reinforced Plastic | Pressurized
JET FOOD STORE #3 | 8292 S MARCUS ST | WRIGHTSVILLE | Johnson | 9083010 | 2 | Flapper Valve | 1997-07-01 | FALSE | 1997-07-01 | FALSE | Currently in Use | Regular | 6000 | Steel-Impressed Current | 1976-01-01 | Fiberglass Reinforced Plastic | Safe Suction (Euro)
JET FOOD STORE #3 | 8292 S MARCUS ST | WRIGHTSVILLE | Johnson | 9083010 | 3 | Flapper Valve | 1997-07-01 | FALSE | 1997-07-01 | FALSE | Currently in Use | Regular | 6000 | Steel-Impressed Current | 1976-01-01 | Fiberglass Reinforced Plastic | Suction (American)
JET FOOD STORE #3 | 8292 S MARCUS ST | WRIGHTSVILLE | Johnson | 9083010 | 4 | Flapper Valve | 2011-03-16 | FALSE | 2011-03-11 | FALSE | Currently in Use | Diesel | 6000 | Composite Double Walled | 2008-06-26 | Double-Walled Flex | Pressurized
COLSTONS GROCERY | CORNER MONTGOMERY & RAILROAD STR | KITE | Johnson | 9083011 | 1 |  | 1991-01-01 |  | 1991-01-01 |  | Removed from Ground | Gas (Historical Use) | 1000 | Cathodically Protected Steel | 1991-01-01 | Fiberglass Reinforced Plastic | Suction (American)
COLSTONS GROCERY | CORNER MONTGOMERY & RAILROAD STR | KITE | Johnson | 9083011 | 2 |  | 1991-01-01 |  | 1991-01-01 |  | Removed from Ground | Gas (Historical Use) | 2000 | Cathodically Protected Steel | 1991-01-01 | Fiberglass Reinforced Plastic | Suction (American)
COLSTONS GROCERY | CORNER MONTGOMERY & RAILROAD STR | KITE | Johnson | 9083011 | 3 |  | 1991-01-01 |  | 1991-01-01 |  | Permanently Out Of Use | Gas (Historical Use) | 1000 | Cathodically Protected Steel | 1991-01-01 | Fiberglass Reinforced Plastic | Suction (American)
VACANT LOT | 201 WEST TRIBLY ST | WRIGHTSVILLE | Johnson | 9083012 | 1 | [5 empty] | Removed from Ground | Gas (Historical Use) | 0 | Not Marked/Unknown | 1997-03-14 | Not Marked
NORFOLK SOUTHERN CORPORATION | 502 S MARCUS STREET | WRIGHTSVILLE | Johnson | 9083013 | 1 | [5 empty] | Removed from Ground | Gas (Historical Use) | 500 | Bare Steel | 1950-01-01 | Bare Steel | Pressurized
ADRIAN MOTOR MATE | GA HWY 15 & US HWY 80 | ADRIAN | Johnson | 9053221 | 1 |  | 1995-01-01 | FALSE | 1995-01-01 | FALSE | Temporarily out of use | Gas (Historical Use) | 8000 | Steel-Impressed Current | 1980-12-01 |  | Pressurized
ADRIAN MOTOR MATE | GA HWY 15 & US HWY 80 | ADRIAN | Johnson | 9053221 | 2 |  | 1995-01-01 | FALSE | 1995-01-01 | FALSE | Temporarily out of use | Gas (Historical Use) | 4000 | Steel-Impressed Current | 1980-12-01 |  | Pressurized
ADRIAN MOTOR MATE | GA HWY 15 & US HWY 80 | ADRIAN | Johnson | 9053221 | 3 |  |  | FALSE |  | FALSE | Closed in Ground | Empty | 4000 | Bare Steel | 1980-12-01 | Bare Steel | Pressurized
JOHNSON STATE PRISON | 290 DONOVAN RD | WRIGHTSVILLE | Johnson | 9830001 | 1 | Flapper Valve | 1998-09-30 | FALSE | 1998-09-30 | FALSE | Currently in Use | Diesel | 10000 | Fiberglass | 1991-01-01 | Fiberglass Reinforced Plastic | Safe Suction (Euro)
JOHNSON STATE PRISON | 290 DONOVAN RD | WRIGHTSVILLE | Johnson | 9830001 | 2 | [5 empty] | Removed from Ground | Diesel | 2500 | Double Walled | 1991-01-01 | Fiberglass Reinforced Plastic | Pressurized
JOHNSON STATE PRISON | 290 DONOVAN RD | WRIGHTSVILLE | Johnson | 9830001 | 3 | [5 empty] | Removed from Ground | Gas (Historical Use) | 10000 | Double Walled | 1993-07-20 | Fiberglass Reinforced Plastic | Pressurized
JOHNSON STATE PRISON | 290 DONOVAN RD | WRIGHTSVILLE | Johnson | 9830001 | 4 | [5 empty] | Removed from Ground | Diesel | 2500 | Marked Unknown | 1998-09-08 | Unknown | Suction (American)
JOHNSON STATE PRISON | 290 DONOVAN RD | WRIGHTSVILLE | Johnson | 9830001 | 5 | Flapper Valve | 1998-09-30 | FALSE | 1998-09-30 | FALSE | Currently in Use | Regular | 2500 | Fiberglass Double Walled | 1998-09-08 | Fiberglass Reinforced Plastic | Safe Suction (Euro)
JOHNSON STATE PRISON | 290 DONOVAN RD | WRIGHTSVILLE | Johnson | 9830001 | 6 | Flapper Valve | 1998-09-30 | FALSE | 1998-09-30 | FALSE | Currently in Use | Diesel | 1000 | Fiberglass Double Walled | 1998-09-30 | Fiberglass Reinforced Plastic | Safe Suction (Euro)
J F MADDOX - MADDOX GROCERY | 2982 UPPER RIVER RD | MACON | Jones | 9084001 | 1 | [5 empty] | Removed from Ground | Gas (Historical Use) | 4000 | Marked Unknown | 1991-06-18 | Bare Steel | Suction (American)
J F MADDOX - MADDOX GROCERY | 2982 UPPER RIVER RD | MACON | Jones | 9084001 | 2 | [5 empty] | Removed from Ground | Other | 6000 | Marked Unknown | 1991-06-18 | Bare Steel
TRIBBLE'S GAS STATION | RT 2 GA HWY 18 WEST | GRAY | Jones | 9084002 | 1 | [5 empty] | Temporarily out of use | Other | 500 | Marked Unknown |  | Unknown
NORFOLK SOUTHERN RAILWAY | US HWY 129 & RAILROAD ST | GRAY | Jones | 9084003 | 1 | [5 empty] | Removed from Ground | Gas (Historical Use) | 1000 | Marked Unknown | 1990-01-01 | Unknown
NORFOLK SOUTHERN RAILWAY | US HWY 129 & RAILROAD ST | GRAY | Jones | 9084003 | 2 | [5 empty] | Removed from Ground | Gas (Historical Use) | 1000 | Marked Unknown | 1990-01-01 | Unknown
NORFOLK SOUTHERN RAILWAY | US HWY 129 & RAILROAD ST | GRAY | Jones | 9084003 | 3 | [5 empty] | Removed from Ground | Diesel | 2000 | Marked Unknown | 1990-01-01 | Unknown
NORFOLK SOUTHERN RAILWAY | US HWY 129 & RAILROAD ST | GRAY | Jones | 9084003 | 4 |  |  | TRUE |  | TRUE | Removed from Ground | Used Oil | 500 | Marked Unknown | 1990-01-01 | Unknown
US FOREST SERV/HILLSBORO WORK CE | TURNER RD | HILLSBORO | Jones | 9084004 | 1 | [5 empty] | Removed from Ground | Diesel | 500 | Bare Steel | 1968-01-01 | Galvanized Steel
US FOREST SERV/HILLSBORO WORK CE | TURNER RD | HILLSBORO | Jones | 9084004 | 2 | [5 empty] | Removed from Ground | Gas (Historical Use) | 1000 | Bare Steel | 1968-01-01 | Galvanized Steel
JONES CO UNIT | 314 JULIETTE-Round Oak RD | ROUND OAK | Jones | 9084006 | 1 | [5 empty] | Removed from Ground | Empty | 2000 | Bare Steel | 1975-01-01 | Galvanized Steel
JONES CO UNIT | 314 JULIETTE-Round Oak RD | ROUND OAK | Jones | 9084006 | 2 | [5 empty] | Removed from Ground | Empty | 560 | Bare Steel | 1955-01-01 | Galvanized Steel
JONES CO UNIT | 314 JULIETTE-Round Oak RD | ROUND OAK | Jones | 9084006 | 3 | [5 empty] | Removed from Ground | Empty | 2000 | Cathodically Protected Steel | 1988-01-01 | Cathodically Protected
JONES CO UNIT | 314 JULIETTE-Round Oak RD | ROUND OAK | Jones | 9084006 | 4 |  | 1990-01-01 |  | 1990-01-01 |  | Removed from Ground | Gas (Historical Use) | 2000 | Galvanic (STIP-3) | 1989-01-01 | Cathodically Protected | Safe Suction (Euro)
JONES CO UNIT | 314 JULIETTE-Round Oak RD | ROUND OAK | Jones | 9084006 | 5 |  | 1990-01-01 |  | 1990-01-01 |  | Removed from Ground | Diesel | 1000 | Galvanic (STIP-3) | 1990-01-01 | Cathodically Protected | Safe Suction (Euro)
JONES CO UNIT | 314 JULIETTE-Round Oak RD | ROUND OAK | Jones | 9084006 | 6 | Flapper Valve | 2003-02-26 | FALSE | 2003-02-26 | FALSE | Currently in Use | Regular | 2500 | Fiberglass Double Walled | 2003-06-26 | Fiberglass Reinforced Plastic | Safe Suction (Euro)
JONES CO UNIT | 314 JULIETTE-Round Oak RD | ROUND OAK | Jones | 9084006 | 7 | Flapper Valve | 2003-02-26 | FALSE | 2003-02-26 | FALSE | Currently in Use | Diesel | 2500 | Fiberglass Double Walled | 2003-02-26 | Fiberglass Reinforced Plastic | Safe Suction (Euro)
AGGREGATES USA LLC | 1263 LITE & TIE RD | MACON | Jones | 9084007 | 56 |  | 1989-01-04 |  | 1989-01-04 |  | Removed from Ground | Diesel | 20000 | Galvanic (STIP-3) | 1989-01-04 | Fiberglass Reinforced Plastic | Pressurized
AGGREGATES USA LLC | 1263 LITE & TIE RD | MACON | Jones | 9084007 | 64 |  | 1989-01-04 |  | 1989-01-04 |  | Removed from Ground | Gas (Historical Use) | 4000 | Galvanic (STIP-3) | 1989-01-04 | Fiberglass Reinforced Plastic | Pressurized
AGGREGATES USA LLC | 1263 LITE & TIE RD | MACON | Jones | 9084007 | 1 |  | 2012-05-01 | FALSE | 2012-05-01 | FALSE | Currently in Use | Diesel Off Road | 20000 | Composite Double Walled | 2012-05-01 | Double-Walled Flex | Pressurized
AGGREGATES USA LLC | 1263 LITE & TIE RD | MACON | Jones | 9084007 | 2 |  | 2012-05-01 | FALSE | 2012-05-01 | FALSE | Currently in Use | Regular | 4000 | Composite Double Walled | 2012-05-01 | Double-Walled Flex | Pressurized
REEVES CONSTRUCTION CO | 2500 GRAY HWY | MACON | Jones | 9084008 | 1 | Flapper Valve | 1996-12-13 | FALSE | 1996-12-13 | FALSE | Currently in Use | Regular | 10000 | Galvanic (STIP-3) | 1988-01-01 |  | Pressurized
REEVES CONSTRUCTION CO | 2500 GRAY HWY | MACON | Jones | 9084008 | 2 | Flapper Valve | 1996-12-13 | FALSE | 1996-12-13 | FALSE | Currently in Use | Diesel | 10000 | Galvanic (STIP-3) | 1988-01-01 |  | Pressurized
OSAN CARD LOCK #4 | 2496 GRAY HWY | MACON | Jones | 9084010 | 42 | Flapper Valve | 1996-11-22 | FALSE | 1996-11-22 | FALSE | Currently in Use | Plus | 4010 | Steel-Impressed Current | 1989-01-01 | Fiberglass Reinforced Plastic | Pressurized
OSAN CARD LOCK #4 | 2496 GRAY HWY | MACON | Jones | 9084010 | 43 | Flapper Valve | 1996-11-22 | FALSE | 1996-11-22 | FALSE | Currently in Use | Diesel | 12000 | Steel-Impressed Current | 1989-01-01 | Fiberglass Reinforced Plastic | Pressurized
RIVER NORTH CC INC | 1 RIVER NORTH BLVD | MACON | Jones | 9084011 | 1 | [5 empty] | Permanently Out of Use - historical purposes | Gas (Historical Use) | 1000 | Bare Steel | 1977-01-01 | Galvanized Steel
RIVER NORTH CC INC | 1 RIVER NORTH BLVD | MACON | Jones | 9084011 | 2 | [5 empty] | Permanently Out of Use - historical purposes | Gas (Historical Use) | 2000 | Bare Steel | 1977-01-01 | Galvanized Steel
RIVER NORTH CC INC | 1 RIVER NORTH BLVD | MACON | Jones | 9084011 | 3 | [5 empty] | Permanently Out of Use - historical purposes | Diesel | 550 | Bare Steel | 1977-01-01 | Galvanized Steel
CENTRAL OF GA RR | CLINTON ST | GRAY | Jones | 9084012 | 1 | [5 empty] | Removed from Ground | Gas (Historical Use) | 2000 | Not Marked/Unknown |  | Not Marked
CENTRAL OF GA RR | CLINTON ST | GRAY | Jones | 9084012 | 2 | [5 empty] | Removed from Ground | Gas (Historical Use) | 1000 | Not Marked/Unknown |  | Not Marked
CENTRAL OF GA RR | CLINTON ST | GRAY | Jones | 9084012 | 3 | [5 empty] | Removed from Ground | Gas (Historical Use) | 1000 | Not Marked/Unknown |  | Not Marked
CENTRAL OF GA RR | CLINTON ST | GRAY | Jones | 9084012 | 4 |  |  | TRUE |  | TRUE | Removed from Ground | Used Oil | 250 | Not Marked/Unknown |  | Not Marked
THE CROSSING FOOD MART | 104 EATONTON HWY | GRAY | Jones | 9084013 | 1 | Flapper Valve | 1997-09-29 | FALSE | 1988-10-24 | TRUE | Currently in Use | Regular | 8000 | Steel-Impressed Current | 1978-01-01 | Fiberglass Reinforced Plastic | Pressurized
THE CROSSING FOOD MART | 104 EATONTON HWY | GRAY | Jones | 9084013 | 2 | Flapper Valve | 1997-09-29 | FALSE | 1988-10-24 | TRUE | Currently in Use | Plus | 8000 | Steel-Impressed Current | 1978-01-01 | Fiberglass Reinforced Plastic | Pressurized
THE CROSSING FOOD MART | 104 EATONTON HWY | GRAY | Jones | 9084013 | 3 | Flapper Valve | 1997-09-29 | FALSE | 1988-10-24 | TRUE | Removed from Ground |  | 5000 | Steel-Impressed Current | 1983-01-01 | Fiberglass Reinforced Plastic | Pressurized
MS BETTYS CORNER STORE | 115 BOWEN HILL RD | HADDOCK | Jones | 9084014 | 1 | Flapper Valve | 1999-05-28 | FALSE | 1999-05-28 | FALSE | Temporarily out of use | Gas (Historical Use) | 4000 | Steel-Impressed Current | 1982-01-01 | Steel (Impressed Current) | Suction (American)
MS BETTYS CORNER STORE | 115 BOWEN HILL RD | HADDOCK | Jones | 9084014 | 2 | Flapper Valve | 1999-05-28 | FALSE | 1999-05-28 | FALSE | Temporarily out of use | Diesel | 3000 | Steel-Impressed Current | 1982-01-01 | Steel (Impressed Current) | Safe Suction (Euro)
MS BETTYS CORNER STORE | 115 BOWEN HILL RD | HADDOCK | Jones | 9084014 | 3 | Flapper Valve | 1999-05-28 | FALSE | 1999-05-28 | FALSE | Temporarily out of use | Gas (Historical Use) | 1000 | Steel-Impressed Current | 1982-01-01 | Steel (Impressed Current) | Safe Suction (Euro)
GARY'S FOOD STORE | 158 HWY 49 | MACON | Jones | 9084015 | 1 | Flapper Valve | 1998-08-12 | FALSE | 1998-08-12 | FALSE | Currently in Use | Regular | 6000 | Steel-Impressed Current | 1980-01-01 |  | Safe Suction (Euro)
GARY'S FOOD STORE | 158 HWY 49 | MACON | Jones | 9084015 | 2 | Flapper Valve | 1998-08-12 | FALSE | 1998-08-12 | FALSE | Currently in Use | Regular | 6000 | Steel-Impressed Current | 1980-01-01 |  | Safe Suction (Euro)
BERRY MOORE DVM | US 129 | GRAY | Jones | 9084017 | 1 | [5 empty] | Removed from Ground | Gas (Historical Use) | 500 | Bare Steel | 1972-01-01 | Galvanized Steel | Safe Suction (Euro)
PARMAR UNITED INC | 2810 GRAY HWY | MACON | Jones | 9084018 | 1SUPER | Flapper Valve | 1998-01-01 | FALSE | 1998-01-01 | FALSE | Currently in Use | Plus | 4000 | Steel-Impressed Current | 1985-01-01 |  | Pressurized
PARMAR UNITED INC | 2810 GRAY HWY | MACON | Jones | 9084018 | 2PLUS | Flapper Valve | 1998-01-01 | FALSE | 1998-01-01 | FALSE | Currently in Use | Premium | 4000 | Steel-Impressed Current | 1985-01-01 |  | Pressurized
PARMAR UNITED INC | 2810 GRAY HWY | MACON | Jones | 9084018 | 3NOLEAD |  | 1998-01-01 | FALSE | 1998-01-01 | FALSE | Currently in Use | Regular | 8000 | Steel-Impressed Current | 1985-01-01 |  | Pressurized
PARMAR UNITED INC | 2810 GRAY HWY | MACON | Jones | 9084018 | 4NOLEAD |  | 1998-01-01 | FALSE | 1998-01-01 | FALSE | Currently in Use | Regular | 8000 | Steel-Impressed Current | 1990-01-01 |  | Pressurized
PARMAR UNITED INC | 2810 GRAY HWY | MACON | Jones | 9084018 | 5DIESEL |  | 1998-01-01 | FALSE | 1998-01-01 | FALSE | Currently in Use | Diesel | 8000 | Steel-Impressed Current | 1986-01-01 |  | Pressurized
PARMAR UNITED INC | 2810 GRAY HWY | MACON | Jones | 9084018 | 6 | Flapper Valve | 2000-03-20 | FALSE | 2000-03-20 | FALSE | Currently in Use | Kerosene | 2000 | Composite | 2000-03-01 | Fiberglass Reinforced Plastic | Safe Suction (Euro)
City Limits Marathon | 4386 GRAY HWY. | GRAY | Jones | 9084019 | 1 |  | 1992-03-01 | FALSE | 2000-05-06 | FALSE | Removed from Ground | Used Oil | 4000 | Steel-Impressed Current | 1984-04-01 | Galvanized Steel | Pressurized
City Limits Marathon | 4386 GRAY HWY. | GRAY | Jones | 9084019 | 2 |  | 1992-03-01 | FALSE | 2000-05-06 | FALSE | Removed from Ground | Diesel | 8000 | Steel-Impressed Current | 1970-12-01 | Galvanized Steel | Pressurized
City Limits Marathon | 4386 GRAY HWY. | GRAY | Jones | 9084019 | 3 |  | 1992-03-01 | FALSE | 2000-05-06 | FALSE | Removed from Ground | Gas (Historical Use) | 4000 | Steel-Impressed Current | 1984-04-01 | Galvanized Steel | Pressurized
City Limits Marathon | 4386 GRAY HWY. | GRAY | Jones | 9084019 | 4 |  | 1992-03-01 | FALSE | 2000-05-06 | FALSE | Removed from Ground | Gas (Historical Use) | 4000 | Steel-Impressed Current | 1984-04-01 | Galvanized Steel | Pressurized
City Limits Marathon | 4386 GRAY HWY. | GRAY | Jones | 9084019 | 5 |  | 1992-03-01 | FALSE | 2000-05-06 | FALSE | Removed from Ground | Kerosene | 1000 | Steel-Impressed Current | 1998-04-01 | Steel (Impressed Current) | Safe Suction (Euro)
City Limits Marathon | 4386 GRAY HWY. | GRAY | Jones | 9084019 | 6 |  | 1992-03-01 | FALSE | 2000-05-06 | FALSE | Removed from Ground | Used Oil | 4000 | Steel-Impressed Current | 1984-04-01 | Steel (Impressed Current) | Safe Suction (Euro)
M&J FOODMART | 3402 JOYCLIFF RD | MACON | Jones | 9084021 | 1 | Flapper Valve | 1998-09-10 | FALSE | 1998-09-10 | FALSE | Temporarily out of use | Regular | 6000 | Steel-Impressed Current | 1980-01-01 |  | Safe Suction (Euro)
M&J FOODMART | 3402 JOYCLIFF RD | MACON | Jones | 9084021 | 2 |  | 1998-09-10 | FALSE | 1998-09-10 | FALSE | Temporarily out of use | Plus | 3000 | Steel-Impressed Current | 1980-01-01 |  | Safe Suction (Euro)
M&J FOODMART | 3402 JOYCLIFF RD | MACON | Jones | 9084021 | 3 | Flapper Valve | 1998-09-10 | FALSE | 1998-09-10 | FALSE | Temporarily out of use | Diesel | 3000 | Steel-Impressed Current | 1980-01-01 |  | Safe Suction (Euro)
M&J FOODMART | 3402 JOYCLIFF RD | MACON | Jones | 9084021 | 4 |  | 1998-09-10 | FALSE | 1998-09-10 | FALSE | Temporarily out of use | Diesel | 3000 | Steel-Impressed Current | 1980-01-01 |  | Safe Suction (Euro)
M&J FOODMART | 3402 JOYCLIFF RD | MACON | Jones | 9084021 | 5 | Flapper Valve | 1998-09-10 | FALSE | 1998-09-10 | FALSE | Temporarily out of use | Diesel | 4000 | Steel-Impressed Current | 1980-01-01 |  | Safe Suction (Euro)
C M MARKET | 3437 JOY CLIFF RD | MACON | Jones | 9084022 | 1 | [5 empty] | Removed from Ground | Gas (Historical Use) | 8000 | Bare Steel | 1976-10-01 | Not Marked
C M MARKET | 3437 JOY CLIFF RD | MACON | Jones | 9084022 | 2 | [5 empty] | Removed from Ground | Gas (Historical Use) | 3000 | Bare Steel | 1976-10-01 | Not Marked
C M MARKET | 3437 JOY CLIFF RD | MACON | Jones | 9084022 | 3 | [5 empty] | Removed from Ground | Gas (Historical Use) | 3000 | Bare Steel | 1976-10-01 | Not Marked
C M MARKET | 3437 JOY CLIFF RD | MACON | Jones | 9084022 | 4 | Flapper Valve | 1993-08-01 | FALSE | 1993-08-01 | FALSE | Currently in Use | Diesel | 4000 | Galvanic (STIP-3) | 1993-10-01 | Fiberglass Reinforced Plastic | Pressurized
C M MARKET | 3437 JOY CLIFF RD | MACON | Jones | 9084022 | 5A | Ball Float | 1995-10-01 | FALSE | 1995-10-01 | FALSE | Currently in Use | Premium | 8000 | Composite | 1995-10-01 | Fiberglass Reinforced Plastic | Pressurized
C M MARKET | 3437 JOY CLIFF RD | MACON | Jones | 9084022 | 5B | Ball Float | 1995-10-01 | FALSE | 1995-10-01 | FALSE | Currently in Use | Regular | 4000 | Composite | 1995-10-01 | Fiberglass Reinforced Plastic | Pressurized
C M MARKET | 3437 JOY CLIFF RD | MACON | Jones | 9084022 | 6 | Ball Float | 1995-10-01 | FALSE | 1995-10-01 | FALSE | Currently in Use | Plus | 2000 | Composite | 1995-10-01 | Fiberglass Reinforced Plastic | Pressurized
WHOLESALE TIRE & WHEEL CO | 100 W CLINTON ST | GRAY | Jones | 9084023 | 1 | [5 empty] | Removed from Ground | Gas (Historical Use) | 6000 | Bare Steel | 1981-01-01 | Galvanized Steel | Pressurized
WHOLESALE TIRE & WHEEL CO | 100 W CLINTON ST | GRAY | Jones | 9084023 | 2 | [5 empty] | Removed from Ground | Gas (Historical Use) | 6000 | Bare Steel | 1981-01-01 | Galvanized Steel | Pressurized
WHOLESALE TIRE & WHEEL CO | 100 W CLINTON ST | GRAY | Jones | 9084023 | 3 | [5 empty] | Removed from Ground | Diesel | 6000 | Bare Steel | 1981-01-01 | Galvanized Steel | Pressurized
GREENS WATER WELLS INC | 3535 GRAY HIGHWAY | GRAY | Jones | 9084030 | 1 | [5 empty] | Removed from Ground | Gas (Historical Use) | 8000 | Bare Steel | 1968-01-01 | Bare Steel
GREENS WATER WELLS INC | 3535 GRAY HIGHWAY | GRAY | Jones | 9084030 | 2 | [5 empty] | Removed from Ground | Diesel | 8000 | Bare Steel | 1968-01-01 | Bare Steel
OLD CLINTON GAS & GROCERIES | 4243 GRAY HWY | GRAY | Jones | 9084031 | 1 | Ball Float | 1993-04-01 | FALSE | 1993-04-01 | FALSE | Currently in Use | Regular | 8000 | Galvanic (STIP-3) | 1993-04-22 | Fiberglass Reinforced Plastic | Pressurized
OLD CLINTON GAS & GROCERIES | 4243 GRAY HWY | GRAY | Jones | 9084031 | 2 | Ball Float | 1993-04-01 | FALSE | 1993-04-01 | FALSE | Currently in Use | Premium | 8000 | Galvanic (STIP-3) | 1993-04-22 | Fiberglass Reinforced Plastic | Pressurized
OLD CLINTON GAS & GROCERIES | 4243 GRAY HWY | GRAY | Jones | 9084031 | 3 | Ball Float | 1993-04-01 | FALSE | 1993-04-01 | FALSE | Currently in Use | Diesel | 8000 | Galvanic (STIP-3) | 1993-04-22 | Fiberglass Reinforced Plastic | Pressurized
OLD CLINTON GAS & GROCERIES | 4243 GRAY HWY | GRAY | Jones | 9084031 | 4 | Ball Float | 1993-04-01 | FALSE | 1993-04-01 | FALSE | Currently in Use | Plus | 6000 | Galvanic (STIP-3) | 1993-04-22 | Fiberglass Reinforced Plastic | Pressurized
OLD CLINTON GAS & GROCERIES | 4243 GRAY HWY | GRAY | Jones | 9084031 | 5 | Flapper Valve | 1993-04-01 | FALSE | 1993-04-01 | FALSE | Currently in Use | Kerosene | 1000 | Galvanic (STIP-3) | 1993-04-22 | Fiberglass Reinforced Plastic | Safe Suction (Euro)
OLD CLINTON GAS & GROCERIES | 4243 GRAY HWY | GRAY | Jones | 9084031 | 6 | Flapper Valve | 1993-04-01 | FALSE | 1993-04-01 | FALSE | Currently in Use | Diesel Off Road | 6000 | Galvanic (STIP-3) | 1993-04-22 | Fiberglass Reinforced Plastic | Safe Suction (Euro)
GRAY MARATHON | 180 W CLINTON ST | GRAY | Jones | 9084033 | 1 | Ball Float | 1996-08-01 | FALSE | 1996-08-01 | FALSE | Currently in Use | Plus | 12000 | Fiberglass | 1996-08-12 | Fiberglass Reinforced Plastic | Pressurized
GRAY MARATHON | 180 W CLINTON ST | GRAY | Jones | 9084033 | 2 | Ball Float | 1996-08-01 | FALSE | 1996-08-01 | FALSE | Currently in Use | Regular | 12000 | Fiberglass | 1996-08-12 | Fiberglass Reinforced Plastic | Pressurized
ROBERTS TIMBER CO INC | 151 INDUSTRIAL BLVD | GRAY | Jones | 9084034 | 1 | Ball Float | 1997-05-01 | FALSE | 1997-05-01 | FALSE | Currently in Use | Diesel | 10000 | Galvanic (STIP-3) | 1997-05-01 | Fiberglass Reinforced Plastic | Pressurized
ROBERTS TIMBER CO INC | 151 INDUSTRIAL BLVD | GRAY | Jones | 9084034 | 2 | Ball Float | 1997-05-01 | FALSE | 1997-05-01 | FALSE | Currently in Use | Diesel Off Road | 7000 | Galvanic (STIP-3) | 1997-05-01 | Fiberglass Reinforced Plastic | Pressurized
ROBERTS TIMBER CO INC | 151 INDUSTRIAL BLVD | GRAY | Jones | 9084034 | 3 | Ball Float | 1997-05-01 | FALSE | 1997-05-01 | FALSE | Currently in Use | Regular | 3000 | Galvanic (STIP-3) | 1997-05-01 | Fiberglass Reinforced Plastic | Pressurized
JONES COUNTY BOARD OF EDUCATION | 237 RAILROAD ST | GRAY | Jones | 9084035 | 1 |  | 1996-09-13 |  | 1996-09-13 |  | Currently in Use | Diesel | 12000 | Fiberglass | 1996-09-13 | Double-Walled Fiberglass | Pressurized
JONES COUNTY BOARD OF EDUCATION | 237 RAILROAD ST | GRAY | Jones | 9084035 | 2 |  | 1996-09-13 |  | 1996-09-13 |  | Currently in Use | Gas (Historical Use) | 5000 | Fiberglass | 1996-09-13 | Double-Walled Fiberglass | Pressurized
JONES COUNTY BOARD OF EDUCATION | 237 RAILROAD ST | GRAY | Jones | 9084035 | 3 |  | 2009-01-20 | FALSE | 2009-04-20 | FALSE | Currently in Use | Diesel | 10000 | Composite Double Walled | 2009-04-20 | Double-Walled Fiberglass | Pressurized
NEWTOP LLC | 2676 GRAY HWY | MACON | Jones | 9084036 | 1 | Flapper Valve | 1997-06-01 |  | 1997-06-01 |  | Currently in Use | Gas (Historical Use) | 8000 | Steel-Impressed Current | 1980-01-01 | Steel (Impressed Current) | Pressurized
NEWTOP LLC | 2676 GRAY HWY | MACON | Jones | 9084036 | 2 | Flapper Valve | 1997-06-01 |  | 1997-06-01 |  | Currently in Use | Gas (Historical Use) | 8000 | Steel-Impressed Current | 1980-01-01 | Steel (Impressed Current) | Pressurized
NEWTOP LLC | 2676 GRAY HWY | MACON | Jones | 9084036 | 3 | Flapper Valve | 1997-06-01 |  | 1997-06-01 |  | Currently in Use | Gas (Historical Use) | 10000 | Steel-Impressed Current | 1980-01-01 | Steel (Impressed Current) | Pressurized
NEWTOP LLC | 2676 GRAY HWY | MACON | Jones | 9084036 | 4 | Flapper Valve | 1997-06-01 |  | 1997-06-01 |  | Currently in Use | Diesel | 10000 | Steel-Impressed Current | 1980-01-01 | Steel (Impressed Current) | Pressurized
NEWTOP LLC | 2676 GRAY HWY | MACON | Jones | 9084036 | 5 | Flapper Valve | 1997-06-01 |  | 1997-06-01 |  | Currently in Use | Other | 2000 | Steel-Impressed Current | 1980-01-01 | Steel (Impressed Current) | Pressurized
T & C SPEED STOP | 1495 MONTICELLO HWY | GRAY | Jones | 9084037 | 1A |  | 1999-08-27 | FALSE | 1999-08-26 | FALSE | Temporarily out of use | Gas (Historical Use) | 8000 | Composite | 1999-08-20 |  | Safe Suction (Euro)
T & C SPEED STOP | 1495 MONTICELLO HWY | GRAY | Jones | 9084037 | 1B |  | 1999-08-27 | FALSE | 1999-08-26 | FALSE | Temporarily out of use | Gas (Historical Use) | 4000 | Composite | 1999-08-20 |  | Safe Suction (Euro)
WEST GRAY BP | 295 W CLINTON ST | GRAY | Jones | 9084038 | 1 | Ball Float | 2000-08-30 | FALSE | 2000-08-30 | FALSE | Currently in Use | Regular | 12000 | Composite | 2000-08-30 | Fiberglass Reinforced Plastic | Pressurized
WEST GRAY BP | 295 W CLINTON ST | GRAY | Jones | 9084038 | 2 | Ball Float | 2000-08-30 | FALSE | 2000-08-30 | FALSE | Currently in Use | Premium | 12000 | Composite | 2000-08-30 | Fiberglass Reinforced Plastic | Pressurized
WEST GRAY BP | 295 W CLINTON ST | GRAY | Jones | 9084038 | 3 | Ball Float | 2000-08-30 | FALSE | 2000-08-30 | FALSE | Currently in Use | Diesel | 6000 | Composite | 2000-08-30 | Fiberglass Reinforced Plastic | Pressurized
Dan's BP | 1210 EATONTON HIGHWAY | GRAY | Jones | 9084039 | 1 |  | 1999-04-01 |  | 1999-04-01 |  | Currently in Use | Gas (Historical Use) | 10000 | Composite | 1999-04-01 | Double Walled | Pressurized
Dan's BP | 1210 EATONTON HIGHWAY | GRAY | Jones | 9084039 | 2 |  | 1999-04-01 |  | 1999-04-01 |  | Currently in Use | Gas (Historical Use) | 6000 | Composite | 1999-04-01 | Double Walled | Pressurized
Dan's BP | 1210 EATONTON HIGHWAY | GRAY | Jones | 9084039 | 3 |  | 2004-01-01 | FALSE | 2004-01-01 | FALSE | Currently in Use | Diesel | 10000 | Composite | 2004-01-01 |  | Pressurized
TOWN CREEK FOOD SHOP & GAS | 3061 UPPER RIVER RD | MACON | Jones | 9084040 | 1A |  | 1994-11-01 | FALSE | 1994-11-01 | FALSE | Temporarily out of use | Gas (Historical Use) | 8000 | Composite | 1994-11-01 | Double-Walled Fiberglass | Pressurized
TOWN CREEK FOOD SHOP & GAS | 3061 UPPER RIVER RD | MACON | Jones | 9084040 | 1B |  | 1994-11-01 | FALSE | 1994-11-01 | FALSE | Temporarily out of use | Gas (Historical Use) | 4000 | Composite | 1994-11-01 | Double-Walled Fiberglass | Pressurized
JONES CO SHERIFF DEPARTMENT | HWY 18 E, 123 Holmes Hawkins Dr | GRAY | Jones | 9005025 | 1 |  | 1998-01-01 |  | 1998-01-01 |  | Currently in Use | Gas (Historical Use) | 4000 | Cathodically Protected Steel | 1998-01-01 | Fiberglass Reinforced Plastic | Suction (American)
49 MINIT MART | 430 MILLEDGEVILLE RD, 711 GA-49 | MACON | Jones | 9011131 | 1 | Flapper Valve | 1990-05-31 | FALSE | 1990-05-31 | FALSE | Currently in Use | Regular | 8000 | Composite | 1990-05-31 | Fiberglass Reinforced Plastic | Pressurized
49 MINIT MART | 430 MILLEDGEVILLE RD, 711 GA-49 | MACON | Jones | 9011131 | 2 | Flapper Valve | 1990-05-31 | FALSE | 1990-05-31 | FALSE | Currently in Use | Premium | 6000 | Composite | 1990-05-31 | Fiberglass Reinforced Plastic | Pressurized
49 MINIT MART | 430 MILLEDGEVILLE RD, 711 GA-49 | MACON | Jones | 9011131 | 3 | Flapper Valve | 1990-05-31 | FALSE | 1990-05-31 | FALSE | Currently in Use | Diesel | 6000 | Composite | 1990-05-31 | Fiberglass Reinforced Plastic | Pressurized
49 MINIT MART | 430 MILLEDGEVILLE RD, 711 GA-49 | MACON | Jones | 9011131 | 4 | Flapper Valve | 1990-05-31 | FALSE | 1990-05-31 | FALSE | Currently in Use | Diesel | 6000 | Composite | 1990-05-31 | Fiberglass Reinforced Plastic | Pressurized
49 MINIT MART | 430 MILLEDGEVILLE RD, 711 GA-49 | MACON | Jones | 9011131 | 5 | Flapper Valve | 2000-04-26 | FALSE | 2000-04-26 | FALSE | Currently in Use | Diesel Off Road | 2000 | Fiberglass | 2000-04-26 | Fiberglass Reinforced Plastic | Safe Suction (Euro)
K&A | 1359 HWY 22 | HADDOCK | Jones | 9011132 | 1 | Ball Float | 1990-08-14 | FALSE | 1990-08-14 | FALSE | Currently in Use | Regular | 8000 | Lined Interior/Impressed Current | 1982-04-28 | Fiberglass Reinforced Plastic | Pressurized
K&A | 1359 HWY 22 | HADDOCK | Jones | 9011132 | 2 | Ball Float | 1990-08-14 | FALSE | 1990-08-14 | FALSE | Currently in Use | Premium | 6000 | Lined Interior/Impressed Current | 1982-04-28 | Fiberglass Reinforced Plastic | Pressurized
K&A | 1359 HWY 22 | HADDOCK | Jones | 9011132 | 3 | Ball Float | 1990-08-14 | FALSE | 1990-08-14 | FALSE | Currently in Use | Plus | 2000 | Lined Interior/Impressed Current | 1982-04-28 | Fiberglass Reinforced Plastic | Pressurized
K&A | 1359 HWY 22 | HADDOCK | Jones | 9011132 | 4 | Ball Float | 1990-08-14 | FALSE | 1990-08-14 | FALSE | Temporarily out of use | Diesel | 2000 | Lined Interior/Impressed Current | 1982-04-28 | Fiberglass Reinforced Plastic | Suction (American)
M & T GROCERY | 2578 EATONTON HWY | HADDOCK | Jones | 9117019 | 1RU |  | 1999-01-13 |  | 1999-01-13 |  | Removed from Ground | Gas (Historical Use) | 4000 | Steel-Impressed Current | 1978-03-12 | Cathodically Protected | Suction (American)
M & T GROCERY | 2578 EATONTON HWY | HADDOCK | Jones | 9117019 | 2PREM |  | 1999-01-13 |  | 1999-01-13 |  | Removed from Ground | Gas (Historical Use) | 4000 | Steel-Impressed Current | 1978-03-12 | Cathodically Protected | Suction (American)
M & T GROCERY | 2578 EATONTON HWY | HADDOCK | Jones | 9117019 | 3DIESEL |  | 1999-01-13 |  | 1999-01-13 |  | Removed from Ground | Diesel | 4000 | Steel-Impressed Current | 1978-03-12 | Cathodically Protected | Suction (American)
M & T GROCERY | 2578 EATONTON HWY | HADDOCK | Jones | 9117019 | 4DIESEL |  | 1999-01-13 |  | 1999-01-13 |  | Removed from Ground | Diesel | 4000 | Steel-Impressed Current | 1978-03-12 | Cathodically Protected | Suction (American)
M & T GROCERY | 2578 EATONTON HWY | HADDOCK | Jones | 9117019 | 5 |  | 2008-02-22 | FALSE | 2008-02-22 | FALSE | Temporarily out of use | Regular | 10000 | Fiberglass | 2007-11-27 | Fiberglass Reinforced Plastic | Pressurized
M & T GROCERY | 2578 EATONTON HWY | HADDOCK | Jones | 9117019 | 6 |  | 2008-02-22 | FALSE | 2008-02-22 | FALSE | Temporarily out of use | Premium | 10000 | Fiberglass | 2007-11-27 | Fiberglass Reinforced Plastic | Pressurized
M & T GROCERY | 2578 EATONTON HWY | HADDOCK | Jones | 9117019 | 7 |  | 2008-02-22 | FALSE | 2008-02-22 | FALSE | Temporarily out of use | Diesel | 10000 | Fiberglass | 2007-11-27 | Fiberglass Reinforced Plastic | Pressurized
INGLES MARKETS GAS EXPRESS #486 | 261 WEST CLINTON ST | GRAY | Jones | 10002282 | 1A | Flapper Valve | 2014-02-01 | FALSE | 2014-02-01 | FALSE | Currently in Use | Regular | 25000 | Fiberglass Double Walled | 2014-02-01 | Double-Walled Flex | Pressurized
INGLES MARKETS GAS EXPRESS #486 | 261 WEST CLINTON ST | GRAY | Jones | 10002282 | 1B | Flapper Valve | 2014-02-01 | FALSE | 2014-02-01 | FALSE | Currently in Use | Premium | 7000 | Fiberglass Double Walled | 2014-02-01 | Double-Walled Flex | Pressurized
INGLES MARKETS GAS EXPRESS #486 | 261 WEST CLINTON ST | GRAY | Jones | 10002282 | 2A | Flapper Valve | 2014-02-01 | FALSE | 2014-02-01 | FALSE | Currently in Use | E-10 | 5000 | Fiberglass Double Walled | 2014-02-01 | Double-Walled Flex | Pressurized
INGLES MARKETS GAS EXPRESS #486 | 261 WEST CLINTON ST | GRAY | Jones | 10002282 | 2B | Flapper Valve | 2014-02-01 | FALSE | 2014-02-01 | FALSE | Currently in Use | Diesel | 5000 | Fiberglass Double Walled | 2014-02-01 | Double-Walled Flex | Pressurized
MACON MANAGEMENT LLC | 2440 SHURLING DR | MACON | Jones | 10001093 | 1A | Ball Float | 2005-09-01 | FALSE | 2005-09-01 | FALSE | Currently in Use | Gas (Historical Use) | 15000 | Composite | 2005-09-01 | Double-Walled Flex | Pressurized
MACON MANAGEMENT LLC | 2440 SHURLING DR | MACON | Jones | 10001093 | 1B | Ball Float | 2005-09-01 | FALSE | 2005-09-01 | FALSE | Currently in Use | Gas (Historical Use) | 5000 | Composite | 2005-09-01 | Double-Walled Flex | Pressurized
MACON MANAGEMENT LLC | 2440 SHURLING DR | MACON | Jones | 10001093 | S | Ball Float | 2005-09-01 | FALSE | 2005-09-01 | FALSE | Currently in Use | Diesel | 10000 | Composite | 2005-09-01 | Double-Walled Flex | Pressurized
GOD WORSHIP CENTER | 2668 GRAY HWY | MACON | Jones | 10001411 | 1 |  |  | FALSE |  | FALSE | Closed in Ground |  | 0 | Bare Steel | 1957-01-01
GOD WORSHIP CENTER | 2668 GRAY HWY | MACON | Jones | 10001411 | 2 |  |  | FALSE |  | FALSE | Closed in Ground |  | 0 | Bare Steel | 1957-01-01
GOD WORSHIP CENTER | 2668 GRAY HWY | MACON | Jones | 10001411 | 3 |  |  | FALSE |  | FALSE | Closed in Ground |  | 0 | Bare Steel | 1957-01-01
GOD WORSHIP CENTER | 2668 GRAY HWY | MACON | Jones | 10001411 | 4 |  |  | FALSE |  | FALSE | Closed in Ground |  | 0 | Bare Steel | 1957-01-01
GOD WORSHIP CENTER | 2668 GRAY HWY | MACON | Jones | 10001411 | 5 |  |  | FALSE |  | FALSE | Closed in Ground |  | 0 | Bare Steel | 1957-01-01
DAVIS 6 INVESTMENTS LP | 112 DOLLY STREET | GRAY | Jones | 10001469 | 1 |  |  | FALSE |  | FALSE | Removed from Ground | Gas (Historical Use) | 980 | Bare Steel | 2007-09-01 | Bare Steel
LAWRENCE BROWN JR PROPERTY | 263 OLD HIGHWAY 18 | GRAY | Jones | 10002064 | 1 |  |  | FALSE |  | FALSE | Removed from Ground | Not Marked/Tank Removed | 500 | Bare Steel | 2011-12-15 | Galvanized Steel
MICHAEL E GILBERT | 1353 HIGHWAY 49 N | MACON | Jones | 10002192 | 1 | Flapper Valve | 1996-10-01 | FALSE | 1996-10-01 | FALSE | Currently in Use | Diesel | 12000 | Composite | 1996-10-01 | Double-Walled Flex | Pressurized
FLASH FOODS #197 | 283 W CLINTON ST | GRAY | Jones | 10000499 | 1 | Flapper Valve | 2003-10-01 | FALSE | 2003-10-01 | FALSE | Currently in Use | Gas (Historical Use) | 15000 | Composite Double Walled | 2003-10-01 | Double-Walled Fiberglass | Pressurized
FLASH FOODS #197 | 283 W CLINTON ST | GRAY | Jones | 10000499 | 2 | Flapper Valve | 2003-10-01 | FALSE | 2003-10-01 | FALSE | Currently in Use | Gas (Historical Use) | 10000 | Composite Double Walled | 2003-10-01 | Double-Walled Fiberglass | Pressurized
FLASH FOODS #197 | 283 W CLINTON ST | GRAY | Jones | 10000499 | 3 | Flapper Valve | 2003-10-01 | FALSE | 2003-10-01 | FALSE | Currently in Use | Diesel | 8000 | Composite Double Walled | 2003-10-01 | Double-Walled Fiberglass | Pressurized
JONES CO SCHOOL BUS GARAGE | MADISON ST | GRAY | Jones | 840001 | 1 | [5 empty] | Removed from Ground | Gas (Historical Use) | 7000 | Cathodically Protected Steel | 1958-01-01 | Galvanized Steel | Safe Suction (Euro)
JONES CO SCHOOL BUS GARAGE | MADISON ST | GRAY | Jones | 840001 | 2 | [5 empty] | Removed from Ground | Other | 1000 | Cathodically Protected Steel | 1963-01-01 | Galvanized Steel | Safe Suction (Euro)
JONES CO SCHOOL BUS GARAGE | MADISON ST | GRAY | Jones | 840001 | 3 | [5 empty] | Removed from Ground | Other | 10000 | Cathodically Protected Steel | 1977-07-28 | Galvanized Steel | Safe Suction (Euro)
JONES CO SCHOOL BUS GARAGE | MADISON ST | GRAY | Jones | 840001 | 4 | [5 empty] | Removed from Ground | Other | 10000 | Cathodically Protected Steel | 1988-08-26 | Galvanized Steel | Pressurized
DEPARTMENT OF TRANSPORTATION 103 | 1 MI S OF GRAY ON CUMSLO RD | GRAY | Jones | 840002 | 349G1 | [5 empty] | Removed from Ground | Gas (Historical Use) | 1060 | Bare Steel | 1972-05-02 | Galvanized Steel
CHEROKEE PRODUCTS CO | GA HWY 22 EAST | HADDOCK | Jones | 840003 | 1 | [5 empty] | Removed from Ground | Diesel | 10000 | Bare Steel | 1979-04-11 | Galvanized Steel
CHEROKEE PRODUCTS CO | GA HWY 22 EAST | HADDOCK | Jones | 840003 | 2 | [5 empty] | Removed from Ground | Gas (Historical Use) | 1000 | Bare Steel | 1998-11-01 | Galvanized Steel
CHEROKEE PRODUCTS CO | GA HWY 22 EAST | HADDOCK | Jones | 840003 | 3 | [5 empty] | Removed from Ground | Gas (Historical Use) | 1000 | Bare Steel | 1998-11-01 | Galvanized Steel
CHEROKEE PRODUCTS CO | GA HWY 22 EAST | HADDOCK | Jones | 840003 | 4 | [5 empty] | Removed from Ground | Diesel | 1000 | Bare Steel | 1966-04-14 | Galvanized Steel
RUBY QUARRY | GA HWY 49 | MACON | Jones | 840005 | 1 | [5 empty] | Removed from Ground | Diesel | 10000 | Bare Steel | 1984-04-17 | Not Marked
RUBY QUARRY | GA HWY 49 | MACON | Jones | 840005 | 2 | [5 empty] | Removed from Ground | Diesel | 10000 | Bare Steel | 1984-04-17 | Not Marked
RUBY QUARRY | GA HWY 49 | MACON | Jones | 840005 | 3 | [5 empty] | Removed from Ground | Diesel | 10000 | Bare Steel | 1984-04-17 | Not Marked
RUBY QUARRY | GA HWY 49 | MACON | Jones | 840005 | 4 | [5 empty] | Removed from Ground | Diesel | 15000 | Bare Steel | 1978-04-19 | Galvanized Steel
RUBY QUARRY | GA HWY 49 | MACON | Jones | 840005 | 5 | [5 empty] | Removed from Ground | Empty | 15000 | Bare Steel | 1978-04-19 | Galvanized Steel
RUBY QUARRY | GA HWY 49 | MACON | Jones | 840005 | 6 | [5 empty] | Removed from Ground | Gas (Historical Use) | 3000 | Bare Steel | 1984-04-17 | Not Marked
RUBY QUARRY | GA HWY 49 | MACON | Jones | 840005 | 7 |  |  | TRUE |  | TRUE | Removed from Ground | Used Oil | 1000 | Bare Steel | 1971-04-21 | Galvanized Steel
RUBY QUARRY | GA HWY 49 | MACON | Jones | 840005 | 8 |  |  | TRUE |  | TRUE | Removed from Ground | Used Oil | 1000 | Bare Steel | 1971-04-21 | Galvanized Steel
HAMRICK BLDG & SUPPLY CO INC | HWY 22 EAST 1/2 MILE EAST OF RR | GRAY | Jones | 840006 | 1 | [5 empty] | Removed from Ground | Gas (Historical Use) | 500 | Bare Steel | 1970-03-18 | Galvanized Steel
DAN GREENE | 758 GREENE SETTLMENT RD | GRAY | Jones | 840007 | 1 |  | 1999-02-22 | FALSE | 1998-12-01 | FALSE | Temporarily out of use | Diesel | 5000 | Steel-Impressed Current | 1986-03-12 | Steel (Impressed Current) | Safe Suction (Euro)
DAN GREENE | 758 GREENE SETTLMENT RD | GRAY | Jones | 840007 | 2 |  | 1999-02-22 | FALSE | 1998-12-01 | FALSE | Temporarily out of use | Regular | 4000 | Steel-Impressed Current | 1986-03-12 | Steel (Impressed Current) | Safe Suction (Euro)
DAN GREENE | 758 GREENE SETTLMENT RD | GRAY | Jones | 840007 | 3 |  | 1999-02-22 | FALSE | 1998-12-01 | FALSE | Temporarily out of use | Premium | 2000 | Steel-Impressed Current | 1986-03-12 | Steel (Impressed Current) | Suction (American)
DAN GREENE | 758 GREENE SETTLMENT RD | GRAY | Jones | 840007 | 4 |  | 1999-02-22 | FALSE | 1998-12-01 | FALSE | Temporarily out of use | Diesel | 4000 | Steel-Impressed Current | 1986-03-12 | Steel (Impressed Current) | Safe Suction (Euro)
ABC FOOD STORE | GRAY HWY | HADDOCK | Jones | 840008 | 1 | [5 empty] | Currently in Use | Gas (Historical Use) | 2000 | Bare Steel | 1966-02-24 | Galvanized Steel
ABC FOOD STORE | GRAY HWY | HADDOCK | Jones | 840008 | 2 | [5 empty] | Currently in Use | Gas (Historical Use) | 2000 | Bare Steel | 1966-02-24 | Galvanized Steel
BONNER & SONS GROCERY | 1760 GA HWY 22 EAST | HADDOCK | Jones | 840010 | 1 | [5 empty] | Currently in Use | Diesel | 1000 | Bare Steel | 1978-02-21 | Galvanized Steel
BONNER & SONS GROCERY | 1760 GA HWY 22 EAST | HADDOCK | Jones | 840010 | 2 | [5 empty] | Currently in Use | Gas (Historical Use) | 2000 | Bare Steel | 1978-02-21 | Galvanized Steel
BONNER & SONS GROCERY | 1760 GA HWY 22 EAST | HADDOCK | Jones | 840010 | 3 | [5 empty] | Currently in Use | Gas (Historical Use) | 2000 | Bare Steel | 1971-02-23 | Galvanized Steel
BONNER & SONS GROCERY | 1760 GA HWY 22 EAST | HADDOCK | Jones | 840010 | 4 | [5 empty] | Currently in Use | Gas (Historical Use) | 2000 | Bare Steel | 1971-02-23 | Galvanized Steel
GRAY CONCRETE SVC INC | 128 GA HWY 22 E | GRAY | Jones | 840013 | 1 | [5 empty] | Removed from Ground | Diesel | 2000 | Bare Steel | 1980-02-21 | Galvanized Steel
GRAY CONCRETE SVC INC | 128 GA HWY 22 E | GRAY | Jones | 840013 | 2 | [5 empty] | Removed from Ground | Gas (Historical Use) | 1000 | Bare Steel | 1980-02-21 | Galvanized Steel
JAMES BAULKON STORE | HWY 18 | JAMES | Jones | 840014 | 1 | [5 empty] | Permanently Out of Use - historical purposes | Gas (Historical Use) | 500 | Bare Steel | 1965-02-24 | Unknown
JONES COUNTY PUBLIC WORKS | 454 CUMSLO RD | GRAY | Jones | 840015 | 1 | Flapper Valve | 1998-10-01 | FALSE | 1998-10-01 | FALSE | Currently in Use | Diesel | 3000 | Steel-Impressed Current | 1981-02-20 | Steel (Impressed Current) | Safe Suction (Euro)
JONES COUNTY PUBLIC WORKS | 454 CUMSLO RD | GRAY | Jones | 840015 | 2 | Flapper Valve | 1998-10-01 | FALSE | 1998-10-01 | FALSE | Currently in Use | Regular | 3000 | Steel-Impressed Current | 1981-01-01 | Steel (Impressed Current) | Suction (American)
JONES CO SHERIFFS DEPT | JEFFERSON ST/COURTHOUSE | GRAY | Jones | 840016 | 1 | [5 empty] | Removed from Ground | Gas (Historical Use) | 1000 | Bare Steel | 1978-01-01 | Galvanized Steel | Safe Suction (Euro)
LISTONS GROCERY | 290 HWY 49 | MACON | Jones | 840017 | 1 |  | 1997-04-08 | FALSE | 1997-04-08 | FALSE | Temporarily out of use | Diesel | 1000 | Steel-Impressed Current | 1997-04-08 |  | Safe Suction (Euro)
LISTONS GROCERY | 290 HWY 49 | MACON | Jones | 840017 | 2 |  | 1997-04-08 | FALSE | 1997-04-08 | FALSE | Currently in Use | Gas (Historical Use) | 6000 | Steel-Impressed Current | 1997-04-08 |  | Safe Suction (Euro)
LISTONS GROCERY | 290 HWY 49 | MACON | Jones | 840017 | 3 |  | 1997-04-08 | FALSE | 1997-04-08 | FALSE | Currently in Use | Diesel | 6000 | Steel-Impressed Current | 1997-04-08 |  | Safe Suction (Euro)
LISTONS GROCERY | 290 HWY 49 | MACON | Jones | 840017 | 4 |  | 1997-04-08 | FALSE | 1997-04-08 | FALSE | Currently in Use | Kerosene | 3000 | Steel-Impressed Current | 1997-04-08 |  | Safe Suction (Euro)
TRI-COUNTY ELECTRIC MEMBERSHIP C | HWY 129/GRAY HWY | GRAY | Jones | 840019 | 1 | [5 empty] | Removed from Ground | Diesel | 2000 | Bare Steel | 1967-03-24 | Galvanized Steel
TRI-COUNTY ELECTRIC MEMBERSHIP C | HWY 129/GRAY HWY | GRAY | Jones | 840019 | 2 | [5 empty] | Removed from Ground | Gas (Historical Use) | 4000 | Bare Steel | 1985-03-19 | Galvanized Steel
TRI-COUNTY ELECTRIC MEMBERSHIP C | HWY 129/GRAY HWY | GRAY | Jones | 840019 | 3 | [5 empty] | Removed from Ground | Gas (Historical Use) | 8000 | Bare Steel | 1980-03-20 | Galvanized Steel
CREEKSIDE BAIT & TACKLE | 3534 GRAY HWY | GRAY | Jones | 840021 | 1 | Flapper Valve | 1998-02-12 |  | 1998-02-12 |  | Currently in Use | Gas (Historical Use) | 8000 | Cathodically Protected Steel | 1977-05-02 | Cathodically Protected | Pressurized
CREEKSIDE BAIT & TACKLE | 3534 GRAY HWY | GRAY | Jones | 840021 | 2 | Flapper Valve | 1998-02-12 |  | 1998-02-12 |  | Currently in Use | Gas (Historical Use) | 8000 | Cathodically Protected Steel | 1977-05-02 | Cathodically Protected | Suction (American)
CREEKSIDE BAIT & TACKLE | 3534 GRAY HWY | GRAY | Jones | 840021 | 3 | Flapper Valve | 1998-02-12 |  | 1998-02-12 |  | Currently in Use | Diesel | 6000 | Cathodically Protected Steel | 1977-05-02 | Cathodically Protected | Suction (American)
HITCHCOCK QUARRY | LITE-N-TIE RD | MACON | Jones | 840022 | 1 | [5 empty] | Removed from Ground | Gas (Historical Use) | 2000 | Bare Steel | 1976-05-01 | Galvanized Steel
HITCHCOCK QUARRY | LITE-N-TIE RD | MACON | Jones | 840022 | 2 | [5 empty] | Removed from Ground | Diesel | 8000 | Bare Steel | 1974-05-02 | Galvanized Steel
HITCHCOCK QUARRY | LITE-N-TIE RD | MACON | Jones | 840022 | 3 | [5 empty] | Removed from Ground | Diesel | 7500 | Bare Steel | 1974-05-02 | Galvanized Steel
HITCHCOCK QUARRY | LITE-N-TIE RD | MACON | Jones | 840022 | 4 | [5 empty] | Removed from Ground | Diesel | 7000 | Bare Steel | 1974-05-02 | Galvanized Steel
HITCHCOCK QUARRY | LITE-N-TIE RD | MACON | Jones | 840022 | 5 |  |  | TRUE |  | TRUE | Removed from Ground | Used Oil | 2000 | Bare Steel | 1971-05-03 | Galvanized Steel
FLASH FOODS #227 | 249 GA HWY 22 EAST | GRAY | Jones | 840024 | 1 | Flapper Valve | 1997-09-11 |  | 1997-09-11 |  | Currently in Use | Gas (Historical Use) | 4000 | Steel-Impressed Current | 1979-05-10 | Steel/FG Secondary containment | Pressurized
FLASH FOODS #227 | 249 GA HWY 22 EAST | GRAY | Jones | 840024 | 2 | Flapper Valve | 1997-09-11 |  | 1997-09-11 |  | Currently in Use | Gas (Historical Use) | 4000 | Steel-Impressed Current | 1979-05-10 | Steel/FG Secondary containment | Pressurized
FLASH FOODS #227 | 249 GA HWY 22 EAST | GRAY | Jones | 840024 | 3 | Flapper Valve | 1997-09-11 |  | 1997-09-11 |  | Currently in Use | Gas (Historical Use) | 4000 | Steel-Impressed Current | 1979-05-10 |  | Pressurized
FLASH FOODS #227 | 249 GA HWY 22 EAST | GRAY | Jones | 840024 | 4 | Flapper Valve | 1997-09-11 |  | 1997-09-11 |  | Currently in Use | Gas (Historical Use) | 4000 | Steel-Impressed Current | 1979-05-10 |  | Pressurized
WHITES 66 SERVICE STATION | MACON RD | GRAY | Jones | 840027 | 1 | [5 empty] | Removed from Ground | Gas (Historical Use) | 4000 | Bare Steel | 1965-05-12 | Galvanized Steel
WHITES 66 SERVICE STATION | MACON RD | GRAY | Jones | 840027 | 2 | [5 empty] | Removed from Ground | Gas (Historical Use) | 4000 | Bare Steel | 1965-05-12 | Galvanized Steel
WHITES 66 SERVICE STATION | MACON RD | GRAY | Jones | 840027 | 3 | [5 empty] | Removed from Ground | Gas (Historical Use) | 1000 | Bare Steel | 1976-05-09 | Galvanized Steel
WHITES 66 SERVICE STATION | MACON RD | GRAY | Jones | 840027 | 4 |  |  | TRUE |  | TRUE | Permanently Out of Use - historical purposes | Used Oil | 550 | Bare Steel | 1965-05-12 | Galvanized Steel
ATLANTA GAS LIGHT MACON LNG PLAN | 258 HENDERSON RD | MACON | Jones | 840028 | 1 |  |  | TRUE |  | TRUE | Removed from Ground | Used Oil | 1000 | Cathodically Protected Steel | 1980-05-08 | Galvanized Steel | Gravity Fed
ATLANTA GAS LIGHT MACON LNG PLAN | 258 HENDERSON RD | MACON | Jones | 840028 | 2 |  |  | TRUE |  | TRUE | Removed from Ground | Used Oil | 1000 | Bare Steel | 1981-01-01 | Galvanized Steel | Safe Suction (Euro)
ATLANTA GAS LIGHT MACON LNG PLAN | 258 HENDERSON RD | MACON | Jones | 840028 | 3 |  | 1993-02-09 | TRUE | 1993-02-09 | TRUE | Currently in Use | Used Oil | 2500 | Fiberglass Double Walled | 1993-02-09 | Fiberglass Reinforced Plastic
AT&T COMM RADIO TOWER | OFF HWY 129 ON HWY 11/ROUND OAK | ROUND OAK | Jones | 840029 | 1 | [5 empty] | Removed from Ground | Kerosene | 5000 | Bare Steel | 1963-05-14 | Copper
AT&T COMM RADIO TOWER | OFF HWY 129 ON HWY 11/ROUND OAK | ROUND OAK | Jones | 840029 | 2 | [5 empty] | Removed from Ground | Other | 5000 | Bare Steel | 1963-05-14 | Copper
HANDY ANDY (438) | 500 W CLINTON ST | GRAY | Jones | 840030 | 1 | Flapper Valve | 1997-06-01 | FALSE | 1997-06-01 | FALSE | Removed from Ground | Premium | 8000 | Steel-Impressed Current | 1982-05-08 |  | Pressurized
HANDY ANDY (438) | 500 W CLINTON ST | GRAY | Jones | 840030 | 2 | Flapper Valve | 1997-06-01 | FALSE | 1997-06-01 | FALSE | Removed from Ground | Regular | 8000 | Steel-Impressed Current | 1982-05-08 |  | Pressurized
HANDY ANDY (438) | 500 W CLINTON ST | GRAY | Jones | 840030 | 3 | Flapper Valve | 1997-06-01 | FALSE | 1997-06-01 | FALSE | Removed from Ground | Plus | 6000 | Steel-Impressed Current | 1982-05-08 |  | Pressurized
GRAY FEED SEED FERT CO INC | RAIL RD ST | GRAY | Jones | 840031 | 1 | [5 empty] | Removed from Ground | Gas (Historical Use) | 1000 | Bare Steel | 1974-05-11 | Galvanized Steel
GRAY POLICE DEPT |  | GRAY | Jones | 840032 | 1 | [5 empty] | Removed from Ground | Gas (Historical Use) | 3000 | Bare Steel | 1951-05-17 | Galvanized Steel
GRAY POLICE DEPT |  | GRAY | Jones | 840032 | 2 | [5 empty] | Removed from Ground | Gas (Historical Use) | 1000 | Not Marked/Unknown | 1951-05-17 | Not Marked
GRAY POLICE DEPT |  | GRAY | Jones | 840032 | 3 | [5 empty] | Removed from Ground | Gas (Historical Use) | 550 | Not Marked/Unknown | 1951-05-17 | Not Marked
GRAY POLICE DEPT |  | GRAY | Jones | 840032 | 4 | [5 empty] | Removed from Ground | Gas (Historical Use) | 1000 | Not Marked/Unknown | 1951-05-17 | Not Marked
PIEDMONT NATIONAL WILD REFUGE | FISH & WILDLIFE SERVICE | ROUND OAK | Jones | 840033 | 1 | [5 empty] | Removed from Ground | Gas (Historical Use) | 2000 | Bare Steel | 1983-05-09 | Galvanized Steel
PIEDMONT NATIONAL WILD REFUGE | FISH & WILDLIFE SERVICE | ROUND OAK | Jones | 840033 | 2 | [5 empty] | Removed from Ground | Diesel | 2000 | Bare Steel | 1983-05-09 | Galvanized Steel
C & J SUPERMARKET #2 | 2901 JOYCLIFF RD | MACON | Jones | 840036 | 1 | Flapper Valve | 1997-06-23 | FALSE | 1997-06-23 | FALSE | Currently in Use | Regular | 8000 | Steel-Impressed Current | 1980-05-01 | Fiberglass Reinforced Plastic | Pressurized
C & J SUPERMARKET #2 | 2901 JOYCLIFF RD | MACON | Jones | 840036 | 2 | Flapper Valve | 1997-06-23 | FALSE | 1997-06-23 | FALSE | Currently in Use | Diesel | 8000 | Steel-Impressed Current | 1980-05-01 | Fiberglass Reinforced Plastic | Pressurized
C & J SUPERMARKET #2 | 2901 JOYCLIFF RD | MACON | Jones | 840036 | 3 | Flapper Valve | 1997-06-23 | FALSE | 1997-06-23 | FALSE | Currently in Use | E-0 | 6000 | Steel-Impressed Current | 1980-05-01 | Fiberglass Reinforced Plastic | Pressurized
JACKSONS STORE | GA 18 @ UPPER RIVER RD | GRAY | Jones | 840040 | 1 | [5 empty] | Permanently Out of Use - historical purposes | Gas (Historical Use) | 560 | Bare Steel | 1971-05-17 | Galvanized Steel | Safe Suction (Euro)
JACKSONS STORE | GA 18 @ UPPER RIVER RD | GRAY | Jones | 840040 | 2 | [5 empty] | Permanently Out of Use - historical purposes | Gas (Historical Use) | 560 | Bare Steel | 1971-05-17 | Galvanized Steel | Safe Suction (Euro)
JACKSONS STORE | GA 18 @ UPPER RIVER RD | GRAY | Jones | 840040 | 3 | [5 empty] | Permanently Out of Use - historical purposes | Gas (Historical Use) | 1000 | Bare Steel | 1979-05-15 | Galvanized Steel | Safe Suction (Euro)
CTC OF THE SOUTH-GRAY | DOLLY ST | GRAY | Jones | 840041 | 1 | [5 empty] | Removed from Ground | Diesel | 500 | Bare Steel | 1978-01-03 | Bare Steel
CTC OF THE SOUTH-HADDCOK CO | HWY 22 | HADDOCK | Jones | 840042 | 1 | [5 empty] | Removed from Ground | Diesel | 500 | Bare Steel | 1979-01-03 | Bare Steel
KNOX RIVERS CONSTRUCTION | PITTS CHAPEL RD/HWY 49 | MACON | Jones | 840043 | 1 | [5 empty] | Removed from Ground | Gas (Historical Use) | 1000 | Bare Steel | 1975-01-04 | Galvanized Steel
KNOX RIVERS CONSTRUCTION | PITTS CHAPEL RD/HWY 49 | MACON | Jones | 840043 | 2 | [5 empty] | Removed from Ground | Gas (Historical Use) | 1000 | Bare Steel | 1975-01-04 | Galvanized Steel
KNOX RIVERS CONSTRUCTION | PITTS CHAPEL RD/HWY 49 | MACON | Jones | 840043 | 3 | [5 empty] | Removed from Ground | Diesel | 3000 | Bare Steel | 1975-01-04 | Galvanized Steel
ED BRUCE ASSOC INC | 118 FORSYTH ST | BARNESVILLE | Lamar | 850003 | 1 | [5 empty] | Removed from Ground | Empty | 500 | Marked Unknown | 1966-03-05 | Unknown
ED BRUCE ASSOC INC | 118 FORSYTH ST | BARNESVILLE | Lamar | 850003 | 2 | [5 empty] | Removed from Ground | Empty | 500 | Marked Unknown | 1966-03-05 | Unknown
THE WILLIAM CARTER CO | 2 RAILROAD ST | BARNESVILLE | Lamar | 850005 | 1 | [5 empty] | Currently in Use | Diesel | 28000 | Unknown | 1974-01-31 | Not Marked
THE WILLIAM CARTER CO | 2 RAILROAD ST | BARNESVILLE | Lamar | 850005 | 2 | [5 empty] | Currently in Use | Diesel | 28000 | Unknown | 1974-01-31 | Not Marked
THE WILLIAM CARTER CO | 2 RAILROAD ST | BARNESVILLE | Lamar | 850005 | 3 | [5 empty] | Currently in Use | Diesel | 40000 | Bare Steel | 1958-02-04 | Not Marked
DEPARTMENT OF TRANSPORTATION 103 | GA HWY 7 S | BARNESVILLE | Lamar | 850006 | 302D1 | [5 empty] | Removed from Ground | Diesel | 500 | Bare Steel | 1972-05-02 | Galvanized Steel
DEPARTMENT OF TRANSPORTATION 103 | GA HWY 7 S | BARNESVILLE | Lamar | 850006 | 302D2 | [5 empty] | Removed from Ground | Diesel | 1058 | Bare Steel | 1998-08-10 | Galvanized Steel | Suction (American)
DEPARTMENT OF TRANSPORTATION 103 | GA HWY 7 S | BARNESVILLE | Lamar | 850006 | 302G1 | [5 empty] | Removed from Ground | Gas (Historical Use) | 1000 | Bare Steel | 1974-05-02 | Galvanized Steel
DEPARTMENT OF TRANSPORTATION 103 | GA HWY 7 S | BARNESVILLE | Lamar | 850006 | 302G2 | [5 empty] | Removed from Ground | Gas (Historical Use) | 1044 | Bare Steel | 1998-08-10 | Galvanized Steel | Suction (American)
BEVIL TIRE & AUTO SHOP | 319 THOMASTON ST | BARNESVILLE | Lamar | 850007 | 1 | [5 empty] | Removed from Ground | Gas (Historical Use) | 2000 | Bare Steel | 1986-04-09 | Galvanized Steel
BEVIL TIRE & AUTO SHOP | 319 THOMASTON ST | BARNESVILLE | Lamar | 850007 | 2 | [5 empty] | Removed from Ground | Gas (Historical Use) | 2000 | Bare Steel | 1986-04-09 | Galvanized Steel
BEVIL TIRE & AUTO SHOP | 319 THOMASTON ST | BARNESVILLE | Lamar | 850007 | 3 | [5 empty] | Removed from Ground | Gas (Historical Use) | 4000 | Bare Steel | 1986-04-09 | Galvanized Steel
BEVIL TIRE & AUTO SHOP | 319 THOMASTON ST | BARNESVILLE | Lamar | 850007 | 4 | [5 empty] | Removed from Ground | Gas (Historical Use) | 4000 | Bare Steel | 1986-04-09 | Galvanized Steel
FLASH FOODS #136 | 771 US HWY 341 @ GA HWY 36 | BARNESVILLE | Lamar | 850008 | 1 |  | 1997-07-30 |  | 1997-07-30 |  | Removed from Ground | Gas (Historical Use) | 8000 | Steel-Impressed Current | 1981-01-01 | Galvanized Steel | Pressurized
FLASH FOODS #136 | 771 US HWY 341 @ GA HWY 36 | BARNESVILLE | Lamar | 850008 | 2 |  | 1997-07-30 |  | 1997-07-30 |  | Removed from Ground | Gas (Historical Use) | 8000 | Steel-Impressed Current | 1981-01-01 | Galvanized Steel | Pressurized
FLASH FOODS #136 | 771 US HWY 341 @ GA HWY 36 | BARNESVILLE | Lamar | 850008 | 3 |  | 1997-07-30 |  | 1997-07-30 |  | Removed from Ground | Gas (Historical Use) | 6000 | Steel-Impressed Current | 1981-01-01 | Galvanized Steel | Pressurized
FLASH FOODS #136 | 771 US HWY 341 @ GA HWY 36 | BARNESVILLE | Lamar | 850008 | 4 | Flapper Valve | 2001-08-07 |  | 2001-08-07 |  | Currently in Use | Gas (Historical Use) | 12000 | Composite Double Walled | 2001-08-07 | Double-Walled Flex | Pressurized
FLASH FOODS #136 | 771 US HWY 341 @ GA HWY 36 | BARNESVILLE | Lamar | 850008 | 5 | Flapper Valve | 2001-08-07 |  | 2001-08-07 |  | Currently in Use | Gas (Historical Use) | 10000 | Composite Double Walled | 2001-08-07 | Double-Walled Flex | Pressurized
GENERAL TIRE INC/ONE GENERAL ST | 160 ALDORA ST | BARNESVILLE | Lamar | 850009 | 1 | [5 empty] | Removed from Ground | Diesel | 11750 | Bare Steel | 1956-04-30 | Bare Steel
GENERAL TIRE INC/ONE GENERAL ST | 160 ALDORA ST | BARNESVILLE | Lamar | 850009 | 2 | [5 empty] | Removed from Ground | Diesel | 6000 | Bare Steel | 1972-04-26 | Bare Steel
GENERAL TIRE INC/ONE GENERAL ST | 160 ALDORA ST | BARNESVILLE | Lamar | 850009 | 3 | [5 empty] | Removed from Ground | Diesel | 6000 | Bare Steel | 1972-04-26 | Bare Steel
GENERAL TIRE INC/ONE GENERAL ST | 160 ALDORA ST | BARNESVILLE | Lamar | 850009 | 4 | [5 empty] | Removed from Ground | Diesel | 4100 | Bare Steel | 1972-04-26 | Bare Steel
GENERAL TIRE INC/ONE GENERAL ST | 160 ALDORA ST | BARNESVILLE | Lamar | 850009 | 5 | [5 empty] | Removed from Ground | Diesel | 4100 | Bare Steel | 1972-04-26 | Bare Steel
GENERAL TIRE INC/ONE GENERAL ST | 160 ALDORA ST | BARNESVILLE | Lamar | 850009 | 6 | [5 empty] | Removed from Ground | Diesel | 30000 | Bare Steel | 1972-04-26 | Bare Steel
PROCTOR & GAMBLE | OLD MILNER RD | BARNESVILLE | Lamar | 850010 | 1 | [5 empty] | Removed from Ground | Gas (Historical Use) | 2000 | Cathodically Protected Steel | 1982-04-02 | Bare Steel
PROCTOR & GAMBLE | OLD MILNER RD | BARNESVILLE | Lamar | 850010 | 2 | [5 empty] | Removed from Ground | Diesel | 8000 | Cathodically Protected Steel | 1982-04-02 | Bare Steel
SPRINT FOODS INC | HWY 341 SOUTH | BARNESVILLE | Lamar | 850011 | 1 | [5 empty] | Removed from Ground | Gas (Historical Use) | 10000 | Bare Steel | 1986-04-29 | Galvanized Steel | Pressurized
SPRINT FOODS INC | HWY 341 SOUTH | BARNESVILLE | Lamar | 850011 | 2 | [5 empty] | Removed from Ground | Gas (Historical Use) | 10000 | Bare Steel | 1986-04-29 | Galvanized Steel | Pressurized
SPRINT FOODS INC | HWY 341 SOUTH | BARNESVILLE | Lamar | 850011 | 3 | [5 empty] | Removed from Ground | Diesel | 10000 | Bare Steel | 1986-04-29 | Galvanized Steel | Pressurized
SPRINT FOODS INC | HWY 341 SOUTH | BARNESVILLE | Lamar | 850011 | 4 | [5 empty] | Removed from Ground | Gas (Historical Use) | 4000 | Bare Steel | 1986-04-29 | Galvanized Steel | Suction (American)
B&L QUICK SERVE #58 | 301 COLLEGE DR | BARNESVILLE | Lamar | 850012 | 1 |  | 1998-11-12 | FALSE | 1998-11-12 | FALSE | Removed from Ground | Gas (Historical Use) | 10000 | Steel-Impressed Current | 1975-05-04 |  | Safe Suction (Euro)
B&L QUICK SERVE #58 | 301 COLLEGE DR | BARNESVILLE | Lamar | 850012 | 2 |  | 1998-11-12 | FALSE | 1998-11-12 | FALSE | Removed from Ground | Gas (Historical Use) | 6000 | Steel-Impressed Current | 1975-05-04 |  | Safe Suction (Euro)
B&L QUICK SERVE #58 | 301 COLLEGE DR | BARNESVILLE | Lamar | 850012 | 3 |  | 1998-11-12 |  | 1998-11-12 |  | Removed from Ground | Gas (Historical Use) | 3000 | Steel-Impressed Current | 1975-05-04 |  | Safe Suction (Euro)
LAMAR ELECTRIC MEMBERSHIP CORP | 204 COLLEGE DR | BARNESVILLE | Lamar | 850013 | 1 | [5 empty] | Removed from Ground | Gas (Historical Use) | 1000 | Bare Steel | 1966-05-06 | Bare Steel | Safe Suction (Euro)
BENS TRUCK STOP | HWY 341 S | BARNESVILLE | Lamar | 850014 | 1 | [5 empty] | Removed from Ground | Gas (Historical Use) | 1000 | Bare Steel | 1986-05-08 | Bare Steel | Safe Suction (Euro)
BENS TRUCK STOP | HWY 341 S | BARNESVILLE | Lamar | 850014 | 2 | [5 empty] | Removed from Ground | Gas (Historical Use) | 1000 | Bare Steel | 1986-05-08 | Bare Steel | Safe Suction (Euro)
BENS TRUCK STOP | HWY 341 S | BARNESVILLE | Lamar | 850014 | 3 | [5 empty] | Removed from Ground | Gas (Historical Use) | 1000 | Bare Steel | 1986-05-08 | Bare Steel | Safe Suction (Euro)
BENS TRUCK STOP | HWY 341 S | BARNESVILLE | Lamar | 850014 | 4 | [5 empty] | Removed from Ground | Gas (Historical Use) | 1000 | Bare Steel | 1986-05-08 | Bare Steel | Safe Suction (Euro)
CLEMENT HARRIS | RT 5 BOX 64 | NEWMAN | Lamar | 850015 | 1 | [5 empty] | Closed in Ground | Gas (Historical Use) | 500 | Bare Steel | 1986-05-08 | Galvanized Steel
CLEMENT HARRIS | RT 5 BOX 64 | NEWMAN | Lamar | 850015 | 2 | [5 empty] | Closed in Ground | Gas (Historical Use) | 500 | Bare Steel | 1986-05-08 | Galvanized Steel
CROSSROADS SHELL | 623 HWY 341 S | BARNESVILLE | Lamar | 850016 | 1 | Ball Float | 1995-02-26 |  | 1995-02-26 |  | Currently in Use | Gas (Historical Use) | 4000 | Steel-Impressed Current | 1974-05-11 | Fiberglass Reinforced Plastic | Pressurized
CROSSROADS SHELL | 623 HWY 341 S | BARNESVILLE | Lamar | 850016 | 2 | Ball Float | 1997-02-26 |  | 1997-02-26 |  | Currently in Use | Gas (Historical Use) | 6000 | Steel-Impressed Current | 1974-05-01 | Fiberglass Reinforced Plastic | Pressurized
CROSSROADS SHELL | 623 HWY 341 S | BARNESVILLE | Lamar | 850016 | 3 | Ball Float | 1995-02-26 |  | 1995-02-26 |  | Currently in Use | Gas (Historical Use) | 4000 | Steel-Impressed Current | 1974-05-11 | Fiberglass Reinforced Plastic | Pressurized
BENNYS MARATHON STATION | 201 FORSYTH ST | BARNESVILLE | Lamar | 850017 | 1 | Ball Float | 1994-11-26 | FALSE | 1994-11-26 | FALSE | Temporarily out of use |  | 6000 | Galvanic (STIP-3) | 1971-05-12 | Fiberglass Reinforced Plastic | Pressurized
BENNYS MARATHON STATION | 201 FORSYTH ST | BARNESVILLE | Lamar | 850017 | 2 | Ball Float | 1994-11-26 | FALSE | 1994-11-26 | FALSE | Temporarily out of use |  | 10000 | Galvanic (STIP-3) | 1971-05-12 | Fiberglass Reinforced Plastic | Pressurized
BENNYS MARATHON STATION | 201 FORSYTH ST | BARNESVILLE | Lamar | 850017 | 3 | Ball Float | 1994-11-26 | FALSE | 1994-11-26 | FALSE | Temporarily out of use |  | 3000 | Galvanic (STIP-3) | 1971-05-12 | Fiberglass Reinforced Plastic | Pressurized
BENNYS MARATHON STATION | 201 FORSYTH ST | BARNESVILLE | Lamar | 850017 | 4 | Ball Float | 1994-11-26 | FALSE | 1994-11-26 | FALSE | Temporarily out of use |  | 3000 | Galvanic (STIP-3) | 1971-05-12 | Fiberglass Reinforced Plastic | Pressurized
HWY 341 BEST BUY | 892 HIGHWAY 341 S | BARNESVILLE | Lamar | 850019 | 1 | Flapper Valve | 1995-11-01 | FALSE | 1995-11-01 | FALSE | Currently in Use | Regular | 10000 | Steel-Impressed Current | 1982-05-09 | Fiberglass Reinforced Plastic | Pressurized
HWY 341 BEST BUY | 892 HIGHWAY 341 S | BARNESVILLE | Lamar | 850019 | 2 | Flapper Valve | 1995-11-01 | FALSE | 1995-11-01 | FALSE | Currently in Use | Premium | 8000 | Steel-Impressed Current | 1982-05-09 | Fiberglass Reinforced Plastic | Pressurized
HWY 341 BEST BUY | 892 HIGHWAY 341 S | BARNESVILLE | Lamar | 850019 | 3 | Flapper Valve | 1995-11-01 | FALSE | 1995-11-01 | FALSE | Currently in Use | Diesel | 6000 | Steel-Impressed Current | 1982-05-09 | Fiberglass Reinforced Plastic | Pressurized
HWY 341 BEST BUY | 892 HIGHWAY 341 S | BARNESVILLE | Lamar | 850019 | 4 | Flapper Valve | 1995-11-01 | FALSE | 1995-11-01 | FALSE | Currently in Use | E-0 | 6000 | Steel-Impressed Current | 1982-05-09 | Fiberglass Reinforced Plastic | Pressurized
SAMMIES FOODMART | 109 MILL ST | BARNESVILLE | Lamar | 850020 | 1 |  | 1993-04-01 |  | 1993-04-01 |  | Temporarily out of use | Gas (Historical Use) | 6000 | Steel-Impressed Current | 1979-05-10 | Steel (Impressed Current) | Pressurized
SAMMIES FOODMART | 109 MILL ST | BARNESVILLE | Lamar | 850020 | 2 |  | 1993-04-01 |  | 1993-04-01 |  | Temporarily out of use | Gas (Historical Use) | 6000 | Steel-Impressed Current | 1979-05-10 | Steel (Impressed Current) | Pressurized
SAMMIES FOODMART | 109 MILL ST | BARNESVILLE | Lamar | 850020 | 3 |  | 1993-04-01 |  | 1993-04-01 |  | Temporarily out of use | Kerosene | 6000 | Steel-Impressed Current | 1979-05-10 | Steel (Impressed Current) | Pressurized
SAMMIES FOODMART | 109 MILL ST | BARNESVILLE | Lamar | 850020 | 4 |  | 1993-04-01 |  | 1993-04-01 |  | Temporarily out of use | Gas (Historical Use) | 4000 | Steel-Impressed Current | 1979-05-10 | Steel (Impressed Current) | Pressurized
SAMMIES FOODMART | 109 MILL ST | BARNESVILLE | Lamar | 850020 | 5 |  | 1993-04-01 |  | 1993-04-01 |  | Temporarily out of use | Diesel | 4000 | Steel-Impressed Current | 1979-05-10 | Steel (Impressed Current) | Pressurized
LARRYS | COLLEGE & FORSYTH ST | BARNESVILLE | Lamar | 850021 | 1 | [5 empty] | Removed from Ground | Gas (Historical Use) | 2000 | Bare Steel | 1969-05-12 | Galvanized Steel
LARRYS | COLLEGE & FORSYTH ST | BARNESVILLE | Lamar | 850021 | 2 | [5 empty] | Removed from Ground | Gas (Historical Use) | 3000 | Bare Steel | 1969-05-12 | Galvanized Steel
LARRYS | COLLEGE & FORSYTH ST | BARNESVILLE | Lamar | 850021 | 3 | [5 empty] | Removed from Ground | Gas (Historical Use) | 3000 | Bare Steel | 1969-05-12 | Galvanized Steel
LARRYS | COLLEGE & FORSYTH ST | BARNESVILLE | Lamar | 850021 | 4 | [5 empty] | Removed from Ground | Gas (Historical Use) | 2000 | Bare Steel | 1969-05-12 | Galvanized Steel
LARRYS | COLLEGE & FORSYTH ST | BARNESVILLE | Lamar | 850021 | 5 | [5 empty] | Removed from Ground | Gas (Historical Use) | 3000 | Bare Steel | 1969-05-12 | Galvanized Steel
LARRYS | COLLEGE & FORSYTH ST | BARNESVILLE | Lamar | 850021 | 6 | [5 empty] | Removed from Ground | Gas (Historical Use) | 3000 | Bare Steel | 1969-05-12 | Galvanized Steel
MILNER AMOCO | 312 MAIN ST | MILNER | Lamar | 850022 | 1 | [5 empty] | Removed from Ground | Gas (Historical Use) | 1000 | Bare Steel | 1965-05-10 | Galvanized Steel
MILNER AMOCO | 312 MAIN ST | MILNER | Lamar | 850022 | 2 | [5 empty] | Removed from Ground | Gas (Historical Use) | 1000 | Bare Steel | 1965-05-10 | Galvanized Steel
MILNER AMOCO | 312 MAIN ST | MILNER | Lamar | 850022 | 3 | [5 empty] | Removed from Ground | Gas (Historical Use) | 2000 | Bare Steel | 1975-05-08 | Galvanized Steel
STALLING AMOCO | 200 FORSYTH ST | BARNESVILLE | Lamar | 850023 | 1 | [5 empty] | Removed from Ground | Gas (Historical Use) | 4000 | Bare Steel | 1970-05-12 | Galvanized Steel | Pressurized
STALLING AMOCO | 200 FORSYTH ST | BARNESVILLE | Lamar | 850023 | 2 | [5 empty] | Removed from Ground | Gas (Historical Use) | 4000 | Bare Steel | 1970-05-12 | Galvanized Steel | Pressurized
STALLING AMOCO | 200 FORSYTH ST | BARNESVILLE | Lamar | 850023 | 3 | [5 empty] | Removed from Ground | Gas (Historical Use) | 2000 | Bare Steel | 1970-05-12 | Galvanized Steel | Pressurized
STALLING AMOCO | 200 FORSYTH ST | BARNESVILLE | Lamar | 850023 | 4 |  |  | TRUE |  | TRUE | Removed from Ground | Used Oil | 550 | Bare Steel | 1970-05-12 | Galvanized Steel | Gravity Fed
SMITTYS ONE STOP | 110 FELLOWSHIP DR | BARNESVILLE | Lamar | 850024 | 809186 | Flapper Valve | 1999-10-01 | FALSE | 1999-10-01 | FALSE | Temporarily out of use | Diesel | 10000 | Epoxy | 1999-10-01 | Fiberglass Reinforced Plastic | Pressurized
SMITTYS ONE STOP | 110 FELLOWSHIP DR | BARNESVILLE | Lamar | 850024 | CENTER | Flapper Valve | 1999-10-01 | FALSE | 1999-10-01 | FALSE | Temporarily out of use | Gas (Historical Use) | 4000 | Galvanic (STIP-3) | 1985-05-07 | Fiberglass Reinforced Plastic | Pressurized
SMITTYS ONE STOP | 110 FELLOWSHIP DR | BARNESVILLE | Lamar | 850024 | EAST | Flapper Valve | 1999-10-01 | FALSE | 1999-10-01 | FALSE | Temporarily out of use | Gas (Historical Use) | 4000 | Galvanic (STIP-3) | 1985-05-07 | Fiberglass Reinforced Plastic | Pressurized
SMITTYS ONE STOP | 110 FELLOWSHIP DR | BARNESVILLE | Lamar | 850024 | WEST | Flapper Valve | 1999-10-01 | FALSE | 1999-10-01 | FALSE | Temporarily out of use | Gas (Historical Use) | 4000 | Galvanic (STIP-3) | 1985-05-07 | Fiberglass Reinforced Plastic | Pressurized
BLACKMANS ONE STOP | 700 ZEBULON RD | BARNESVILLE | Lamar | 850025 | 1 | [5 empty] | Closed in Ground | Gas (Historical Use) | 0 | Bare Steel | 1984-05-08 | Galvanized Steel
BLACKMANS ONE STOP | 700 ZEBULON RD | BARNESVILLE | Lamar | 850025 | 2 | [5 empty] | Closed in Ground | Gas (Historical Use) | 0 | Bare Steel | 1984-05-08 | Galvanized Steel
BLACKMANS ONE STOP | 700 ZEBULON RD | BARNESVILLE | Lamar | 850025 | 3 | [5 empty] | Closed in Ground | Gas (Historical Use) | 0 | Bare Steel | 1984-05-08 | Galvanized Steel
BST BARNESVILLE CO R2172 | 336 THOMASTON ST | BARNESVILLE | Lamar | 850026 | 1 | [5 empty] | Removed from Ground | Other | 1000 | Bare Steel | 1966-01-06 | Copper | Suction (American)
BST BARNESVILLE CO R2172 | 336 THOMASTON ST | BARNESVILLE | Lamar | 850026 | 2 | Flapper Valve | 1997-02-10 | FALSE | 1997-02-10 | FALSE | Currently in Use | Diesel | 4000 | Fiberglass | 1997-02-10 | Copper | Safe Suction (Euro)
LAMAR COUNTY | 106 COLLIER RD | BARNESVILLE | Lamar | 850028 | 1 | [5 empty] | Removed from Ground | Gas (Historical Use) | 10000 | Bare Steel | 1972-01-14 | Fiberglass Reinforced Plastic | Safe Suction (Euro)
LAMAR COUNTY | 106 COLLIER RD | BARNESVILLE | Lamar | 850028 | 2 | [5 empty] | Removed from Ground | Diesel | 8000 | Cathodically Protected Steel | 1987-08-01 | Fiberglass Reinforced Plastic | Safe Suction (Euro)
E-Z SERVE #8459 | US HWY 341 | BARNESVILLE | Lamar | 850029 | 1 |  | 1998-10-20 |  | 1998-10-20 |  | Removed from Ground | Empty | 8000 | Steel-Impressed Current | 1980-08-08 | Cathodically Protected | Safe Suction (Euro)
E-Z SERVE #8459 | US HWY 341 | BARNESVILLE | Lamar | 850029 | 2 |  | 1998-10-20 |  | 1998-10-20 |  | Removed from Ground | Empty | 8000 | Steel-Impressed Current | 1980-08-08 | Cathodically Protected | Safe Suction (Euro)
E-Z SERVE #8459 | US HWY 341 | BARNESVILLE | Lamar | 850029 | 3 |  | 1998-10-20 |  | 1998-10-20 |  | Removed from Ground | Empty | 8000 | Steel-Impressed Current | 1980-08-08 | Cathodically Protected | Safe Suction (Euro)
RED APPLE #116 | 419 ATLANTA ST | BARNESVILLE | Lamar | 850030 | 1 | Ball Float | 1986-01-01 | FALSE | 1986-01-01 | FALSE | Temporarily out of use | Regular | 8000 | Fiberglass | 1986-01-01 | Fiberglass Reinforced Plastic | Pressurized
RED APPLE #116 | 419 ATLANTA ST | BARNESVILLE | Lamar | 850030 | 2 | Ball Float | 1986-01-01 | FALSE | 1986-01-01 | FALSE | Temporarily out of use | Plus | 8000 | Fiberglass | 1986-01-01 | Fiberglass Reinforced Plastic | Pressurized
RED APPLE #116 | 419 ATLANTA ST | BARNESVILLE | Lamar | 850030 | 3 | Ball Float | 1986-01-01 | FALSE | 1986-01-01 | FALSE | Temporarily out of use | Premium | 8000 | Fiberglass | 1986-01-01 | Fiberglass Reinforced Plastic | Pressurized
MILNER MILLING INC/DIXIE PORTLAN | 347 INDUSTRIAL RD | BARNESVILLE | Lamar | 850031 | 1 | [5 empty] | Removed from Ground | Diesel | 12000 | Marked Unknown | 1979-05-10 | Bare Steel
LAMAR COUNTY BOARD OF EDUCATION (BUS SHOP) | 227 ROBERTA DR | BARNESVILLE | Lamar | 10000238 | 1 | Flapper Valve | 1997-05-01 | FALSE | 1997-05-01 | FALSE | Currently in Use | Not Marked/Tank Removed | 10000 | Epoxy | 1997-05-01 | Fiberglass Reinforced Plastic | Safe Suction (Euro)
LAMAR COUNTY BOARD OF EDUCATION (BUS SHOP) | 227 ROBERTA DR | BARNESVILLE | Lamar | 10000238 | 2 | Flapper Valve | 1997-05-01 | FALSE | 1997-05-01 | FALSE | Currently in Use | Not Marked/Tank Removed | 6000 | Epoxy | 1997-05-01 | Fiberglass Reinforced Plastic | Safe Suction (Euro)
SOUTHERN RIVERS ENERGY | 1367 HWY 341 S | BARNESVILLE | Lamar | 10000708 | 1 | Flapper Valve | 1998-04-26 | FALSE | 1998-04-26 | FALSE | Currently in Use | Gas (Historical Use) | 8000 | Composite Double Walled | 2004-07-26 | Fiberglass Reinforced Plastic | Pressurized
SOUTHERN RIVERS ENERGY | 1367 HWY 341 S | BARNESVILLE | Lamar | 10000708 | 2 | Flapper Valve | 1998-04-26 | FALSE | 1998-04-26 | FALSE | Currently in Use | Diesel | 8000 | Composite Double Walled | 1998-04-26 | Fiberglass Reinforced Plastic | Pressurized
FORMER ANDERSONS GROCERY STORE | 1333 HWY 341 S | BARNESVILLE | Lamar | 10000651 | 1 |  |  | FALSE |  | FALSE | Removed from Ground | Gas (Historical Use) | 1065 | Bare Steel |  | Galvanized Steel
FORMER ANDERSONS GROCERY STORE | 1333 HWY 341 S | BARNESVILLE | Lamar | 10000651 | 2 |  |  | FALSE |  | FALSE | Removed from Ground | Gas (Historical Use) | 1065 | Bare Steel |  | Galvanized Steel
FORMER ANDERSONS GROCERY STORE | 1333 HWY 341 S | BARNESVILLE | Lamar | 10000651 | 3 |  |  | FALSE |  | FALSE | Removed from Ground | Gas (Historical Use) | 1065 | Bare Steel |  | Galvanized Steel
FORMER ANDERSONS GROCERY STORE | 1333 HWY 341 S | BARNESVILLE | Lamar | 10000651 | 4 | Ball Float | 1997-01-01 | FALSE | 1997-01-01 | FALSE | Removed from Ground | Gas (Historical Use) | 2000 | Galvanic (STIP-3) | 1997-01-01 | Fiberglass Reinforced Plastic | Safe Suction (Euro)
FORMER ANDERSONS GROCERY STORE | 1333 HWY 341 S | BARNESVILLE | Lamar | 10000651 | 5 | Ball Float | 1997-01-01 | FALSE | 1997-01-01 | FALSE | Removed from Ground | Diesel | 1000 | Galvanic (STIP-3) | 1997-01-01 | Fiberglass Reinforced Plastic | Safe Suction (Euro)
FORMER ANDERSONS GROCERY STORE | 1333 HWY 341 S | BARNESVILLE | Lamar | 10000651 | 6 | Ball Float | 1997-01-01 | FALSE | 1997-01-01 | FALSE | Removed from Ground | Gas (Historical Use) | 500 | Galvanic (STIP-3) | 1997-01-01 | Fiberglass Reinforced Plastic | Safe Suction (Euro)
COUNTY LINE FARM | 222 FORSYTH YATESVILLE RD | CULLODEN | Lamar | 10000899 | 1 | Flapper Valve |  | FALSE |  | FALSE | Removed from Ground | Diesel | 7000 | Fiberglass | 1997-06-01 | Aboveground | Safe Suction (Euro)
COUNTY LINE FARM | 222 FORSYTH YATESVILLE RD | CULLODEN | Lamar | 10000899 | 2A |  |  | FALSE |  | FALSE | Removed from Ground | Diesel | 2000 | Composite | 1999-06-01 |  | Safe Suction (Euro)
COUNTY LINE FARM | 222 FORSYTH YATESVILLE RD | CULLODEN | Lamar | 10000899 | 2B |  |  | FALSE |  | FALSE | Removed from Ground | Diesel | 1000 | Composite | 1999-06-01 |  | Safe Suction (Euro)
RELIABLE MART | 401 VETERAN'S PKWY | BARNESVILLE | Lamar | 10001036 | 1 | Ball Float | 2004-11-09 | FALSE | 2004-11-09 | FALSE | Currently in Use | Regular | 12000 | Composite | 2004-11-09 | Double-Walled Flex | Pressurized
RELIABLE MART | 401 VETERAN'S PKWY | BARNESVILLE | Lamar | 10001036 | 2 | Ball Float | 2004-11-09 | FALSE | 2004-11-09 | FALSE | Currently in Use | Premium | 10000 | Composite | 2004-11-09 | Double-Walled Flex | Pressurized
RELIABLE MART | 401 VETERAN'S PKWY | BARNESVILLE | Lamar | 10001036 | 3 | Ball Float | 2004-11-09 | FALSE | 2004-11-09 | FALSE | Currently in Use | Diesel On Road | 8000 | Composite | 2004-11-09 | Double-Walled Flex | Pressurized
RELIABLE MART | 401 VETERAN'S PKWY | BARNESVILLE | Lamar | 10001036 | 4 | Ball Float | 2004-11-09 | FALSE | 2004-11-09 | FALSE | Currently in Use | Diesel Off Road | 4000 | Composite | 2004-11-09 | Double-Walled Flex | Pressurized
INGLES MARKETS GAS EXPRESS #498 | 629 HWY 341 S | BARNESVILLE | Lamar | 10001547 | 1A |  | 2008-07-01 | FALSE | 2008-07-01 | FALSE | Currently in Use | Gas (Historical Use) | 25000 | Fiberglass Double Walled | 2008-06-01 | Double-Walled Flex | Pressurized
INGLES MARKETS GAS EXPRESS #498 | 629 HWY 341 S | BARNESVILLE | Lamar | 10001547 | 1B |  | 2008-07-01 | FALSE | 2008-07-01 | FALSE | Currently in Use | Gas (Historical Use) | 7000 | Fiberglass Double Walled | 2008-06-01 | Double-Walled Flex | Pressurized
INGLES MARKETS GAS EXPRESS #498 | 629 HWY 341 S | BARNESVILLE | Lamar | 10001547 | 2A |  | 2008-07-01 | FALSE | 2008-07-01 | FALSE | Currently in Use | Diesel | 5000 | Fiberglass Double Walled | 2008-06-01 | Double-Walled Flex | Pressurized
INGLES MARKETS GAS EXPRESS #498 | 629 HWY 341 S | BARNESVILLE | Lamar | 10001547 | 2B |  | 2008-07-01 | FALSE | 2008-07-01 | FALSE | Currently in Use | Diesel | 5000 | Fiberglass Double Walled | 2008-06-01 | Double-Walled Flex | Pressurized
HINES PRESCRIPTION SHOP | 302 COLLEGE DRIVE | BARNESVILLE | Lamar | 10001611 | 1 |  |  | FALSE |  | FALSE | Removed from Ground | Gas (Historical Use) | 1000 | Bare Steel | 2008-08-20
HINES PRESCRIPTION SHOP | 302 COLLEGE DRIVE | BARNESVILLE | Lamar | 10001611 | 2 |  |  | FALSE |  | FALSE | Removed from Ground | Gas (Historical Use) | 1000 | Bare Steel | 2008-08-20
T&J OUTFITTERS #345 | 1054 HWY 36 W | BARNESVILLE | Lamar | 10001286 | 1A | Ball Float | 2007-01-01 | FALSE | 2007-01-01 | FALSE | Currently in Use | Premium | 4000 | Composite | 2007-01-01 | Fiberglass Reinforced Plastic | Pressurized
T&J OUTFITTERS #345 | 1054 HWY 36 W | BARNESVILLE | Lamar | 10001286 | 1B | Ball Float | 2007-01-01 | FALSE | 2007-01-01 | FALSE | Currently in Use | Diesel | 4000 | Composite | 2007-01-01 | Fiberglass Reinforced Plastic | Pressurized
T&J OUTFITTERS #345 | 1054 HWY 36 W | BARNESVILLE | Lamar | 10001286 | 2A | Ball Float | 2007-01-01 | FALSE | 2007-01-01 | FALSE | Currently in Use | Regular | 8000 | Composite | 2007-01-01 | Fiberglass Reinforced Plastic | Pressurized
T&J OUTFITTERS #345 | 1054 HWY 36 W | BARNESVILLE | Lamar | 10001286 | 2B | Ball Float | 2007-01-01 | FALSE | 2007-01-01 | FALSE | Currently in Use | Diesel Off Road | 4000 | Composite | 2007-01-01 | Fiberglass Reinforced Plastic | Pressurized
STALLING AMOCO STATION | 877 S HWY 341 | BARNESVILLE | Lamar | 9085011 | 1 |  | 1998-11-01 |  | 1998-11-01 |  | Temporarily out of use | Gas (Historical Use) | 4000 | Steel-Impressed Current | 1998-12-01 | Cathodically Protected | Safe Suction (Euro)
STALLING AMOCO STATION | 877 S HWY 341 | BARNESVILLE | Lamar | 9085011 | 2 |  | 1998-11-01 |  | 1998-11-01 |  | Temporarily out of use | Gas (Historical Use) | 4000 | Steel-Impressed Current | 1998-12-01 | Cathodically Protected | Safe Suction (Euro)
STALLING AMOCO STATION | 877 S HWY 341 | BARNESVILLE | Lamar | 9085011 | 3 |  | 1998-11-01 |  | 1998-11-01 |  | Temporarily out of use | Gas (Historical Use) | 4000 | Steel-Impressed Current | 1998-12-01 | Cathodically Protected | Safe Suction (Euro)
STALLING AMOCO STATION | 877 S HWY 341 | BARNESVILLE | Lamar | 9085011 | KERO | [5 empty] | Removed from Ground | Kerosene | 550 | Not Marked/Unknown | 1999-01-14 | Not Marked
STALLING AMOCO STATION | 877 S HWY 341 | BARNESVILLE | Lamar | 9085011 | OIL |  |  | TRUE |  | TRUE | Removed from Ground | Used Oil | 550 | Not Marked/Unknown | 1999-01-14 | Not Marked
C&B CONVENIENCE STORE | 402 FREDONIA CHURCH HWY 41 S | BARNESVILLE | Lamar | 9085012 | 1 | Ball Float | 1994-02-28 | FALSE | 1994-02-28 | FALSE | Currently in Use | Regular | 8000 | Composite | 1994-02-28 | Fiberglass Reinforced Plastic | Pressurized
C&B CONVENIENCE STORE | 402 FREDONIA CHURCH HWY 41 S | BARNESVILLE | Lamar | 9085012 | 2 | Ball Float | 1994-02-28 | FALSE | 1994-02-28 | FALSE | Currently in Use | E-10 | 6000 | Composite | 1994-02-28 | Fiberglass Reinforced Plastic | Pressurized
C&B CONVENIENCE STORE | 402 FREDONIA CHURCH HWY 41 S | BARNESVILLE | Lamar | 9085012 | 3 | Ball Float | 1994-02-28 | FALSE | 1994-02-28 | FALSE | Currently in Use | Premium | 6000 | Composite | 1994-02-28 | Fiberglass Reinforced Plastic | Pressurized
C&B CONVENIENCE STORE | 402 FREDONIA CHURCH HWY 41 S | BARNESVILLE | Lamar | 9085012 | 4 | Ball Float | 1994-02-28 | FALSE | 1994-02-28 | FALSE | Currently in Use | Diesel | 6000 | Composite | 1994-02-28 | Fiberglass Reinforced Plastic | Pressurized
C&B CONVENIENCE STORE | 402 FREDONIA CHURCH HWY 41 S | BARNESVILLE | Lamar | 9085012 | 5 | Flapper Valve | 1994-02-28 | FALSE | 1994-02-28 | FALSE | Temporarily out of use | Diesel | 2000 | Composite | 1994-02-28 | Fiberglass Reinforced Plastic | Safe Suction (Euro)
BARNESVILLE QUICK STOP | 116 ATLANTA ST | BARNESVILLE | Lamar | 9085013 | 1 | Flapper Valve | 1998-07-31 | FALSE | 1998-07-31 | FALSE | Temporarily out of use | Gas (Historical Use) | 2000 | Steel-Impressed Current | 1989-01-01 | Steel (Impressed Current) | Suction (American)
BARNESVILLE QUICK STOP | 116 ATLANTA ST | BARNESVILLE | Lamar | 9085013 | 2 | Flapper Valve | 1998-07-31 | FALSE | 1998-07-31 | FALSE | Temporarily out of use | Gas (Historical Use) | 2000 | Steel-Impressed Current | 1989-01-01 | Steel (Impressed Current) | Suction (American)
BARNESVILLE QUICK STOP | 116 ATLANTA ST | BARNESVILLE | Lamar | 9085013 | 3 | Flapper Valve | 1998-07-31 | FALSE | 1998-07-31 | FALSE | Temporarily out of use | Gas (Historical Use) | 1000 | Steel-Impressed Current | 1989-01-01 | Steel (Impressed Current) | Safe Suction (Euro)
BARNESVILLE QUICK STOP | 116 ATLANTA ST | BARNESVILLE | Lamar | 9085013 | 4 |  | 1998-07-31 | TRUE | 1998-07-31 | TRUE | Temporarily out of use | Used Oil | 500 | Steel-Impressed Current | 1989-01-01 | Steel (Impressed Current)
GROVE ST FIRE STATION | GROVE ST HWY 341S | BARNESVILLE | Lamar | 9085014 | 1 | [5 empty] | Removed from Ground | Diesel | 0 | Not Marked/Unknown | 1997-11-19 | Not Marked
LAMAR COUNTY DETENTION CENTER | 121 ROBERTA DR | BARNESVILLE | Lamar | 9085015 | 1 |  | 1998-09-08 |  | 1992-10-01 |  | Removed from Ground | Gas (Historical Use) | 3000 | Steel-Impressed Current | 1992-10-01 | Fiberglass Reinforced Plastic | Pressurized
LAMAR CO PUBLIC WORKS DEPARTMENT | 730 GROVE ST | BARNESVILLE | Lamar | 9085016 | 1 | [5 empty] | Removed from Ground | Gas (Historical Use) | 10000 | Not Marked/Unknown |  | Not Marked
LAMAR CO PUBLIC WORKS DEPARTMENT | 730 GROVE ST | BARNESVILLE | Lamar | 9085016 | 2 | [5 empty] | Removed from Ground | Diesel | 10000 | Not Marked/Unknown |  | Not Marked
LAMAR CO PUBLIC WORKS DEPARTMENT | 730 GROVE ST | BARNESVILLE | Lamar | 9085016 | 3 |  | 1997-10-20 |  | 1997-10-20 |  | Currently in Use | Gas (Historical Use) | 10000 | Epoxy | 1997-10-20 | Fiberglass Reinforced Plastic | Safe Suction (Euro)
LAMAR CO PUBLIC WORKS DEPARTMENT | 730 GROVE ST | BARNESVILLE | Lamar | 9085016 | 4 |  | 1997-10-20 |  | 1997-10-20 |  | Currently in Use | Diesel | 10000 | Epoxy | 1997-10-20 | Fiberglass Reinforced Plastic | Safe Suction (Euro)
LAMAR CO COURTHOUSE | 326 THOMASTON STREET | BARNESVILLE | Lamar | 9085018 | 1 | [5 empty] | Removed from Ground | Gas (Historical Use) | 1000 | Marked Unknown | 1998-03-12 | Galvanized Steel | Safe Suction (Euro)
LAMAR CO COURTHOUSE | 326 THOMASTON STREET | BARNESVILLE | Lamar | 9085018 | 2 | [5 empty] | Removed from Ground | Diesel | 550 | Marked Unknown | 1998-03-12 | Galvanized Steel | Safe Suction (Euro)
EVANS TIMBER CO INC | 569 HWY 41 N | MILNER | Lamar | 9085019 | 1 |  | 1998-11-09 |  | 1998-11-09 |  | Removed from Ground | Diesel | 20000 | Steel-Impressed Current | 1983-12-01 | Cathodically Protected | Pressurized
CITY OF BARNESVILLE STREET DEPT | 100 LAMAR STREET | BARNESVILLE | Lamar | 9085020 | 1 | [5 empty] | Removed from Ground | Gas (Historical Use) | 10000 | Not Marked/Unknown | 1986-01-01 | Not Marked
CITY OF BARNESVILLE STREET DEPT | 100 LAMAR STREET | BARNESVILLE | Lamar | 9085020 | 2 | [5 empty] | Removed from Ground | Diesel | 2000 | Not Marked/Unknown | 1986-01-01 | Not Marked
SAM'S 7-11 (FORMER) | 523 HWY 18 WEST | BARNESVILLE | Lamar | 9085001 | 1 | [5 empty] | Removed from Ground | Gas (Historical Use) | 550 | Bare Steel | 1991-08-09 | Unknown
NORFOLK SOUTHERN | INTERMODAL FACILITY | BARNESVILLE | Lamar | 9085003 | 1 | [5 empty] | Removed from Ground | Diesel | 1000 | Marked Unknown | 1992-04-03 | Unknown
BP AMOCO | 328 COLLEGE DR | BARNESVILLE | Lamar | 9085004 | 1 | Ball Float | 1993-05-01 | FALSE | 1993-05-01 | FALSE | Currently in Use | Regular | 10000 | Galvanic (STIP-3) | 1989-01-01 | Fiberglass Reinforced Plastic
BP AMOCO | 328 COLLEGE DR | BARNESVILLE | Lamar | 9085004 | 2 | Ball Float | 1993-05-01 | FALSE | 1993-05-01 | FALSE | Currently in Use | Premium | 10000 | Galvanic (STIP-3) | 1989-01-01 | Fiberglass Reinforced Plastic
BP AMOCO | 328 COLLEGE DR | BARNESVILLE | Lamar | 9085004 | 3 | Ball Float | 1993-05-01 | FALSE | 1993-05-01 | FALSE | Currently in Use | Plus | 6000 | Galvanic (STIP-3) | 1989-01-01 | Fiberglass Reinforced Plastic
HOT SHOT | 202 HWY 341 BY-PASS | BARNESVILLE | Lamar | 9085005 | 1 |  | 1994-02-16 |  | 1994-02-16 |  | Currently in Use | Gas (Historical Use) | 15000 | Composite | 1994-02-16 | Fiberglass Reinforced Plastic | Pressurized
HOT SHOT | 202 HWY 341 BY-PASS | BARNESVILLE | Lamar | 9085005 | 2 |  | 1994-02-16 |  | 1994-02-16 |  | Currently in Use | Gas (Historical Use) | 8000 | Composite | 1994-02-16 | Fiberglass Reinforced Plastic | Pressurized
HOT SHOT | 202 HWY 341 BY-PASS | BARNESVILLE | Lamar | 9085005 | 3 |  | 1994-02-16 |  | 1994-02-16 |  | Currently in Use | Diesel | 8000 | Composite | 1994-02-16 | Fiberglass Reinforced Plastic | Pressurized
HOT SHOT | 202 HWY 341 BY-PASS | BARNESVILLE | Lamar | 9085005 | 4 |  | 1994-02-16 | FALSE | 1994-02-16 | FALSE | Temporarily out of use | Diesel | 8000 | Composite | 1994-02-16 | Fiberglass Reinforced Plastic | Pressurized
HOT SHOT | 202 HWY 341 BY-PASS | BARNESVILLE | Lamar | 9085005 | 5 |  | 1994-02-16 | FALSE | 1994-02-16 | FALSE | Currently in Use | Diesel | 12000 | Composite | 1994-02-16 | Fiberglass Reinforced Plastic | Pressurized
EXPRESS MART | US 341 & ROSE DR | BARNESVILLE | Lamar | 9085007 | 1 | [5 empty] | Removed from Ground | Gas (Historical Use) | 6000 | Bare Steel | 2000-01-11 | Galvanized Steel | Safe Suction (Euro)
EXPRESS MART | US 341 & ROSE DR | BARNESVILLE | Lamar | 9085007 | 2 | [5 empty] | Removed from Ground | Gas (Historical Use) | 6000 | Bare Steel | 2000-01-11 | Galvanized Steel | Safe Suction (Euro)
EXPRESS MART | US 341 & ROSE DR | BARNESVILLE | Lamar | 9085007 | 3 | [5 empty] | Removed from Ground | Gas (Historical Use) | 4000 | Bare Steel | 2000-01-11 | Galvanized Steel | Safe Suction (Euro)
EXPRESS MART | US 341 & ROSE DR | BARNESVILLE | Lamar | 9085007 | 4 | [5 empty] | Removed from Ground | Diesel | 4000 | Bare Steel | 2000-01-11 | Galvanized Steel | Safe Suction (Euro)
Gordon College | 419 College Dr | Barnesville | Lamar | UST-SLOC-9085006 | 1 | [5 empty] | Removed from Ground | Gas (Historical Use) | 1000 | Bare Steel | 1986-10-16 | Galvanized Steel | Suction (American)
Gordon College | 419 College Dr | Barnesville | Lamar | UST-SLOC-9085006 | 2 | [5 empty] | Removed from Ground | Diesel | 1000 | Bare Steel | 1986-10-16 | Not Marked | Suction (American)
Gordon College | 419 College Dr | Barnesville | Lamar | UST-SLOC-850002 | 1 | [5 empty] | Removed from Ground | Gas (Historical Use) | 505 | Bare Steel | 1974-01-17 | Bare Steel
Gordon College | 419 College Dr | Barnesville | Lamar | UST-SLOC-850002 | 2 | [5 empty] | Removed from Ground | Gas (Historical Use) | 1000 | Bare Steel | 1986-10-16 | Galvanized Steel | Suction (American)
Gordon College | 419 College Dr | Barnesville | Lamar | UST-SLOC-850002 | 3 | [5 empty] | Removed from Ground | Diesel | 1000 | Bare Steel | 1986-10-16 | Not Marked | Suction (American)
PRYOR SS #2 | 512 ATLANTA ST | BARNESVILLE | Lamar | 9126041 | PLUS1000 | [5 empty] | Temporarily out of use | Diesel | 1000 | Bare Steel |  | Galvanized Steel | Safe Suction (Euro)
PRYOR SS #2 | 512 ATLANTA ST | BARNESVILLE | Lamar | 9126041 | PREM1000 | [5 empty] | Temporarily out of use | Gas (Historical Use) | 1000 | Bare Steel |  | Galvanized Steel | Safe Suction (Euro)
PRYOR SS #2 | 512 ATLANTA ST | BARNESVILLE | Lamar | 9126041 | UL2000 | [5 empty] | Temporarily out of use | Diesel | 2000 | Bare Steel |  | Galvanized Steel | Safe Suction (Euro)
PRYOR SS #2 | 512 ATLANTA ST | BARNESVILLE | Lamar | 9126041 | UL3000 | [5 empty] | Temporarily out of use | Gas (Historical Use) | 3000 | Bare Steel | 1974-06-07 | Galvanized Steel | Safe Suction (Euro)
ALLTEL/GTE/LAKELAND CENTRAL OFFI | SOUTHEAST MURIEL & TEMPLE ST | LAKELAND | Lanier | 9086001 | 1 | [5 empty] | Removed from Ground | Other | 550 | Bare Steel | 1994-09-29 | Copper | Suction (American)
PETRO #155 C MART | 73 OAK ST | LAKELAND | Lanier | 9086002 | 1 | Flapper Valve | 1998-04-01 | FALSE | 1998-04-01 | FALSE | Currently in Use | E-10 | 8000 | Galvanic (STIP-3) | 1987-08-30 | Fiberglass Reinforced Plastic | Pressurized
PETRO #155 C MART | 73 OAK ST | LAKELAND | Lanier | 9086002 | 2 |  | 1998-04-01 | FALSE | 1998-04-01 | FALSE | Temporarily out of use | E-0 | 8000 | Galvanic (STIP-3) | 1987-08-30 | Fiberglass Reinforced Plastic | Pressurized
PETRO #155 C MART | 73 OAK ST | LAKELAND | Lanier | 9086002 | 3 |  | 1998-04-01 | FALSE | 1998-04-01 | FALSE | Temporarily out of use | Premium | 6000 | Galvanic (STIP-3) | 1987-08-30 | Fiberglass Reinforced Plastic | Pressurized
TRI COUNTY GROCERY | 4 HWY 125 N | RAY CITY | Lanier | 9086003 | 1 | Flapper Valve | 1998-07-15 | FALSE | 1998-07-15 | FALSE | Currently in Use | E-10 | 10000 | Steel-Impressed Current | 1989-06-30 | Fiberglass Reinforced Plastic | Pressurized
TRI COUNTY GROCERY | 4 HWY 125 N | RAY CITY | Lanier | 9086003 | 2 | Flapper Valve | 1998-07-15 | FALSE | 1998-07-15 | FALSE | Currently in Use | Premium | 8000 | Galvanic (STIP-3) | 1989-06-30 | Fiberglass Reinforced Plastic | Pressurized
TRI COUNTY GROCERY | 4 HWY 125 N | RAY CITY | Lanier | 9086003 | 3 | Flapper Valve | 1998-07-15 | FALSE | 1998-07-15 | FALSE | Currently in Use | Diesel | 8000 | STIP-3/Impressed Current | 1989-06-30 | Fiberglass Reinforced Plastic | Pressurized
LAKELAND QUICK STOP | 121 S VALDOSTA RD | LAKELAND | Lanier | 9086004 | 1 |  | 1991-12-01 | FALSE | 1991-12-01 | FALSE | Currently in Use | Regular | 10000 | Fiberglass | 1991-11-01
LAKELAND QUICK STOP | 121 S VALDOSTA RD | LAKELAND | Lanier | 9086004 | 2 | Ball Float | 1991-12-01 | FALSE | 1991-12-01 | FALSE | Currently in Use | Premium | 10000 | Fiberglass | 1991-11-01 |  | Pressurized
LAKELAND QUICK STOP | 121 S VALDOSTA RD | LAKELAND | Lanier | 9086004 | 3 |  | 1991-12-01 | FALSE | 1991-12-01 | FALSE | Currently in Use | Diesel | 10000 | Fiberglass | 1991-11-01 |  | Pressurized
LAKELAND QUICK STOP | 121 S VALDOSTA RD | LAKELAND | Lanier | 9086004 | 4 |  |  | FALSE | 1991-12-01 | FALSE | Closed in Ground | Gas (Historical Use) | 10000 | Fiberglass | 1991-11-01 | Galvanized Steel | Pressurized
JOHN ROBERSON SERVICE CTR | 322 WEST THIGPEN | LAKELAND | Lanier | 9086005 | 1 | [5 empty] | Currently in Use | Gas (Historical Use) | 1000 | Not Marked/Unknown |  | Not Marked
JOHN ROBERSON SERVICE CTR | 322 WEST THIGPEN | LAKELAND | Lanier | 9086005 | 2 | [5 empty] | Currently in Use | Gas (Historical Use) | 1000 | Not Marked/Unknown |  | Not Marked
GLENN LEE | RT 1 | LAKELAND | Lanier | 870066 | 1 | [5 empty] | Removed from Ground | Gas (Historical Use) | 560 | Bare Steel | 1971-03-14 | Galvanized Steel | Suction (American)
GLENN LEE | RT 1 | LAKELAND | Lanier | 870066 | 2 | [5 empty] | Permanently Out of Use - historical purposes | Gas (Historical Use) | 287 | Bare Steel | 1971-03-14 | Galvanized Steel | Suction (American)
ELIJAH LOVE | RT 1 | LAKELAND | Lanier | 870067 | 1 | [5 empty] | Permanently Out of Use - historical purposes | Empty | 287 | Bare Steel | 1971-03-14 | Galvanized Steel
ELIJAH LOVE | RT 1 | LAKELAND | Lanier | 870067 | 2 | [5 empty] | Permanently Out of Use - historical purposes | Empty | 287 | Bare Steel | 1971-03-14 | Galvanized Steel
JET 91 | 62 W MAIN ST | LAKELAND | Lanier | 10002143 | 1A | Flapper Valve | 2012-08-15 | FALSE | 2012-08-15 | FALSE | Currently in Use | E-10 | 12000 | Composite Double Walled | 2012-08-12 | Double-Walled Fiberglass | Pressurized
JET 91 | 62 W MAIN ST | LAKELAND | Lanier | 10002143 | 1B |  | 2012-08-15 | FALSE | 2012-08-15 | FALSE | Currently in Use | Premium | 4000 | Composite Double Walled | 2012-08-12 | Double-Walled Fiberglass | Pressurized
JET 91 | 62 W MAIN ST | LAKELAND | Lanier | 10002143 | 1C | Flapper Valve | 2012-08-15 | FALSE | 2012-08-15 | FALSE | Currently in Use | Diesel | 4000 | Composite Double Walled | 2012-08-12 | Fiberglass Reinforced Plastic | Pressurized
GIDDENS CHEVROLET | 202 WEST MAIN STREET | LAKELAND | Lanier | 10001916 | 1 |  |  | FALSE |  | FALSE | Removed from Ground | Gas (Historical Use) | 2000 | Unknown | 1972-01-01 | Unknown
GIDDENS CHEVROLET | 202 WEST MAIN STREET | LAKELAND | Lanier | 10001916 | 2 |  |  | FALSE |  | FALSE | Removed from Ground | Gas (Historical Use) | 2000 | Unknown | 1972-01-01 | Unknown
GIDDENS CHEVROLET | 202 WEST MAIN STREET | LAKELAND | Lanier | 10001916 | 3 |  |  | FALSE |  | FALSE | Removed from Ground | Used Oil | 500 | Unknown |  | Unknown
GIDDENS CHEVROLET | 202 WEST MAIN STREET | LAKELAND | Lanier | 10001916 | 4 |  |  | FALSE |  | FALSE | Installed | Used Oil | 500 | Unknown |  | Unknown
JAMES J MCGUIRE PROPERTY | HWY 84 | STOCKTON | Lanier | 10000630 | 1 |  |  | FALSE |  | FALSE | Removed from Ground | Gas (Historical Use) | 550 | Bare Steel | 2000-05-12
JAMES J MCGUIRE PROPERTY | HWY 84 | STOCKTON | Lanier | 10000630 | 2 |  |  | FALSE |  | FALSE | Removed from Ground | Gas (Historical Use) | 550 | Bare Steel | 2000-05-12
JAMES J MCGUIRE PROPERTY | HWY 84 | STOCKTON | Lanier | 10000630 | 3 |  |  | FALSE |  | FALSE | Removed from Ground | Gas (Historical Use) | 550 | Bare Steel | 2000-05-12
CROSSROAD PANTRY | 1385 W HWY 122 | LAKELAND | Lanier | 10002301 | 1 | Ball Float | 2013-08-15 | FALSE | 2013-08-15 | FALSE | Currently in Use | Diesel Off Road | 4000 | Tank Jacket | 2013-08-15 | Double-Walled Fiberglass | Pressurized
CROSSROAD PANTRY | 1385 W HWY 122 | LAKELAND | Lanier | 10002301 | 2 | Ball Float | 2013-08-15 | FALSE | 2013-08-15 | FALSE | Currently in Use | Premium | 4000 | Tank Jacket | 2013-08-15 | Double-Walled Fiberglass | Pressurized
CROSSROAD PANTRY | 1385 W HWY 122 | LAKELAND | Lanier | 10002301 | 3 | Ball Float | 2013-08-15 | FALSE | 2013-08-15 | FALSE | Currently in Use | Diesel On Road | 4000 | Tank Jacket | 2013-08-15 | Double-Walled Fiberglass | Pressurized
CROSSROAD PANTRY | 1385 W HWY 122 | LAKELAND | Lanier | 10002301 | 4 | Ball Float | 2013-08-15 | FALSE | 2013-08-15 | FALSE | Currently in Use | E-10 | 12000 | Tank Jacket | 2013-08-15 | Double-Walled Fiberglass | Pressurized
DOLLAR GENERAL #1623 | 142 S VALDOSTA RD | LAKELAND | Lanier | 10002402 | 1 | Flapper Valve | 2014-09-18 | FALSE |  | FALSE | Currently in Use | E-10 | 15000 | Fiberglass Double Walled | 2016-03-18 | Double-Walled Flex | Pressurized
DOLLAR GENERAL #1623 | 142 S VALDOSTA RD | LAKELAND | Lanier | 10002402 | 2A | Flapper Valve | 2014-09-18 | FALSE |  | FALSE | Currently in Use | Premium | 8000 | Fiberglass Double Walled | 2016-03-18 | Double-Walled Flex | Pressurized
DOLLAR GENERAL #1623 | 142 S VALDOSTA RD | LAKELAND | Lanier | 10002402 | 2B | Flapper Valve | 2014-09-18 | FALSE |  | FALSE | Currently in Use | Diesel | 7000 | Fiberglass Double Walled | 2016-03-18 | Double-Walled Flex | Pressurized
B & KS COUNTRYSIDE GENERAL STORE | HWY 122 & RIVER RD | LAKELAND | Lanier | 860001 | 1 | [5 empty] | Removed from Ground | Empty | 1000 | Bare Steel | 1976-03-26 | Galvanized Steel
B & KS COUNTRYSIDE GENERAL STORE | HWY 122 & RIVER RD | LAKELAND | Lanier | 860001 | 2 | [5 empty] | Removed from Ground | Empty | 1000 | Bare Steel | 1976-03-26 | Galvanized Steel
B & KS COUNTRYSIDE GENERAL STORE | HWY 122 & RIVER RD | LAKELAND | Lanier | 860001 | 3 | [5 empty] | Removed from Ground | Diesel | 280 | Bare Steel | 1961-03-30 | Galvanized Steel
FENNIS MILLER SEPTIC TANK CO | PO BOX 246 | LAKELAND | Lanier | 860002 | 1 | [5 empty] | Removed from Ground | Diesel | 1000 | Bare Steel | 1971-03-28 | Galvanized Steel
LAKELAND OIL CO INC | 308 W MAIN ST | LAKELAND | Lanier | 860006 | 1R | Flapper Valve | 1998-06-10 |  | 1998-06-10 |  | Temporarily out of use | Gas (Historical Use) | 1000 | Steel-Impressed Current | 1986-02-05 | Steel (Impressed Current) | Safe Suction (Euro)
LAKELAND OIL CO INC | 308 W MAIN ST | LAKELAND | Lanier | 860006 | 2U | Flapper Valve | 1998-06-10 |  | 1998-06-10 |  | Temporarily out of use | Gas (Historical Use) | 3000 | Steel-Impressed Current | 1986-02-05 | Steel (Impressed Current) | Safe Suction (Euro)
LAKELAND OIL CO INC | 308 W MAIN ST | LAKELAND | Lanier | 860006 | 3P | Flapper Valve | 1998-06-10 |  | 1998-06-10 |  | Temporarily out of use | Gas (Historical Use) | 4000 | Steel-Impressed Current | 1986-02-05 | Steel (Impressed Current) | Safe Suction (Euro)
LAKELAND OIL CO INC | 308 W MAIN ST | LAKELAND | Lanier | 860006 | 4#2 | Flapper Valve | 1998-06-10 |  | 1998-06-10 |  | Temporarily out of use | Diesel | 4000 | Steel-Impressed Current | 1986-02-05 | Steel (Impressed Current) | Safe Suction (Euro)
LANIER COUNTY MIDDLE SCHOOL | 311 SOUTH 10TH AVE | LAKELAND | Lanier | 860007 | 1 | [5 empty] | Removed from Ground | Diesel | 5000 | Bare Steel | 1966-01-11 | Galvanized Steel
BULL DOGS #1 | 305 W MAIN ST | LAKELAND | Lanier | 860008 | 1 | Flapper Valve | 1997-03-02 | FALSE | 1997-03-02 | FALSE | Currently in Use | Diesel | 8000 | Steel-Impressed Current | 1978-03-09 | Steel (Impressed Current) | Safe Suction (Euro)
BULL DOGS #1 | 305 W MAIN ST | LAKELAND | Lanier | 860008 | 2 | Flapper Valve | 1997-03-02 | FALSE | 1997-03-02 | FALSE | Currently in Use | E-10 | 8000 | Steel-Impressed Current | 1978-03-09 | Steel (Impressed Current) | Suction (American)
BULL DOGS #2 | 314 E MAIN ST | LAKELAND | Lanier | 860009 | 1 | Flapper Valve | 1997-03-05 | FALSE | 1997-03-05 | FALSE | Removed from Ground | Gas (Historical Use) | 3000 | Steel-Impressed Current | 1966-03-12 | Steel (Impressed Current) | Safe Suction (Euro)
BULL DOGS #2 | 314 E MAIN ST | LAKELAND | Lanier | 860009 | 2 | Flapper Valve | 1997-03-05 | FALSE | 1997-03-05 | FALSE | Removed from Ground | E-10 | 3000 | Steel-Impressed Current | 1966-03-12 | Steel (Impressed Current) | Safe Suction (Euro)
BULL DOGS #2 | 314 E MAIN ST | LAKELAND | Lanier | 860009 | 3 | Flapper Valve | 1997-03-05 | FALSE | 1997-03-05 | FALSE | Removed from Ground | E-10 | 1000 | Steel-Impressed Current | 1966-03-12 | Steel (Impressed Current) | Suction (American)
LAKELAND OIL CO INC | 802 VALDOSTA HWY | LAKELAND | Lanier | 860010 | 1 | [5 empty] | Removed from Ground | Gas (Historical Use) | 560 | Bare Steel | 1981-03-08 | Galvanized Steel
LAKELAND OIL CO INC | 802 VALDOSTA HWY | LAKELAND | Lanier | 860010 | 2 | [5 empty] | Removed from Ground | Gas (Historical Use) | 560 | Bare Steel | 1971-03-11 | Galvanized Steel
LAKELAND OIL CO INC | 802 VALDOSTA HWY | LAKELAND | Lanier | 860010 | 3 | [5 empty] | Removed from Ground | Gas (Historical Use) | 560 | Bare Steel | 1978-03-09 | Galvanized Steel
LAKELAND OIL CO INC | 802 VALDOSTA HWY | LAKELAND | Lanier | 860010 | 4 |  | 1998-06-10 |  | 1998-06-10 |  | Removed from Ground | Diesel | 3000 | Steel-Impressed Current | 1971-03-11 | Cathodically Protected | Suction (American)
LAKELAND OIL CO INC | 802 VALDOSTA HWY | LAKELAND | Lanier | 860010 | 5 | [5 empty] | Removed from Ground | Empty | 560 | Bare Steel | 1966-03-12 | Galvanized Steel
LAKELAND OIL CO INC | 802 VALDOSTA HWY | LAKELAND | Lanier | 860010 | 6 | [5 empty] | Removed from Ground | Empty | 560 | Bare Steel | 1966-03-12 | Galvanized Steel
BOBBYS CITGO | 46 N CARTER ST | LAKELAND | Lanier | 860012 | 1 | Flapper Valve | 1998-09-14 | FALSE | 1998-09-14 | FALSE | Currently in Use | Premium | 2000 | Steel-Impressed Current | 1970-04-25 | Steel (Impressed Current) | Suction (American)
BOBBYS CITGO | 46 N CARTER ST | LAKELAND | Lanier | 860012 | 2 | Flapper Valve | 1998-09-14 | FALSE | 1998-09-14 | FALSE | Currently in Use | E-0 | 2000 | Steel-Impressed Current | 1970-04-25 | Steel (Impressed Current) | Suction (American)
BOBBYS CITGO | 46 N CARTER ST | LAKELAND | Lanier | 860012 | 3 | Flapper Valve | 1998-09-14 | FALSE | 1998-09-14 | FALSE | Currently in Use | Diesel On Road | 2000 | Steel-Impressed Current | 1970-04-25 | Steel (Impressed Current) | Suction (American)
LANIER UNIT 08-086 | RT 1 | LAKELAND | Lanier | 860013 | 1 |  |  | TRUE |  | TRUE | Permanently Out of Use - historical purposes | Empty | 2000 | Bare Steel | 1974-04-25 | Bare Steel
GA DOT #10427/LANIER CO MAINT HQ | SR 11 EAST | LAKELAND | Lanier | 860014 | 10427-3 | [5 empty] | Removed from Ground | Gas (Historical Use) | 550 | Bare Steel | 1976-05-01 | Galvanized Steel
GA DOT #10427/LANIER CO MAINT HQ | SR 11 EAST | LAKELAND | Lanier | 860014 | 10427-4 | [5 empty] | Removed from Ground | Diesel | 1000 | Bare Steel | 1971-05-03 | Galvanized Steel
GA DOT #10427/LANIER CO MAINT HQ | SR 11 EAST | LAKELAND | Lanier | 860014 | 427D1 |  | 1988-10-31 |  | 1988-10-31 |  | Removed from Ground | Diesel | 1050 | Cathodically Protected Steel | 1988-10-31 | Galvanized Steel | Safe Suction (Euro)
GA DOT #10427/LANIER CO MAINT HQ | SR 11 EAST | LAKELAND | Lanier | 860014 | 427G1 |  | 1988-10-31 |  | 1988-10-31 |  | Removed from Ground | Gas (Historical Use) | 1050 | Cathodically Protected Steel | 1988-10-31 | Galvanized Steel | Safe Suction (Euro)
MRS JAMES CONNIES GULF | US 84 & 129 | STOCKTON | Lanier | 860015 | 1 | [5 empty] | Removed from Ground | Gas (Historical Use) | 1000 | Bare Steel | 1971-05-12 | Galvanized Steel
MRS JAMES CONNIES GULF | US 84 & 129 | STOCKTON | Lanier | 860015 | 2 | [5 empty] | Removed from Ground | Gas (Historical Use) | 1000 | Bare Steel | 1971-05-12 | Galvanized Steel
MRS JAMES CONNIES GULF | US 84 & 129 | STOCKTON | Lanier | 860015 | 3 | [5 empty] | Removed from Ground | Gas (Historical Use) | 1000 | Bare Steel | 1971-05-12 | Galvanized Steel
BULL DOGS #3 | 514 HWY 84 E | STOCKTON | Lanier | 860016 | 1 | Flapper Valve | 1997-05-01 | FALSE | 1997-05-01 | TRUE | Temporarily out of use | Gas (Historical Use) | 12000 | Steel-Impressed Current | 1976-05-07 | Fiberglass Reinforced Plastic | Pressurized
BULL DOGS #3 | 514 HWY 84 E | STOCKTON | Lanier | 860016 | 2 | Flapper Valve | 1997-05-01 |  | 1997-05-01 | TRUE | Temporarily out of use | Gas (Historical Use) | 12000 | Steel-Impressed Current | 1976-05-07 | Fiberglass Reinforced Plastic | Pressurized
MIDTOWN MINIT MART | 214 E MAIN ST | LAKELAND | Lanier | 860017 | 1 |  | 1998-11-15 | FALSE | 1998-11-15 | FALSE | Currently in Use | E-10 | 8000 | Steel-Impressed Current | 1982-05-08 | Steel (Impressed Current) | Pressurized
MIDTOWN MINIT MART | 214 E MAIN ST | LAKELAND | Lanier | 860017 | 2 | Flapper Valve | 1998-11-15 | FALSE | 1998-11-15 | FALSE | Currently in Use | Premium | 8000 | Steel-Impressed Current | 1982-05-08 | Steel (Impressed Current) | Pressurized
MIDTOWN MINIT MART | 214 E MAIN ST | LAKELAND | Lanier | 860017 | 3 |  | 1998-11-15 |  | 1998-11-15 |  | Closed in Ground | Gas (Historical Use) | 8000 | Steel-Impressed Current | 1982-05-08 | Steel (Impressed Current) | Pressurized
MIDTOWN MINIT MART | 214 E MAIN ST | LAKELAND | Lanier | 860017 | 4 | [5 empty] | Removed from Ground | Gas (Historical Use) | 500 | Bare Steel | 1930-01-01 | Bare Steel
MIDTOWN MINIT MART | 214 E MAIN ST | LAKELAND | Lanier | 860017 | 5 | [5 empty] | Removed from Ground | Gas (Historical Use) | 500 | Bare Steel | 1930-01-01 | Bare Steel
LANIER COUNTY PRIMARY SCHOOL | 242 VALDOSTA RD | LAKELAND | Lanier | 860018 | 1 | [5 empty] | Removed from Ground | Gas (Historical Use) | 8000 | Bare Steel | 1977-01-03 | Galvanized Steel
LANIER COUNTY PRIMARY SCHOOL | 242 VALDOSTA RD | LAKELAND | Lanier | 860018 | 2 | [5 empty] | Removed from Ground | Diesel | 4000 | Bare Steel | 1985-01-01 | Bare Steel
DIXIE BAY STATION #682 | WEST MAIN ST | LAKELAND | Lanier | 860019 | 1 | [5 empty] | Removed from Ground | Gas (Historical Use) | 3000 | Bare Steel | 1964-05-18 | Galvanized Steel
DIXIE BAY STATION #682 | WEST MAIN ST | LAKELAND | Lanier | 860019 | 2 | [5 empty] | Removed from Ground | Gas (Historical Use) | 3000 | Bare Steel | 1964-05-18 | Galvanized Steel
DIXIE BAY STATION #682 | WEST MAIN ST | LAKELAND | Lanier | 860019 | 3 | [5 empty] | Removed from Ground | Gas (Historical Use) | 3000 | Bare Steel | 1964-05-18 | Galvanized Steel
DIXIE BAY STATION #682 | WEST MAIN ST | LAKELAND | Lanier | 860019 | 4 | [5 empty] | Removed from Ground | Gas (Historical Use) | 3000 | Bare Steel | 1964-05-18 | Galvanized Steel
DIXIE BAY STATION #682 | WEST MAIN ST | LAKELAND | Lanier | 860019 | 5 | [5 empty] | Removed from Ground | Diesel | 2000 | Bare Steel | 1964-05-18 | Galvanized Steel
STOCKTON QUICK STOP #954 | 508 HWY 84 W | STOCKTON | Lanier | 860020 | 1 |  | 2001-03-01 | FALSE | 2001-03-01 | FALSE | Currently in Use | E-10 | 10000 | Galvanic (STIP-3) | 2001-03-01 | Fiberglass Reinforced Plastic | Pressurized
STOCKTON QUICK STOP #954 | 508 HWY 84 W | STOCKTON | Lanier | 860020 | 2 | Flapper Valve | 2001-03-01 | FALSE | 2001-03-01 | FALSE | Currently in Use | Premium | 10000 | Galvanic (STIP-3) | 2001-03-01 | Fiberglass Reinforced Plastic | Pressurized
STOCKTON QUICK STOP #954 | 508 HWY 84 W | STOCKTON | Lanier | 860020 | 3 | Flapper Valve | 2001-03-01 | FALSE | 2001-03-01 | FALSE | Currently in Use | Diesel | 10000 | Galvanic (STIP-3) | 2001-03-01 | Fiberglass Reinforced Plastic | Pressurized
STOCKTON QUICK STOP #954 | 508 HWY 84 W | STOCKTON | Lanier | 860020 | A |  |  | FALSE |  | FALSE | Removed from Ground | Gas (Historical Use) | 1000 | Bare Steel | 2000-07-26
STOCKTON QUICK STOP #954 | 508 HWY 84 W | STOCKTON | Lanier | 860020 | B |  |  | FALSE |  | FALSE | Removed from Ground | Gas (Historical Use) | 550 | Bare Steel | 2000-07-26
STOCKTON QUICK STOP #954 | 508 HWY 84 W | STOCKTON | Lanier | 860020 | C |  |  | FALSE |  | FALSE | Removed from Ground | Gas (Historical Use) | 1000 | Bare Steel | 2000-07-26
ROBINSON SVC STA | 101 WEST MAIN ST | LAKELAND | Lanier | 4100007 | 1 | [5 empty] | Removed from Ground | Gas (Historical Use) | 1000 | Bare Steel | 1971-03-08 | Galvanized Steel
ROBINSON SVC STA | 101 WEST MAIN ST | LAKELAND | Lanier | 4100007 | 2 | [5 empty] | Removed from Ground | Gas (Historical Use) | 1000 | Bare Steel | 1971-03-08 | Galvanized Steel
ROBINSON SVC STA | 101 WEST MAIN ST | LAKELAND | Lanier | 4100007 | 3 | [5 empty] | Removed from Ground | Gas (Historical Use) | 1000 | Bare Steel | 1971-03-08 | Galvanized Steel
ROBINSON SVC STA | 101 WEST MAIN ST | LAKELAND | Lanier | 4100007 | 4 |  |  | TRUE |  | TRUE | Removed from Ground | Used Oil | 560 | Bare Steel | 1971-03-08 | Galvanized Steel | Gravity Fed
ROBINSON SVC STA | 101 WEST MAIN ST | LAKELAND | Lanier | 4100007 | 5 |  |  | FALSE |  | FALSE | Removed from Ground | Not Marked/Tank Removed | 0 | Bare Steel | 2000-01-27 | Not Marked
SAHI BROTHERS INC | 907 N JEFFERSON ST | DUBLIN | Laurens | 870002 | 1 |  | 1998-05-01 | FALSE | 1998-05-01 | FALSE | Currently in Use | Premium | 10000 | Fiberglass | 1998-05-01 | Fiberglass Reinforced Plastic | Pressurized
SAHI BROTHERS INC | 907 N JEFFERSON ST | DUBLIN | Laurens | 870002 | 2 |  | 1998-05-01 | FALSE | 1998-05-01 | FALSE | Currently in Use | Regular | 10000 | Fiberglass | 1998-05-01 | Fiberglass Reinforced Plastic | Pressurized
SAHI BROTHERS INC | 907 N JEFFERSON ST | DUBLIN | Laurens | 870002 | 3 |  | 1998-05-01 | FALSE | 1998-05-01 | FALSE | Currently in Use | Diesel | 4000 | Fiberglass | 1998-05-01 | Fiberglass Reinforced Plastic | Safe Suction (Euro)
SAHI BROTHERS INC | 907 N JEFFERSON ST | DUBLIN | Laurens | 870002 | 4 |  | 1998-05-01 | FALSE | 1998-05-01 | FALSE | Currently in Use | Kerosene | 4000 | Fiberglass | 1998-05-01 | Fiberglass Reinforced Plastic | Safe Suction (Euro)
SAHI BROTHERS INC | 907 N JEFFERSON ST | DUBLIN | Laurens | 870002 | A | [5 empty] | Removed from Ground | Diesel | 3000 | Bare Steel | 1973-03-20 | Galvanized Steel | Pressurized
SAHI BROTHERS INC | 907 N JEFFERSON ST | DUBLIN | Laurens | 870002 | B | [5 empty] | Removed from Ground | Kerosene | 2000 | Bare Steel | 1973-03-20 | Galvanized Steel | Pressurized
SAHI BROTHERS INC | 907 N JEFFERSON ST | DUBLIN | Laurens | 870002 | C | [5 empty] | Removed from Ground | Gas (Historical Use) | 10000 | Bare Steel | 1973-03-20 | Galvanized Steel | Pressurized
SAHI BROTHERS INC | 907 N JEFFERSON ST | DUBLIN | Laurens | 870002 | D | [5 empty] | Removed from Ground | Gas (Historical Use) | 8000 | Bare Steel | 1973-03-20 | Galvanized Steel | Pressurized
SAHI BROTHERS INC | 907 N JEFFERSON ST | DUBLIN | Laurens | 870002 | E | [5 empty] | Removed from Ground | Gas (Historical Use) | 10000 | Bare Steel | 1973-03-20 | Galvanized Steel | Pressurized
SAHI BROTHERS INC | 907 N JEFFERSON ST | DUBLIN | Laurens | 870002 | F | [5 empty] | Removed from Ground | Other | 550 | Marked Unknown | 1991-10-01 | Unknown
NORTH JEFFERSON EXXON | 912 N JEFFERSON ST | DUBLIN | Laurens | 870003 | 1 | [5 empty] | Removed from Ground | Gas (Historical Use) | 6000 | Bare Steel | 1966-05-10 | Galvanized Steel
NORTH JEFFERSON EXXON | 912 N JEFFERSON ST | DUBLIN | Laurens | 870003 | 2 | [5 empty] | Removed from Ground | Gas (Historical Use) | 6000 | Bare Steel | 1966-05-10 | Galvanized Steel
NORTH JEFFERSON EXXON | 912 N JEFFERSON ST | DUBLIN | Laurens | 870003 | 3 | [5 empty] | Removed from Ground | Gas (Historical Use) | 6000 | Bare Steel | 1987-08-03 | Galvanized Steel | Pressurized
NORTH JEFFERSON EXXON | 912 N JEFFERSON ST | DUBLIN | Laurens | 870003 | 4 | [5 empty] | Removed from Ground | Used Oil | 550 | Marked Unknown |  | Unknown
WYATT SIGN CO |  | RENTZ | Laurens | 870008 | 1 | [5 empty] | Removed from Ground | Gas (Historical Use) | 550 | Bare Steel | 1974-05-11 | Galvanized Steel
MARTINS GROCERY | RT 1 | RENTZ | Laurens | 870010 | 1 | [5 empty] | Removed from Ground | Gas (Historical Use) | 1000 | Bare Steel | 1974-05-11 | Galvanized Steel
MARTINS GROCERY | RT 1 | RENTZ | Laurens | 870010 | 2 | [5 empty] | Removed from Ground | Gas (Historical Use) | 560 | Bare Steel | 1985-05-08 | Galvanized Steel
DUBLIN HUNTING & FISHING | 1099 N JEFFERSON | DUBLIN | Laurens | 870014 | 1 | [5 empty] | Removed from Ground | Gas (Historical Use) | 1060 | Bare Steel | 1966-05-11 | Galvanized Steel | Suction (American)
DUBLIN HUNTING & FISHING | 1099 N JEFFERSON | DUBLIN | Laurens | 870014 | 2 | [5 empty] | Removed from Ground | Gas (Historical Use) | 1060 | Bare Steel | 1966-05-11 | Galvanized Steel | Suction (American)
STACK'S MINIT MARKET | 1600 TELFAIR ST | DUBLIN | Laurens | 870017 | 1 | [5 empty] | Removed from Ground | Gas (Historical Use) | 2000 | Bare Steel | 1968-05-10 | Galvanized Steel
STACK'S MINIT MARKET | 1600 TELFAIR ST | DUBLIN | Laurens | 870017 | 2 | [5 empty] | Removed from Ground | Gas (Historical Use) | 4000 | Bare Steel | 1968-05-10 | Galvanized Steel
STACK'S MINIT MARKET | 1600 TELFAIR ST | DUBLIN | Laurens | 870017 | 3 | [5 empty] | Removed from Ground | Gas (Historical Use) | 6000 | Bare Steel | 1968-05-10 | Galvanized Steel
B&H QUICK STOP 319 STOP N SHOP | 310 WRIGHTSVILLE AVE | East Dublin | Laurens | 870018 | 1 |  |  | FALSE |  | FALSE | Removed from Ground | Gas (Historical Use) | 1060 | Bare Steel | 1982-05-07 | Galvanized Steel
B&H QUICK STOP 319 STOP N SHOP | 310 WRIGHTSVILLE AVE | East Dublin | Laurens | 870018 | 2 | Flapper Valve | 1996-05-15 | FALSE | 1996-05-15 | FALSE | Removed from Ground | Regular | 6000 | Steel-Impressed Current | 1989-01-01 | Fiberglass Reinforced Plastic | Pressurized
B&H QUICK STOP 319 STOP N SHOP | 310 WRIGHTSVILLE AVE | East Dublin | Laurens | 870018 | 3 | Exempted | 1996-05-15 | FALSE | 1996-05-15 | FALSE | Removed from Ground | Plus | 6000 | Steel-Impressed Current | 1989-01-01 | Fiberglass Reinforced Plastic | Pressurized
B&H QUICK STOP 319 STOP N SHOP | 310 WRIGHTSVILLE AVE | East Dublin | Laurens | 870018 | 4 | Flapper Valve | 1996-05-15 | FALSE | 1996-05-15 | FALSE | Currently in Use | Premium | 8000 | Steel-Impressed Current | 1989-01-01 | Fiberglass Reinforced Plastic | Pressurized
RED TOP GROCERY | 2799 HWY 117 | CADWELL | Laurens | 870033 | 1 | [5 empty] | Removed from Ground | Gas (Historical Use) | 500 | Bare Steel | 1966-05-11 | Galvanized Steel
RED TOP GROCERY | 2799 HWY 117 | CADWELL | Laurens | 870033 | 2 | [5 empty] | Removed from Ground | Gas (Historical Use) | 6000 | Bare Steel | 1966-05-11 | Galvanized Steel
RED TOP GROCERY | 2799 HWY 117 | CADWELL | Laurens | 870033 | 3 | [5 empty] | Removed from Ground | Gas (Historical Use) | 4000 | Bare Steel | 1966-05-11 | Galvanized Steel
RED TOP GROCERY | 2799 HWY 117 | CADWELL | Laurens | 870033 | 4 | Ball Float | 1990-01-01 | FALSE | 1990-01-01 | FALSE | Temporarily out of use | Gas (Historical Use) | 6000 | Bare Steel | 1990-01-01 | Fiberglass Reinforced Plastic | Pressurized
RED TOP GROCERY | 2799 HWY 117 | CADWELL | Laurens | 870033 | 5 | Ball Float | 1990-01-01 | FALSE | 1990-01-01 | FALSE | Temporarily out of use | Gas (Historical Use) | 6000 | Bare Steel | 1990-01-01 | Fiberglass Reinforced Plastic | Pressurized
RED TOP GROCERY | 2799 HWY 117 | CADWELL | Laurens | 870033 | 6 | Ball Float | 1990-01-01 | FALSE | 1990-01-01 | FALSE | Temporarily out of use | Gas (Historical Use) | 6000 | Bare Steel | 1990-01-01 | Fiberglass Reinforced Plastic | Pressurized
RED TOP GROCERY | 2799 HWY 117 | CADWELL | Laurens | 870033 | 7 | Ball Float | 1990-01-01 | FALSE | 1990-01-01 | FALSE | Temporarily out of use | Diesel | 6000 | Bare Steel | 1990-01-01 | Fiberglass Reinforced Plastic | Pressurized
LEPRECHAUN CARWASH | 1513 RICE AVE | DUBLIN | Laurens | 870035 | 1 | [5 empty] | Removed from Ground | Gas (Historical Use) | 4000 | Bare Steel | 1984-05-06 | Galvanized Steel
LEPRECHAUN CARWASH | 1513 RICE AVE | DUBLIN | Laurens | 870035 | 2 | [5 empty] | Removed from Ground | Gas (Historical Use) | 4000 | Bare Steel | 1984-05-06 | Galvanized Steel
LEPRECHAUN CARWASH | 1513 RICE AVE | DUBLIN | Laurens | 870035 | 3 | [5 empty] | Removed from Ground | Gas (Historical Use) | 3000 | Bare Steel | 1984-05-06 | Galvanized Steel
OCONEE BAIT AND TACKLE SHOP | 754 CENTRAL DR | DUBLIN | Laurens | 870039 | 1 | [5 empty] | Removed from Ground | Gas (Historical Use) | 560 | Bare Steel | 1971-05-10 | Galvanized Steel
OCONEE BAIT AND TACKLE SHOP | 754 CENTRAL DR | DUBLIN | Laurens | 870039 | 2 | [5 empty] | Removed from Ground | Gas (Historical Use) | 560 | Bare Steel | 1971-05-10 | Galvanized Steel
FREEMANS SVC STATION/FREEMAN BRO | 901 TELFAIR ST | DUBLIN | Laurens | 870042 | 1 | [5 empty] | Removed from Ground | Gas (Historical Use) | 1060 | Bare Steel | 1956-05-13 | Galvanized Steel
FREEMANS SVC STATION/FREEMAN BRO | 901 TELFAIR ST | DUBLIN | Laurens | 870042 | 2 | [5 empty] | Removed from Ground | Gas (Historical Use) | 1060 | Bare Steel | 1961-05-12 | Galvanized Steel
BELLEVUE AMOCO S/S | 513 BELLEVUE AVE | DUBLIN | Laurens | 870054 | 1 | [5 empty] | Removed from Ground | Gas (Historical Use) | 4000 | Bare Steel | 1967-05-11 | Galvanized Steel
BELLEVUE AMOCO S/S | 513 BELLEVUE AVE | DUBLIN | Laurens | 870054 | 2 | [5 empty] | Removed from Ground | Gas (Historical Use) | 3000 | Bare Steel | 1967-05-11 | Galvanized Steel
BELLEVUE AMOCO S/S | 513 BELLEVUE AVE | DUBLIN | Laurens | 870054 | 3 | [5 empty] | Removed from Ground | Gas (Historical Use) | 3000 | Bare Steel | 1967-05-11 | Galvanized Steel
BELLEVUE AMOCO S/S | 513 BELLEVUE AVE | DUBLIN | Laurens | 870054 | 4 | [5 empty] | Removed from Ground | Diesel | 1000 | Bare Steel | 1983-05-07 | Galvanized Steel
GA FC | US HWY 441 SOUTH/3.5 MI | DUBLIN | Laurens | 870062 | 1 | [5 empty] | Removed from Ground | Gas (Historical Use) | 2000 | Bare Steel | 1974-04-25 | Galvanized Steel | Safe Suction (Euro)
GA FC | US HWY 441 SOUTH/3.5 MI | DUBLIN | Laurens | 870062 | 2 | [5 empty] | Removed from Ground | Diesel | 560 | Bare Steel | 1968-04-26 | Galvanized Steel | Safe Suction (Euro)
COCA-COLA ENTERPRISES | 415 EAST JACKSON ST | DUBLIN | Laurens | 870064 | 1 | [5 empty] | Removed from Ground | Gas (Historical Use) | 5000 | Bare Steel | 1980-04-22 | Galvanized Steel
COCA-COLA ENTERPRISES | 415 EAST JACKSON ST | DUBLIN | Laurens | 870064 | 2 | [5 empty] | Removed from Ground | Gas (Historical Use) | 5000 | Bare Steel | 1982-04-22 | Galvanized Steel
COCA-COLA ENTERPRISES | 415 EAST JACKSON ST | DUBLIN | Laurens | 870064 | 3 | [5 empty] | Removed from Ground | Diesel | 500 | Bare Steel | 1972-04-24 | Galvanized Steel
GRIFFIN INDUSTRIES | HWY 80 EAST | EAST DUBLIN | Laurens | 870065 | 1 | [5 empty] | Removed from Ground | Diesel | 10000 | Bare Steel | 1984-03-24 | Galvanized Steel
GRIFFIN INDUSTRIES | HWY 80 EAST | EAST DUBLIN | Laurens | 870065 | 2 | [5 empty] | Removed from Ground | Gas (Historical Use) | 1000 | Bare Steel | 1984-03-24 | Galvanized Steel
GRIFFIN INDUSTRIES | HWY 80 EAST | EAST DUBLIN | Laurens | 870065 | 3 | [5 empty] | Removed from Ground | Gas (Historical Use) | 1000 | Bare Steel | 1994-12-11 | Not Marked
CHANCES GROCERY | RT 1 | ROCKLEDGE | Laurens | 872006 | 1 | [5 empty] | Removed from Ground | Gas (Historical Use) | 1060 | Bare Steel | 1974-05-11 | Galvanized Steel
CHANCES GROCERY | RT 1 | ROCKLEDGE | Laurens | 872006 | 2 | [5 empty] | Removed from Ground | Gas (Historical Use) | 1060 | Bare Steel | 1974-05-11 | Galvanized Steel
S JEFFERSON ST PROPERTY | SOUTH JEFFERSON ST | DUBLIN | Laurens | 10002323 | 1 |  |  | FALSE |  | FALSE | Removed from Ground |  | 0 | Unknown
S JEFFERSON ST PROPERTY | SOUTH JEFFERSON ST | DUBLIN | Laurens | 10002323 | 2 |  |  | FALSE |  | FALSE | Removed from Ground |  | 0 | Unknown
S JEFFERSON ST PROPERTY | SOUTH JEFFERSON ST | DUBLIN | Laurens | 10002323 | 3 |  |  | FALSE |  | FALSE | Removed from Ground |  | 0 | Unknown
EXPRESS 29 | 602 SOPERTON AVE | E DUBLIN | Laurens | 10002297 | 1 |  | 2013-06-01 | FALSE | 2013-06-01 | FALSE | Currently in Use | Gas (Historical Use) | 5000 | Composite Double Walled | 2013-06-01 | Double-Walled Fiberglass
EXPRESS 29 | 602 SOPERTON AVE | E DUBLIN | Laurens | 10002297 | 2 |  | 2013-06-01 | FALSE | 2013-06-01 | FALSE | Currently in Use | Gas (Historical Use) | 10000 | Composite Double Walled | 2013-06-01 | Double-Walled Fiberglass
EXPRESS 29 | 602 SOPERTON AVE | E DUBLIN | Laurens | 10002297 | 3 |  | 2013-06-01 | FALSE | 2013-06-01 | FALSE | Currently in Use | Diesel | 5000 | Composite Double Walled | 2013-06-01 | Double-Walled Fiberglass
EXPRESS 29 | 602 SOPERTON AVE | E DUBLIN | Laurens | 10002297 | 4 |  | 2013-06-01 | FALSE | 2013-06-01 | FALSE | Currently in Use | Diesel | 10000 | Composite Double Walled | 2013-06-01 | Double-Walled Fiberglass
ABANDONED GAS STATION | 130 EAST JACKSON STREET | DUBLIN | Laurens | 10002495 | 1 |  |  | FALSE |  | FALSE | Removed from Ground | Gas (Historical Use) | 1000 | Bare Steel | 2015-09-21 | Bare Steel
ABANDONED GAS STATION | 130 EAST JACKSON STREET | DUBLIN | Laurens | 10002495 | 2 |  |  | FALSE |  | FALSE | Removed from Ground | Gas (Historical Use) | 1000 | Bare Steel | 2015-09-21 | Bare Steel
ABANDONED GAS STATION | 130 EAST JACKSON STREET | DUBLIN | Laurens | 10002495 | 3 |  |  | FALSE |  | FALSE | Removed from Ground | Gas (Historical Use) | 1000 | Bare Steel | 2015-09-21 | Bare Steel
Friendly Gus #24 | 1560 Hwy 19 S | Dublin | Laurens | 10003023 | 1A | Flapper Valve | 2019-08-01 | FALSE | 2019-08-01 | FALSE | Currently in Use | Regular | 15000 | Composite Double Walled | 2019-07-17 | Double-Walled Flex | Pressurized
Friendly Gus #24 | 1560 Hwy 19 S | Dublin | Laurens | 10003023 | 1B | Flapper Valve | 2019-08-01 | FALSE | 2019-08-01 | FALSE | Currently in Use | Premium | 5000 | Composite Double Walled | 2019-07-17 | Double-Walled Flex | Pressurized
Friendly Gus #24 | 1560 Hwy 19 S | Dublin | Laurens | 10003023 | 1C | Flapper Valve | 2019-08-01 | FALSE | 2019-08-01 | FALSE | Currently in Use | E-0 | 5000 | Composite Double Walled | 2019-07-17 | Double-Walled Flex | Pressurized
Friendly Gus #24 | 1560 Hwy 19 S | Dublin | Laurens | 10003023 | 2 | Flapper Valve | 2019-08-01 | FALSE | 2019-08-01 | FALSE | Currently in Use | Diesel On Road | 30000 | Composite Double Walled | 2019-07-17 | Double-Walled Flex | Pressurized
W E JOSEY PROPERTY (DOT SITE) | 2307 HWY 80 WEST | DUBLIN | Laurens | 10000628 | 1 |  |  | FALSE |  | FALSE | Removed from Ground | Not Marked | 500 | Unknown | 2000-06-22
W E JOSEY PROPERTY (DOT SITE) | 2307 HWY 80 WEST | DUBLIN | Laurens | 10000628 | 2 |  |  | FALSE |  | FALSE | Removed from Ground | Not Marked | 500 | Unknown | 2000-06-22
LOVES TRAVEL STOP #320 | 3009 HWY 257 | DUBLIN | Laurens | 10000676 | 1 | Ball Float | 2004-06-24 | FALSE | 2004-06-24 | FALSE | Currently in Use | E-10 | 20000 | Epoxy Double-Walled | 2004-06-24 | Double-Walled Fiberglass | Pressurized
LOVES TRAVEL STOP #320 | 3009 HWY 257 | DUBLIN | Laurens | 10000676 | 2A | Ball Float | 2004-06-24 | FALSE | 2004-06-24 | FALSE | Currently in Use | E-10 | 8000 | Epoxy Double-Walled | 2004-06-24 | Double-Walled Fiberglass | Pressurized
LOVES TRAVEL STOP #320 | 3009 HWY 257 | DUBLIN | Laurens | 10000676 | 2B | Ball Float | 2004-06-24 | FALSE | 2004-06-24 | FALSE | Currently in Use | E-10 | 12000 | Epoxy Double-Walled | 2004-06-24 | Double-Walled Fiberglass | Pressurized
LOVES TRAVEL STOP #320 | 3009 HWY 257 | DUBLIN | Laurens | 10000676 | 3 |  | 2004-06-24 | FALSE | 2004-06-24 | FALSE | Currently in Use | Diesel | 20000 | Epoxy Double-Walled | 2004-06-24 | Double-Walled Fiberglass | Pressurized
LOVES TRAVEL STOP #320 | 3009 HWY 257 | DUBLIN | Laurens | 10000676 | 4 | Ball Float | 2004-06-24 | FALSE | 2004-06-24 | FALSE | Currently in Use | Diesel | 20000 | Epoxy Double-Walled | 2004-06-24 | Double-Walled Fiberglass | Pressurized
LOVES TRAVEL STOP #320 | 3009 HWY 257 | DUBLIN | Laurens | 10000676 | 5 | Ball Float | 2004-06-24 | FALSE | 2004-06-24 | FALSE | Currently in Use | Diesel | 20000 | Epoxy Double-Walled | 2004-06-24 | Double-Walled Fiberglass | Pressurized
LOVES TRAVEL STOP #320 | 3009 HWY 257 | DUBLIN | Laurens | 10000676 | 6 | Overfill Alarm | 2011-09-05 | FALSE | 2011-09-05 | FALSE | Currently in Use | Biodiesel | 20000 | Fiberglass Double Walled |  | Double-Walled Fiberglass | Pressurized
WALL TIRE | 1409 BELLEVIEW AVE | DUBLIN | Laurens | 10000596 | 1 |  |  | FALSE |  | FALSE | Removed from Ground | Gas (Historical Use) | 3000 | Bare Steel | 2004-03-22
WALL TIRE | 1409 BELLEVIEW AVE | DUBLIN | Laurens | 10000596 | 2 |  |  | FALSE |  | FALSE | Removed from Ground | Gas (Historical Use) | 3000 | Bare Steel | 2004-03-22
WALL TIRE | 1409 BELLEVIEW AVE | DUBLIN | Laurens | 10000596 | 3 |  |  | FALSE |  | FALSE | Removed from Ground | Gas (Historical Use) | 3000 | Bare Steel | 2004-03-22
WALL TIRE | 1409 BELLEVIEW AVE | DUBLIN | Laurens | 10000596 | 4 |  |  | FALSE |  | FALSE | Removed from Ground | Gas (Historical Use) | 3000 | Bare Steel | 2004-03-22
WALL TIRE | 1409 BELLEVIEW AVE | DUBLIN | Laurens | 10000596 | 5 |  |  | FALSE |  | FALSE | Removed from Ground | Gas (Historical Use) | 8000 | Bare Steel | 2004-03-22
KROGER GA 674 | 1100 HILLCREST PKWY | DUBLIN | Laurens | 10000953 | 1 | Ball Float | 2005-06-24 | FALSE | 2005-06-24 | FALSE | Currently in Use | Gas (Historical Use) | 20000 | Fiberglass Double Walled | 2005-06-02 | Double-Walled Flex | Pressurized
KROGER GA 674 | 1100 HILLCREST PKWY | DUBLIN | Laurens | 10000953 | 2A | Ball Float | 2005-06-24 | FALSE | 2005-06-24 | FALSE | Currently in Use | Diesel | 8000 | Fiberglass Double Walled | 2005-06-02 | Double-Walled Flex | Pressurized
KROGER GA 674 | 1100 HILLCREST PKWY | DUBLIN | Laurens | 10000953 | 2B | Ball Float | 2005-06-24 | FALSE | 2005-06-24 | FALSE | Currently in Use | Gas (Historical Use) | 8000 | Fiberglass Double Walled | 2005-06-02 | Double-Walled Flex | Pressurized
EDENFIELD SALES CO | 1300 HWY 29 S | EAST DUBLIN | Laurens | 10000312 | 1 |  | 1990-08-23 | FALSE | 1990-08-23 | FALSE | Currently in Use | Gas (Historical Use) | 10000 | Cathodically Protected Steel | 1990-09-01 | Fiberglass Reinforced Plastic | Safe Suction (Euro)
FORMER W F COOK MERCANTILE | 4328 HWY 80 W | MONTROSE | Laurens | 10000343 | 1 |  |  | FALSE |  | FALSE | Removed from Ground | Gas (Historical Use) | 500 | Unknown | 1996-01-01 | Bare Steel | Safe Suction (Euro)
FORMER W F COOK MERCANTILE | 4328 HWY 80 W | MONTROSE | Laurens | 10000343 | 2 |  |  | FALSE |  | FALSE | Removed from Ground | Gas (Historical Use) | 500 | Unknown | 1996-01-01 | Bare Steel | Safe Suction (Euro)
FORMER W F COOK MERCANTILE | 4328 HWY 80 W | MONTROSE | Laurens | 10000343 | 3 |  |  | FALSE |  | FALSE | Removed from Ground | Gas (Historical Use) | 500 | Unknown | 1996-01-01 | Galvanized Steel | Safe Suction (Euro)
FORMER W F COOK MERCANTILE | 4328 HWY 80 W | MONTROSE | Laurens | 10000343 | 4 |  |  | FALSE |  | FALSE | Removed from Ground | Kerosene | 250 | Unknown | 1996-01-01 | Bare Steel | Safe Suction (Euro)
ALACRITY LUBE (FORMER SEARS SERVICE CENTER) | US HWY 80 W & HILLCREST DR | DUBLIN | Laurens | 10000486 | 1 |  |  | FALSE |  | FALSE | Removed from Ground | Used Oil | 2690 | Concrete | 1982-01-01 | Bare Steel | Gravity Fed
ROBBIE'S SERVICE STATION | 714 CENTRAL DR | DUBLIN | Laurens | 10000477 | 1 |  |  | FALSE |  | FALSE | Removed from Ground | Gas (Historical Use) | 1000 | Bare Steel | 2003-11-05 | Galvanized Steel | Suction (American)
ROBBIE'S SERVICE STATION | 714 CENTRAL DR | DUBLIN | Laurens | 10000477 | 2 |  |  | FALSE |  | FALSE | Removed from Ground | Gas (Historical Use) | 1000 | Bare Steel | 2003-11-05 | Galvanized Steel | Suction (American)
ROBBIE'S SERVICE STATION | 714 CENTRAL DR | DUBLIN | Laurens | 10000477 | 3 |  |  | FALSE |  | FALSE | Removed from Ground | Gas (Historical Use) | 1000 | Bare Steel | 2003-11-05 | Galvanized Steel | Suction (American)
FRIENDLY GUS #23 | 1603 GA HWY 19 SOUTH | DUBLIN | Laurens | 10000427 | 1A | Flapper Valve | 2003-04-04 | FALSE | 2003-04-04 | FALSE | Currently in Use | Regular | 15000 | Composite | 2003-04-03 | Double-Walled Flex | Pressurized
FRIENDLY GUS #23 | 1603 GA HWY 19 SOUTH | DUBLIN | Laurens | 10000427 | 1B | Flapper Valve | 2003-04-04 | FALSE | 2003-04-04 | FALSE | Currently in Use | Plus | 10000 | Composite | 2003-04-03 | Double-Walled Flex | Pressurized
FRIENDLY GUS #23 | 1603 GA HWY 19 SOUTH | DUBLIN | Laurens | 10000427 | 2 | Flapper Valve | 2003-04-04 | FALSE | 2003-04-04 | FALSE | Currently in Use | Diesel | 20000 | Composite | 2003-04-03 | Double-Walled Flex | Pressurized
FRIENDLY GUS #23 | 1603 GA HWY 19 SOUTH | DUBLIN | Laurens | 10000427 | 3 | Flapper Valve | 2003-04-04 | FALSE | 2003-04-04 | FALSE | Currently in Use | Diesel | 20000 | Composite | 2003-04-03 | Double-Walled Flex | Pressurized
FORMER H W WILDER JR PROPERTY | 2390 HIGHWAY 441 NORTH | DUBLIN | Laurens | 10000104 | 1 |  |  | FALSE |  | FALSE | Removed from Ground | Not Marked/Tank Removed | 0 | Unknown | 2002-07-31
FORMER H W WILDER JR PROPERTY | 2390 HIGHWAY 441 NORTH | DUBLIN | Laurens | 10000104 | 2 |  |  | FALSE |  | FALSE | Removed from Ground | Not Marked/Tank Removed | 0 | Unknown | 2002-07-31
ADAMS FUNERAL HOME | 605 BELLVIEW AVENUE | DUBLIN | Laurens | 10002141 | 1 |  |  | FALSE |  | FALSE | Removed from Ground | Gas (Historical Use) | 500 | Bare Steel | 2012-07-30 | Bare Steel
MALONES | 3490 HWY 257 | DEXTER | Laurens | 10001650 | 1 | Ball Float | 2008-06-01 | FALSE | 2008-06-01 | FALSE | Currently in Use | Regular | 10000 | Composite Double Walled | 2008-06-26 | Fiberglass Reinforced Plastic | Pressurized
MALONES | 3490 HWY 257 | DEXTER | Laurens | 10001650 | 2 | Ball Float | 2008-06-01 | FALSE | 2008-06-01 | FALSE | Currently in Use | Premium | 5000 | Composite Double Walled | 2008-06-26 | Fiberglass Reinforced Plastic | Pressurized
GARRYS GROCERY | 1004 COLEMAN REGISTER ROAD | RENTZ | Laurens | 10001186 | 1 | Ball Float | 2006-08-01 | FALSE | 2006-08-01 | FALSE | Currently in Use | Regular | 10000 | Composite Double Walled | 2006-08-01 | Double-Walled Fiberglass | Pressurized
GARRYS GROCERY | 1004 COLEMAN REGISTER ROAD | RENTZ | Laurens | 10001186 | 2 | Ball Float | 2006-08-01 | FALSE | 2006-08-01 | FALSE | Currently in Use | Premium | 8000 | Composite Double Walled | 2006-08-01 | Double-Walled Fiberglass | Pressurized
GARRYS GROCERY | 1004 COLEMAN REGISTER ROAD | RENTZ | Laurens | 10001186 | 3 | Ball Float | 2006-08-01 | FALSE | 2006-08-01 | FALSE | Currently in Use | Diesel | 4000 | Composite Double Walled | 2006-08-01 | Double-Walled Fiberglass | Pressurized
MURPHY USA #7468 | USA HWY 80 & AIRPORT RD, 2419 W HWY 80 PL | DUBLIN | Laurens | 10001637 | 1 | Ball Float | 2008-10-22 | FALSE | 2008-10-22 | FALSE | Currently in Use | E-10 | 20000 | Fiberglass Double Walled | 2008-09-11 | Double-Walled Fiberglass | Pressurized
MURPHY USA #7468 | USA HWY 80 & AIRPORT RD, 2419 W HWY 80 PL | DUBLIN | Laurens | 10001637 | 2A | Ball Float | 2008-10-22 | FALSE | 2008-10-22 | FALSE | Currently in Use | Diesel | 12000 | Fiberglass Double Walled | 2008-09-11 | Double Walled | Pressurized
MURPHY USA #7468 | USA HWY 80 & AIRPORT RD, 2419 W HWY 80 PL | DUBLIN | Laurens | 10001637 | 2B |  | 2008-10-22 | FALSE | 2008-10-22 | FALSE | Currently in Use | E-10 | 8000 | Fiberglass Double Walled | 2008-09-11 | Double-Walled Fiberglass | Pressurized
DUBLIN BURIAL VAULT CO INC | 1818 TELFAIR ST | DUBLIN | Laurens | 870070 | 1 | [5 empty] | Removed from Ground | Gas (Historical Use) | 3000 | Bare Steel | 1976-03-01 | Galvanized Steel
DUBLIN BURIAL VAULT CO INC | 1818 TELFAIR ST | DUBLIN | Laurens | 870070 | 2 | [5 empty] | Removed from Ground | Diesel | 1000 | Bare Steel | 1976-03-01 | Galvanized Steel
GA STATE PATROL POST 20 | 1504 TELFAIR ST | DUBLIN | Laurens | 870072 | 1 | [5 empty] | Removed from Ground | Gas (Historical Use) | 1000 | Bare Steel | 1963-03-12 | Unknown
GA STATE PATROL POST 20 | 1504 TELFAIR ST | DUBLIN | Laurens | 870072 | 2 | [5 empty] | Removed from Ground | Gas (Historical Use) | 10000 | Not Marked/Unknown | 1985-01-01 | Not Marked
OLD SUSIE DASHIER BUILDING | S WASHINGTON ST | DUBLIN | Laurens | 870074 | 1 | [5 empty] | Permanently Out of Use - historical purposes | Other | 2000 | Bare Steel | 1986-02-03 | Not Marked
OCONEE ELECTRIC MEMBERSHIP CORP | 3453 US HWY 80 West | DUDLEY | Laurens | 870077 | 1 | [5 empty] | Removed from Ground | Diesel | 8000 | Bare Steel | 1979-02-14 | Galvanized Steel
OCONEE ELECTRIC MEMBERSHIP CORP | 3453 US HWY 80 West | DUDLEY | Laurens | 870077 | 2 | [5 empty] | Removed from Ground | Diesel | 4000 | Bare Steel | 1979-02-14 | Galvanized Steel
OCONEE ELECTRIC MEMBERSHIP CORP | 3453 US HWY 80 West | DUDLEY | Laurens | 870077 | 3 | [5 empty] | Removed from Ground | Empty | 250 | Bare Steel | 1982-02-13 | Galvanized Steel
OCONEE ELECTRIC MEMBERSHIP CORP | 3453 US HWY 80 West | DUDLEY | Laurens | 870077 | 4 | Flapper Valve | 1989-02-24 | FALSE | 1989-02-24 | FALSE | Currently in Use | Regular | 4000 | Galvanic (STIP-3)/Sacrificial Anodes | 1989-01-01 | Fiberglass Reinforced Plastic | Safe Suction (Euro)
OCONEE ELECTRIC MEMBERSHIP CORP | 3453 US HWY 80 West | DUDLEY | Laurens | 870077 | 5 | Flapper Valve | 1989-02-24 | FALSE | 1989-02-24 | FALSE | Currently in Use | Diesel | 8000 | Galvanic (STIP-3)/Sacrificial Anodes | 1989-01-01 | Fiberglass Reinforced Plastic | Safe Suction (Euro)
DUBLIN FIRESTONE TIRE CENTER | 501 BELLEVUE AVE | DUBLIN | Laurens | 870078 | 1 |  |  | TRUE |  | TRUE | Removed from Ground | Used Oil | 200 | Bare Steel | 1971-03-14 | Bare Steel
FORMER KMART 9242 | US 80 WEST WESTGATE SHOPPING | DUBLIN | Laurens | 870082 | 1 |  |  | TRUE |  | TRUE | Removed from Ground | Used Oil | 1000 | Bare Steel | 1977-04-06 | Galvanized Steel
CHOO CHOO SUPPLY CO | SOPERTON HWY | EAST DUBLIN | Laurens | 870083 | 1 | [5 empty] | Removed from Ground | Gas (Historical Use) | 500 | Composite | 1983-04-11 | Galvanized Steel
CHOO CHOO SUPPLY CO | SOPERTON HWY | EAST DUBLIN | Laurens | 870083 | 2 | [5 empty] | Removed from Ground | Diesel | 1000 | Bare Steel | 1968-04-14 | Galvanized Steel
GA DOT #10292 | GA HWY 126 | CADWELL | Laurens | 870086 | 1 | [5 empty] | Removed from Ground | Empty | 1000 | Bare Steel | 1968-05-03 | Unknown
GA DOT #10292 | GA HWY 126 | CADWELL | Laurens | 870086 | 2 | [5 empty] | Removed from Ground | Gas (Historical Use) | 1000 | Bare Steel | 1970-11-08 | Galvanized Steel
GA DOT #10292 | GA HWY 126 | CADWELL | Laurens | 870086 | 3 | [5 empty] | Removed from Ground | Diesel | 1000 | Bare Steel | 1970-11-08 | Galvanized Steel
GA DOT #10292 | GA HWY 126 | CADWELL | Laurens | 870086 | 4 | [5 empty] | Removed from Ground | Diesel | 500 | Bare Steel | 1968-05-03 | Unknown
DUBLIN | PO BOX 1508 | DUBLIN | Laurens | 870087 | 1 | [5 empty] | Removed from Ground | Empty | 550 | Composite | 1972-04-13 | Unknown
SOUTHEAST PAPER MANUFACTURING CO | SHADDOCK CREEK RD | DUBLIN | Laurens | 870088 | OT-1 | [5 empty] | Removed from Ground | Other | 2000 | Fiberglass | 1979-04-24 | Unknown
SOUTHEAST PAPER MANUFACTURING CO | SHADDOCK CREEK RD | DUBLIN | Laurens | 870088 | OT-19 | [5 empty] | Removed from Ground | Kerosene | 7140 | Bare Steel | 1979-04-24 | Galvanized Steel
SOUTHEAST PAPER MANUFACTURING CO | SHADDOCK CREEK RD | DUBLIN | Laurens | 870088 | OT-205 | [5 empty] | Removed from Ground | Diesel | 1000 | Bare Steel | 1979-04-24 | Unknown
SOUTHEAST PAPER MANUFACTURING CO | SHADDOCK CREEK RD | DUBLIN | Laurens | 870088 | OT-20N | [5 empty] | Removed from Ground | Diesel | 1000 | Bare Steel | 1979-04-24 | Unknown
SOUTHEAST PAPER MANUFACTURING CO | SHADDOCK CREEK RD | DUBLIN | Laurens | 870088 | OT-21 | [5 empty] | Removed from Ground | Gas (Historical Use) | 1000 | Bare Steel | 1979-04-24 | Unknown
SOUTHEAST PAPER MANUFACTURING CO | SHADDOCK CREEK RD | DUBLIN | Laurens | 870088 | OT-25 |  |  | TRUE |  | TRUE | Removed from Ground | Used Oil | 250 | Bare Steel | 1979-04-24 | Galvanized Steel
SOUTHEAST PAPER MANUFACTURING CO | SHADDOCK CREEK RD | DUBLIN | Laurens | 870088 | OT-34 |  |  | TRUE |  | TRUE | Removed from Ground | Used Oil | 1000 | Bare Steel | 1983-04-23 | Galvanized Steel
SOUTHEAST PAPER MANUFACTURING CO | SHADDOCK CREEK RD | DUBLIN | Laurens | 870088 | OT-35 | [5 empty] | Removed from Ground | Diesel | 2000 | Composite | 1984-04-22 | Galvanized Steel
SOUTHEAST PAPER MANUFACTURING CO | SHADDOCK CREEK RD | DUBLIN | Laurens | 870088 | OT-36 |  |  | TRUE |  | TRUE | Removed from Ground | Used Oil | 1000 | Composite | 1984-04-22 | Galvanized Steel
FLASH FOODS #77 | 258 Main St | DEXTER | Laurens | 870089 | 1 | Flapper Valve | 1996-02-14 | FALSE | 1996-02-14 | FALSE | Currently in Use | Regular | 4000 | Fiberglass | 1986-04-22 | Steel (Impressed Current) | Pressurized
FLASH FOODS #77 | 258 Main St | DEXTER | Laurens | 870089 | 2 | Flapper Valve | 1996-02-14 | FALSE | 1996-02-14 | FALSE | Currently in Use | Plus | 4000 | Fiberglass | 1986-04-22 | Steel (Impressed Current) | Pressurized
FLASH FOODS #77 | 258 Main St | DEXTER | Laurens | 870089 | 3 | Flapper Valve | 1996-02-14 | FALSE | 1996-02-14 | FALSE | Currently in Use | Premium | 4000 | Fiberglass | 1986-04-22 | Steel (Impressed Current) | Pressurized
SUPER FOODS | 1003 Martin Luther King Jr Drive | DUBLIN | Laurens | 870090 | 1 |  | 1996-02-01 | FALSE | 1996-02-01 | FALSE | Closed in Ground | Gas (Historical Use) | 8000 | Steel-Impressed Current | 1980-05-01 | Steel (Impressed Current) | Pressurized
SUPER FOODS | 1003 Martin Luther King Jr Drive | DUBLIN | Laurens | 870090 | 2 | Flapper Valve | 1996-02-01 | FALSE | 1996-02-01 | FALSE | Currently in Use | Regular | 6000 | STIP-3/Impressed Current | 1980-05-01 | Steel (Impressed Current) | Pressurized
SUPER FOODS | 1003 Martin Luther King Jr Drive | DUBLIN | Laurens | 870090 | 3 |  |  | FALSE |  | FALSE | Closed in Ground | Gas (Historical Use) | 4000 | Bare Steel | 1980-05-01 | Galvanized Steel | Pressurized
SUPER FOODS | 1003 Martin Luther King Jr Drive | DUBLIN | Laurens | 870090 | 4 | Flapper Valve | 1998-08-19 | FALSE | 1998-08-19 | FALSE | Currently in Use | Premium | 6000 | Steel-Impressed Current | 1998-08-19 | Steel (Impressed Current) | Pressurized
SUPER FOOD MART | 1898 MARION ST | DUBLIN | Laurens | 870091 | 1 | Flapper Valve | 1998-12-03 | FALSE | 1998-12-03 | TRUE | Currently in Use | Premium | 4000 | Steel-Impressed Current | 1980-05-01 | Steel (Impressed Current) | Pressurized
SUPER FOOD MART | 1898 MARION ST | DUBLIN | Laurens | 870091 | 2 | Flapper Valve | 1998-12-03 | FALSE | 1998-12-03 | TRUE | Currently in Use | Regular | 4000 | Steel-Impressed Current | 1980-05-01 | Steel (Impressed Current) | Pressurized
SUPER FOOD MART | 1898 MARION ST | DUBLIN | Laurens | 870091 | 3 | Flapper Valve | 1998-12-03 | FALSE | 1998-12-03 | TRUE | Currently in Use | Regular | 4000 | Steel-Impressed Current | 1980-05-01 | Steel (Impressed Current) | Pressurized
SUPER FOOD MART | 1898 MARION ST | DUBLIN | Laurens | 870091 | 4 | Flapper Valve | 1998-12-03 | FALSE | 1998-12-03 | TRUE | Currently in Use | Regular | 4000 | Steel-Impressed Current | 1980-05-01 | Steel (Impressed Current) | Pressurized
K & C SHORT STOP #2 | 1108 TELFAIR ST | DUBLIN | Laurens | 870092 | 1 | Flapper Valve | 1999-03-01 | FALSE | 1999-03-01 | FALSE | Currently in Use | Regular | 8000 | Steel-Impressed Current | 1981-05-01 |  | Pressurized
K & C SHORT STOP #2 | 1108 TELFAIR ST | DUBLIN | Laurens | 870092 | 2 | Flapper Valve | 1999-03-10 | FALSE | 1999-03-10 | FALSE | Currently in Use | Premium | 8000 | Steel-Impressed Current | 1981-05-01 |  | Pressurized
K & C SHORT STOP #2 | 1108 TELFAIR ST | DUBLIN | Laurens | 870092 | 3 | Flapper Valve | 1999-03-01 | FALSE | 1999-03-01 | FALSE | Currently in Use | Plus | 8000 | Steel-Impressed Current | 1981-05-01 |  | Pressurized
K & C SHORT STOP #2 | 1108 TELFAIR ST | DUBLIN | Laurens | 870092 | 4 | Flapper Valve | 1999-03-01 | FALSE | 1999-03-01 | FALSE | Currently in Use | Diesel | 8000 | Steel-Impressed Current | 1985-04-30 |  | Pressurized
FLASH FOODS #95 | 405 SOPERTON AVE | EAST DUBLIN | Laurens | 870093 | 1 | [5 empty] | Removed from Ground | Gas (Historical Use) | 6000 | Bare Steel | 1981-05-01 | Bare Steel | Safe Suction (Euro)
FLASH FOODS #95 | 405 SOPERTON AVE | EAST DUBLIN | Laurens | 870093 | 2 | [5 empty] | Removed from Ground | Gas (Historical Use) | 6000 | Bare Steel | 1981-05-01 | Bare Steel | Safe Suction (Euro)
FLASH FOODS #95 | 405 SOPERTON AVE | EAST DUBLIN | Laurens | 870093 | 3 | [5 empty] | Removed from Ground | Gas (Historical Use) | 6000 | Bare Steel | 1981-05-01 | Bare Steel | Safe Suction (Euro)
FLASH FOODS #95 | 405 SOPERTON AVE | EAST DUBLIN | Laurens | 870093 | 4 | Flapper Valve | 1994-05-01 | FALSE | 1994-05-01 | FALSE | Currently in Use | Regular | 10000 | Composite | 1994-05-01 | Flex | Pressurized
FLASH FOODS #95 | 405 SOPERTON AVE | EAST DUBLIN | Laurens | 870093 | 5 | Flapper Valve | 1994-05-01 | FALSE | 1994-05-01 | FALSE | Currently in Use | Plus | 8000 | Composite | 1994-05-01 | Flex | Pressurized
FLASH FOODS #95 | 405 SOPERTON AVE | EAST DUBLIN | Laurens | 870093 | 6 | Flapper Valve | 1994-05-01 | FALSE | 1994-05-01 | FALSE | Currently in Use | Premium | 8000 | Composite | 1994-05-01 | Flex | Pressurized
W H BUD BARRON AIRPORT | 675 AIRPORT RD | DUBLIN | Laurens | 870095 | 1 | [5 empty] | Removed from Ground | Gas (Historical Use) | 6000 | Bare Steel | 1966-04-28 | Galvanized Steel
W H BUD BARRON AIRPORT | 675 AIRPORT RD | DUBLIN | Laurens | 870095 | 2 | [5 empty] | Removed from Ground | Gas (Historical Use) | 6000 | Bare Steel | 1966-04-28 | Galvanized Steel
W H BUD BARRON AIRPORT | 675 AIRPORT RD | DUBLIN | Laurens | 870095 | 3 | [5 empty] | Removed from Ground | Kerosene | 8000 | Bare Steel | 1966-04-28 | Galvanized Steel
W H BUD BARRON AIRPORT | 675 AIRPORT RD | DUBLIN | Laurens | 870095 | 4 | [5 empty] | Removed from Ground | Kerosene | 8000 | Bare Steel | 1966-04-28 | Galvanized Steel
W H BUD BARRON AIRPORT | 675 AIRPORT RD | DUBLIN | Laurens | 870095 | 5 |  | 1998-08-01 | FALSE | 1998-08-01 | FALSE | Closed in Ground |  | 12000 | Composite | 1998-08-01 | Fiberglass Reinforced Plastic | Safe Suction (Euro)
W H BUD BARRON AIRPORT | 675 AIRPORT RD | DUBLIN | Laurens | 870095 | 6 |  | 1998-08-01 | FALSE | 1998-08-01 | FALSE | Closed in Ground | Kerosene | 12000 | Composite | 1998-08-01 | Fiberglass Reinforced Plastic | Safe Suction (Euro)
BASSETT FURN IND INC | 700 IND BLVD | DUBLIN | Laurens | 870096 | 1 | [5 empty] | Removed from Ground | Diesel | 20000 | Bare Steel | 1979-04-09 | Galvanized Steel
BASSETT FURN IND INC | 700 IND BLVD | DUBLIN | Laurens | 870096 | 2 | [5 empty] | Removed from Ground | Other | 1000 | Bare Steel | 1965-01-01 | Galvanized Steel
CARTERS GARAGE | 105 BAINBRIDGE ST | DUBLIN | Laurens | 870097 | 1 | [5 empty] | Removed from Ground | Empty | 500 | Marked Unknown | 1966-03-31 | Unknown
FAIRVIEW PARK HOSPITAL | 200 IND BLVD | DUBLIN | Laurens | 870098 | 1 | Flapper Valve | 1998-06-03 | FALSE | 1998-06-03 | FALSE | Currently in Use | Diesel | 15000 | Epoxy | 1983-05-01 | Double Walled | Safe Suction (Euro)
DUBLIN CONSTRUCTION CO INC | 305 SOUTH WASHINGTON ST | DUBLIN | Laurens | 870099 | 1 | [5 empty] | Removed from Ground | Diesel | 8000 | Bare Steel | 1980-05-01 | Galvanized Steel
DUBLIN CONSTRUCTION CO INC | 305 SOUTH WASHINGTON ST | DUBLIN | Laurens | 870099 | 2 | [5 empty] | Removed from Ground | Gas (Historical Use) | 4000 | Bare Steel | 1980-05-01 | Galvanized Steel
CT FARM AND COUNTRY INC | 600 KELLAM RD | DUBLIN | Laurens | 870100 | 1 |  | 1997-02-25 |  | 1997-02-25 |  | Removed from Ground | Gas (Historical Use) | 10000 | Cathodically Protected Steel | 1981-01-01 | Cathodically Protected | Safe Suction (Euro)
CT FARM AND COUNTRY INC | 600 KELLAM RD | DUBLIN | Laurens | 870100 | 2 |  | 1997-02-25 |  | 1997-02-25 |  | Currently in Use | Gas (Historical Use) | 8000 | Cathodically Protected Steel | 1981-01-01 | Cathodically Protected | Safe Suction (Euro)
GA POWER/DUBLIN OPER HQ | 201 PECAN DR | DUBLIN | Laurens | 870103 | 1 | [5 empty] | Removed from Ground | Gas (Historical Use) | 10000 | Bare Steel | 1976-05-09 | Unknown
GA POWER/DUBLIN OPER HQ | 201 PECAN DR | DUBLIN | Laurens | 870103 | 618505 | Ball Float | 1992-10-22 | FALSE | 1992-10-22 | FALSE | Currently in Use | Diesel | 6000 | Fiberglass | 1992-10-22 | Fiberglass Reinforced Plastic | Pressurized
GA POWER/DUBLIN OPER HQ | 201 PECAN DR | DUBLIN | Laurens | 870103 | DB1 | [5 empty] | Removed from Ground | Gas (Historical Use) | 10000 | Bare Steel | 1976-05-09 | Unknown
GA POWER/DUBLIN OPER HQ | 201 PECAN DR | DUBLIN | Laurens | 870103 | DB2 | [5 empty] | Closed in Ground | Diesel | 10000 | Bare Steel | 1987-01-01 | Bare Steel | Pressurized
GA POWER/DUBLIN OPER HQ | 201 PECAN DR | DUBLIN | Laurens | 870103 | L296056 |  | 1991-10-16 |  | 1991-10-16 |  | Removed from Ground | Gas (Historical Use) | 10000 | Composite | 1991-10-16 | Fiberglass Reinforced Plastic | Pressurized
FEDERAL AVIATION ADMINISTRATION/ | OFF US HWY 80 AND ERNEST STINSON | DUBLIN | Laurens | 870104 | 1 | [5 empty] | Removed from Ground | Diesel | 1000 | Bare Steel | 1976-05-08 | Unknown
ALL GOOD SERVICES | 106 ROOSEVELT ST | DUBLIN | Laurens | 870105 | 1 | [5 empty] | Removed from Ground | Gas (Historical Use) | 550 | Bare Steel | 1983-05-06 | Galvanized Steel
NEIGHBORS #30 | 2130 Hwy 441 S | DUBLIN | Laurens | 870107 | 1 | Flapper Valve | 1994-10-12 | FALSE | 1994-10-12 | FALSE | Currently in Use | Plus | 10000 | Galvanic (STIP-3) | 1985-05-05 | Fiberglass Reinforced Plastic | Pressurized
NEIGHBORS #30 | 2130 Hwy 441 S | DUBLIN | Laurens | 870107 | 2 | Flapper Valve | 1994-10-12 | FALSE | 1994-10-12 | FALSE | Currently in Use | Regular | 10000 | Galvanic (STIP-3) | 1985-05-05 | Fiberglass Reinforced Plastic | Pressurized
NEIGHBORS #30 | 2130 Hwy 441 S | DUBLIN | Laurens | 870107 | 3 | Flapper Valve | 1994-10-12 | FALSE | 1994-10-12 | FALSE | Currently in Use | E-0 | 8000 | Galvanic (STIP-3) | 1985-05-05 | Fiberglass Reinforced Plastic | Pressurized
NEIGHBORS #30 | 2130 Hwy 441 S | DUBLIN | Laurens | 870107 | 4 |  | 1994-10-12 |  | 1994-10-12 |  | Closed in Ground | Diesel | 8000 | Cathodically Protected Steel | 1985-05-05 | Fiberglass Reinforced Plastic | Pressurized
NEIGHBORS #30 | 2130 Hwy 441 S | DUBLIN | Laurens | 870107 | 5 |  | 1994-10-12 |  | 1994-10-12 |  | Closed in Ground | Diesel | 8000 | Cathodically Protected Steel | 1988-05-31 | Fiberglass Reinforced Plastic | Pressurized
NEIGHBORS #30 | 2130 Hwy 441 S | DUBLIN | Laurens | 870107 | 6 | Ball Float | 2014-01-06 | FALSE | 2014-01-06 | FALSE | Currently in Use | Diesel | 20000 | Composite Double Walled | 2014-01-06 | Double-Walled Fiberglass | Pressurized
JACKSON FOOD MART | 306 E JACKSON ST | DUBLIN | Laurens | 870109 | 1 | [5 empty] | Removed from Ground | Gas (Historical Use) | 1000 | Bare Steel | 1961-05-11 | Galvanized Steel
JACKSON FOOD MART | 306 E JACKSON ST | DUBLIN | Laurens | 870109 | 2 | [5 empty] | Removed from Ground | Gas (Historical Use) | 1000 | Bare Steel | 1961-05-11 | Galvanized Steel
JACKSON FOOD MART | 306 E JACKSON ST | DUBLIN | Laurens | 870109 | 3 |  |  | FALSE |  | FALSE | Removed from Ground |  | 1000 | Bare Steel | 1995-12-01 | Galvanized Steel
JACKSON FOOD MART | 306 E JACKSON ST | DUBLIN | Laurens | 870109 | 4 | Ball Float | 2017-09-21 | FALSE |  | FALSE | Currently in Use | Regular | 12000 | Tank Jacket Double Walled | 2017-09-21 | Double-Walled Fiberglass | Pressurized
JACKSON FOOD MART | 306 E JACKSON ST | DUBLIN | Laurens | 870109 | 5A | Ball Float | 1995-12-02 | FALSE | 1995-12-02 | FALSE | Currently in Use | Premium | 7000 | Composite | 1995-12-02 | Fiberglass Reinforced Plastic | Pressurized
JACKSON FOOD MART | 306 E JACKSON ST | DUBLIN | Laurens | 870109 | 5B | Ball Float | 1995-12-03 | FALSE | 1995-12-03 | FALSE | Currently in Use | Diesel | 3000 | Composite | 1995-12-02 | Fiberglass Reinforced Plastic | Pressurized
NEIGHBORS FOOD | 1505 BELLEVUE RD | DUBLIN | Laurens | 870110 | 1 | [5 empty] | Removed from Ground | Diesel | 3000 | Bare Steel | 1982-05-06 | Galvanized Steel | Pressurized
NEIGHBORS FOOD | 1505 BELLEVUE RD | DUBLIN | Laurens | 870110 | 2 | [5 empty] | Removed from Ground | Gas (Historical Use) | 3000 | Cathodically Protected Steel | 1987-08-08 | Galvanized Steel | Pressurized
NEIGHBORS FOOD | 1505 BELLEVUE RD | DUBLIN | Laurens | 870110 | 3 | [5 empty] | Removed from Ground | Gas (Historical Use) | 8000 | Bare Steel | 1982-05-06 | Galvanized Steel | Pressurized
NEIGHBORS FOOD | 1505 BELLEVUE RD | DUBLIN | Laurens | 870110 | 4 | [5 empty] | Removed from Ground | Gas (Historical Use) | 6000 | Bare Steel | 1968-05-09 | Galvanized Steel | Pressurized
NEIGHBORS FOOD | 1505 BELLEVUE RD | DUBLIN | Laurens | 870110 | 5 | [5 empty] | Removed from Ground | Gas (Historical Use) | 6000 | Bare Steel | 1968-05-09 | Galvanized Steel | Pressurized
NEIGHBORS FOOD | 1505 BELLEVUE RD | DUBLIN | Laurens | 870110 | 6A | Flapper Valve | 1998-10-30 | FALSE | 1998-10-30 | FALSE | Currently in Use | Regular | 12000 | Epoxy | 1998-10-30 | Double-Walled Fiberglass | Pressurized
NEIGHBORS FOOD | 1505 BELLEVUE RD | DUBLIN | Laurens | 870110 | 6B | Flapper Valve | 1998-10-30 | FALSE | 1998-10-30 | FALSE | Currently in Use | Plus | 8000 | Epoxy | 1998-10-30 | Double-Walled Fiberglass | Pressurized
NEIGHBORS FOOD | 1505 BELLEVUE RD | DUBLIN | Laurens | 870110 | 7 | Flapper Valve | 1998-10-30 | FALSE | 1998-10-30 | FALSE | Currently in Use | Diesel | 3000 | Epoxy | 1998-10-30 | Double-Walled Fiberglass | Pressurized
NEIGHBORS #10 | 800 CENTRAL DR | East Dublin | Laurens | 870111 | 1 | Ball Float | 1988-08-10 | FALSE | 1988-08-10 | FALSE | Temporarily out of use | Gas (Historical Use) | 8000 | Galvanic (STIP-3) | 1988-08-10 | Fiberglass Reinforced Plastic | Pressurized
NEIGHBORS #10 | 800 CENTRAL DR | East Dublin | Laurens | 870111 | 2 |  | 1988-08-10 | FALSE | 1988-08-10 | FALSE | Temporarily out of use | Gas (Historical Use) | 8000 | Galvanic (STIP-3) | 1988-08-10 | Fiberglass Reinforced Plastic | Pressurized
NEIGHBORS #10 | 800 CENTRAL DR | East Dublin | Laurens | 870111 | 3 |  | 1988-08-10 | FALSE | 1988-08-18 | FALSE | Temporarily out of use | Gas (Historical Use) | 8000 | Galvanic (STIP-3) | 1988-08-10 | Fiberglass Reinforced Plastic | Pressurized
NEIGHBORS #10 | 800 CENTRAL DR | East Dublin | Laurens | 870111 | 4 | [5 empty] | Removed from Ground | Gas (Historical Use) | 0 | Bare Steel | 1988-08-10 | Not Marked
STINSON TRACTOR | CENTRAL DR | EAST DUBLIN | Laurens | 870112 | 1 | [5 empty] | Removed from Ground | Gas (Historical Use) | 550 | Bare Steel | 1965-05-10 | Galvanized Steel
FORDHAM CANDY CO | RT 1 | DUBLIN | Laurens | 870113 | 1 | [5 empty] | Removed from Ground | Gas (Historical Use) | 1050 | Bare Steel | 1984-05-05 | Galvanized Steel
WALTER LOYD GROCERY | RT 1 | MONTROSE | Laurens | 870115 | 1 | [5 empty] | Removed from Ground | Gas (Historical Use) | 550 | Bare Steel | 1967-05-10 | Unknown
LAURENS EQUIPMENT | HWY 80 | DUBLIN | Laurens | 870116 | 1 | [5 empty] | Removed from Ground | Gas (Historical Use) | 550 | Bare Steel | 1973-05-08 | Galvanized Steel
LAURENS PARK MILL | NATHANIEL DR P O BOX 430 | DUBLIN | Laurens | 870117 | 1 | [5 empty] | Removed from Ground | Diesel | 25000 | Bare Steel | 1966-05-06 | Bare Steel
RYDER TRANSPORTATION SERVICE #25 | 604 SIMMONS ST | DUBLIN | Laurens | 870118 | 1 | [5 empty] | Removed from Ground | Other | 10000 | Bare Steel | 1966-01-01 | Bare Steel | Pressurized
RYDER TRANSPORTATION SERVICE #25 | 604 SIMMONS ST | DUBLIN | Laurens | 870118 | 2 | [5 empty] | Removed from Ground | Other | 10000 | Bare Steel | 1966-01-01 | Bare Steel | Pressurized
RYDER TRANSPORTATION SERVICE #25 | 604 SIMMONS ST | DUBLIN | Laurens | 870118 | 3 | [5 empty] | Removed from Ground | Other | 500 | Bare Steel | 1966-01-01 | Bare Steel | Gravity Fed
RYDER TRANSPORTATION SERVICE #25 | 604 SIMMONS ST | DUBLIN | Laurens | 870118 | 4 |  | 1996-10-01 |  | 1996-10-01 |  | Removed from Ground | Diesel | 10000 | Double Walled | 1994-02-15 | Fiberglass Reinforced Plastic | Pressurized
FAST LANE CAR WASH | 312 NORTH JEFFERSON STREET | DUBLIN | Laurens | 870120 | 1 | [5 empty] | Removed from Ground | Gas (Historical Use) | 1050 | Bare Steel | 1970-05-12 | Galvanized Steel
FAST LANE CAR WASH | 312 NORTH JEFFERSON STREET | DUBLIN | Laurens | 870120 | 2 | [5 empty] | Removed from Ground | Gas (Historical Use) | 1050 | Bare Steel | 1970-05-12 | Galvanized Steel
FAST LANE CAR WASH | 312 NORTH JEFFERSON STREET | DUBLIN | Laurens | 870120 | 3 | [5 empty] | Removed from Ground | Gas (Historical Use) | 1050 | Bare Steel | 1970-05-12 | Galvanized Steel
FAST LANE CAR WASH | 312 NORTH JEFFERSON STREET | DUBLIN | Laurens | 870120 | 4 |  |  | TRUE |  | TRUE | Removed from Ground | Used Oil | 250 | Not Marked/Unknown | 1998-03-23 | Not Marked
IRISH BP | 1501 BELLEVUE RD | DUBLIN | Laurens | 870121 | 1 |  | 1998-12-15 |  | 1998-12-15 |  | Currently in Use | Gas (Historical Use) | 3000 | Cathodically Protected Steel | 1975-05-11 | Cathodically Protected | Suction (American)
IRISH BP | 1501 BELLEVUE RD | DUBLIN | Laurens | 870121 | 2 |  | 1998-12-15 |  | 1998-12-15 |  | Currently in Use | Gas (Historical Use) | 3000 | Cathodically Protected Steel | 1975-05-11 | Cathodically Protected | Suction (American)
IRISH BP | 1501 BELLEVUE RD | DUBLIN | Laurens | 870121 | 3 |  | 1998-12-15 |  | 1998-12-15 |  | Currently in Use | Gas (Historical Use) | 3000 | Cathodically Protected Steel | 1975-05-11 | Cathodically Protected | Suction (American)
WARD SERVICE STATION | 402 MAIN ST | DEXTER | Laurens | 870122 | 1 | [5 empty] | Removed from Ground | Gas (Historical Use) | 2000 | Bare Steel | 1975-05-08 | Galvanized Steel | Suction (American)
WARD SERVICE STATION | 402 MAIN ST | DEXTER | Laurens | 870122 | 2 | [5 empty] | Removed from Ground | Gas (Historical Use) | 1000 | Bare Steel | 1975-05-08 | Galvanized Steel | Suction (American)
WARD SERVICE STATION | 402 MAIN ST | DEXTER | Laurens | 870122 | 3 | [5 empty] | Removed from Ground | Gas (Historical Use) | 1000 | Bare Steel | 1975-05-08 | Galvanized Steel | Suction (American)
WARD SERVICE STATION | 402 MAIN ST | DEXTER | Laurens | 870122 | 4 | [5 empty] | Removed from Ground | Diesel | 6000 | Bare Steel | 1981-05-06 | Galvanized Steel | Suction (American)
WARD SERVICE STATION | 402 MAIN ST | DEXTER | Laurens | 870122 | 5 | Flapper Valve | 1998-12-15 | FALSE | 1998-12-15 | FALSE | Currently in Use | E-10 | 6000 | Composite | 1998-12-15 | Fiberglass Reinforced Plastic | Safe Suction (Euro)
WARD SERVICE STATION | 402 MAIN ST | DEXTER | Laurens | 870122 | 6 |  | 1998-12-15 |  | 1998-12-15 |  | Currently in Use | Gas (Historical Use) | 4000 | Composite | 1998-12-15 | Fiberglass Reinforced Plastic | Safe Suction (Euro)
WARD SERVICE STATION | 402 MAIN ST | DEXTER | Laurens | 870122 | 7 |  | 1998-12-15 |  | 1998-12-15 |  | Currently in Use | Gas (Historical Use) | 4000 | Composite | 1998-12-15 | Fiberglass Reinforced Plastic | Safe Suction (Euro)
WARD SERVICE STATION | 402 MAIN ST | DEXTER | Laurens | 870122 | 8 | Flapper Valve | 1998-12-15 | FALSE | 1998-12-15 | FALSE | Currently in Use | Diesel | 2000 | Composite | 1998-12-15 | Fiberglass Reinforced Plastic | Safe Suction (Euro)
DOMINY OIL INC BULK PLANT | 1942 US HWY 441 S | DUBLIN | Laurens | 870124 | 1 | Flapper Valve | 1998-07-01 | FALSE | 1998-07-01 | FALSE | Temporarily out of use | Regular | 20000 | Steel-Impressed Current | 1981-05-09 |  | Pressurized
DOMINY OIL INC BULK PLANT | 1942 US HWY 441 S | DUBLIN | Laurens | 870124 | 2 |  | 1998-07-01 | FALSE | 1998-07-01 | FALSE | Currently in Use | Regular | 20000 | Steel-Impressed Current | 1981-05-09 |  | Pressurized
DOMINY OIL INC BULK PLANT | 1942 US HWY 441 S | DUBLIN | Laurens | 870124 | 3 |  | 1998-07-01 | FALSE | 1998-07-01 | FALSE | Currently in Use | Diesel Off Road | 20000 | Steel-Impressed Current | 1981-05-09 |  | Pressurized
DOMINY OIL INC BULK PLANT | 1942 US HWY 441 S | DUBLIN | Laurens | 870124 | 4 |  | 1998-07-01 | FALSE | 1998-07-01 | FALSE | Currently in Use | Diesel On Road | 20000 | Steel-Impressed Current | 1981-05-09 |  | Pressurized
DOMINY OIL INC BULK PLANT | 1942 US HWY 441 S | DUBLIN | Laurens | 870124 | 5 | Flapper Valve | 1998-07-01 | FALSE | 1998-07-01 | FALSE | Currently in Use | E-0 | 20000 | Steel-Impressed Current | 1981-05-09 |  | Pressurized
DOWNTOWN GULF SERVICE | BELLEVUE AVE | DUBLIN | Laurens | 870125 | 1 | [5 empty] | Removed from Ground | Gas (Historical Use) | 2000 | Bare Steel | 1966-05-13 | Galvanized Steel
DOWNTOWN GULF SERVICE | BELLEVUE AVE | DUBLIN | Laurens | 870125 | 2 | [5 empty] | Removed from Ground | Gas (Historical Use) | 1050 | Bare Steel | 1966-05-13 | Galvanized Steel
FRIENDLY GUS #3 | US HWY 441 SOUTH & I-16 | DUBLIN | Laurens | 870129 | 1 | [5 empty] | Removed from Ground | Empty | 6000 | Bare Steel | 1968-05-12 | Galvanized Steel | Pressurized
FRIENDLY GUS #3 | US HWY 441 SOUTH & I-16 | DUBLIN | Laurens | 870129 | 2 | [5 empty] | Removed from Ground | Empty | 8000 | Bare Steel | 1968-05-12 | Galvanized Steel | Pressurized
FRIENDLY GUS #3 | US HWY 441 SOUTH & I-16 | DUBLIN | Laurens | 870129 | 3 | [5 empty] | Removed from Ground | Empty | 10000 | Bare Steel | 1968-05-12 | Galvanized Steel | Pressurized
FRIENDLY GUS #3 | US HWY 441 SOUTH & I-16 | DUBLIN | Laurens | 870129 | 4 | [5 empty] | Removed from Ground | Empty | 6000 | Bare Steel | 1968-05-12 | Galvanized Steel | Pressurized
FRIENDLY GUS #4 | 400 INDUSTRIAL BLVD | DUBLIN | Laurens | 870130 | 1 | Flapper Valve | 1994-03-01 | FALSE | 1994-03-01 | FALSE | Currently in Use | Premium | 6000 | Steel-Impressed Current | 1983-05-09 | Fiberglass Reinforced Plastic | Pressurized
FRIENDLY GUS #4 | 400 INDUSTRIAL BLVD | DUBLIN | Laurens | 870130 | 2 | Flapper Valve | 1994-03-01 | FALSE | 1994-03-01 | FALSE | Currently in Use | Gas (Historical Use) | 6000 | Steel-Impressed Current | 1983-05-09 | Fiberglass Reinforced Plastic | Pressurized
FRIENDLY GUS #4 | 400 INDUSTRIAL BLVD | DUBLIN | Laurens | 870130 | 3 | Flapper Valve | 1994-03-01 | FALSE | 1994-03-01 | FALSE | Currently in Use | Regular | 4000 | Steel-Impressed Current | 1983-05-09 | Fiberglass Reinforced Plastic | Pressurized
FRIENDLY GUS #4 | 400 INDUSTRIAL BLVD | DUBLIN | Laurens | 870130 | 4 | Flapper Valve | 1994-03-01 | FALSE | 1994-03-01 | FALSE | Currently in Use | Regular | 4000 | Steel-Impressed Current | 1983-05-09 | Fiberglass Reinforced Plastic | Pressurized
FRIENDLY GUS 5 | 1015 Claxton Diary Rd | DUBLIN | Laurens | 870131 | 1 | Flapper Valve | 1998-11-01 | FALSE | 1998-11-01 | FALSE | Currently in Use | Plus | 6000 | Steel-Impressed Current | 1984-05-08 | Fiberglass Reinforced Plastic | Pressurized
FRIENDLY GUS 5 | 1015 Claxton Diary Rd | DUBLIN | Laurens | 870131 | 2 | Flapper Valve | 1998-11-01 | FALSE | 1998-11-01 | FALSE | Currently in Use | Diesel | 6000 | Steel-Impressed Current | 1984-05-08 | Fiberglass Reinforced Plastic | Pressurized
FRIENDLY GUS 5 | 1015 Claxton Diary Rd | DUBLIN | Laurens | 870131 | 3 | Flapper Valve | 1998-11-01 | FALSE | 1998-11-01 | FALSE | Currently in Use | Plus | 4000 | Steel-Impressed Current | 1984-05-08 | Fiberglass Reinforced Plastic | Pressurized
FRIENDLY GUS 5 | 1015 Claxton Diary Rd | DUBLIN | Laurens | 870131 | 4 | Flapper Valve | 1998-11-01 | FALSE | 1998-11-01 | FALSE | Currently in Use | Regular | 4000 | Steel-Impressed Current | 1984-05-08 | Fiberglass Reinforced Plastic
FRIENDLY GUS 6 | 309 CENTRAL DR | DUBLIN | Laurens | 870132 | 1 | Flapper Valve | 1998-11-01 | FALSE | 1998-11-01 | FALSE | Currently in Use | Regular | 6000 | Steel-Impressed Current | 1985-05-08 | Fiberglass Reinforced Plastic
FRIENDLY GUS 6 | 309 CENTRAL DR | DUBLIN | Laurens | 870132 | 2 | Flapper Valve | 1998-11-01 | FALSE | 1998-11-01 | FALSE | Currently in Use | Regular | 6000 | Steel-Impressed Current | 1985-05-08 | Fiberglass Reinforced Plastic
FRIENDLY GUS 6 | 309 CENTRAL DR | DUBLIN | Laurens | 870132 | 3 | Flapper Valve | 1998-11-01 | FALSE | 1998-11-01 | FALSE | Currently in Use | Premium | 4000 | Steel-Impressed Current | 1985-05-08 | Fiberglass Reinforced Plastic
FRIENDLY GUS 6 | 309 CENTRAL DR | DUBLIN | Laurens | 870132 | 4 | Flapper Valve | 1998-11-01 | FALSE | 1998-11-01 | FALSE | Currently in Use | Diesel | 4000 | Steel-Impressed Current | 1985-05-08 | Fiberglass Reinforced Plastic
FRIENDLY GUS 6 | 309 CENTRAL DR | DUBLIN | Laurens | 870132 | 5 |  | 1998-11-01 | FALSE | 1998-11-01 | FALSE | Currently in Use | E-10 | 2000 | Steel-Impressed Current | 1985-05-08 | Fiberglass Reinforced Plastic
FRIENDLY GUS 7 | 2009 Veterans Blvd | DUBLIN | Laurens | 870133 | 1 | Flapper Valve | 1997-10-01 | FALSE | 1997-10-01 | FALSE | Currently in Use | Gas (Historical Use) | 6000 | Galvanic (STIP-3) | 1985-05-08 | Galvanized Steel | Pressurized
FRIENDLY GUS 7 | 2009 Veterans Blvd | DUBLIN | Laurens | 870133 | 2 | Flapper Valve | 1997-10-01 | FALSE | 1997-10-01 | FALSE | Currently in Use | Gas (Historical Use) | 6000 | Galvanic (STIP-3) | 1985-05-08 | Galvanized Steel | Pressurized
FRIENDLY GUS 7 | 2009 Veterans Blvd | DUBLIN | Laurens | 870133 | 3 | Flapper Valve | 1997-10-01 | FALSE | 1997-10-01 | FALSE | Currently in Use | Gas (Historical Use) | 4000 | Galvanic (STIP-3) | 1985-05-08 | Galvanized Steel | Pressurized
FRIENDLY GUS 7 | 2009 Veterans Blvd | DUBLIN | Laurens | 870133 | 4 | Flapper Valve | 1997-10-01 | FALSE | 1997-10-01 | FALSE | Currently in Use | Diesel | 2000 | Galvanic (STIP-3) | 1985-05-08 | Galvanized Steel | Pressurized
FRIENDLY GUS 7 | 2009 Veterans Blvd | DUBLIN | Laurens | 870133 | 5 | Flapper Valve | 1997-10-01 | FALSE | 1997-10-01 | FALSE | Temporarily out of use | Kerosene | 2000 | Galvanic (STIP-3) | 1985-05-08 | Galvanized Steel | Pressurized
JACKSONS GAS & SERVICE CENTER | 805 N JEFFERSON ST | DUBLIN | Laurens | 870135 | 1 |  | 1998-12-10 |  | 1998-12-10 |  | Removed from Ground | Gas (Historical Use) | 12000 | Steel-Impressed Current | 1980-05-09 | Cathodically Protected | Pressurized
JACKSONS GAS & SERVICE CENTER | 805 N JEFFERSON ST | DUBLIN | Laurens | 870135 | 2 |  | 1998-12-10 |  | 1998-12-10 |  | Removed from Ground | Gas (Historical Use) | 12000 | Steel-Impressed Current | 1980-05-09 | Cathodically Protected | Pressurized
JACKSONS GAS & SERVICE CENTER | 805 N JEFFERSON ST | DUBLIN | Laurens | 870135 | 3 |  | 1998-12-10 |  | 1998-12-10 |  | Removed from Ground | Gas (Historical Use) | 10000 | Steel-Impressed Current | 1980-05-09 | Cathodically Protected | Pressurized
JACKSONS GAS & SERVICE CENTER | 805 N JEFFERSON ST | DUBLIN | Laurens | 870135 | 4 | [5 empty] | Removed from Ground | Diesel | 8000 | Bare Steel | 1980-05-09 | Galvanized Steel
JACKSONS GAS & SERVICE CENTER | 805 N JEFFERSON ST | DUBLIN | Laurens | 870135 | 5A | Ball Float | 2000-07-01 | FALSE | 2000-07-01 | FALSE | Temporarily out of use | Gas (Historical Use) | 6000 | Epoxy | 2000-07-01 |  | Pressurized
JACKSONS GAS & SERVICE CENTER | 805 N JEFFERSON ST | DUBLIN | Laurens | 870135 | 5B | Ball Float | 2000-07-01 | FALSE | 2000-07-01 | FALSE | Temporarily out of use | Gas (Historical Use) | 3000 | Epoxy | 2000-07-01 |  | Pressurized
JACKSONS GAS & SERVICE CENTER | 805 N JEFFERSON ST | DUBLIN | Laurens | 870135 | 5C | Ball Float | 2000-07-01 | FALSE | 2000-07-01 | FALSE | Temporarily out of use | Gas (Historical Use) | 3000 | Epoxy | 2000-07-01 |  | Pressurized
80 WEST PUMP N PANTRY | HWY 80 WEST, 2134 Veterans Blvd. | DUBLIN | Laurens | 870136 | 1 |  | 1998-12-01 | FALSE | 1998-12-01 | FALSE | Currently in Use | Regular | 8000 | Steel-Impressed Current | 1979-05-10 | Steel (Impressed Current) | Pressurized
80 WEST PUMP N PANTRY | HWY 80 WEST, 2134 Veterans Blvd. | DUBLIN | Laurens | 870136 | 2 | Flapper Valve | 1998-12-01 | FALSE | 1998-12-01 | FALSE | Currently in Use | Premium | 4000 | Steel-Impressed Current | 1979-05-10 | Steel (Impressed Current) | Pressurized
80 WEST PUMP N PANTRY | HWY 80 WEST, 2134 Veterans Blvd. | DUBLIN | Laurens | 870136 | 3 | Flapper Valve | 1998-12-01 | FALSE | 1998-12-01 | FALSE | Currently in Use | Plus | 6000 | Steel-Impressed Current | 1979-05-10 | Steel (Impressed Current) | Pressurized
CEDAR GROVE CORNER MART | HWY 441 & 46, 5120 US 441 S | DUBLIN | Laurens | 870137 | 1 | [5 empty] | Removed from Ground | Gas (Historical Use) | 2000 | Bare Steel | 1979-05-10 | Galvanized Steel | Suction (American)
CEDAR GROVE CORNER MART | HWY 441 & 46, 5120 US 441 S | DUBLIN | Laurens | 870137 | 2 | [5 empty] | Removed from Ground | Gas (Historical Use) | 560 | Bare Steel | 1971-05-12 | Galvanized Steel | Suction (American)
CEDAR GROVE CORNER MART | HWY 441 & 46, 5120 US 441 S | DUBLIN | Laurens | 870137 | 3 | [5 empty] | Removed from Ground | Gas (Historical Use) | 1060 | Bare Steel | 1971-05-12 | Galvanized Steel | Suction (American)
CEDAR GROVE CORNER MART | HWY 441 & 46, 5120 US 441 S | DUBLIN | Laurens | 870137 | 4 | Flapper Valve | 1992-08-25 | FALSE | 1992-08-25 | FALSE | Closed in Ground | Gas (Historical Use) | 6000 | Steel-Impressed Current | 1992-08-25 | Steel (Impressed Current) | Pressurized
CEDAR GROVE CORNER MART | HWY 441 & 46, 5120 US 441 S | DUBLIN | Laurens | 870137 | 5 |  | 1992-08-25 | FALSE | 1990-08-25 | FALSE | Closed in Ground | Gas (Historical Use) | 3000 | Steel-Impressed Current | 1992-08-25 | Steel (Impressed Current) | Pressurized
CEDAR GROVE CORNER MART | HWY 441 & 46, 5120 US 441 S | DUBLIN | Laurens | 870137 | 6 |  | 1992-08-25 | FALSE | 1992-08-25 | FALSE | Closed in Ground | Gas (Historical Use) | 6000 | Steel-Impressed Current | 1992-08-25 | Steel (Impressed Current) | Pressurized
CEDAR GROVE CORNER MART | HWY 441 & 46, 5120 US 441 S | DUBLIN | Laurens | 870137 | 7 | Flapper Valve | 1992-08-25 | FALSE | 1992-08-25 | FALSE | Closed in Ground | Diesel | 4000 | Steel-Impressed Current | 1992-08-25 | Steel (Impressed Current) | Pressurized
DANIELS BELLEVUE SHELL S/S | BELLEVUE AVE HWY 80 WEST | DUBLIN | Laurens | 870138 | 1 | [5 empty] | Removed from Ground | Gas (Historical Use) | 6000 | Bare Steel | 1976-05-10 | Galvanized Steel
DANIELS BELLEVUE SHELL S/S | BELLEVUE AVE HWY 80 WEST | DUBLIN | Laurens | 870138 | 2 | [5 empty] | Removed from Ground | Gas (Historical Use) | 4000 | Bare Steel | 1980-05-09 | Galvanized Steel
DANIELS BELLEVUE SHELL S/S | BELLEVUE AVE HWY 80 WEST | DUBLIN | Laurens | 870138 | 3 | [5 empty] | Removed from Ground | Gas (Historical Use) | 6000 | Bare Steel | 1976-05-10 | Galvanized Steel
PAYNE TELFAIR SHELL S/S | 701 TELFAIR ST | DUBLIN | Laurens | 870139 | 1 | Flapper Valve | 1998-12-01 | FALSE | 1998-12-01 | FALSE | Currently in Use | Premium | 8000 | Steel-Impressed Current | 1976-05-10 | Steel (Impressed Current) | Pressurized
PAYNE TELFAIR SHELL S/S | 701 TELFAIR ST | DUBLIN | Laurens | 870139 | 2 | Flapper Valve | 1998-12-01 | FALSE | 1998-12-01 | FALSE | Currently in Use | Regular | 8000 | Steel-Impressed Current | 1976-05-10 | Steel (Impressed Current) | Pressurized
PAYNE TELFAIR SHELL S/S | 701 TELFAIR ST | DUBLIN | Laurens | 870139 | 3 | Flapper Valve | 1998-12-01 | FALSE | 1998-12-01 | FALSE | Temporarily out of use | Plus | 6000 | Steel-Impressed Current | 1976-05-10 | Steel (Impressed Current) | Pressurized
441 NORTH PUMP N PANTRY | US HWY 441 NORTH | DUBLIN | Laurens | 870140 | 1 | [5 empty] | Removed from Ground | Gas (Historical Use) | 4000 | Bare Steel | 1981-05-09 | Galvanized Steel | Suction (American)
TODD'S PUMP N PANTRY | EAST JACKSON | DUBLIN | Laurens | 870141 | 1 | [5 empty] | Removed from Ground | Gas (Historical Use) | 2000 | Bare Steel | 1971-05-12 | Galvanized Steel
TODD'S PUMP N PANTRY | EAST JACKSON | DUBLIN | Laurens | 870141 | 2 | [5 empty] | Removed from Ground | Gas (Historical Use) | 2000 | Bare Steel | 1971-05-12 | Galvanized Steel
TODD'S PUMP N PANTRY | EAST JACKSON | DUBLIN | Laurens | 870141 | 3 | [5 empty] | Removed from Ground | Gas (Historical Use) | 2000 | Bare Steel | 1971-05-12 | Galvanized Steel
M & M GROCERY | 500 WABASH ST | DUBLIN | Laurens | 870143 | 1 | [5 empty] | Removed from Ground | Gas (Historical Use) | 560 | Bare Steel | 1980-05-09 | Galvanized Steel
M & M GROCERY | 500 WABASH ST | DUBLIN | Laurens | 870143 | 2 | [5 empty] | Removed from Ground | Gas (Historical Use) | 560 | Bare Steel | 1980-05-09 | Galvanized Steel
BEALL & SON GROCERY | RT 2 | DUBLIN | Laurens | 870146 | 1 | [5 empty] | Removed from Ground | Empty | 1000 | Bare Steel | 1976-05-10 | Galvanized Steel | Suction (American)
BEALL & SON GROCERY | RT 2 | DUBLIN | Laurens | 870146 | 2 | [5 empty] | Removed from Ground | Empty | 1000 | Bare Steel | 1976-05-10 | Galvanized Steel | Suction (American)
LOVETT & THARPE HDW CO | KELLAN RD | DUBLIN | Laurens | 870147 | 1 | [5 empty] | Removed from Ground | Gas (Historical Use) | 2000 | Bare Steel | 1977-05-10 | Galvanized Steel
LOVETT & THARPE HDW CO | KELLAN RD | DUBLIN | Laurens | 870147 | 2 | [5 empty] | Removed from Ground | Diesel | 2000 | Bare Steel | 1977-05-10 | Galvanized Steel
BUILDERS CONCRETE PRODUCTS | HWY 80 EAST | EAST DUBLIN | Laurens | 870148 | 1 | [5 empty] | Removed from Ground | Gas (Historical Use) | 560 | Bare Steel | 1970-05-12 | Galvanized Steel
DUBLIN SEED CO | NATHANIEL DR | EAST DUBLIN | Laurens | 870150 | 1 | [5 empty] | Removed from Ground | Gas (Historical Use) | 3000 | Bare Steel | 1976-05-10 | Galvanized Steel
CARLTON CO | 2265 VETERAN'S BLVD | DUBLIN | Laurens | 870151 | 1 | [5 empty] | Removed from Ground | Gas (Historical Use) | 2000 | Bare Steel | 1978-05-10 | Galvanized Steel
CARLTON CO | 2265 VETERAN'S BLVD | DUBLIN | Laurens | 870151 | 2 | [5 empty] | Removed from Ground | Diesel | 1000 | Bare Steel | 1978-05-10 | Galvanized Steel
J B CLARK OIL CO HOOKS SERVICE S | 730 CENTRAL DR | EAST DUBLIN | Laurens | 870153 | 1 | [5 empty] | Removed from Ground | Gas (Historical Use) | 6000 | Bare Steel | 1965-05-06 | Galvanized Steel | Suction (American)
J B CLARK OIL CO HOOKS SERVICE S | 730 CENTRAL DR | EAST DUBLIN | Laurens | 870153 | 2 | [5 empty] | Removed from Ground | Gas (Historical Use) | 6000 | Bare Steel | 1965-05-06 | Galvanized Steel | Suction (American)
J B CLARK OIL CO HOOKS SERVICE S | 730 CENTRAL DR | EAST DUBLIN | Laurens | 870153 | 3 | [5 empty] | Removed from Ground | Gas (Historical Use) | 8000 | Bare Steel | 1981-05-02 | Galvanized Steel | Pressurized
J B CLARK OIL CO HOOKS SERVICE S | 730 CENTRAL DR | EAST DUBLIN | Laurens | 870153 | 4 | [5 empty] | Removed from Ground | Diesel | 3000 | Bare Steel | 1965-05-06 | Galvanized Steel | Suction (American)
J B CLARK OIL CO HOOKS SERVICE S | 730 CENTRAL DR | EAST DUBLIN | Laurens | 870153 | 5 | [5 empty] | Removed from Ground | Diesel | 3000 | Bare Steel | 1965-05-06 | Galvanized Steel | Suction (American)
J B CLARK OIL CO HOOKS SERVICE S | 730 CENTRAL DR | EAST DUBLIN | Laurens | 870153 | 6 | [5 empty] | Removed from Ground | Diesel | 3000 | Bare Steel | 1965-05-06 | Galvanized Steel | Suction (American)
J B CLARK OIL CO HOOKS SERVICE S | 730 CENTRAL DR | EAST DUBLIN | Laurens | 870153 | 7A | Overfill Alarm | 1998-12-15 |  | 1998-12-15 |  | Currently in Use | Gas (Historical Use) | 10000 | Epoxy | 1998-12-15 | Double-Walled Flex | Pressurized
J B CLARK OIL CO HOOKS SERVICE S | 730 CENTRAL DR | EAST DUBLIN | Laurens | 870153 | 7B | Overfill Alarm | 1998-12-15 |  | 1998-12-15 |  | Currently in Use | Gas (Historical Use) | 6000 | Epoxy | 1998-12-15 | Double-Walled Flex | Pressurized
J B CLARK OIL CO HOOKS SERVICE S | 730 CENTRAL DR | EAST DUBLIN | Laurens | 870153 | 7C | Overfill Alarm | 1998-12-15 |  | 1998-12-15 |  | Currently in Use | Gas (Historical Use) | 4000 | Epoxy | 1998-12-15 | Double-Walled Flex | Pressurized
J B CLARK OIL CO HOOKS SERVICE S | 730 CENTRAL DR | EAST DUBLIN | Laurens | 870153 | 8 | Overfill Alarm | 1998-12-15 |  | 1998-12-15 |  | Currently in Use | Diesel | 10000 | Epoxy | 1998-12-15 | Double-Walled Flex | Pressurized
DERST BAKING CO WAREHOUSE | COLEMAN AVE | DUBLIN | Laurens | 870154 | 1 | [5 empty] | Removed from Ground | Empty | 500 | Bare Steel | 1964-05-13 | Unknown | Suction (American)
AMBA FOOD MART | 514 BUCKEYE RD | EAST DUBLIN | Laurens | 870155 | 1 | Flapper Valve | 1998-10-28 | TRUE | 1998-10-28 | FALSE | Currently in Use | Regular | 8000 | Steel-Impressed Current | 1982-05-09 | Steel (Impressed Current) | Pressurized
AMBA FOOD MART | 514 BUCKEYE RD | EAST DUBLIN | Laurens | 870155 | 2 | Flapper Valve | 1998-10-28 | TRUE | 1998-10-28 | FALSE | Currently in Use | Premium | 6000 | Steel-Impressed Current | 1982-05-09 | Steel (Impressed Current) | Pressurized
AMBA FOOD MART | 514 BUCKEYE RD | EAST DUBLIN | Laurens | 870155 | 3 | Flapper Valve | 1998-10-28 | TRUE | 1998-10-28 | FALSE | Currently in Use | Diesel | 4000 | Steel-Impressed Current | 1982-05-09 | Steel (Impressed Current) | Pressurized
QUICK STOP #2 | HWY 117 | CADWELL | Laurens | 870156 | 1 | Flapper Valve | 1998-08-05 | FALSE | 1998-08-02 | FALSE | Temporarily out of use | E-10 | 4000 | Steel-Impressed Current | 1985-05-08 | Steel (Impressed Current) | Pressurized
QUICK STOP #2 | HWY 117 | CADWELL | Laurens | 870156 | 2 | Flapper Valve | 1998-08-05 | FALSE | 1998-08-05 | FALSE | Temporarily out of use | E-10 | 4000 | Steel-Impressed Current | 1985-05-08 | Steel (Impressed Current) | Suction (American)
QUICK STOP #2 | HWY 117 | CADWELL | Laurens | 870156 | 3 | Flapper Valve | 1998-08-05 | FALSE | 1998-08-05 | FALSE | Temporarily out of use | Diesel | 2000 | Steel-Impressed Current | 1985-05-08 | Steel (Impressed Current) | Suction (American)
AT&T | 150 SOUTHERN BELL TOWER RD | DUBLIN | Laurens | 870157 | 1 | [5 empty] | Removed from Ground | Kerosene | 10000 | Cathodically Protected Steel | 1963-05-14 | Not Marked | Suction (American)
AT&T | 150 SOUTHERN BELL TOWER RD | DUBLIN | Laurens | 870157 | 2 |  | 1991-09-24 |  | 1991-09-24 |  | Removed from Ground | Diesel | 2000 | Cathodically Protected Steel | 1991-09-24 | Double Walled | Suction (American)
AT&T COMM RADIO TOWER (GARRETTA) | SCOTLAND RD (GARRETTA) | DUBLIN | Laurens | 870158 | 1 | [5 empty] | Removed from Ground | Kerosene | 3000 | Bare Steel | 1963-05-14 | Not Marked
AT&T RADIO RELAY (ORIANNA) | POST RD 2769 | ORIANNA | Laurens | 870159 | 1 | [5 empty] | Removed from Ground | Kerosene | 1500 | Bare Steel | 1976-05-10 | Copper | Suction (American)
BST/DUBLIN CO R2507/SER OPER CEN | 609 BELLEVUE AVE | DUBLIN | Laurens | 870160 | 1 | [5 empty] | Removed from Ground | Diesel | 3000 | Bare Steel | 1973-01-04 | Copper | Suction (American)
BST/DUBLIN CO R2507/SER OPER CEN | 609 BELLEVUE AVE | DUBLIN | Laurens | 870160 | 2 | [5 empty] | Removed from Ground | Diesel | 500 | Bare Steel | 1950-01-01 | Unknown | Suction (American)
BST/DUBLIN CO R2507/SER OPER CEN | 609 BELLEVUE AVE | DUBLIN | Laurens | 870160 | 3 | [5 empty] | Removed from Ground | Gas (Historical Use) | 12000 | Not Marked/Unknown | 1994-01-01 | Not Marked
BST/DUBLIN CO/R2507 | 609 BELLEVUE AVE | DUBLIN | Laurens | 870161 | 1 | [5 empty] | Removed from Ground | Gas (Historical Use) | 1000 | Bare Steel | 1958-01-08 | Galvanized Steel | Pressurized
BST/DUBLIN CO/R2507 | 609 BELLEVUE AVE | DUBLIN | Laurens | 870161 | 2 | [5 empty] | Removed from Ground | Gas (Historical Use) | 12000 | Double Walled | 1989-09-01 | Fiberglass Reinforced Plastic | Pressurized
BST/DUBLIN CO/R2507 | 609 BELLEVUE AVE | DUBLIN | Laurens | 870161 | 3 | Flapper Valve | 1998-01-09 | FALSE | 1998-01-09 | FALSE | Currently in Use | Diesel | 4000 | Fiberglass Double Walled | 1998-01-09 | Copper | Suction (American)
COLONIAL BAKING CO | MARCUS & KELLAM | DUBLIN | Laurens | 870164 | 1 | [5 empty] | Closed in Ground | Empty | 2000 | Bare Steel | 1970-05-11 | Bare Steel
GOLD KIST INC | MARION ST/206 EAST MADISON ST | DUBLIN | Laurens | 870165 | 1 | [5 empty] | Removed from Ground | Gas (Historical Use) | 1000 | Bare Steel | 1965-05-12 | Galvanized Steel
SALTERS SERVICE STATION | 415 GLENWOOD AVE | DUBLIN | Laurens | 870167 | 1 | [5 empty] | Closed in Ground | Gas (Historical Use) | 2000 | Bare Steel | 1980-05-07 | Galvanized Steel
SALTERS SERVICE STATION | 415 GLENWOOD AVE | DUBLIN | Laurens | 870167 | 2 | [5 empty] | Permanently Out of Use - historical purposes | Gas (Historical Use) | 1000 | Bare Steel | 1981-05-07 | Galvanized Steel
SALTERS SERVICE STATION | 415 GLENWOOD AVE | DUBLIN | Laurens | 870167 | 3 | [5 empty] | Permanently Out of Use - historical purposes | Gas (Historical Use) | 1000 | Bare Steel | 1981-05-07 | Galvanized Steel
EAST LAURENS HIGH SCHOOL | RT 6 | EAST DUBLIN | Laurens | 870170 | 1 | [5 empty] | Currently in Use | Propane | 500 | Bare Steel | 1961-05-07 | Bare Steel
EAST LAURENS HIGH SCHOOL | RT 6 | EAST DUBLIN | Laurens | 870170 | 2 | [5 empty] | Currently in Use | Propane | 250 | Bare Steel | 1982-05-02 | Bare Steel
EAST LAURENS HIGH SCHOOL | RT 6 | EAST DUBLIN | Laurens | 870170 | 3 | [5 empty] | Currently in Use | Propane | 1000 | Bare Steel | 1982-05-02 | Bare Steel
EAST LAURENS HIGH SCHOOL | RT 6 | EAST DUBLIN | Laurens | 870170 | 4 | [5 empty] | Currently in Use | Propane | 500 | Bare Steel | 1961-05-07 | Bare Steel
EAST LAURENS HIGH SCHOOL | RT 6 | EAST DUBLIN | Laurens | 870170 | 5 | [5 empty] | Removed from Ground | Diesel | 6000 | Marked Unknown | 1961-05-07 | Unknown
J B BUNCH OIL CO #387 | 1700 TELFAIR STREET | DUBLIN | Laurens | 870176 | 1 | [5 empty] | Removed from Ground | Gas (Historical Use) | 4000 | Bare Steel | 1966-03-29 | Galvanized Steel
J B BUNCH OIL CO #387 | 1700 TELFAIR STREET | DUBLIN | Laurens | 870176 | 2 | [5 empty] | Removed from Ground | Gas (Historical Use) | 6000 | Bare Steel | 1982-03-25 | Galvanized Steel
J B BUNCH OIL CO #387 | 1700 TELFAIR STREET | DUBLIN | Laurens | 870176 | 3 | [5 empty] | Removed from Ground | Empty | 4000 | Bare Steel | 1966-03-29 | Galvanized Steel
DOMINEY GULF OIL CO #468 | 1214 N JEFFERSON STREET | DUBLIN | Laurens | 870177 | 1 | [5 empty] | Removed from Ground | Gas (Historical Use) | 4000 | Bare Steel | 1971-03-28 | Galvanized Steel
DOMINEY GULF OIL CO #468 | 1214 N JEFFERSON STREET | DUBLIN | Laurens | 870177 | 2 | [5 empty] | Removed from Ground | Gas (Historical Use) | 4000 | Bare Steel | 1971-03-28 | Galvanized Steel
DOMINEY GULF OIL CO #468 | 1214 N JEFFERSON STREET | DUBLIN | Laurens | 870177 | 3 | [5 empty] | Removed from Ground | Gas (Historical Use) | 8000 | Bare Steel | 1971-03-28 | Galvanized Steel
HUGH IKE THIGPEN | 407 CENTRAL DR | DUBLIN | Laurens | 870178 | 1 | Ball Float | 1993-09-25 | FALSE | 1993-09-25 | FALSE | Currently in Use | Premium | 10000 | Steel-Impressed Current | 1985-05-13 | Double-Walled Flex | Pressurized
HUGH IKE THIGPEN | 407 CENTRAL DR | DUBLIN | Laurens | 870178 | 2 | Ball Float | 1993-09-25 | FALSE | 1993-09-25 | FALSE | Currently in Use | Regular | 10000 | Steel-Impressed Current | 1985-05-13 | Double-Walled Flex | Pressurized
HUGH IKE THIGPEN | 407 CENTRAL DR | DUBLIN | Laurens | 870178 | 3 | Ball Float | 1993-09-25 | FALSE | 1993-09-25 | FALSE | Currently in Use | Plus | 4000 | Steel-Impressed Current | 1985-05-13 | Double-Walled Flex | Safe Suction (Euro)
HUGH IKE THIGPEN | 407 CENTRAL DR | DUBLIN | Laurens | 870178 | 4 | Ball Float | 1993-09-25 | FALSE | 1993-09-25 | FALSE | Currently in Use | Diesel | 4000 | Steel-Impressed Current | 1985-05-13 | Double-Walled Flex | Pressurized
GA DOT #10258 LAURENS CO MAINT H | US HWY 441 SOUTH/LAURENS CO RD # | DUBLIN | Laurens | 870180 | 10258-1 | [5 empty] | Removed from Ground | Empty | 1000 | Bare Steel | 1966-05-04 | Unknown
GA DOT #10258 LAURENS CO MAINT H | US HWY 441 SOUTH/LAURENS CO RD # | DUBLIN | Laurens | 870180 | 10258-2 | [5 empty] | Removed from Ground | Gas (Historical Use) | 1000 | Bare Steel | 1981-04-30 | Unknown
GA DOT #10258 LAURENS CO MAINT H | US HWY 441 SOUTH/LAURENS CO RD # | DUBLIN | Laurens | 870180 | 10258-3 | [5 empty] | Removed from Ground | Diesel | 500 | Bare Steel | 1966-05-04 | Unknown
GA DOT #10258 LAURENS CO MAINT H | US HWY 441 SOUTH/LAURENS CO RD # | DUBLIN | Laurens | 870180 | 258D1 | [5 empty] | Removed from Ground | Diesel | 2000 | Cathodically Protected Steel | 1986-01-01 | Galvanized Steel | Suction (American)
GA DOT #10258 LAURENS CO MAINT H | US HWY 441 SOUTH/LAURENS CO RD # | DUBLIN | Laurens | 870180 | 258G1 | [5 empty] | Removed from Ground | Gas (Historical Use) | 4000 | Cathodically Protected Steel | 1986-01-01 | Galvanized Steel | Suction (American)
THOMAS SERVICE STATION | BATES ST | RENTZ | Laurens | 870181 | 1 |  |  | FALSE |  | FALSE | Removed from Ground | Gas (Historical Use) | 2000 |  | 1986-01-01 | Galvanized Steel
THOMAS SERVICE STATION | BATES ST | RENTZ | Laurens | 870181 | 2 |  |  | FALSE |  | FALSE | Removed from Ground | Gas (Historical Use) | 2000 |  | 1986-01-01 | Galvanized Steel
THOMAS SERVICE STATION | BATES ST | RENTZ | Laurens | 870181 | 3 |  |  | FALSE |  | FALSE | Removed from Ground | Gas (Historical Use) | 2000 |  | 1986-01-01 | Galvanized Steel
GA DOT #10288 | TELFAIR ST | DUBLIN | Laurens | 870182 | 10288-1 | [5 empty] | Removed from Ground | Gas (Historical Use) | 557 | Bare Steel | 1957-01-08 | Galvanized Steel
CARL VINSON VA MEDICAL CENTER | 1826 VETERANS BLVD | DUBLIN | Laurens | 9000213 | 1 | [5 empty] | Closed in Ground | Diesel | 5000 | Bare Steel | 1998-01-21 | Bare Steel | Suction (American)
CARL VINSON VA MEDICAL CENTER | 1826 VETERANS BLVD | DUBLIN | Laurens | 9000213 | 2 | [5 empty] | Removed from Ground | Diesel | 2000 | Cathodically Protected Steel | 1998-01-20 | Galvanized Steel | Pressurized
CARL VINSON VA MEDICAL CENTER | 1826 VETERANS BLVD | DUBLIN | Laurens | 9000213 | 3 | [5 empty] | Removed from Ground | Diesel | 1000 | Cathodically Protected Steel | 1998-01-19 | Galvanized Steel | Suction (American)
CARL VINSON VA MEDICAL CENTER | 1826 VETERANS BLVD | DUBLIN | Laurens | 9000213 | BP-7 | [5 empty] | Removed from Ground | Diesel | 2000 | Bare Steel | 1971-07-21 | Galvanized Steel
CARL VINSON VA MEDICAL CENTER | 1826 VETERANS BLVD | DUBLIN | Laurens | 9000213 | EG-1 | [5 empty] | Currently in Use | Diesel | 20000 | Bare Steel | 1979-07-19 | Galvanized Steel
CARL VINSON VA MEDICAL CENTER | 1826 VETERANS BLVD | DUBLIN | Laurens | 9000213 | EG-2 | [5 empty] | Currently in Use | Diesel | 20000 | Bare Steel | 1971-07-21 | Galvanized Steel
CARL VINSON VA MEDICAL CENTER | 1826 VETERANS BLVD | DUBLIN | Laurens | 9000213 | EN-1 | [5 empty] | Removed from Ground | Diesel | 1000 | Bare Steel | 1946-07-27 | Galvanized Steel
CARL VINSON VA MEDICAL CENTER | 1826 VETERANS BLVD | DUBLIN | Laurens | 9000213 | SP-1 | [5 empty] | Removed from Ground | Diesel | 250 | Fiberglass | 1982-07-18 | Galvanized Steel
CARL VINSON VA MEDICAL CENTER | 1826 VETERANS BLVD | DUBLIN | Laurens | 9000213 | ST-1 | [5 empty] | Currently in Use | Diesel | 2500 | Bare Steel | 1986-07-17 | Galvanized Steel
PILOT TRAVEL CENTER #068 | 2185 US HWY 441 S | DUBLIN | Laurens | 9000323 | 1 | [5 empty] | Removed from Ground | Diesel | 20000 | Bare Steel | 1979-03-19 | Galvanized Steel
PILOT TRAVEL CENTER #068 | 2185 US HWY 441 S | DUBLIN | Laurens | 9000323 | 2 | [5 empty] | Removed from Ground | Gas (Historical Use) | 8000 | Bare Steel | 1979-03-19 | Galvanized Steel
PILOT TRAVEL CENTER #068 | 2185 US HWY 441 S | DUBLIN | Laurens | 9000323 | 3 | [5 empty] | Removed from Ground | Gas (Historical Use) | 10000 | Bare Steel | 1979-03-19 | Galvanized Steel
PILOT TRAVEL CENTER #068 | 2185 US HWY 441 S | DUBLIN | Laurens | 9000323 | 4 | [5 empty] | Removed from Ground | Gas (Historical Use) | 10000 | Bare Steel | 1979-03-19 | Galvanized Steel
PILOT TRAVEL CENTER #068 | 2185 US HWY 441 S | DUBLIN | Laurens | 9000323 | 5 | [5 empty] | Removed from Ground | Kerosene | 4000 | Bare Steel | 1985-03-17 | Galvanized Steel
PILOT TRAVEL CENTER #068 | 2185 US HWY 441 S | DUBLIN | Laurens | 9000323 | 89A | Flapper Valve | 1989-06-01 | FALSE | 1989-06-01 | FALSE | Currently in Use | Diesel | 10000 | Galvanic (STIP-3) | 1989-06-01 | Fiberglass Reinforced Plastic | Pressurized
PILOT TRAVEL CENTER #068 | 2185 US HWY 441 S | DUBLIN | Laurens | 9000323 | 89B | Flapper Valve | 1989-06-01 | FALSE | 1989-06-01 | FALSE | Currently in Use | Diesel | 10000 | Galvanic (STIP-3) | 1989-06-01 | Fiberglass Reinforced Plastic | Pressurized
PILOT TRAVEL CENTER #068 | 2185 US HWY 441 S | DUBLIN | Laurens | 9000323 | 89C | Flapper Valve | 1989-06-01 | FALSE | 1989-06-01 | FALSE | Currently in Use | E-10 | 10000 | Galvanic (STIP-3) | 1989-06-01 | Fiberglass Reinforced Plastic | Pressurized
PILOT TRAVEL CENTER #068 | 2185 US HWY 441 S | DUBLIN | Laurens | 9000323 | 89D | Flapper Valve | 1989-06-01 | FALSE | 1989-06-01 | FALSE | Currently in Use | E-10 | 10000 | Galvanic (STIP-3) | 1989-06-01 | Fiberglass Reinforced Plastic | Pressurized
PILOT TRAVEL CENTER #068 | 2185 US HWY 441 S | DUBLIN | Laurens | 9000323 | 89E | Flapper Valve | 1989-06-01 | FALSE | 1989-06-01 | FALSE | Currently in Use | E-10 | 10000 | Galvanic (STIP-3) | 1989-06-01 | Fiberglass Reinforced Plastic | Pressurized
PILOT TRAVEL CENTER #068 | 2185 US HWY 441 S | DUBLIN | Laurens | 9000323 | 89F | Flapper Valve | 1989-06-01 | FALSE | 1989-06-01 | FALSE | Currently in Use | Premium | 10000 | Galvanic (STIP-3) | 1989-06-01 | Fiberglass Reinforced Plastic | Pressurized
PILOT TRAVEL CENTER #068 | 2185 US HWY 441 S | DUBLIN | Laurens | 9000323 | 89G | Flapper Valve | 1989-06-01 | FALSE | 1989-06-01 | FALSE | Currently in Use | Diesel | 4000 | Galvanic (STIP-3) | 1989-06-01 | Fiberglass Reinforced Plastic | Pressurized
LOVETT & EAST DUBLIN INC | 816 E JACKSON ST | DUBLIN | Laurens | 9000566 | 1 | [5 empty] | Removed from Ground | Kerosene | 2000 | Bare Steel |  | Galvanized Steel | Suction (American)
FASTBREAK #3 | 418 BELLEVUE AVE | DUBLIN | Laurens | 9000588 | 1 | [5 empty] | Removed from Ground | Gas (Historical Use) | 5000 | Bare Steel | 1971-04-27 | Galvanized Steel
FASTBREAK #3 | 418 BELLEVUE AVE | DUBLIN | Laurens | 9000588 | 2 | [5 empty] | Removed from Ground | Gas (Historical Use) | 10000 | Bare Steel | 1971-04-27 | Galvanized Steel
FASTBREAK #3 | 418 BELLEVUE AVE | DUBLIN | Laurens | 9000588 | 3 | [5 empty] | Removed from Ground | Gas (Historical Use) | 10000 | Bare Steel | 1971-04-27 | Galvanized Steel
FASTBREAK #3 | 418 BELLEVUE AVE | DUBLIN | Laurens | 9000588 | 4 |  |  | TRUE |  | TRUE | Removed from Ground | Used Oil | 550 | Bare Steel | 1971-04-27 | Galvanized Steel
FASTBREAK #3 | 418 BELLEVUE AVE | DUBLIN | Laurens | 9000588 | 5 | [5 empty] | Removed from Ground | Diesel | 10000 | Fiberglass | 1981-04-24 | Fiberglass Reinforced Plastic
FASTBREAK #3 | 418 BELLEVUE AVE | DUBLIN | Laurens | 9000588 | 6 | Ball Float | 1990-03-01 | FALSE | 1990-03-01 | FALSE | Currently in Use | Regular | 8000 | Steel-Impressed Current | 1990-03-01 | Galvanized Steel | Pressurized
FASTBREAK #3 | 418 BELLEVUE AVE | DUBLIN | Laurens | 9000588 | 7 | Flapper Valve | 1990-03-01 | FALSE | 1990-03-01 | FALSE | Currently in Use | Plus | 8000 | Steel-Impressed Current | 1990-03-01 | Galvanized Steel | Pressurized
FASTBREAK #3 | 418 BELLEVUE AVE | DUBLIN | Laurens | 9000588 | 8 | Flapper Valve | 1990-03-01 | FALSE | 1990-03-01 | FALSE | Currently in Use | Premium | 8000 | Steel-Impressed Current | 1990-03-01 | Galvanized Steel | Pressurized
JET FOOD STORE #77 | 1953 VETERAN BLVD | DUBLIN | Laurens | 9000628 | 1 |  |  | FALSE |  | FALSE | Removed from Ground | Gas (Historical Use) | 12000 | Bare Steel | 1976-05-10 | Galvanized Steel
JET FOOD STORE #77 | 1953 VETERAN BLVD | DUBLIN | Laurens | 9000628 | 2 |  |  | FALSE |  | FALSE | Removed from Ground | Gas (Historical Use) | 12000 | Bare Steel | 1976-05-10 | Galvanized Steel
JET FOOD STORE #77 | 1953 VETERAN BLVD | DUBLIN | Laurens | 9000628 | 3 |  | 1990-03-01 | FALSE | 1990-03-01 | FALSE | Removed from Ground | Gas (Historical Use) | 8000 |  | 1989-01-26 | Galvanized Steel | Pressurized
JET FOOD STORE #77 | 1953 VETERAN BLVD | DUBLIN | Laurens | 9000628 | 4-A |  | 1994-02-28 | FALSE | 1994-02-28 | FALSE | Removed from Ground | Gas (Historical Use) | 8000 | Composite | 1994-02-07 |  | Pressurized
JET FOOD STORE #77 | 1953 VETERAN BLVD | DUBLIN | Laurens | 9000628 | 4-B |  | 1994-02-28 | FALSE | 1994-02-28 | FALSE | Removed from Ground | Gas (Historical Use) | 4000 | Composite | 1994-02-07 |  | Pressurized
TANNER RECYCLING INC | 1103 HWY 29 SOUTH | EAST DUBLIN | Laurens | 9087031 | 8 | Ball Float | 1999-03-01 | FALSE | 1999-03-01 | FALSE | Temporarily out of use | Empty | 12000 | Fiberglass | 1999-02-01 | Double-Walled Fiberglass | Pressurized
TANNER RECYCLING INC | 1103 HWY 29 SOUTH | EAST DUBLIN | Laurens | 9087031 | FUEL1 | [5 empty] | Removed from Ground | Diesel | 18000 | Bare Steel | 1999-02-01 | Bare Steel | Safe Suction (Euro)
TANNER RECYCLING INC | 1103 HWY 29 SOUTH | EAST DUBLIN | Laurens | 9087031 | FUEL2 | [5 empty] | Removed from Ground | Diesel | 8000 | Bare Steel | 1999-02-01 | Bare Steel | Safe Suction (Euro)
TANNER RECYCLING INC | 1103 HWY 29 SOUTH | EAST DUBLIN | Laurens | 9087031 | GAS1 | [5 empty] | Removed from Ground | Gas (Historical Use) | 6000 | Bare Steel | 1999-02-01 | Bare Steel | Safe Suction (Euro)
TANNER RECYCLING INC | 1103 HWY 29 SOUTH | EAST DUBLIN | Laurens | 9087031 | GAS2 | [5 empty] | Removed from Ground | Gas (Historical Use) | 6000 | Bare Steel | 1999-02-01 | Bare Steel | Safe Suction (Euro)
TANNER RECYCLING INC | 1103 HWY 29 SOUTH | EAST DUBLIN | Laurens | 9087031 | OIL1 |  | 1999-03-22 | FALSE | 1999-03-22 | FALSE | Temporarily out of use | Empty | 4000 | Steel-Impressed Current | 1999-03-22 | Steel (Impressed Current) | Gravity
TANNER RECYCLING INC | 1103 HWY 29 SOUTH | EAST DUBLIN | Laurens | 9087031 | OIL2 |  | 1999-03-22 | FALSE | 1999-03-22 | FALSE | Temporarily out of use | Empty | 4000 | Steel-Impressed Current | 1999-03-22 | Steel (Impressed Current) | Gravity
TANNER RECYCLING INC | 1103 HWY 29 SOUTH | EAST DUBLIN | Laurens | 9087031 | OIL3 |  | 1999-03-22 | FALSE | 1999-03-22 | FALSE | Temporarily out of use | Empty | 2000 | Steel-Impressed Current | 1999-03-22 | Steel (Impressed Current) | Gravity
GILMAN BUILDING PRO | P O BOX 127 | DUDLEY | Laurens | 9087032 | 1 |  | 1998-12-15 |  | 1998-12-15 |  | Removed from Ground | Diesel | 1000 | Cathodically Protected Steel | 1995-05-01 | Cathodically Protected | Suction (American)
GILMAN BUILDING PRO | P O BOX 127 | DUDLEY | Laurens | 9087032 | 2 |  | 1998-12-15 |  | 1998-12-15 |  | Removed from Ground | Gas (Historical Use) | 1000 | Cathodically Protected Steel | 1995-05-01 | Cathodically Protected | Suction (American)
GA ARMY NATIONAL GUARD-OMS #14 | 905 TELFAIR ST | DUBLIN | Laurens | 9087033 | 1 | [5 empty] | Removed from Ground | Gas (Historical Use) | 1000 | Bare Steel | 1966-01-01 | Unknown
GA ARMY NATIONAL GUARD-OMS #14 | 905 TELFAIR ST | DUBLIN | Laurens | 9087033 | 2 | [5 empty] | Removed from Ground | Diesel | 1500 | Bare Steel | 1966-01-01 | Unknown
LAURENS COUNTY PUBLIC WORKS DEPT | 602 FIRETOWER RD | DUBLIN | Laurens | 9087034 | 1 | Flapper Valve | 1998-11-01 | FALSE | 1988-06-09 | FALSE | Currently in Use | Regular | 12000 | Galvanic (STIP-3) | 1988-06-09 | Fiberglass Reinforced Plastic | Pressurized
LAURENS COUNTY PUBLIC WORKS DEPT | 602 FIRETOWER RD | DUBLIN | Laurens | 9087034 | 2 |  | 1998-11-01 | FALSE | 1988-06-09 | FALSE | Currently in Use | Diesel | 12000 | Galvanic (STIP-3) | 1988-06-09 | Fiberglass Reinforced Plastic | Pressurized
LAURENS COUNTY LAW ENFORCEMENT C | 511 SOUTHERN PINES RD | DUBLIN | Laurens | 9087035 | 1 | Flapper Valve | 1991-06-19 | FALSE | 1991-06-19 | FALSE | Currently in Use | Regular | 12000 | Galvanic (STIP-3) | 1991-06-19 | Fiberglass Reinforced Plastic | Pressurized
WHITE SPOT S/S | HWY 117 | CADWELL | Laurens | 9087036 | 1 | [5 empty] | Removed from Ground | Gas (Historical Use) | 560 | Bare Steel | 1966-05-11 | Bare Steel | Suction (American)
WHITE SPOT S/S | HWY 117 | CADWELL | Laurens | 9087036 | 2 | [5 empty] | Removed from Ground | Gas (Historical Use) | 5000 | Bare Steel | 1966-05-11 | Bare Steel | Suction (American)
WHITE SPOT S/S | HWY 117 | CADWELL | Laurens | 9087036 | 3 | [5 empty] | Removed from Ground | Gas (Historical Use) | 3000 | Bare Steel | 1966-05-11 | Bare Steel | Suction (American)
WHITE SPOT S/S | HWY 117 | CADWELL | Laurens | 9087036 | 4 | [5 empty] | Removed from Ground | Gas (Historical Use) | 3000 | Bare Steel | 1998-11-02 | Not Marked
WHITE SPOT S/S | HWY 117 | CADWELL | Laurens | 9087036 | 5 | [5 empty] | Removed from Ground | Kerosene | 1060 | Bare Steel | 1998-11-02 | Not Marked
WHITE SPOT S/S | HWY 117 | CADWELL | Laurens | 9087036 | 6 | [5 empty] | Removed from Ground | Gas (Historical Use) | 5000 | Bare Steel | 1998-11-03 | Not Marked
QUICK FILL | 2177 HWY 441 S | DUBLIN | Laurens | 9087037 | 1 | [5 empty] | Removed from Ground | Gas (Historical Use) | 8000 | Bare Steel | 1980-01-01 | Galvanized Steel | Pressurized
QUICK FILL | 2177 HWY 441 S | DUBLIN | Laurens | 9087037 | 2 | [5 empty] | Removed from Ground | Gas (Historical Use) | 8000 | Bare Steel | 1980-01-01 | Galvanized Steel | Pressurized
QUICK FILL | 2177 HWY 441 S | DUBLIN | Laurens | 9087037 | 3 | [5 empty] | Removed from Ground | Gas (Historical Use) | 8000 | Bare Steel | 1980-01-01 | Galvanized Steel | Pressurized
QUICK FILL | 2177 HWY 441 S | DUBLIN | Laurens | 9087037 | 4 | [5 empty] | Removed from Ground | Diesel | 10000 | Bare Steel | 1980-01-01 | Galvanized Steel | Pressurized
QUICK FILL | 2177 HWY 441 S | DUBLIN | Laurens | 9087037 | 5 | Ball Float | 1995-07-01 | FALSE | 1995-07-01 | FALSE | Currently in Use | Regular | 10000 | Composite | 1995-07-01 | Fiberglass Reinforced Plastic | Pressurized
QUICK FILL | 2177 HWY 441 S | DUBLIN | Laurens | 9087037 | 6 | Ball Float | 1995-07-01 | FALSE | 1995-07-01 | FALSE | Currently in Use | Premium | 8000 | Composite | 1995-07-01 | Fiberglass Reinforced Plastic | Pressurized
QUICK FILL | 2177 HWY 441 S | DUBLIN | Laurens | 9087037 | 7 | Ball Float | 1995-07-01 | FALSE | 1995-07-01 | FALSE | Currently in Use | Diesel | 8000 | Composite | 1995-07-01 | Fiberglass Reinforced Plastic | Pressurized
QUICK FILL | 2177 HWY 441 S | DUBLIN | Laurens | 9087037 | 8 | Ball Float | 1995-07-01 | FALSE | 1995-07-01 | FALSE | Currently in Use | Diesel | 10000 | Composite | 1995-07-01 | Fiberglass Reinforced Plastic | Pressurized
QUICK FILL | 2177 HWY 441 S | DUBLIN | Laurens | 9087037 | 9 | Ball Float | 1995-07-01 | FALSE | 1995-07-01 | FALSE | Currently in Use | Diesel | 10000 | Composite | 1995-07-01 | Fiberglass Reinforced Plastic | Pressurized
EXPRESS MART | 2484 HWY 117 | RENTZ | Laurens | 9087038 | 1 | Ball Float | 1995-04-01 | FALSE | 1995-04-01 | FALSE | Currently in Use | Regular | 8000 | Composite | 1995-04-01 | Double-Walled Flex | Pressurized
EXPRESS MART | 2484 HWY 117 | RENTZ | Laurens | 9087038 | 2 | Ball Float | 1995-04-01 | FALSE | 1995-04-01 | FALSE | Currently in Use | Regular | 4000 | Composite | 1995-04-01 | Double-Walled Flex | Pressurized
FRIENDLY GUS #10 | 1329 North Jefferson St. | DUBLIN | Laurens | 9087039 | 1 | Flapper Valve | 1998-07-01 | FALSE | 1998-07-01 | FALSE | Currently in Use | Premium | 6000 | Galvanic (STIP-3) | 1987-01-01 | Fiberglass Reinforced Plastic | Pressurized
FRIENDLY GUS #10 | 1329 North Jefferson St. | DUBLIN | Laurens | 9087039 | 2 | Flapper Valve | 1998-02-01 | FALSE | 1998-02-01 | FALSE | Currently in Use | Regular | 4000 | Galvanic (STIP-3) | 1987-01-01 | Fiberglass Reinforced Plastic | Pressurized
FRIENDLY GUS #10 | 1329 North Jefferson St. | DUBLIN | Laurens | 9087039 | 3 | Flapper Valve | 1988-07-01 | FALSE | 1998-07-01 | FALSE | Currently in Use | Plus | 6000 | Galvanic (STIP-3) | 1987-01-01 | Fiberglass Reinforced Plastic | Pressurized
FRIENDLY GUS #10 | 1329 North Jefferson St. | DUBLIN | Laurens | 9087039 | 4 | Flapper Valve | 1998-07-01 | FALSE | 1998-07-01 | FALSE | Currently in Use | Diesel | 2000 | Galvanic (STIP-3) | 1987-01-01 | Fiberglass Reinforced Plastic | Pressurized
FRIENDLY GUS #10 | 1329 North Jefferson St. | DUBLIN | Laurens | 9087039 | 5 | Flapper Valve | 1998-07-01 | FALSE | 1998-07-01 | FALSE | Currently in Use | Kerosene | 2000 | Galvanic (STIP-3) | 1987-01-01 | Fiberglass Reinforced Plastic | Pressurized
WHEELERS COUNTRY GENERAL | 706 CENTRAL DR | EAST DUBLIN | Laurens | 9087040 | 1 |  | 1992-01-01 |  |  |  | Removed from Ground | Gas (Historical Use) | 8000 | Galvanic (STIP-3) | 1986-01-01 | Fiberglass Reinforced Plastic | Suction (American)
WHEELERS COUNTRY GENERAL | 706 CENTRAL DR | EAST DUBLIN | Laurens | 9087040 | 2 |  | 1992-01-01 |  |  |  | Removed from Ground | Gas (Historical Use) | 8000 | Galvanic (STIP-3) | 1986-01-01 | Fiberglass Reinforced Plastic | Suction (American)
WHEELERS COUNTRY GENERAL | 706 CENTRAL DR | EAST DUBLIN | Laurens | 9087040 | 3 |  | 1992-01-01 |  |  |  | Removed from Ground | Gas (Historical Use) | 2000 | Galvanic (STIP-3) | 1986-01-01 | Fiberglass Reinforced Plastic | Suction (American)
JET FOOD STORE #48 | 2167 441 SOUTH | DUBLIN | Laurens | 9087041 | 1 | Flapper Valve | 1995-08-01 | FALSE | 1995-08-01 | FALSE | Currently in Use | Premium | 12000 | Composite | 1995-07-15 | Fiberglass Reinforced Plastic | Pressurized
JET FOOD STORE #48 | 2167 441 SOUTH | DUBLIN | Laurens | 9087041 | 2 | Flapper Valve | 1995-08-01 | FALSE | 1995-08-01 | FALSE | Currently in Use | Regular | 12000 | Composite | 1995-07-15 | Fiberglass Reinforced Plastic | Pressurized
E LAURENS KWIK SERVE | 911 HWY 80 E | EAST DUBLIN | Laurens | 9087042 | 1 | [5 empty] | Removed from Ground | Gas (Historical Use) | 6000 | Not Marked/Unknown | 1982-01-01 | Not Marked
E LAURENS KWIK SERVE | 911 HWY 80 E | EAST DUBLIN | Laurens | 9087042 | 2 | [5 empty] | Removed from Ground | Gas (Historical Use) | 5000 | Not Marked/Unknown | 1982-01-01 | Not Marked
E LAURENS KWIK SERVE | 911 HWY 80 E | EAST DUBLIN | Laurens | 9087042 | 3 | [5 empty] | Removed from Ground | Gas (Historical Use) | 1000 | Not Marked/Unknown | 1982-01-01 | Not Marked
E LAURENS KWIK SERVE | 911 HWY 80 E | EAST DUBLIN | Laurens | 9087042 | 4 | [5 empty] | Removed from Ground | Gas (Historical Use) | 1000 | Not Marked/Unknown | 1982-01-01 | Not Marked
E LAURENS KWIK SERVE | 911 HWY 80 E | EAST DUBLIN | Laurens | 9087042 | 5 | [5 empty] | Removed from Ground | Diesel | 2000 | Not Marked/Unknown | 1982-01-01 | Not Marked
SYKES PROPERTY | CORNER OF PROCTOR ST & BATES ST | RENTZ | Laurens | 9087045 | 1 | [5 empty] | Removed from Ground | Gas (Historical Use) | 4000 | Bare Steel | 1993-06-01 | Bare Steel | Suction (American)
SYKES PROPERTY | CORNER OF PROCTOR ST & BATES ST | RENTZ | Laurens | 9087045 | 2 | [5 empty] | Removed from Ground | Gas (Historical Use) | 2000 | Bare Steel | 1993-06-01 | Bare Steel | Suction (American)
CITY OF DUBLIN | 215 TRUXTON STREET | DUBLIN | Laurens | 9087046 | 1 | [5 empty] | Permanently Out of Use - historical purposes | Gas (Historical Use) | 10000 | Bare Steel | 1977-01-01 | Not Marked
CITY OF DUBLIN | 215 TRUXTON STREET | DUBLIN | Laurens | 9087046 | 2 | [5 empty] | Permanently Out of Use - historical purposes | Gas (Historical Use) | 10000 | Bare Steel | 1977-01-01 | Not Marked
CITY OF DUBLIN | 215 TRUXTON STREET | DUBLIN | Laurens | 9087046 | 3 | Ball Float | 1996-05-01 | FALSE | 1996-05-01 | FALSE | Currently in Use | Regular | 10000 | Composite | 1996-05-01 | Double-Walled Fiberglass | Pressurized
CITY OF DUBLIN | 215 TRUXTON STREET | DUBLIN | Laurens | 9087046 | 4 | Ball Float | 1996-05-01 | FALSE | 1996-05-01 | FALSE | Currently in Use | Diesel | 5000 | Composite | 1996-05-01 | Double-Walled Fiberglass | Pressurized
DIANNE'S PACKAGE STORE | 300 E JACKSON STREET | DUBLIN | Laurens | 9087047 | 1 | [5 empty] | Removed from Ground | Gas (Historical Use) | 1000 | Not Marked/Unknown | 1996-09-08 | Not Marked
DIANNE'S PACKAGE STORE | 300 E JACKSON STREET | DUBLIN | Laurens | 9087047 | 2 | [5 empty] | Removed from Ground | Kerosene | 1000 | Not Marked/Unknown | 1996-09-08 | Not Marked
DIANNE'S PACKAGE STORE | 300 E JACKSON STREET | DUBLIN | Laurens | 9087047 | 3 | [5 empty] | Removed from Ground | Empty | 1000 | Not Marked/Unknown | 1996-09-08 | Not Marked
FARMERS FURNITURE | 821 INDUSTRIAL BLVD | DUBLIN | Laurens | 9087048 | 1 |  | 1998-09-28 |  | 1998-09-28 |  | Removed from Ground | Diesel | 10000 | Cathodically Protected Steel | 1986-06-03 | Cathodically Protected | Suction (American)
FARMERS FURNITURE | 821 INDUSTRIAL BLVD | DUBLIN | Laurens | 9087048 | 2 |  |  | TRUE |  | TRUE | Closed in Ground | Used Oil | 1000 | Marked Unknown | 1988-03-22 | Galvanized Steel | Gravity Fed
QUICK MART | 816 BREWTON LOVETT RD | EAST DUBLIN | Laurens | 9087049 | 1 | Flapper Valve | 1990-01-01 | FALSE | 1990-01-01 | FALSE | Temporarily out of use | Gas (Historical Use) | 1000 | Galvanic (STIP-3) | 1990-01-01 | Fiberglass Reinforced Plastic | Suction (American)
QUICK MART | 816 BREWTON LOVETT RD | EAST DUBLIN | Laurens | 9087049 | 2 | Flapper Valve | 1990-01-01 | FALSE | 1990-01-01 | FALSE | Temporarily out of use | Gas (Historical Use) | 1000 | Galvanic (STIP-3) | 1990-01-01 | Fiberglass Reinforced Plastic | Suction (American)
TANNERS FULL SERVICE | 746 CENTRAL DR | DUBLIN | Laurens | 9087050 | 1 | [5 empty] | Removed from Ground | Gas (Historical Use) | 3000 | Bare Steel | 1999-01-15 | Bare Steel | Suction (American)
TANNERS FULL SERVICE | 746 CENTRAL DR | DUBLIN | Laurens | 9087050 | 2 | [5 empty] | Removed from Ground | Gas (Historical Use) | 2000 | Bare Steel | 1999-01-15 | Bare Steel | Suction (American)
TANNERS FULL SERVICE | 746 CENTRAL DR | DUBLIN | Laurens | 9087050 | 3 | [5 empty] | Removed from Ground | Gas (Historical Use) | 2000 | Bare Steel | 1999-01-15 | Bare Steel | Suction (American)
TANNERS FULL SERVICE | 746 CENTRAL DR | DUBLIN | Laurens | 9087050 | 4 |  |  | TRUE |  | TRUE | Removed from Ground | Used Oil | 0 | Not Marked/Unknown | 1999-01-15 | Not Marked
HASKINS QUICK STOP | HWY 257 WEST | DUBLIN | Laurens | 9087051 | 1 | [5 empty] | Removed from Ground | Gas (Historical Use) | 560 | Bare Steel | 1976-05-08 | Galvanized Steel
HASKINS QUICK STOP | HWY 257 WEST | DUBLIN | Laurens | 9087051 | 2 | [5 empty] | Removed from Ground | Gas (Historical Use) | 1060 | Bare Steel | 1976-05-08 | Galvanized Steel
HASKINS QUICK STOP | HWY 257 WEST | DUBLIN | Laurens | 9087051 | 3 |  | 1994-01-01 |  | 1994-01-01 |  | Removed from Ground | Gas (Historical Use) | 1000 | Cathodically Protected Steel | 1994-01-01 | Fiberglass Reinforced Plastic | Suction (American)
HASKINS QUICK STOP | HWY 257 WEST | DUBLIN | Laurens | 9087051 | 4 |  | 1994-01-01 |  | 1994-01-01 |  | Removed from Ground | Gas (Historical Use) | 4000 | Cathodically Protected Steel | 1994-01-01 | Fiberglass Reinforced Plastic | Suction (American)
DOUG'S CONVENIENCE STORE | HWY 80 WEST | DUBLIN | Laurens | 9087052 | 1 | [5 empty] | Removed from Ground | Gas (Historical Use) | 2000 | Bare Steel | 1998-12-21 | Bare Steel | Suction (American)
DOUG'S CONVENIENCE STORE | HWY 80 WEST | DUBLIN | Laurens | 9087052 | 2 | [5 empty] | Removed from Ground | Gas (Historical Use) | 2000 | Bare Steel | 1998-12-21 | Bare Steel | Suction (American)
DOUG'S CONVENIENCE STORE | HWY 80 WEST | DUBLIN | Laurens | 9087052 | 3 | [5 empty] | Removed from Ground | Gas (Historical Use) | 2000 | Bare Steel | 1998-12-21 | Bare Steel | Suction (American)
HARDENS GROCERY | 2690 HWY 19 GLENWOOD RD | DUBLIN | Laurens | 9087053 | 1 | [5 empty] | Removed from Ground | Gas (Historical Use) | 560 | Bare Steel | 1999-04-01 | Bare Steel | Suction (American)
HARDENS GROCERY | 2690 HWY 19 GLENWOOD RD | DUBLIN | Laurens | 9087053 | 2 | [5 empty] | Removed from Ground | Gas (Historical Use) | 560 | Bare Steel | 1999-04-01 | Bare Steel | Suction (American)
HARDENS GROCERY | 2690 HWY 19 GLENWOOD RD | DUBLIN | Laurens | 9087053 | 3A | Flapper Valve | 1999-03-30 | FALSE | 1999-03-30 | FALSE | Currently in Use | Regular | 2000 | Composite | 1999-03-30 | Fiberglass Reinforced Plastic | Safe Suction (Euro)
HARDENS GROCERY | 2690 HWY 19 GLENWOOD RD | DUBLIN | Laurens | 9087053 | 3B | Flapper Valve | 1999-03-30 | FALSE | 1999-03-30 | FALSE | Currently in Use | Regular | 2000 | Composite | 1999-03-30 | Fiberglass Reinforced Plastic | Safe Suction (Euro)
319 STOP & SHOP | 1638 HWY 319 N | EAST DUBLIN | Laurens | 9087054 | 1 |  |  | FALSE |  | FALSE | Removed from Ground | Gas (Historical Use) | 1000 | Bare Steel |  | Bare Steel | Suction (American)
319 STOP & SHOP | 1638 HWY 319 N | EAST DUBLIN | Laurens | 9087054 | 2 |  |  | FALSE |  | FALSE | Removed from Ground | Gas (Historical Use) | 1000 | Bare Steel |  | Bare Steel | Suction (American)
319 STOP & SHOP | 1638 HWY 319 N | EAST DUBLIN | Laurens | 9087054 | 3 |  |  | FALSE |  | FALSE | Removed from Ground | Gas (Historical Use) | 1000 | Bare Steel |  | Bare Steel | Suction (American)
REECE'S BAIT & TACKLE | 334 CENTRAL DRIVE | DUBLIN | Laurens | 9087055 | 1 | [5 empty] | Removed from Ground | Gas (Historical Use) | 560 | Bare Steel | 1982-05-07 | Galvanized Steel
REECE'S BAIT & TACKLE | 334 CENTRAL DRIVE | DUBLIN | Laurens | 9087055 | 2 | [5 empty] | Removed from Ground | Gas (Historical Use) | 560 | Bare Steel | 1982-05-07 | Galvanized Steel
FRIENDLY GUS #19 | 415 SOPERTON AVE | DUBLIN | Laurens | 9087056 | 1 |  | 1998-12-04 |  | 1998-12-04 |  | Removed from Ground | Gas (Historical Use) | 3000 | Cathodically Protected Steel | 1998-12-04 | Cathodically Protected | Safe Suction (Euro)
FRIENDLY GUS #19 | 415 SOPERTON AVE | DUBLIN | Laurens | 9087056 | 2 |  | 1998-12-04 |  | 1998-12-04 |  | Removed from Ground | Gas (Historical Use) | 3000 | Cathodically Protected Steel | 1998-12-04 | Cathodically Protected | Safe Suction (Euro)
FRIENDLY GUS #19 | 415 SOPERTON AVE | DUBLIN | Laurens | 9087056 | 3 |  | 1998-12-04 |  | 1998-12-04 |  | Removed from Ground | Gas (Historical Use) | 6000 | Cathodically Protected Steel | 1998-12-04 | Cathodically Protected | Safe Suction (Euro)
FRIENDLY GUS #19 | 415 SOPERTON AVE | DUBLIN | Laurens | 9087056 | 4A | Ball Float | 2005-01-01 | FALSE | 2005-01-01 | FALSE | Currently in Use | Premium | 15000 | Composite | 2005-01-01 | Double-Walled Fiberglass | Pressurized
FRIENDLY GUS #19 | 415 SOPERTON AVE | DUBLIN | Laurens | 9087056 | 4B | Ball Float | 2005-01-01 | FALSE | 2005-01-01 | FALSE | Currently in Use | Regular | 5000 | Composite | 2005-01-01 | Double-Walled Fiberglass | Pressurized
HWY 29 QUICK STOP | 1564 HWY 29 S | DUBLIN | Laurens | 9087057 | 1 | Flapper Valve | 1991-01-01 | FALSE | 1991-01-01 | FALSE | Currently in Use | Regular | 4000 | Galvanic (STIP-3) | 1991-01-01 | Fiberglass Reinforced Plastic | Safe Suction (Euro)
HWY 29 QUICK STOP | 1564 HWY 29 S | DUBLIN | Laurens | 9087057 | 2 | Flapper Valve | 1991-01-01 | FALSE | 1991-01-01 | FALSE | Currently in Use | Premium | 6000 | Galvanic (STIP-3) | 1991-01-01 | Fiberglass Reinforced Plastic | Safe Suction (Euro)
BUCKEYE GENERAL STORE LLC | 806 BEN HALL LAKE RD | East DUBLIN | Laurens | 9087058 | 1 | [5 empty] | Removed from Ground | Gas (Historical Use) | 1000 | Bare Steel | 1999-02-05 | Bare Steel | Suction (American)
BUCKEYE GENERAL STORE LLC | 806 BEN HALL LAKE RD | East DUBLIN | Laurens | 9087058 | 2 | [5 empty] | Removed from Ground | Gas (Historical Use) | 1000 | Bare Steel | 1999-02-05 | Bare Steel | Suction (American)
BUCKEYE GENERAL STORE LLC | 806 BEN HALL LAKE RD | East DUBLIN | Laurens | 9087058 | 3 | [5 empty] | Removed from Ground | Gas (Historical Use) | 1000 | Bare Steel | 1999-02-05 | Bare Steel | Suction (American)
BUCKEYE GENERAL STORE LLC | 806 BEN HALL LAKE RD | East DUBLIN | Laurens | 9087058 | 4A | Flapper Valve | 1999-09-10 | FALSE | 1999-09-10 | FALSE | Temporarily out of use | E-0 | 6000 | Composite | 1999-09-10 | Fiberglass Reinforced Plastic | Pressurized
BUCKEYE GENERAL STORE LLC | 806 BEN HALL LAKE RD | East DUBLIN | Laurens | 9087058 | 4B | Flapper Valve | 1999-09-10 | FALSE | 1999-09-10 | FALSE | Currently in Use | E-10 | 6000 | Composite | 1999-09-10 | Fiberglass Reinforced Plastic | Pressurized
J B CLARK OIL CO | 102 JORDON ST | EAST DUBLIN | Laurens | 9087059 | 1 | Flapper Valve | 1997-10-12 | FALSE | 1997-10-12 | FALSE | Currently in Use | Diesel | 10000 | Steel-Impressed Current | 1988-10-01 | Steel (Impressed Current) | Pressurized
J B CLARK OIL CO | 102 JORDON ST | EAST DUBLIN | Laurens | 9087059 | 2 | Flapper Valve | 1997-10-12 | FALSE | 1997-10-12 | FALSE | Currently in Use | E-10 | 10000 | Steel-Impressed Current | 1988-10-01 | Steel (Impressed Current) | Pressurized
J B CLARK OIL CO | 102 JORDON ST | EAST DUBLIN | Laurens | 9087059 | 3 | Flapper Valve | 1997-10-12 | FALSE | 1997-10-12 | FALSE | Currently in Use | Diesel Off Road | 8000 | Steel-Impressed Current | 1978-10-01 | Steel (Impressed Current) | Pressurized
J B CLARK OIL CO | 102 JORDON ST | EAST DUBLIN | Laurens | 9087059 | 4 | Flapper Valve | 1997-10-12 | FALSE | 1997-10-12 | FALSE | Currently in Use | Premium | 8000 | Steel-Impressed Current | 1978-10-01 | Steel (Impressed Current) | Pressurized
J B CLARK OIL CO | 102 JORDON ST | EAST DUBLIN | Laurens | 9087059 | 5 |  | 1997-10-12 | FALSE | 1997-10-12 | FALSE | Temporarily out of use | Empty | 4000 | Steel-Impressed Current | 1978-10-01 | Steel (Impressed Current) | Pressurized
J B CLARK OIL CO | 102 JORDON ST | EAST DUBLIN | Laurens | 9087059 | 6 |  | 1997-10-12 | FALSE | 1997-10-12 | FALSE | Currently in Use |  | 4000 | Steel-Impressed Current | 1978-10-01 | Steel (Impressed Current) | Pressurized
J B CLARK OIL CO | 102 JORDON ST | EAST DUBLIN | Laurens | 9087059 | 7 | [5 empty] | Permanently Out of Use - historical purposes | Other | 0 | Marked Unknown |  | Unknown
QUICK IN STORE | 1911 MARION ST | DUBLIN | Laurens | 9087060 | 1 |  | 1997-03-01 | FALSE | 1997-03-01 | FALSE | Currently in Use | Regular | 12000 | Composite | 1997-03-01 | Double-Walled Fiberglass | Pressurized
QUICK IN STORE | 1911 MARION ST | DUBLIN | Laurens | 9087060 | 2 |  | 1997-03-01 | FALSE | 1997-03-01 | FALSE | Currently in Use | Premium | 12000 | Composite | 1997-03-01 | Double-Walled Fiberglass | Pressurized
JET FOOD #52 | 739 CENTRAL DR | EAST DUBLIN | Laurens | 9087061 | 1 | Flapper Valve | 1997-07-01 | FALSE | 1997-07-01 | FALSE | Currently in Use | Regular | 12000 | Composite | 1997-06-01 | Flex | Pressurized
JET FOOD #52 | 739 CENTRAL DR | EAST DUBLIN | Laurens | 9087061 | 2 | Flapper Valve | 1997-07-01 | FALSE | 1997-07-01 | FALSE | Currently in Use | Premium | 12000 | Composite | 1997-06-01 | Flex | Pressurized
T & W STOP & SHOP | 1925 OLD MACON RD | MONTROSE | Laurens | 9087062 | 1 |  | 1991-01-01 |  | 1991-01-01 |  | Currently in Use | Diesel | 2000 | Galvanic (STIP-3) | 1991-01-01 | Cathodically Protected | Safe Suction (Euro)
T & W STOP & SHOP | 1925 OLD MACON RD | MONTROSE | Laurens | 9087062 | 2 |  | 1991-01-01 | FALSE | 1991-01-01 | FALSE | Temporarily out of use |  | 2000 | Galvanic (STIP-3) | 1991-01-01 | Cathodically Protected | Safe Suction (Euro)
T & W STOP & SHOP | 1925 OLD MACON RD | MONTROSE | Laurens | 9087062 | 3 | [5 empty] | Permanently Out of Use - historical purposes | Gas (Historical Use) | 1000 | Cathodically Protected Steel | 1980-01-01 | Cathodically Protected | Safe Suction (Euro)
T & W STOP & SHOP | 1925 OLD MACON RD | MONTROSE | Laurens | 9087062 | 4 | [5 empty] | Permanently Out of Use - historical purposes | Gas (Historical Use) | 560 | Cathodically Protected Steel | 1980-01-01 | Cathodically Protected | Safe Suction (Euro)
T & W STOP & SHOP | 1925 OLD MACON RD | MONTROSE | Laurens | 9087062 | 5A |  | 1999-06-06 |  | 1999-06-06 |  | Currently in Use | Gas (Historical Use) | 7000 | Composite | 1999-06-06 | Fiberglass Reinforced Plastic | Suction (American)
T & W STOP & SHOP | 1925 OLD MACON RD | MONTROSE | Laurens | 9087062 | 5B |  | 1999-06-06 |  | 1999-06-06 |  | Currently in Use | Gas (Historical Use) | 5000 | Composite | 1999-06-06 | Fiberglass Reinforced Plastic | Suction (American)
FREDS SERVICE STATION | P O BOX 392 | RENTZ | Laurens | 9087063 | 0 | [5 empty] | Currently in Use | Gas (Historical Use) | 0 | Not Marked/Unknown |  | Not Marked
TRUCKS INC | 2098 HWY 199 SOUTH | DUBLIN | Laurens | 9087064 | 1 | Ball Float | 1997-12-17 | FALSE | 1997-12-17 | FALSE | Currently in Use | Diesel | 25000 | Fiberglass Double Walled | 1997-12-16 | Fiberglass Reinforced Plastic | Pressurized
JET FOOD #53 | 921 US HWY 80 E | DUBLIN | Laurens | 9087065 | 1 | Flapper Valve | 1998-01-01 | FALSE | 1998-01-01 | FALSE | Currently in Use | Regular | 10000 | Composite | 1998-01-01 | Flex | Pressurized
JET FOOD #53 | 921 US HWY 80 E | DUBLIN | Laurens | 9087065 | 2 | Flapper Valve | 1998-01-01 | FALSE | 1998-01-01 | FALSE | Currently in Use | Plus | 10000 | Composite | 1998-01-01 | Flex | Pressurized
FRIENDLY GUS #18 | 650 Pinehill Rd. | DUBLIN | Laurens | 9087066 | 1 | Ball Float | 1998-10-01 | FALSE | 1998-10-01 | FALSE | Currently in Use | Regular | 12000 | Composite | 1998-10-01 | Double-Walled Fiberglass | Pressurized
FRIENDLY GUS #18 | 650 Pinehill Rd. | DUBLIN | Laurens | 9087066 | 2 | Ball Float | 1998-10-01 | FALSE | 1998-10-01 | FALSE | Currently in Use | Regular | 8000 | Composite | 1998-10-01 | Double-Walled Fiberglass | Pressurized
FRIENDLY GUS #18 | 650 Pinehill Rd. | DUBLIN | Laurens | 9087066 | 3 | Flapper Valve | 2017-12-01 | FALSE | 2017-12-01 | FALSE | Currently in Use | E-10 | 4000 | Composite Double Walled | 2017-12-01 | Double-Walled Flex | Pressurized
FAIRVIEW PARK HOSPITAL | 200 INDUSTRIAL BLVD | DUBLIN | Laurens | 9087070 | 1 | [5 empty] | Removed from Ground | Gas (Historical Use) | 2000 | Bare Steel | 1998-12-15 | Galvanized Steel
LAURENS COUNTY COURTHOUSE | 101 N JEFFERSON ST | DUBLIN | Laurens | 9087071 | 1 | [5 empty] | Removed from Ground | Diesel | 2000 | Bare Steel | 1999-02-18 | Galvanized Steel | Suction (American)
BUBBAS TIRE CENTER | 1318 BELLEVUE AVE | DUBLIN | Laurens | 9087072 | 1 |  | 1998-12-01 | FALSE | 1998-12-01 | FALSE | Removed from Ground | Regular | 8000 | Steel-Impressed Current | 1990-03-27 | Steel (Impressed Current) | Pressurized
BUBBAS TIRE CENTER | 1318 BELLEVUE AVE | DUBLIN | Laurens | 9087072 | 2 |  | 1998-12-01 | FALSE | 1998-12-01 | FALSE | Removed from Ground | Premium | 8000 | Steel-Impressed Current | 1990-03-27 | Steel (Impressed Current) | Pressurized
BUBBAS TIRE CENTER | 1318 BELLEVUE AVE | DUBLIN | Laurens | 9087072 | 3 |  | 1998-12-01 | FALSE | 1998-12-01 | FALSE | Removed from Ground | Diesel | 8000 | Steel-Impressed Current | 1990-03-27 | Steel (Impressed Current) | Pressurized
CURRY REALTORS INSURORS | 1825 VETERANS BLVD | DUBLIN | Laurens | 9087073 | 1 | [5 empty] | Removed from Ground | Gas (Historical Use) | 10000 | Marked Unknown | 1999-06-09 | Unknown
DOUG'S CONVENIENCE STORE | 3440 US HWY 80 WEST | DUDLEY | Laurens | 9087074 | 1 | [5 empty] | Removed from Ground | Diesel | 2000 | Bare Steel | 1998-12-17 | Bare Steel | Suction (American)
DOUG'S CONVENIENCE STORE | 3440 US HWY 80 WEST | DUDLEY | Laurens | 9087074 | 2 | [5 empty] | Removed from Ground | Other | 1000 | Bare Steel | 1960-01-01 | Bare Steel
DOUG'S CONVENIENCE STORE | 3440 US HWY 80 WEST | DUDLEY | Laurens | 9087074 | 3 | [5 empty] | Removed from Ground | Other | 1000 | Bare Steel | 1960-01-01 | Bare Steel
DOUG'S CONVENIENCE STORE | 3440 US HWY 80 WEST | DUDLEY | Laurens | 9087074 | 4 | [5 empty] | Removed from Ground | Other | 500 | Bare Steel | 1948-01-01 | Bare Steel
DOUG'S CONVENIENCE STORE | 3440 US HWY 80 WEST | DUDLEY | Laurens | 9087074 | 5 | [5 empty] | Removed from Ground | Other | 350 | Bare Steel | 1948-01-01 | Bare Steel
DOUG'S CONVENIENCE STORE | 3440 US HWY 80 WEST | DUDLEY | Laurens | 9087074 | 6 | [5 empty] | Removed from Ground | Other | 0 | Bare Steel | 1948-01-01 | Not Marked
DOUG'S CONVENIENCE STORE | 3440 US HWY 80 WEST | DUDLEY | Laurens | 9087074 | 7 |  | 1999-01-18 | FALSE | 1999-01-18 | FALSE | Currently in Use | Gas (Historical Use) | 4000 | Composite | 1999-01-22 | Double-Walled Fiberglass | Pressurized
DOUG'S CONVENIENCE STORE | 3440 US HWY 80 WEST | DUDLEY | Laurens | 9087074 | 8 | Ball Float | 1999-01-18 | FALSE | 1999-01-18 | FALSE | Currently in Use | Gas (Historical Use) | 8000 | Composite | 1999-01-22 | Double-Walled Fiberglass | Pressurized
DOUG'S CONVENIENCE STORE | 3440 US HWY 80 WEST | DUDLEY | Laurens | 9087074 | 9 | Ball Float | 1999-01-18 | FALSE | 1999-01-18 | FALSE | Currently in Use | Diesel | 10000 | Composite | 1999-01-22 | Double-Walled Fiberglass | Pressurized
DUBLIN USA RC | 1002 MARTIN LUTHER KING JR DR | DUBLIN | Laurens | 9087075 | 1 |  |  | TRUE |  | TRUE | Removed from Ground | Used Oil | 250 | Bare Steel |  | Bare Steel | Gravity Fed
DEXTER SUPPLY COMPANY | 265 MAIN STREET | DEXTER | Laurens | 9087076 | 1 | [5 empty] | Removed from Ground | Diesel | 2000 | Bare Steel | 1973-01-01 | Bare Steel | Safe Suction (Euro)
DEXTER SUPPLY COMPANY | 265 MAIN STREET | DEXTER | Laurens | 9087076 | 2 | [5 empty] | Removed from Ground | Gas (Historical Use) | 1000 | Bare Steel | 1973-01-01 | Bare Steel | Safe Suction (Euro)
HILL FOOD STORE | 1103 HILLCREST PKWY | DUBLIN | Laurens | 9087077 | 1 | Flapper Valve | 1999-10-20 | FALSE | 1999-10-20 | FALSE | Currently in Use | Regular | 12000 | Composite | 1999-10-15 | Fiberglass Reinforced Plastic | Pressurized
HILL FOOD STORE | 1103 HILLCREST PKWY | DUBLIN | Laurens | 9087077 | 2 | Flapper Valve | 1999-10-20 | FALSE | 1999-10-20 | FALSE | Currently in Use | Premium | 12000 | Composite | 1999-10-15 | Fiberglass Reinforced Plastic | Pressurized
FLASH FOODS 185 | 2100 VETERANS BLVD | DUBLIN | Laurens | 9087078 | 1 | Flapper Valve | 1999-12-01 | FALSE | 1999-12-01 | FALSE | Currently in Use | Regular | 12000 | Composite Double Walled | 1999-12-01 | Double-Walled Flex | Pressurized
FLASH FOODS 185 | 2100 VETERANS BLVD | DUBLIN | Laurens | 9087078 | 2 | Flapper Valve | 1999-12-01 | FALSE | 1999-12-01 | FALSE | Currently in Use | Premium | 12000 | Composite Double Walled | 1999-12-01 | Double-Walled Flex | Pressurized
HOP IN #2 | 601 E JACKSON ST | DUBLIN | Laurens | 9087079 | 1 | Ball Float | 1999-12-01 | FALSE | 1999-12-01 | FALSE | Currently in Use | Regular | 12000 | Composite | 1999-12-01 | Flex | Pressurized
HOP IN #2 | 601 E JACKSON ST | DUBLIN | Laurens | 9087079 | 2 | Ball Float | 1999-12-01 | FALSE | 1999-12-01 | FALSE | Currently in Use | Premium | 10000 | Composite | 1999-12-01 | Flex | Pressurized
HOP IN #2 | 601 E JACKSON ST | DUBLIN | Laurens | 9087079 | 3 | Ball Float | 1999-12-01 | FALSE | 1999-12-01 | FALSE | Currently in Use | Diesel | 12000 | Composite | 1999-12-01 | Flex | Pressurized
LEPRECHAUN CAR WASH | 1507 BELLEVUE RD | DUBLIN | Laurens | 9087080 | 1 | [5 empty] | Removed from Ground | Gas (Historical Use) | 2000 | Bare Steel | 2001-07-31 | Bare Steel
LEPRECHAUN CAR WASH | 1507 BELLEVUE RD | DUBLIN | Laurens | 9087080 | 2 | [5 empty] | Removed from Ground | Gas (Historical Use) | 2000 | Bare Steel | 2001-07-31 | Bare Steel
257 OLD BARNEY GROCERY | 3034 HWY 257 | DUBLIN | Laurens | 9087001 | 1 |  | 1991-06-01 | FALSE | 1991-06-01 | FALSE | Currently in Use | Diesel | 8000 | Steel-Impressed Current | 1990-01-01 | Galvanized Steel | Pressurized
257 OLD BARNEY GROCERY | 3034 HWY 257 | DUBLIN | Laurens | 9087001 | 2 |  | 1991-06-01 | FALSE | 1991-06-01 | FALSE | Currently in Use | Diesel | 6000 | Steel-Impressed Current | 1991-06-01 | Galvanized Steel | Pressurized
257 OLD BARNEY GROCERY | 3034 HWY 257 | DUBLIN | Laurens | 9087001 | 3 | Flapper Valve | 1991-06-01 | FALSE | 1991-06-01 | FALSE | Currently in Use | Regular | 6000 | Steel-Impressed Current | 1991-06-01 |  | Suction (American)
257 OLD BARNEY GROCERY | 3034 HWY 257 | DUBLIN | Laurens | 9087001 | 4 |  | 1991-06-01 | FALSE | 1991-06-01 | FALSE | Currently in Use | Diesel On Road | 6000 | Steel-Impressed Current | 1991-06-01 |  | Suction (American)
257 OLD BARNEY GROCERY | 3034 HWY 257 | DUBLIN | Laurens | 9087001 | 5 | Flapper Valve | 1991-06-01 | FALSE | 1991-06-01 | FALSE | Currently in Use | Premium | 6000 | Steel-Impressed Current | 1991-06-01 |  | Suction (American)
PITTS TOYOTA INC | 210 NORTH JEFFERSON ST | DUBLIN | Laurens | 9087002 | 1 | [5 empty] | Removed from Ground | Gas (Historical Use) | 1000 | Bare Steel | 1990-10-25 | Galvanized Steel
PITTS TOYOTA INC | 210 NORTH JEFFERSON ST | DUBLIN | Laurens | 9087002 | 2 | [5 empty] | Removed from Ground | Gas (Historical Use) | 1000 | Bare Steel | 1992-03-17 | Galvanized Steel
PITTS TOYOTA INC | 210 NORTH JEFFERSON ST | DUBLIN | Laurens | 9087002 | 3 | [5 empty] | Removed from Ground | Diesel | 1000 | Bare Steel | 1992-03-17 | Galvanized Steel
PITTS TOYOTA INC | 210 NORTH JEFFERSON ST | DUBLIN | Laurens | 9087002 | 4 |  |  | TRUE |  | TRUE | Currently in Use | Used Oil | 1000 | Not Marked/Unknown |  | Not Marked
PITTS TOYOTA INC | 210 NORTH JEFFERSON ST | DUBLIN | Laurens | 9087002 | 5 |  |  | TRUE |  | TRUE | Currently in Use | Used Oil | 1000 | Not Marked/Unknown |  | Not Marked
FLASH FOODS #174 | 2180 US HWY 441 S | DUBLIN | Laurens | 9087004 | 1 |  | 1989-05-01 |  | 1989-05-01 |  | Removed from Ground | Gas (Historical Use) | 10000 | Galvanic (STIP-3) | 1989-05-01 | Fiberglass Reinforced Plastic | Pressurized
FLASH FOODS #174 | 2180 US HWY 441 S | DUBLIN | Laurens | 9087004 | 2 |  | 1989-05-01 |  | 1989-05-01 |  | Removed from Ground | Gas (Historical Use) | 10000 | Galvanic (STIP-3) | 1989-05-01 | Fiberglass Reinforced Plastic | Pressurized
FLASH FOODS #174 | 2180 US HWY 441 S | DUBLIN | Laurens | 9087004 | 3 |  | 1989-05-01 |  | 1989-05-01 |  | Removed from Ground | Gas (Historical Use) | 10000 | Galvanic (STIP-3) | 1989-05-01 | Fiberglass Reinforced Plastic | Pressurized
FLASH FOODS #174 | 2180 US HWY 441 S | DUBLIN | Laurens | 9087004 | 4 | Flapper Valve | 2003-01-24 | FALSE | 2003-01-24 | FALSE | Currently in Use | Regular | 15000 | Composite | 2003-01-24 | Double-Walled Flex | Pressurized
FLASH FOODS #174 | 2180 US HWY 441 S | DUBLIN | Laurens | 9087004 | 5 | Flapper Valve | 2003-01-24 | FALSE | 2003-01-24 | FALSE | Currently in Use | Premium | 15000 | Composite | 2003-01-24 | Double-Walled Flex | Pressurized
DUDLEY MARKET LLC | 3437 HWY 80 W | DUDLEY | Laurens | 9087005 | 1 | Ball Float | 1988-12-01 | FALSE | 1988-12-01 | FALSE | Removed from Ground | E-10 | 6000 | Galvanic (STIP-3) | 1989-01-01 | Steel/Sacrificial Anodes | Pressurized
DUDLEY MARKET LLC | 3437 HWY 80 W | DUDLEY | Laurens | 9087005 | 2 | Ball Float | 1988-12-01 | FALSE | 1988-12-01 | FALSE | Removed from Ground | E-10 | 6000 | Galvanic (STIP-3) | 1989-01-01 | Steel/Sacrificial Anodes | Pressurized
DUDLEY MARKET LLC | 3437 HWY 80 W | DUDLEY | Laurens | 9087005 | 3 | Ball Float | 1988-12-01 | FALSE | 1988-12-01 | FALSE | Removed from Ground | Diesel | 6000 | Galvanic (STIP-3) | 1989-01-01 | Steel/Sacrificial Anodes | Pressurized
ROGERS & ROWLAND PROPERTIES LLC DBA R & R COUNTRY STORE | 2201 S HWY 29 | DUBLIN | Laurens | 9087006 | 1 |  | 1994-05-01 | FALSE | 1994-05-01 | FALSE | Temporarily out of use | Gas (Historical Use) | 6000 | Bare Steel | 1994-05-01 | Fiberglass Reinforced Plastic | Safe Suction (Euro)
DUBLIN AUTO MALL | 2046 MACON RD | DUBLIN | Laurens | 9087007 | 1 | [5 empty] | Removed from Ground | Gas (Historical Use) | 500 | Bare Steel | 1973-01-01 | Bare Steel
FRIENDLY GUS #12 | 2935 Hwy 257 | DUBLIN | Laurens | 9087009 | 1 | Ball Float | 1990-06-09 | FALSE | 1990-06-09 | FALSE | Currently in Use | Regular | 8000 | Steel-Impressed Current | 1990-06-04 | Fiberglass Reinforced Plastic | Pressurized
FRIENDLY GUS #12 | 2935 Hwy 257 | DUBLIN | Laurens | 9087009 | 2 | Ball Float | 1990-06-09 | FALSE | 1990-06-09 | FALSE | Currently in Use | Regular | 8000 | Steel-Impressed Current | 1990-06-04 | Fiberglass Reinforced Plastic | Pressurized
FRIENDLY GUS #12 | 2935 Hwy 257 | DUBLIN | Laurens | 9087009 | 3 | Ball Float | 1990-06-09 | FALSE | 1990-06-09 | FALSE | Currently in Use | Premium | 8000 | Steel-Impressed Current | 1990-06-04 | Fiberglass Reinforced Plastic | Pressurized
FLAV-O-RICH INC | 111 TROUP ST | DUBLIN | Laurens | 9087010 | 1 | [5 empty] | Removed from Ground | Gas (Historical Use) | 6000 | Marked Unknown | 1993-06-15 | Unknown | Safe Suction (Euro)
NEIGHBORS EXPRESS #35 | 5120 HWY 441 S | DUBLIN | Laurens | 9087011 | 1 | Flapper Valve | 1998-09-01 | FALSE | 1998-09-01 | FALSE | Currently in Use | Diesel Off Road | 4000 | Steel-Impressed Current | 1989-01-01 | Galvanized Steel | Pressurized
NEIGHBORS EXPRESS #35 | 5120 HWY 441 S | DUBLIN | Laurens | 9087011 | 2 | Flapper Valve | 1998-09-01 | FALSE | 1998-09-01 | FALSE | Currently in Use | E-0 | 4000 | Steel-Impressed Current | 1989-01-01 | Galvanized Steel | Pressurized
NEIGHBORS EXPRESS #35 | 5120 HWY 441 S | DUBLIN | Laurens | 9087011 | 3 | Flapper Valve | 1998-09-01 | FALSE | 1998-09-01 | FALSE | Currently in Use | Regular | 6000 | STIP-3/Impressed Current | 1989-01-01 | Galvanized Steel | Pressurized
NEIGHBORS EXPRESS #35 | 5120 HWY 441 S | DUBLIN | Laurens | 9087011 | 4 | Flapper Valve | 1998-09-01 | FALSE | 1998-09-01 | FALSE | Currently in Use | Diesel | 6000 | Steel-Impressed Current | 1989-01-01 | Galvanized Steel | Pressurized
NEIGHBORS EXPRESS #35 | 5120 HWY 441 S | DUBLIN | Laurens | 9087011 | 5 | Flapper Valve | 1998-09-01 | FALSE | 1998-09-01 | FALSE | Temporarily out of use | Kerosene | 2000 | Steel-Impressed Current | 1989-01-01 | Galvanized Steel | Pressurized
QUICK PICK FOOD STORE | 1911 US HWY 441 S | DUBLIN | Laurens | 9087012 | 1 | Flapper Valve | 1997-11-01 | FALSE | 1997-11-01 | FALSE | Currently in Use | Premium | 6000 | Galvanic (STIP-3) | 1987-01-01 | Fiberglass Reinforced Plastic | Pressurized
QUICK PICK FOOD STORE | 1911 US HWY 441 S | DUBLIN | Laurens | 9087012 | 2 | Flapper Valve | 1997-11-01 | FALSE | 1997-11-01 | FALSE | Currently in Use | Plus | 4000 | Galvanic (STIP-3) | 1987-01-01 | Fiberglass Reinforced Plastic | Pressurized
QUICK PICK FOOD STORE | 1911 US HWY 441 S | DUBLIN | Laurens | 9087012 | 3 | Flapper Valve | 1997-11-01 | FALSE | 1997-11-01 | FALSE | Currently in Use | Regular | 6000 | Galvanic (STIP-3) | 1987-01-01 | Fiberglass Reinforced Plastic | Pressurized
QUICK PICK FOOD STORE | 1911 US HWY 441 S | DUBLIN | Laurens | 9087012 | 4 | Flapper Valve | 1997-11-01 | FALSE | 1997-11-01 | FALSE | Currently in Use | Diesel | 2000 | Galvanic (STIP-3) | 1987-01-01 | Fiberglass Reinforced Plastic | Pressurized
QUICK PICK FOOD STORE | 1911 US HWY 441 S | DUBLIN | Laurens | 9087012 | 5 | Flapper Valve | 1997-11-01 | FALSE | 1997-11-01 | FALSE | Temporarily out of use | Kerosene | 2000 | Galvanic (STIP-3) | 1987-01-01 | Fiberglass Reinforced Plastic | Pressurized
CHOO CHOO DO-IT CTR | 2000 MACON HWY | DUBLIN | Laurens | 9087013 | 1 | [5 empty] | Removed from Ground | Diesel | 500 | Bare Steel | 1979-01-01 | Galvanized Steel | Suction (American)
CHOO CHOO DO-IT CTR | 2000 MACON HWY | DUBLIN | Laurens | 9087013 | 2 | [5 empty] | Removed from Ground | Gas (Historical Use) | 500 | Bare Steel | 1979-01-01 | Bare Steel | Suction (American)
SUPER FOODS II | 403 S JEFFERSON ST | DUBLIN | Laurens | 9087014 | 1 |  | 1997-06-01 |  | 1997-06-01 |  | Currently in Use | Gas (Historical Use) | 6000 | Cathodically Protected Steel | 1985-01-01 | Cathodically Protected | Pressurized
SUPER FOODS II | 403 S JEFFERSON ST | DUBLIN | Laurens | 9087014 | 2 |  | 1997-06-01 |  | 1997-06-01 |  | Currently in Use | Gas (Historical Use) | 6000 | Cathodically Protected Steel | 1985-01-01 | Cathodically Protected | Pressurized
SUPER FOODS II | 403 S JEFFERSON ST | DUBLIN | Laurens | 9087014 | 3 |  | 1997-06-01 |  | 1997-06-01 |  | Currently in Use | Gas (Historical Use) | 6000 | Cathodically Protected Steel | 1985-01-01 | Cathodically Protected | Pressurized
SUPER FOODS II | 403 S JEFFERSON ST | DUBLIN | Laurens | 9087014 | 4 |  | 1997-06-01 |  | 1997-06-01 |  | Temporarily out of use | Kerosene | 4000 | Cathodically Protected Steel | 1985-01-01 | Cathodically Protected | Pressurized
JET FOODS #25 | 1720 CLAXTON DAIRY RD | DUBLIN | Laurens | 9087015 | 1 | Ball Float | 1991-07-01 | FALSE | 1991-07-01 | FALSE | Currently in Use | Regular | 8000 | Fiberglass | 1989-07-01 | Fiberglass Reinforced Plastic | Pressurized
JET FOODS #25 | 1720 CLAXTON DAIRY RD | DUBLIN | Laurens | 9087015 | 2 | Flapper Valve | 1991-07-01 | FALSE | 1991-07-01 | FALSE | Currently in Use | Regular | 8000 | Fiberglass | 1989-07-01 | Fiberglass Reinforced Plastic | Pressurized
JET FOODS #25 | 1720 CLAXTON DAIRY RD | DUBLIN | Laurens | 9087015 | 3 | Ball Float | 1991-07-01 | FALSE | 1991-07-01 | FALSE | Currently in Use | Premium | 8000 | Fiberglass | 1989-07-01 | Fiberglass Reinforced Plastic | Pressurized
Z MART | 1201 TELFAIR STREET | DUBLIN | Laurens | 9087016 | 1 | Flapper Valve | 1995-06-06 | FALSE | 1995-06-06 | FALSE | Currently in Use | Diesel | 8000 | Steel-Impressed Current | 1970-05-11 | Fiberglass Reinforced Plastic | Safe Suction (Euro)
Z MART | 1201 TELFAIR STREET | DUBLIN | Laurens | 9087016 | 2 | Flapper Valve | 1995-06-06 | FALSE | 1995-06-06 | FALSE | Currently in Use | Regular | 8000 | Steel-Impressed Current | 1975-05-10 | Fiberglass Reinforced Plastic | Pressurized
Z MART | 1201 TELFAIR STREET | DUBLIN | Laurens | 9087016 | 3 | Flapper Valve | 1995-06-06 | FALSE | 1995-06-05 | FALSE | Currently in Use | Premium | 6000 | Steel-Impressed Current | 1970-05-11 | Fiberglass Reinforced Plastic | Pressurized
Z MART | 1201 TELFAIR STREET | DUBLIN | Laurens | 9087016 | 4 | Flapper Valve | 1995-06-06 | FALSE | 1995-06-06 | FALSE | Currently in Use | Regular | 6000 | Steel-Impressed Current | 1970-05-11 | Fiberglass Reinforced Plastic | Pressurized
CENTRAL OF GA RR CO | US HWY 441 & GA HWY 19 | DUBLIN | Laurens | 9087017 | 1 | [5 empty] | Removed from Ground | Diesel | 1000 | Bare Steel | 1992-05-15 | Galvanized Steel | Safe Suction (Euro)
ROCHE MFG CO INC | 717 EAST JACKSON ST | DUBLIN | Laurens | 9087019 | 1 | Flapper Valve | 1994-01-01 | FALSE | 1994-01-01 | FALSE | Currently in Use | Diesel | 10000 | Galvanic (STIP-3) | 1994-01-01 | Fiberglass Reinforced Plastic | Safe Suction (Euro)
ROCHE MFG CO INC | 717 EAST JACKSON ST | DUBLIN | Laurens | 9087019 | 2 | Flapper Valve | 1999-05-05 | FALSE | 1999-05-05 | FALSE | Currently in Use | Regular | 4000 | Galvanic (STIP-3) | 1999-05-05 | Fiberglass Reinforced Plastic | Safe Suction (Euro)
SOUTHERN SEED CO INC PLANT | HWY 80 EAST | EAST DUBLIN | Laurens | 9087020 | 1 | [5 empty] | Removed from Ground | Gas (Historical Use) | 500 | Bare Steel | 1958-06-09 | Galvanized Steel | Safe Suction (Euro)
SOUTHERN SEED CO INC PLANT | HWY 80 EAST | EAST DUBLIN | Laurens | 9087020 | 2 | [5 empty] | Removed from Ground | Diesel | 1000 | Bare Steel | 1994-09-22 | Galvanized Steel | Safe Suction (Euro)
MIDDLE GA COLLEGE DUBLIN CAMPUS | 101 KELLAM RD | DUBLIN | Laurens | 9087021 | 1 | [5 empty] | Removed from Ground | Other | 10000 | Not Marked/Unknown | 1986-01-14 | Not Marked
MIDDLE GA COLLEGE DUBLIN CAMPUS | 101 KELLAM RD | DUBLIN | Laurens | 9087021 | 2 | [5 empty] | Removed from Ground | Propane | 250 | Not Marked/Unknown | 1986-01-14 | Not Marked
MIDDLE GA COLLEGE DUBLIN CAMPUS | 101 KELLAM RD | DUBLIN | Laurens | 9087021 | 3 | [5 empty] | Removed from Ground | Other | 250 | Not Marked/Unknown | 1986-01-14 | Not Marked
BROOKWOOD STOP N SHOP | 1800 CLAXTON DAIRY RD | DUBLIN | Laurens | 9087024 | 1 |  | 1990-01-01 | FALSE | 1990-01-01 | FALSE | Removed from Ground | Gas (Historical Use) | 6000 |  | 1990-01-01 | Fiberglass Reinforced Plastic | Pressurized
BROOKWOOD STOP N SHOP | 1800 CLAXTON DAIRY RD | DUBLIN | Laurens | 9087024 | 2 |  | 1990-01-01 | FALSE | 1990-01-01 | FALSE | Removed from Ground | Gas (Historical Use) | 6000 |  | 1990-01-01 | Fiberglass Reinforced Plastic | Pressurized
BROOKWOOD STOP N SHOP | 1800 CLAXTON DAIRY RD | DUBLIN | Laurens | 9087024 | 3 |  | 1990-01-01 | FALSE | 1990-01-01 | FALSE | Removed from Ground | Diesel | 6000 |  | 1990-01-01 | Fiberglass Reinforced Plastic | Pressurized
BROOKWOOD STOP N SHOP | 1800 CLAXTON DAIRY RD | DUBLIN | Laurens | 9087024 | A | [5 empty] | Removed from Ground | Gas (Historical Use) | 560 | Bare Steel | 1976-05-08 | Galvanized Steel
BROOKWOOD STOP N SHOP | 1800 CLAXTON DAIRY RD | DUBLIN | Laurens | 9087024 | B | [5 empty] | Removed from Ground | Gas (Historical Use) | 560 | Bare Steel | 1976-05-08 | Galvanized Steel
BROOKWOOD STOP N SHOP | 1800 CLAXTON DAIRY RD | DUBLIN | Laurens | 9087024 | C | [5 empty] | Removed from Ground | Gas (Historical Use) | 560 | Bare Steel | 1976-05-08 | Galvanized Steel
BROOKWOOD STOP N SHOP | 1800 CLAXTON DAIRY RD | DUBLIN | Laurens | 9087024 | D | [5 empty] | Removed from Ground | Diesel | 560 | Bare Steel | 1983-05-07 | Galvanized Steel
C & D FOOD MART | 402 N JEFFERSON ST | DUBLIN | Laurens | 9087025 | 1 | Flapper Valve | 1998-11-11 | FALSE | 1998-11-11 | FALSE | Temporarily out of use | Gas (Historical Use) | 8000 | Galvanic (STIP-3) | 1989-01-01 | Fiberglass Reinforced Plastic | Pressurized
C & D FOOD MART | 402 N JEFFERSON ST | DUBLIN | Laurens | 9087025 | 2 | Flapper Valve | 1998-11-11 | FALSE | 1998-11-11 | FALSE | Temporarily out of use | Gas (Historical Use) | 8000 | Galvanic (STIP-3) | 1989-01-01 | Fiberglass Reinforced Plastic | Pressurized
C & D FOOD MART | 402 N JEFFERSON ST | DUBLIN | Laurens | 9087025 | 3 | Flapper Valve | 1998-11-11 | FALSE | 1998-11-11 | FALSE | Temporarily out of use | Gas (Historical Use) | 8000 | Galvanic (STIP-3) | 1989-01-01 | Fiberglass Reinforced Plastic | Pressurized
E Z STOP N SHOP | 1605 S JEFFERSON ST | DUBLIN | Laurens | 9087026 | 1 | Ball Float | 1989-03-05 | FALSE | 1989-03-05 | FALSE | Currently in Use | Regular | 6000 | Steel-Impressed Current | 1989-03-05 | Steel (Impressed Current) | Pressurized
E Z STOP N SHOP | 1605 S JEFFERSON ST | DUBLIN | Laurens | 9087026 | 2 | Ball Float | 1989-03-05 | FALSE | 1989-03-05 | FALSE | Currently in Use | Premium | 6000 | Steel-Impressed Current | 1989-03-05 | Steel (Impressed Current) | Pressurized
E Z STOP N SHOP | 1605 S JEFFERSON ST | DUBLIN | Laurens | 9087026 | 3 | Ball Float | 1989-03-05 | FALSE | 1989-03-05 | FALSE | Currently in Use | Diesel | 6000 | Steel-Impressed Current | 1989-03-05 | Steel (Impressed Current) | Pressurized
COLONIAL OIL COMPANY/FORMER | 613 TELFAIR ST | DUBLIN | Laurens | 9087027 | 1 | [5 empty] | Removed from Ground | Other | 0 | Marked Unknown | 1997-04-15 | Unknown
COLONIAL OIL COMPANY/FORMER | 613 TELFAIR ST | DUBLIN | Laurens | 9087027 | 2 | [5 empty] | Removed from Ground | Other | 0 | Marked Unknown | 1997-04-17 | Unknown
COLONIAL OIL COMPANY/FORMER | 613 TELFAIR ST | DUBLIN | Laurens | 9087027 | 3 | [5 empty] | Removed from Ground | Other | 0 | Marked Unknown | 1997-04-15 | Unknown
COLONIAL OIL COMPANY/FORMER | 613 TELFAIR ST | DUBLIN | Laurens | 9087027 | 4 | [5 empty] | Removed from Ground | Other | 0 | Marked Unknown | 1997-04-15 | Unknown
COLONIAL OIL COMPANY/FORMER | 613 TELFAIR ST | DUBLIN | Laurens | 9087027 | 5 | [5 empty] | Removed from Ground | Other | 0 | Marked Unknown | 1997-04-15 | Unknown
COLONIAL OIL COMPANY/FORMER | 613 TELFAIR ST | DUBLIN | Laurens | 9087027 | 6 | [5 empty] | Removed from Ground | Other | 0 | Marked Unknown | 1997-04-15 | Unknown
NEIGHBORS CORNER | 1108 N JEFFERSON ST | DUBLIN | Laurens | 9087028 | 1 | Ball Float | 1990-05-01 | FALSE | 1990-05-01 | FALSE | Currently in Use | Premium | 8000 | Galvanic (STIP-3) | 1990-05-01 | Fiberglass Reinforced Plastic | Pressurized
NEIGHBORS CORNER | 1108 N JEFFERSON ST | DUBLIN | Laurens | 9087028 | 2 | Ball Float | 1990-05-01 | FALSE | 1990-05-01 | FALSE | Currently in Use | Regular | 8000 | Galvanic (STIP-3) | 1990-05-01 | Fiberglass Reinforced Plastic | Pressurized
NEIGHBORS CORNER | 1108 N JEFFERSON ST | DUBLIN | Laurens | 9087028 | 3 | Ball Float | 1990-05-01 | FALSE | 1990-05-01 | FALSE | Currently in Use | Diesel | 8000 | Galvanic (STIP-3) | 1990-05-01 | Fiberglass Reinforced Plastic | Pressurized
CAMSCO PRODUCE COMPANY INC | SR 338 & CR 483 | DUDLEY | Laurens | 9000730 | 3 | [5 empty] | Removed from Ground | Diesel | 10000 | Bare Steel | 1983-04-22 | Bare Steel
CAMSCO PRODUCE COMPANY INC | SR 338 & CR 483 | DUDLEY | Laurens | 9000730 | 4 | [5 empty] | Removed from Ground | Diesel | 2000 | Bare Steel | 1983-04-22 | Bare Steel
CAMSCO PRODUCE COMPANY INC | SR 338 & CR 483 | DUDLEY | Laurens | 9000730 | 5 | [5 empty] | Removed from Ground | Gas (Historical Use) | 1000 | Bare Steel | 1983-04-22 | Bare Steel
OXFORD CONSTRUCTION CO | 3200 PALMYRA RD | ALBANY | Lee | 9047162 | 1 | [5 empty] | Removed from Ground | Gas (Historical Use) | 6500 | Cathodically Protected Steel | 1998-12-01 | Galvanized Steel | Safe Suction (Euro)
OXFORD CONSTRUCTION CO | 3200 PALMYRA RD | ALBANY | Lee | 9047162 | 2 | [5 empty] | Removed from Ground | Diesel | 10000 | Cathodically Protected Steel | 1998-12-01 | Galvanized Steel | Safe Suction (Euro)
OXFORD CONSTRUCTION CO | 3200 PALMYRA RD | ALBANY | Lee | 9047162 | 3 | [5 empty] | Removed from Ground | Diesel | 10000 | Cathodically Protected Steel | 1998-12-01 | Galvanized Steel | Safe Suction (Euro)
OXFORD CONSTRUCTION CO | 3200 PALMYRA RD | ALBANY | Lee | 9047162 | 4 | Overfill Alarm | 1998-12-01 | FALSE | 1998-12-01 | FALSE | Currently in Use | Regular | 10000 | Composite | 1998-12-01 | Double-Walled Flex | Pressurized
OXFORD CONSTRUCTION CO | 3200 PALMYRA RD | ALBANY | Lee | 9047162 | 5 | Overfill Alarm | 1998-12-01 | FALSE | 1998-12-01 | FALSE | Currently in Use | Diesel | 20000 | Composite | 1998-12-01 | Double-Walled Flex | Pressurized
HWY 19 CITGO | 863 HWY 19 SOUTH | LEESBURG | Lee | 9085008 | 1 | Flapper Valve | 1989-06-01 | FALSE | 1989-06-01 | FALSE | Currently in Use | Regular | 8000 | Galvanic (STIP-3) | 1989-06-01 | Fiberglass Reinforced Plastic | Pressurized
HWY 19 CITGO | 863 HWY 19 SOUTH | LEESBURG | Lee | 9085008 | 2 | Flapper Valve | 1989-06-01 | FALSE | 1989-06-01 | FALSE | Currently in Use | Premium | 8000 | Galvanic (STIP-3) | 1989-06-01 | Fiberglass Reinforced Plastic | Pressurized
HWY 19 CITGO | 863 HWY 19 SOUTH | LEESBURG | Lee | 9085008 | 3 | Flapper Valve | 1989-06-01 | FALSE | 1989-06-01 | FALSE | Currently in Use | Diesel | 4000 | Galvanic (STIP-3) | 1989-06-01 | Fiberglass Reinforced Plastic | Pressurized
SAFE AIRE HEATING & COOLING | 3199 PALMYRA RD | ALBANY | Lee | 9085009 | 1A | Flapper Valve | 1993-08-20 | FALSE | 1993-08-20 | FALSE | Currently in Use | Diesel | 2000 | Epoxy | 1993-08-20 | Fiberglass Reinforced Plastic | Safe Suction (Euro)
SAFE AIRE HEATING & COOLING | 3199 PALMYRA RD | ALBANY | Lee | 9085009 | 1B |  | 1992-08-20 | FALSE | 1993-08-20 | FALSE | Currently in Use | Regular | 10000 | Epoxy | 1993-08-20 | Fiberglass Reinforced Plastic | Pressurized
GRAY COMMUNICATIONS/S&S TRACTOR | US HWY 19 & GLENDALE ST | LEESBURG | Lee | 9088001 | 1 | [5 empty] | Removed from Ground | Diesel | 0 | Marked Unknown | 1985-01-01 | Unknown
COOKVILLE GROCERY | GA HWY 82 NEAR COOKVILLE RD | LEESBURG | Lee | 9088002 | 1 | [5 empty] | Removed from Ground | Gas (Historical Use) | 500 | Marked Unknown | 1990-12-31 | Unknown
COOKVILLE GROCERY | GA HWY 82 NEAR COOKVILLE RD | LEESBURG | Lee | 9088002 | 2 | [5 empty] | Removed from Ground | Gas (Historical Use) | 500 | Marked Unknown | 1990-12-31 | Unknown
COOKVILLE GROCERY | GA HWY 82 NEAR COOKVILLE RD | LEESBURG | Lee | 9088002 | 3 | [5 empty] | Removed from Ground | Gas (Historical Use) | 0 | Marked Unknown | 1990-12-31 | Unknown
COOKVILLE GROCERY | GA HWY 82 NEAR COOKVILLE RD | LEESBURG | Lee | 9088002 | 4 | [5 empty] | Removed from Ground | Gas (Historical Use) | 0 | Marked Unknown | 1990-12-31 | Unknown
TIDE PRODUCTS INC | HWY 118 WEST/PO BOX 81 | SMITHVILLE | Lee | 9088003 | 1 | [5 empty] | Removed from Ground | Diesel | 1000 | Bare Steel | 1969-01-01 | Galvanized Steel
TIDE PRODUCTS INC | HWY 118 WEST/PO BOX 81 | SMITHVILLE | Lee | 9088003 | 2 | [5 empty] | Removed from Ground | Gas (Historical Use) | 1000 | Bare Steel | 1969-01-01 | Galvanized Steel
GLORIJACK FARMS | 208 OLD JORDON RD | LEESBURG | Lee | 9088004 | 1 | [5 empty] | Removed from Ground | Gas (Historical Use) | 1500 | Bare Steel | 1979-01-01 | Galvanized Steel
GLORIJACK FARMS | 208 OLD JORDON RD | LEESBURG | Lee | 9088004 | 2 | [5 empty] | Removed from Ground | Gas (Historical Use) | 2000 | Bare Steel | 1979-01-01 | Galvanized Steel
GLORIJACK FARMS | 208 OLD JORDON RD | LEESBURG | Lee | 9088004 | 3 | [5 empty] | Removed from Ground | Diesel | 10000 | Bare Steel | 1980-01-01 | Galvanized Steel
EXPRESS MART PHILEMA | 1505 PHILEMA RD | LEESBURG | Lee | 9088005 | 1 | Flapper Valve | 1986-12-01 | FALSE | 1986-12-01 | FALSE | Currently in Use | E-10 | 8000 | Galvanic (STIP-3) | 1986-12-01 | Fiberglass Reinforced Plastic | Pressurized
EXPRESS MART PHILEMA | 1505 PHILEMA RD | LEESBURG | Lee | 9088005 | 2 | Flapper Valve | 1986-12-01 | FALSE | 1986-12-01 | FALSE | Currently in Use | Premium | 8000 | Galvanic (STIP-3) | 1986-12-01 | Fiberglass Reinforced Plastic | Pressurized
EXPRESS MART PHILEMA | 1505 PHILEMA RD | LEESBURG | Lee | 9088005 | 3 | Flapper Valve | 1986-12-01 | FALSE | 1986-12-01 | FALSE | Currently in Use | Diesel | 6000 | Galvanic (STIP-3) | 1986-12-01 | Fiberglass Reinforced Plastic | Pressurized
HIGH HOPE FARMS/MCCREE FARMS | RT 1 | SMITHVILLE | Lee | 9088006 | 1 | [5 empty] | Removed from Ground | Diesel | 4000 | Cathodically Protected Steel | 1986-01-01 | Galvanized Steel
DOUBLEGATE EEZZ MART | 1250 -A US 82 WEST | LEESBURG | Lee | 9088007 | 1 | [5 empty] | Removed from Ground | Gas (Historical Use) | 8000 | Bare Steel | 1982-01-01 | Galvanized Steel | Pressurized
DOUBLEGATE EEZZ MART | 1250 -A US 82 WEST | LEESBURG | Lee | 9088007 | 2 | [5 empty] | Removed from Ground | Gas (Historical Use) | 8000 | Bare Steel | 1982-01-01 | Galvanized Steel | Pressurized
DOUBLEGATE EEZZ MART | 1250 -A US 82 WEST | LEESBURG | Lee | 9088007 | 3 | [5 empty] | Removed from Ground | Gas (Historical Use) | 4000 | Bare Steel | 1982-01-01 | Galvanized Steel | Pressurized
DOUBLEGATE EEZZ MART | 1250 -A US 82 WEST | LEESBURG | Lee | 9088007 | 4 | [5 empty] | Removed from Ground | Diesel | 4000 | Bare Steel | 1982-01-01 | Galvanized Steel | Pressurized
DOUBLEGATE EEZZ MART | 1250 -A US 82 WEST | LEESBURG | Lee | 9088007 | 5 | Ball Float | 1997-03-01 | FALSE | 1997-03-01 | FALSE | Currently in Use | Regular | 10000 | Galvanic (STIP-3) | 1997-03-01 | Double-Walled Fiberglass | Pressurized
DOUBLEGATE EEZZ MART | 1250 -A US 82 WEST | LEESBURG | Lee | 9088007 | 6A | Ball Float | 1997-03-01 | FALSE | 1997-03-01 | FALSE | Currently in Use | Premium | 6000 | Galvanic (STIP-3) | 1997-03-01 | Double-Walled Fiberglass | Pressurized
DOUBLEGATE EEZZ MART | 1250 -A US 82 WEST | LEESBURG | Lee | 9088007 | 6B | Ball Float | 1997-03-01 | FALSE | 1997-03-01 | FALSE | Currently in Use | Diesel | 4000 | Galvanic (STIP-3) | 1997-03-01 | Double-Walled Fiberglass | Pressurized
DOUBLEGATE EEZZ MART | 1250 -A US 82 WEST | LEESBURG | Lee | 9088007 | 7 | Ball Float | 1997-03-01 | FALSE | 1997-03-01 | FALSE | Currently in Use | Plus | 10000 | Galvanic (STIP-3) | 1997-03-01 | Double-Walled Fiberglass | Pressurized
CREEKSIDE BP | 1420 US Hwy 19 S | LEESBURG | Lee | 9088008 | 196967 |  | 1992-02-04 | FALSE | 1992-02-04 | FALSE | Removed from Ground | Gas (Historical Use) | 8000 | Galvanic (STIP-3) | 1992-02-04 |  | Pressurized
CREEKSIDE BP | 1420 US Hwy 19 S | LEESBURG | Lee | 9088008 | 196970 |  | 1992-02-04 | FALSE | 1992-02-04 | FALSE | Removed from Ground | Gas (Historical Use) | 8000 | Galvanic (STIP-3) | 1992-02-04 |  | Pressurized
CREEKSIDE BP | 1420 US Hwy 19 S | LEESBURG | Lee | 9088008 | 196990 |  | 1992-02-04 | FALSE | 1992-02-04 | FALSE | Removed from Ground | Gas (Historical Use) | 8000 | Galvanic (STIP-3) | 1992-02-04 |  | Pressurized
CREEKSIDE BP | 1420 US Hwy 19 S | LEESBURG | Lee | 9088008 | 4 | Overfill Alarm | 2018-08-24 | FALSE | 2018-07-06 | FALSE | Currently in Use | Regular | 15000 | Tank Jacket Double Walled | 2018-07-03 | Double-Walled Fiberglass | Pressurized
CREEKSIDE BP | 1420 US Hwy 19 S | LEESBURG | Lee | 9088008 | 5A | Overfill Alarm | 2018-08-14 | FALSE | 2018-07-06 | FALSE | Currently in Use | Premium | 5000 | Tank Jacket Double Walled | 2018-07-03 | Double-Walled Fiberglass | Pressurized
CREEKSIDE BP | 1420 US Hwy 19 S | LEESBURG | Lee | 9088008 | 5B | Overfill Alarm | 2018-08-14 | FALSE | 2018-07-06 | FALSE | Currently in Use | Diesel | 5000 | Tank Jacket Double Walled | 2018-07-03 | Double-Walled Fiberglass | Pressurized
CREEKSIDE BP | 1420 US Hwy 19 S | LEESBURG | Lee | 9088008 | 5C | Overfill Alarm | 2018-08-14 | FALSE | 2018-07-06 | FALSE | Currently in Use | E-0 | 5000 | Tank Jacket Double Walled | 2018-07-03 | Double-Walled Fiberglass | Pressurized
CREEKSIDE BP | 1420 US Hwy 19 S | LEESBURG | Lee | 9088008 | T1 | [5 empty] | Removed from Ground | Gas (Historical Use) | 6000 | Bare Steel | 1978-10-01 | Galvanized Steel | Suction (American)
CREEKSIDE BP | 1420 US Hwy 19 S | LEESBURG | Lee | 9088008 | T2 | [5 empty] | Removed from Ground | Gas (Historical Use) | 6000 | Bare Steel | 1978-10-01 | Galvanized Steel | Suction (American)
CREEKSIDE BP | 1420 US Hwy 19 S | LEESBURG | Lee | 9088008 | T3 | [5 empty] | Removed from Ground | Gas (Historical Use) | 6000 | Bare Steel | 1978-10-01 | Galvanized Steel | Suction (American)
FAST TRACK | 131 US HWY 19 NORTH & LECONTE RD | SMITHVILLE | Lee | 9088009 | 1 |  | 1988-01-01 | FALSE | 1988-01-01 | FALSE | Currently in Use | Gas (Historical Use) | 8068 | Steel-Impressed Current | 1981-04-01 | Steel (Impressed Current) | Pressurized
FAST TRACK | 131 US HWY 19 NORTH & LECONTE RD | SMITHVILLE | Lee | 9088009 | 2 |  | 1988-01-01 | FALSE | 1988-01-01 | FALSE | Currently in Use | Gas (Historical Use) | 8068 | Steel-Impressed Current | 1981-04-01 | Steel (Impressed Current) | Pressurized
FAST TRACK | 131 US HWY 19 NORTH & LECONTE RD | SMITHVILLE | Lee | 9088009 | 3 |  | 1988-01-01 | FALSE | 1988-01-01 | FALSE | Currently in Use | Gas (Historical Use) | 6048 | Steel-Impressed Current | 1981-04-01 | Steel (Impressed Current) | Pressurized
LEE COUNTY FORESTRY UNIT | GA HWY 32/1 MI EAST OF LEESBURG | LEESBURG | Lee | 9088010 | 1 | [5 empty] | Removed from Ground | Gas (Historical Use) | 2000 | Bare Steel | 1981-01-01 | Galvanized Steel | Safe Suction (Euro)
LEE COUNTY FORESTRY UNIT | GA HWY 32/1 MI EAST OF LEESBURG | LEESBURG | Lee | 9088010 | 2 | [5 empty] | Removed from Ground | Diesel | 560 | Bare Steel | 1975-01-01 | Galvanized Steel | Safe Suction (Euro)
LEE COUNTY FORESTRY UNIT | GA HWY 32/1 MI EAST OF LEESBURG | LEESBURG | Lee | 9088010 | 246871 |  | 1993-03-22 |  | 1993-03-22 |  | Removed from Ground | Gas (Historical Use) | 1000 | Galvanic (STIP-3) | 1993-03-22 | Cathodically Protected | Safe Suction (Euro)
LEE COUNTY FORESTRY UNIT | GA HWY 32/1 MI EAST OF LEESBURG | LEESBURG | Lee | 9088010 | 246872 |  | 1993-03-22 |  | 1993-03-22 |  | Removed from Ground | Diesel | 1000 | Galvanic (STIP-3) | 1993-03-22 | Cathodically Protected | Safe Suction (Euro)
LEE COUNTY FORESTRY UNIT | GA HWY 32/1 MI EAST OF LEESBURG | LEESBURG | Lee | 9088010 | 3 | [5 empty] | Removed from Ground | Propane | 250 | Bare Steel | 1970-01-01 | Galvanized Steel
CENTURY PECAN GROVE | 775 A US 19 | LEESBURG | Lee | 9088011 | 1 | [5 empty] | Removed from Ground | Diesel | 3000 | Marked Unknown | 1993-02-02 | Unknown
CENTURY PECAN GROVE | 775 A US 19 | LEESBURG | Lee | 9088011 | 2 | [5 empty] | Removed from Ground | Diesel | 3000 | Marked Unknown | 1993-02-02 | Unknown
CENTURY PECAN GROVE | 775 A US 19 | LEESBURG | Lee | 9088011 | 3 | [5 empty] | Removed from Ground | Diesel | 3000 | Marked Unknown | 1993-02-02 | Unknown
CENTURY PECAN GROVE | 775 A US 19 | LEESBURG | Lee | 9088011 | 4 | [5 empty] | Removed from Ground | Diesel | 3000 | Marked Unknown | 1993-02-02 | Unknown
CENTURY PECAN GROVE | 775 A US 19 | LEESBURG | Lee | 9088011 | 5 | [5 empty] | Removed from Ground | Gas (Historical Use) | 6000 | Marked Unknown | 1993-02-02 | Unknown
CENTURY PECAN GROVE | 775 A US 19 | LEESBURG | Lee | 9088011 | 6 | [5 empty] | Removed from Ground | Gas (Historical Use) | 18000 | Marked Unknown | 1993-02-02 | Unknown
CENTURY PECAN GROVE | 775 A US 19 | LEESBURG | Lee | 9088011 | 7 | [5 empty] | Removed from Ground | Diesel | 22000 | Marked Unknown | 1993-02-02 | Unknown
CENTURY PECAN GROVE | 775 A US 19 | LEESBURG | Lee | 9088011 | 8 |  |  | FALSE |  | FALSE | Removed from Ground | Diesel | 1000 | Bare Steel | 1970-01-01 | Bare Steel
CENTURY PECAN GROVE | 775 A US 19 | LEESBURG | Lee | 9088011 | 9 |  |  | FALSE |  | FALSE | Removed from Ground | Diesel | 1000 | Bare Steel | 1970-01-01 | Bare Steel
EZ FOOD MART | 250 WALNUT ST | LEESBURG | Lee | 9088013 | 1 | Flapper Valve | 1985-05-01 | FALSE | 1985-05-01 | FALSE | Currently in Use | E-0 | 8000 | Steel-Impressed Current | 1985-05-01 | Fiberglass Reinforced Plastic | Pressurized
EZ FOOD MART | 250 WALNUT ST | LEESBURG | Lee | 9088013 | 2 | Flapper Valve | 1985-05-01 | FALSE | 1985-05-01 | FALSE | Currently in Use | E-10 | 8000 | Steel-Impressed Current | 1985-05-01 | Fiberglass Reinforced Plastic | Pressurized
EZ FOOD MART | 250 WALNUT ST | LEESBURG | Lee | 9088013 | 3 | Flapper Valve | 1985-05-01 | FALSE | 1985-05-01 | FALSE | Currently in Use | E-10 | 8000 | Steel-Impressed Current | 1985-05-01 | Fiberglass Reinforced Plastic | Pressurized
MAGNOLIA PLANTATION (HOLLY) | WINFRED RD 2 1/2 ML SW OF HWY 82 | LEESBURG | Lee | 9088014 | D-1 | [5 empty] | Currently in Use | Diesel | 2000 | Bare Steel | 1977-01-01 | Galvanized Steel | Safe Suction (Euro)
MAGNOLIA PLANTATION (HOLLY) | WINFRED RD 2 1/2 ML SW OF HWY 82 | LEESBURG | Lee | 9088014 | D-2 | [5 empty] | Currently in Use | Diesel | 10000 | Bare Steel | 1978-01-01 | Galvanized Steel | Safe Suction (Euro)
MAGNOLIA PLANTATION (HOLLY) | WINFRED RD 2 1/2 ML SW OF HWY 82 | LEESBURG | Lee | 9088014 | RU-1 | [5 empty] | Currently in Use | Gas (Historical Use) | 3000 | Bare Steel | 1979-01-01 | Galvanized Steel | Safe Suction (Euro)
CARLTON CO INC | PHILEMA RD | LEESBURG | Lee | 9088015 | 1 | [5 empty] | Removed from Ground | Gas (Historical Use) | 0 | Not Marked/Unknown | 1993-09-07 | Not Marked
GA DOT #10428/LEE CO MAINT HQ | 137 WALNUT ST NORTH | LEESBURG | Lee | 9088016 | 428D1 | [5 empty] | Removed from Ground | Diesel | 550 | Bare Steel | 1994-01-24 | Galvanized Steel | Safe Suction (Euro)
GA DOT #10428/LEE CO MAINT HQ | 137 WALNUT ST NORTH | LEESBURG | Lee | 9088016 | 428D2 |  | 1994-01-20 |  | 1994-01-20 |  | Removed from Ground | Diesel | 1000 | Tank Jacket | 1994-01-24 | Fiberglass Reinforced Plastic | Pressurized
GA DOT #10428/LEE CO MAINT HQ | 137 WALNUT ST NORTH | LEESBURG | Lee | 9088016 | 428G1 | [5 empty] | Removed from Ground | Gas (Historical Use) | 1080 | Bare Steel | 1994-01-24 | Galvanized Steel | Safe Suction (Euro)
GA DOT #10428/LEE CO MAINT HQ | 137 WALNUT ST NORTH | LEESBURG | Lee | 9088016 | 428G2 |  | 1994-01-20 |  | 1994-01-20 |  | Removed from Ground | Gas (Historical Use) | 1000 | Tank Jacket | 1994-01-24 | Fiberglass Reinforced Plastic | Pressurized
LILLISTON ALLIED PRODUCTS INC | US HWY 82 WEST | ALBANY | Lee | 9088017 | 1 | [5 empty] | Removed from Ground | Gas (Historical Use) | 10000 | Bare Steel | 1994-01-11 | Bare Steel | Suction (American)
LILLISTON ALLIED PRODUCTS INC | US HWY 82 WEST | ALBANY | Lee | 9088017 | 2 | [5 empty] | Removed from Ground | Diesel | 10000 | Bare Steel | 1994-01-11 | Bare Steel | Suction (American)
LILLISTON ALLIED PRODUCTS INC | US HWY 82 WEST | ALBANY | Lee | 9088017 | 3 |  |  | TRUE |  | TRUE | Removed from Ground | Used Oil | 500 | Bare Steel | 1994-01-11 | Bare Steel | Suction (American)
SWIFTY MART #188 | 381 MAIN ST | LEESBURG | Lee | 9088019 | 1 |  | 1998-11-17 |  | 1998-11-17 |  | Removed from Ground | Gas (Historical Use) | 6000 | Steel-Impressed Current | 1979-01-01 | Cathodically Protected | Suction (American)
SWIFTY MART #188 | 381 MAIN ST | LEESBURG | Lee | 9088019 | 2 |  | 1998-11-17 |  | 1998-11-17 |  | Removed from Ground | Gas (Historical Use) | 8000 | Steel-Impressed Current | 1979-01-01 | Cathodically Protected | Suction (American)
SWIFTY MART #188 | 381 MAIN ST | LEESBURG | Lee | 9088019 | 3 |  | 1998-11-17 |  | 1998-11-17 |  | Removed from Ground | Gas (Historical Use) | 6000 | Steel-Impressed Current | 1979-01-01 | Cathodically Protected | Suction (American)
LEDFOOD'S PIT STOP 232 | 107 WALNUT ST | LEESBURG | Lee | 9088020 | 1 | Ball Float | 1997-11-01 | FALSE | 1997-11-01 | FALSE | Currently in Use | Diesel Off Road | 6000 | Galvanic (STIP-3) | 1988-03-31 | Double-Walled Flex | Pressurized
LEDFOOD'S PIT STOP 232 | 107 WALNUT ST | LEESBURG | Lee | 9088020 | 2 | Ball Float | 1997-11-12 | FALSE | 1997-11-12 | FALSE | Currently in Use | Diesel On Road | 6000 | Galvanic (STIP-3) | 1988-03-31 | Double-Walled Flex | Pressurized
LEDFOOD'S PIT STOP 232 | 107 WALNUT ST | LEESBURG | Lee | 9088020 | 3 | Ball Float | 1988-03-31 | FALSE | 1988-03-31 | FALSE | Currently in Use | Premium | 6000 | Galvanic (STIP-3) | 1988-03-31 | Double-Walled Flex | Pressurized
LEDFOOD'S PIT STOP 232 | 107 WALNUT ST | LEESBURG | Lee | 9088020 | 4 |  | 1997-11-01 | FALSE | 1997-11-01 | FALSE | Currently in Use | Gas (Historical Use) | 12000 | Fiberglass | 1997-11-07 | Double-Walled Flex | Pressurized
PEACHTREE MINIT MART #2 | 1295 HWY 82 | LEESBURG | Lee | 9088021 | 1 | Overfill Alarm | 1994-01-03 | FALSE | 1994-01-03 | FALSE | Currently in Use | Regular | 12000 | Composite | 1994-01-03 | Double-Walled Fiberglass | Pressurized
PEACHTREE MINIT MART #2 | 1295 HWY 82 | LEESBURG | Lee | 9088021 | 2 | Overfill Alarm | 1994-01-03 | FALSE | 1994-01-03 | FALSE | Currently in Use | Premium | 12000 | Composite | 1994-01-03 | Double-Walled Fiberglass | Pressurized
PEACHTREE MINIT MART #2 | 1295 HWY 82 | LEESBURG | Lee | 9088021 | 3 | Overfill Alarm | 1994-01-03 | FALSE | 1994-01-03 | FALSE | Currently in Use | Diesel | 4000 | Composite | 1994-01-03 | Double-Walled Fiberglass | Pressurized
AT&T PINEY GROVE RADIO RELAY STA | NEAR GA HWY 195 | LEESBURG | Lee | 9088022 | 1 | [5 empty] | Removed from Ground | Diesel | 1500 | Bare Steel | 1991-09-01 | Galvanized Steel
WINGATE TRUCKING CO INC | 3001 PALMYRA RD | ALBANY | Lee | 9088025 | 1 | [5 empty] | Removed from Ground | Diesel | 10000 | Bare Steel | 1973-01-01 | Galvanized Steel
WINGATE TRUCKING CO INC | 3001 PALMYRA RD | ALBANY | Lee | 9088025 | 2 | [5 empty] | Removed from Ground | Diesel | 10000 | Bare Steel | 1973-01-01 | Galvanized Steel
WINGATE TRUCKING CO INC | 3001 PALMYRA RD | ALBANY | Lee | 9088025 | 3 | [5 empty] | Removed from Ground | Other | 6000 | Bare Steel | 1973-01-01 | Galvanized Steel
WINGATE TRUCKING CO INC | 3001 PALMYRA RD | ALBANY | Lee | 9088025 | 4 |  |  | TRUE |  | TRUE | Removed from Ground | Used Oil | 1000 | Bare Steel | 1973-01-01 | Galvanized Steel
WINGATE TRUCKING CO INC | 3001 PALMYRA RD | ALBANY | Lee | 9088025 | 5 |  |  | TRUE |  | TRUE | Removed from Ground | Used Oil | 1000 | Bare Steel | 1973-01-01 | Galvanized Steel
BILL CHAMBERS | 866 US 19 SOUTH | LEESBURG | Lee | 9088026 | 1 | [5 empty] | Closed in Ground | Gas (Historical Use) | 1000 | Bare Steel | 1971-01-01 | Galvanized Steel
BILL CHAMBERS | 866 US 19 SOUTH | LEESBURG | Lee | 9088026 | 2 | [5 empty] | Closed in Ground | Gas (Historical Use) | 1000 | Bare Steel | 1971-01-01 | Galvanized Steel
BILL CHAMBERS | 866 US 19 SOUTH | LEESBURG | Lee | 9088026 | 3 | [5 empty] | Closed in Ground | Gas (Historical Use) | 1000 | Bare Steel | 1971-01-01 | Galvanized Steel
LEDFOOTS #2 | 1572 US HWY 19 SOUTH | LEESBURG | Lee | 9088028 | 1 | [5 empty] | Removed from Ground | Gas (Historical Use) | 8000 | Bare Steel | 1980-01-01 | Fiberglass Reinforced Plastic | Pressurized
LEDFOOTS #2 | 1572 US HWY 19 SOUTH | LEESBURG | Lee | 9088028 | 2 | [5 empty] | Removed from Ground | Gas (Historical Use) | 8000 | Bare Steel | 1980-01-01 | Fiberglass Reinforced Plastic | Pressurized
LEDFOOTS #2 | 1572 US HWY 19 SOUTH | LEESBURG | Lee | 9088028 | 3 | Ball Float | 1996-12-01 | FALSE | 1996-12-01 | FALSE | Currently in Use | Regular | 12000 | Epoxy | 1996-11-01 | Double-Walled Flex | Pressurized
LEDFOOTS #2 | 1572 US HWY 19 SOUTH | LEESBURG | Lee | 9088028 | 4 | Ball Float | 1996-12-01 | FALSE | 1996-12-01 | FALSE | Currently in Use | Premium | 8000 | Epoxy | 1996-11-01 | Double-Walled Flex | Pressurized
LEDFOOTS #2 | 1572 US HWY 19 SOUTH | LEESBURG | Lee | 9088028 | 5 | Ball Float | 1996-12-01 | FALSE | 1996-12-01 | FALSE | Currently in Use | Diesel | 8000 | Epoxy | 1996-11-01 | Double-Walled Flex | Pressurized
WEBBS SVC STATION | 121 WALNUT ST | LEESBURG | Lee | 9088029 | 1 |  | 1998-12-08 |  | 1998-12-08 |  | Removed from Ground | Gas (Historical Use) | 2000 | Steel-Impressed Current | 1988-04-25 | Cathodically Protected | Safe Suction (Euro)
WEBBS SVC STATION | 121 WALNUT ST | LEESBURG | Lee | 9088029 | 2 |  | 1998-12-08 |  | 1998-12-08 |  | Removed from Ground | Gas (Historical Use) | 2000 | Steel-Impressed Current | 1988-04-25 | Cathodically Protected | Safe Suction (Euro)
WEBBS SVC STATION | 121 WALNUT ST | LEESBURG | Lee | 9088029 | 3 |  | 1998-12-08 |  | 1998-12-08 |  | Removed from Ground | Gas (Historical Use) | 2000 | Steel-Impressed Current | 1988-04-25 | Cathodically Protected | Safe Suction (Euro)
WEBBS SVC STATION | 121 WALNUT ST | LEESBURG | Lee | 9088029 | 4 |  | 1998-12-08 |  | 1998-12-08 |  | Removed from Ground | Gas (Historical Use) | 2000 | Steel-Impressed Current | 1988-04-25 | Cathodically Protected | Safe Suction (Euro)
WEBBS SVC STATION | 121 WALNUT ST | LEESBURG | Lee | 9088029 | 5 |  | 1998-12-08 |  | 1998-12-08 |  | Removed from Ground | Diesel | 4000 | Steel-Impressed Current | 1988-04-25 | Cathodically Protected | Safe Suction (Euro)
FORMER HOPKINS OIL COMPANY | 127 WALNUT AVE | LEESBURG | Lee | 9088030 | 1 | Flapper Valve | 1996-07-01 | FALSE | 1996-07-01 | FALSE | Temporarily out of use | Empty | 3000 | Steel-Impressed Current | 1987-01-01 | Steel (Impressed Current) | Suction (American)
FORMER HOPKINS OIL COMPANY | 127 WALNUT AVE | LEESBURG | Lee | 9088030 | 2 |  | 1996-07-01 |  | 1996-07-01 |  | Temporarily out of use | Diesel | 3000 | Steel-Impressed Current | 1987-01-01 | Steel (Impressed Current) | Suction (American)
FORMER HOPKINS OIL COMPANY | 127 WALNUT AVE | LEESBURG | Lee | 9088030 | 3 | Flapper Valve | 1996-07-01 | FALSE | 1996-07-01 | FALSE | Temporarily out of use | Empty | 3000 | Steel-Impressed Current | 1987-01-01 | Steel (Impressed Current) | Suction (American)
FORMER HOPKINS OIL COMPANY | 127 WALNUT AVE | LEESBURG | Lee | 9088030 | 4 | Flapper Valve | 1996-07-01 | FALSE | 1996-07-01 | FALSE | Temporarily out of use | Empty | 4000 | Steel-Impressed Current | 1987-01-01 | Steel (Impressed Current) | Suction (American)
FORMER HOPKINS OIL COMPANY | 127 WALNUT AVE | LEESBURG | Lee | 9088030 | 5 | Flapper Valve | 1996-07-01 | FALSE | 1996-07-01 | FALSE | Temporarily out of use | Empty | 6000 | Steel-Impressed Current | 1989-01-01 | Steel (Impressed Current) | Suction (American)
PRETTY POND PLANTATION | KING BATTS RD | LEESBURG | Lee | 9088032 | 1 | [5 empty] | Removed from Ground | Diesel | 3000 | Bare Steel | 1995-09-21 | Galvanized Steel | Suction (American)
HOMERUN FOODS #4 | 1595 HWY 19 SE | LEESBURG | Lee | 9088033 | 1 | Overfill Alarm | 1993-07-01 | FALSE | 1993-07-01 | FALSE | Currently in Use | E-10 | 10000 | Composite | 1993-07-01 | Double-Walled Flex | Pressurized
HOMERUN FOODS #4 | 1595 HWY 19 SE | LEESBURG | Lee | 9088033 | 2 | Overfill Alarm | 1993-07-11 | FALSE | 1993-07-01 | FALSE | Currently in Use | Plus | 10000 | Composite | 1993-07-01 | Double-Walled Flex | Pressurized
HOMERUN FOODS #4 | 1595 HWY 19 SE | LEESBURG | Lee | 9088033 | 3 | Overfill Alarm | 1993-07-01 | FALSE | 1993-07-01 | FALSE | Currently in Use | Premium | 10000 | Composite | 1993-07-01 | Double-Walled Flex | Pressurized
HOMERUN FOODS #4 | 1595 HWY 19 SE | LEESBURG | Lee | 9088033 | 4 | Overfill Alarm | 1993-07-01 | FALSE | 1993-07-01 | FALSE | Currently in Use | Diesel | 10000 | Galvanic (STIP-3) | 1993-07-01 | Double-Walled Flex | Pressurized
PHILEMA CHEVRON | 1603 PHILEMA ROAD | LEESBURG | Lee | 9088034 | 1 | Overfill Alarm | 1994-08-01 | FALSE | 1994-08-01 | FALSE | Currently in Use | Premium | 5000 | Composite | 1994-08-01 | Double-Walled Flex | Pressurized
PHILEMA CHEVRON | 1603 PHILEMA ROAD | LEESBURG | Lee | 9088034 | 2 | Overfill Alarm | 1994-08-01 | FALSE | 1994-08-01 | FALSE | Currently in Use | E-10 | 10000 | Composite | 1994-08-01 | Double-Walled Flex | Pressurized
PHILEMA CHEVRON | 1603 PHILEMA ROAD | LEESBURG | Lee | 9088034 | 3 | Overfill Alarm | 1994-08-01 | FALSE | 1994-08-01 | FALSE | Currently in Use | E-10 | 10000 | Composite | 1994-08-01 | Double-Walled Flex | Pressurized
PHILEMA CHEVRON | 1603 PHILEMA ROAD | LEESBURG | Lee | 9088034 | 4 | Overfill Alarm | 1994-08-01 | FALSE | 1994-08-01 | FALSE | Currently in Use | Diesel | 3000 | Composite | 1994-08-01 | Double-Walled Flex | Pressurized
PHILEMA CHEVRON | 1603 PHILEMA ROAD | LEESBURG | Lee | 9088034 | 5 | Overfill Alarm | 1994-08-01 | FALSE | 1994-08-01 | FALSE | Currently in Use | Diesel Off Road | 1000 | Composite | 1994-08-01 | Double-Walled Flex | Pressurized
FLASH FOODS #291 | 1584 E US 19 S | LEESBURG | Lee | 9088035 | 1 | Flapper Valve | 1993-07-01 | FALSE | 1993-07-01 | FALSE | Currently in Use | Diesel | 5000 | Epoxy | 1993-07-01 | Double-Walled Flex | Pressurized
FLASH FOODS #291 | 1584 E US 19 S | LEESBURG | Lee | 9088035 | 2 | Flapper Valve | 1993-07-01 | FALSE | 1993-07-01 | FALSE | Currently in Use | Premium | 10000 | Epoxy | 1993-07-01 | Double-Walled Flex | Pressurized
FLASH FOODS #291 | 1584 E US 19 S | LEESBURG | Lee | 9088035 | 3 | Flapper Valve | 1993-07-01 | FALSE | 1993-07-01 | FALSE | Currently in Use | E-10 | 10000 | Epoxy | 1993-07-01 | Double-Walled Flex | Pressurized
FLASH FOODS #291 | 1584 E US 19 S | LEESBURG | Lee | 9088035 | 4 | Flapper Valve | 1993-07-01 | FALSE | 1993-07-01 | FALSE | Currently in Use | E-0 | 5000 | Epoxy | 1993-07-01 | Double-Walled Flex | Pressurized
LEE CO BUS SHOP | 323 LESLIE HWY | LEESBURG | Lee | 9088037 | 1 | Flapper Valve | 1998-11-01 | FALSE | 1990-04-01 | TRUE | Currently in Use | Diesel | 12000 | Steel-Impressed Current | 1990-04-17 | Fiberglass Reinforced Plastic | Safe Suction (Euro)
LEE CO BUS SHOP | 323 LESLIE HWY | LEESBURG | Lee | 9088037 | 2 | Flapper Valve | 1998-11-01 | FALSE | 1990-04-01 | TRUE | Currently in Use | E-10 | 4000 | Steel-Impressed Current | 1990-04-17 | Steel (Impressed Current) | Suction (American)
Precision Service Station | 104 STANTON DR | SMITHVILLE | Lee | 9088038 | 1 | Flapper Valve | 1998-07-01 | FALSE | 1998-07-01 | FALSE | Currently in Use | Premium | 1100 | Steel-Impressed Current | 1987-01-01 | Steel (Impressed Current) | Safe Suction (Euro)
Precision Service Station | 104 STANTON DR | SMITHVILLE | Lee | 9088038 | 2 | Flapper Valve | 1998-07-01 | FALSE | 1998-07-01 | FALSE | Currently in Use | E-10 | 1100 | Steel-Impressed Current | 1987-01-01 | Steel (Impressed Current) | Safe Suction (Euro)
Precision Service Station | 104 STANTON DR | SMITHVILLE | Lee | 9088038 | 3 | [5 empty] | Removed from Ground | Empty | 1000 | Bare Steel | 1976-05-10 | Galvanized Steel
Precision Service Station | 104 STANTON DR | SMITHVILLE | Lee | 9088038 | 4 | [5 empty] | Removed from Ground | Empty | 1000 | Bare Steel | 1976-05-10 | Galvanized Steel
Precision Service Station | 104 STANTON DR | SMITHVILLE | Lee | 9088038 | 5 | [5 empty] | Removed from Ground | Empty | 550 | Bare Steel | 1976-05-10 | Galvanized Steel
CITY OF SMITHVILLE | 116 MAIN ST | SMITHVILLE | Lee | 9088039 | 1 | [5 empty] | Removed from Ground | Diesel | 500 | Marked Unknown | 1998-02-09 | Galvanized Steel | Safe Suction (Euro)
CITY OF SMITHVILLE | 116 MAIN ST | SMITHVILLE | Lee | 9088039 | 2 | [5 empty] | Removed from Ground | Gas (Historical Use) | 1000 | Marked Unknown | 1998-02-09 | Galvanized Steel | Safe Suction (Euro)
SENAH PLANTATION | 279 PHILEMA RD | LEESBURG | Lee | 9088040 | 1 | [5 empty] | Removed from Ground | Diesel | 10000 | Bare Steel | 1985-01-01 | Bare Steel | Safe Suction (Euro)
BELLSOUTH TELECOMMUNICATIONS INC | MUCHALOOCHEE ST | SMITHVILLE | Lee | 9088041 | 1AST | [5 empty] | Currently in Use | Diesel | 0 | Not Marked/Unknown |  | Not Marked
SMITH'S GROCERY & SERVICE STATIO | 127 LESLIE HWY | LEESBURG | Lee | 9088044 | 1 | [5 empty] | Removed from Ground | Gas (Historical Use) | 0 | Not Marked/Unknown | 1996-11-11 | Not Marked
SMITH'S GROCERY & SERVICE STATIO | 127 LESLIE HWY | LEESBURG | Lee | 9088044 | 2 | [5 empty] | Removed from Ground | Gas (Historical Use) | 0 | Not Marked/Unknown | 1996-11-11 | Not Marked
SMITH'S GROCERY & SERVICE STATIO | 127 LESLIE HWY | LEESBURG | Lee | 9088044 | 3 | [5 empty] | Removed from Ground | Gas (Historical Use) | 0 | Not Marked/Unknown | 1996-11-11 | Not Marked
PETROSOUTH | 611 FUSSELL RD | LEESBURG | Lee | 9088045 | 1 | Overfill Alarm | 1996-08-07 | FALSE | 1996-08-07 | FALSE | Temporarily out of use | Diesel | 12000 | Composite | 1996-08-07 | Double-Walled Fiberglass | Safe Suction (Euro)
LEE COUNTY PUBLIC WORKS | 343 LESLIE HWY | LEESBURG | Lee | 9088046 | 1 | [5 empty] | Removed from Ground | Gas (Historical Use) | 20000 | Not Marked/Unknown | 1997-09-24 | Not Marked
LEE COUNTY PUBLIC WORKS | 343 LESLIE HWY | LEESBURG | Lee | 9088046 | 2 | [5 empty] | Removed from Ground | Diesel | 20000 | Not Marked/Unknown | 1997-09-24 | Not Marked
SONA FOOD INC | 1405 US 82 | LEESBURG | Lee | 9088052 | 1A | Ball Float | 1997-01-01 | FALSE | 1997-01-01 | FALSE | Currently in Use | Premium | 6000 | Composite | 1997-01-01 | Double-Walled Flex | Pressurized
SONA FOOD INC | 1405 US 82 | LEESBURG | Lee | 9088052 | 1B |  | 1997-01-01 | FALSE | 1997-01-01 | FALSE | Currently in Use | Diesel | 4000 | Composite | 1997-01-01 | Double-Walled Flex | Pressurized
SONA FOOD INC | 1405 US 82 | LEESBURG | Lee | 9088052 | 2 | Ball Float | 1997-01-01 | FALSE | 1997-01-01 | FALSE | Currently in Use | E-10 | 10000 | Composite | 1997-01-01 | Double-Walled Flex | Pressurized
SONA FOOD INC | 1405 US 82 | LEESBURG | Lee | 9088052 | 3 |  | 1997-01-01 | FALSE | 1997-01-01 | FALSE | Currently in Use | Gas (Historical Use) | 10000 | Composite | 1997-01-01 | Double-Walled Flex | Pressurized
PITTS BROS CONVENIENCE STORES | 275 HWY 19 S | LEESBURG | Lee | 9088053 | 1 | Ball Float | 1996-11-11 | TRUE | 1996-11-11 | FALSE | Currently in Use | Premium | 10000 | Composite | 1996-11-11 | Double-Walled Flex | Pressurized
PITTS BROS CONVENIENCE STORES | 275 HWY 19 S | LEESBURG | Lee | 9088053 | 2 |  | 1996-11-11 | TRUE | 1996-11-11 |  | Closed in Ground | Gas (Historical Use) | 10000 | Composite | 1996-11-11 | Double-Walled Flex | Pressurized
PITTS BROS CONVENIENCE STORES | 275 HWY 19 S | LEESBURG | Lee | 9088053 | 3 | Flapper Valve | 1996-11-11 | TRUE | 1996-11-11 | FALSE | Currently in Use | Diesel | 10000 | Composite | 1996-11-11 | Double-Walled Flex | Pressurized
PITTS BROS CONVENIENCE STORES | 275 HWY 19 S | LEESBURG | Lee | 9088053 | 4 | Flapper Valve | 2006-10-10 | FALSE | 2006-10-10 | FALSE | Currently in Use | E-10 | 20000 | Fiberglass Double Walled | 2006-09-25 | Double-Walled Flex | Pressurized
JACK M FORE OIL CO | 101 N WALNUT | LEESBURG | Lee | 9088054 | 1 | [5 empty] | Removed from Ground | Gas (Historical Use) | 0 | Bare Steel | 1979-01-01 | Galvanized Steel | Suction (American)
JACK M FORE OIL CO | 101 N WALNUT | LEESBURG | Lee | 9088054 | 2 | [5 empty] | Removed from Ground | Gas (Historical Use) | 0 | Bare Steel | 1979-01-01 | Galvanized Steel | Suction (American)
JACK M FORE OIL CO | 101 N WALNUT | LEESBURG | Lee | 9088054 | 3 | [5 empty] | Removed from Ground | Gas (Historical Use) | 0 | Bare Steel | 1979-01-01 | Galvanized Steel | Suction (American)
JACK M FORE OIL CO | 101 N WALNUT | LEESBURG | Lee | 9088054 | 4 | [5 empty] | Removed from Ground | Gas (Historical Use) | 0 | Bare Steel | 1979-01-01 | Galvanized Steel | Suction (American)
JACK M FORE OIL CO | 101 N WALNUT | LEESBURG | Lee | 9088054 | 5 | [5 empty] | Removed from Ground | Gas (Historical Use) | 0 | Bare Steel | 1979-01-01 | Galvanized Steel | Suction (American)
JACK M FORE OIL CO | 101 N WALNUT | LEESBURG | Lee | 9088054 | 6 | [5 empty] | Removed from Ground | Diesel | 0 | Bare Steel | 1979-01-01 | Galvanized Steel | Suction (American)
JACK M FORE OIL CO | 101 N WALNUT | LEESBURG | Lee | 9088054 | 7 | [5 empty] | Removed from Ground | Diesel | 0 | Bare Steel | 1979-01-01 | Galvanized Steel | Suction (American)
JACK M FORE OIL CO | 101 N WALNUT | LEESBURG | Lee | 9088054 | 8 | [5 empty] | Removed from Ground | Kerosene | 0 | Bare Steel | 1979-01-01 | Galvanized Steel | Suction (American)
LEDO COMPLEX | 3007 N SLAPPEY BLVD | ALBANY | Lee | 9088055 | 1 | [5 empty] | Removed from Ground | Diesel | 3000 | Bare Steel | 2000-04-10 | Galvanized Steel | Suction (American)
UNA M PATE | 227 WALNUT ST | LEESBURG | Lee | 9088057 | 1 | [5 empty] | Removed from Ground | Gas (Historical Use) | 3000 | Bare Steel | 2000-10-13 | Bare Steel
UNA M PATE | 227 WALNUT ST | LEESBURG | Lee | 9088057 | 2 | [5 empty] | Removed from Ground | Gas (Historical Use) | 1000 | Bare Steel | 2000-10-13 | Bare Steel
MURPHY USA #6633 | 2829 LEDO RD | ALBANY | Lee | 9088058 | 1 | Flapper Valve | 2000-11-16 | FALSE | 2000-11-14 | FALSE | Currently in Use | E-10 | 12000 | Fiberglass Double Walled | 2000-11-01 | Double-Walled Flex | Pressurized
MURPHY USA #6633 | 2829 LEDO RD | ALBANY | Lee | 9088058 | 2 | Flapper Valve | 2000-11-16 | FALSE | 2000-11-14 | FALSE | Currently in Use | E-10 | 12000 | Fiberglass Double Walled | 2000-11-01 | Double-Walled Flex | Pressurized
MURPHY USA #6633 | 2829 LEDO RD | ALBANY | Lee | 9088058 | 3A | Flapper Valve | 2000-11-16 | FALSE | 2000-11-14 | FALSE | Currently in Use | Premium | 6000 | Fiberglass Double Walled | 2000-11-01 | Double-Walled Flex | Pressurized
MURPHY USA #6633 | 2829 LEDO RD | ALBANY | Lee | 9088058 | 3B | Flapper Valve | 2000-11-16 | FALSE | 2000-11-14 | FALSE | Currently in Use | Diesel | 6000 | Fiberglass Double Walled | 2000-11-01 | Double-Walled Flex | Pressurized
MORELAND STORE/POSSUM CORNER STO | 1687 HWY 32 EAST | LEESBURG | Lee | 9088059 | 1 | [5 empty] | Removed from Ground | Gas (Historical Use) | 500 | Not Marked/Unknown | 1997-09-01 | Not Marked
MORELAND STORE/POSSUM CORNER STO | 1687 HWY 32 EAST | LEESBURG | Lee | 9088059 | 2 | [5 empty] | Removed from Ground | Gas (Historical Use) | 500 | Not Marked/Unknown | 1997-09-01 | Not Marked
MORELAND STORE/POSSUM CORNER STO | 1687 HWY 32 EAST | LEESBURG | Lee | 9088059 | 3 | [5 empty] | Removed from Ground | Gas (Historical Use) | 500 | Not Marked/Unknown | 1997-09-01 | Not Marked
LEE COUNTY PUBLIC WORKS | 759 HWY 32 E | LEESBURG | Lee | 9088060 | 1 | Overfill Alarm | 1998-09-09 | FALSE | 1998-09-09 | FALSE | Currently in Use | E-10 | 10000 | Composite | 1998-09-09 |  | Pressurized
LEE COUNTY PUBLIC WORKS | 759 HWY 32 E | LEESBURG | Lee | 9088060 | 2 | Overfill Alarm | 1998-09-09 | FALSE | 1998-09-09 | FALSE | Currently in Use | Diesel | 10000 | Composite | 1998-09-09 |  | Pressurized
LEE COUNTY PUBLIC WORKS | 759 HWY 32 E | LEESBURG | Lee | 9088060 | 3 |  | 2008-08-07 | FALSE | 1998-09-09 | FALSE | Currently in Use | Used Oil | 300 | Composite | 1998-09-09 | Fiberglass Reinforced Plastic | Safe Suction (Euro)
GDC LEESBURG | 153 Pinewood Rd | Leesburg | Lee | UST-SLOC-9088024 | 1 | [5 empty] | Removed from Ground | Diesel | 2500 | Bare Steel | 1980-01-01 | Bare Steel
GDC LEESBURG | 153 Pinewood Rd | Leesburg | Lee | UST-SLOC-9088024 | 2 | Flapper Valve | 1997-01-15 | FALSE | 1997-01-15 | FALSE | Currently in Use | Diesel | 2500 | Fiberglass Double Walled | 1997-01-15 | Fiberglass Reinforced Plastic | Safe Suction (Euro)
GDC LEESBURG | 153 Pinewood Rd | Leesburg | Lee | UST-SLOC-9088047 | 1 | [5 empty] | Removed from Ground | Diesel | 2500 | Bare Steel | 1980-01-01 | Bare Steel
GDC LEESBURG | 153 Pinewood Rd | Leesburg | Lee | UST-SLOC-9088047 | 2 | Flapper Valve | 1997-01-18 | FALSE | 1997-01-18 | FALSE | Currently in Use | Diesel | 2500 | Fiberglass Double Walled | 1997-01-18 | Copper/Secondry Containment | Suction (American)
GDC LEESBURG | 153 Pinewood Rd | Leesburg | Lee | UST-SLOC-9088048 | 1 | [5 empty] | Removed from Ground | Diesel | 2500 | Bare Steel | 1980-01-01 | Bare Steel
GDC LEESBURG | 153 Pinewood Rd | Leesburg | Lee | UST-SLOC-9088048 | 2 | Flapper Valve | 1997-01-15 | FALSE | 1997-01-15 | FALSE | Currently in Use | Diesel | 2500 | Fiberglass Double Walled | 1997-01-15 | Copper/Secondry Containment | Safe Suction (Euro)
GDC LEESBURG | 153 Pinewood Rd | Leesburg | Lee | UST-SLOC-9088049 | 1 | [5 empty] | Removed from Ground | Diesel | 2500 | Bare Steel | 1980-01-01 | Bare Steel
GDC LEESBURG | 153 Pinewood Rd | Leesburg | Lee | UST-SLOC-9088049 | 2 | Flapper Valve | 1997-01-17 | FALSE | 1997-01-17 | FALSE | Currently in Use | Diesel | 2500 | Fiberglass Double Walled | 1997-01-17 | Copper/Secondry Containment | Safe Suction (Euro)
GDC LEESBURG | 153 Pinewood Rd | Leesburg | Lee | UST-SLOC-9088050 | 1 | [5 empty] | Removed from Ground | Diesel | 1000 | Bare Steel | 1966-01-01 | Bare Steel
GDC LEESBURG | 153 Pinewood Rd | Leesburg | Lee | UST-SLOC-9088051 | 1 | [5 empty] | Removed from Ground | Gas (Historical Use) | 1000 | Bare Steel | 1980-01-01 | Bare Steel
GDC LEESBURG | 153 Pinewood Rd | Leesburg | Lee | UST-SLOC-9088051 | 2 | [5 empty] | Removed from Ground | Diesel | 1000 | Bare Steel | 1980-01-01 | Bare Steel
GDC LEESBURG | 153 Pinewood Rd | Leesburg | Lee | UST-SLOC-9088051 | 3 | Flapper Valve | 1996-12-01 | FALSE | 1996-12-01 | FALSE | Currently in Use | Regular | 4000 | Fiberglass Double Walled | 1996-12-01 | Double-Walled Fiberglass | Safe Suction (Euro)
GDC LEESBURG | 153 Pinewood Rd | Leesburg | Lee | UST-SLOC-9088051 | 4 | Flapper Valve | 1996-12-01 | FALSE | 1996-12-01 | FALSE | Currently in Use | Diesel | 2000 | Fiberglass Double Walled | 1996-12-01 | Double-Walled Fiberglass | Safe Suction (Euro)
FLASH FOODS #292 | 274 US HWY 19 SOUTH | LEESBURG | Lee | 10001223 | 1 | Flapper Valve | 2006-08-15 | FALSE | 2006-08-15 | FALSE | Currently in Use | Regular | 15000 | Composite Double Walled | 2006-08-15 | Double-Walled Fiberglass | Pressurized
FLASH FOODS #292 | 274 US HWY 19 SOUTH | LEESBURG | Lee | 10001223 | 2 | Flapper Valve | 2006-08-15 | FALSE | 2006-08-15 | FALSE | Currently in Use | Premium | 8000 | Composite Double Walled | 2006-08-15 | Double-Walled Fiberglass | Pressurized
FLASH FOODS #292 | 274 US HWY 19 SOUTH | LEESBURG | Lee | 10001223 | 3 | Flapper Valve | 2006-08-15 | FALSE | 2006-08-15 | FALSE | Currently in Use | Diesel | 8000 | Composite Double Walled | 2006-08-15 | Double-Walled Fiberglass | Pressurized
MCCLESKY MILLS | 197 RHODES ST | SMITHVILLE | Lee | 10000906 | 1 | Flapper Valve | 2005-01-03 | FALSE | 2005-01-03 | FALSE | Currently in Use | E-10 | 2000 | Composite | 2005-01-10 | Steel/FG Secondary containment | Safe Suction (Euro)
MCCLESKY MILLS | 197 RHODES ST | SMITHVILLE | Lee | 10000906 | 2 | Flapper Valve | 2005-01-03 | FALSE | 2005-01-03 | FALSE | Currently in Use | Diesel | 2000 | Composite | 2005-01-10 | Steel/FG Secondary containment | Safe Suction (Euro)
SMITHVILLE GROCERY | 112 STANTON DR | SMITHVILLE | Lee | 10000731 | 1A | Ball Float | 2000-06-10 | FALSE | 2000-06-10 | FALSE | Currently in Use | E-10 | 8000 | Composite | 2000-06-10 | Fiberglass Reinforced Plastic | Pressurized
SMITHVILLE GROCERY | 112 STANTON DR | SMITHVILLE | Lee | 10000731 | 1B | Ball Float | 2000-06-10 | FALSE | 2000-06-10 | FALSE | Currently in Use | Premium | 4000 | Composite | 2000-06-10 | Fiberglass Reinforced Plastic | Pressurized
EASY TRIP | 1487 PHILEMA RD | LEESBURG | Lee | 10002477 | 1 | Ball Float | 2014-01-30 | FALSE | 2014-01-30 | FALSE | Currently in Use | Diesel | 5000 | Composite Double Walled | 2014-01-30 | Double-Walled Fiberglass | Pressurized
EASY TRIP | 1487 PHILEMA RD | LEESBURG | Lee | 10002477 | 2 | Ball Float | 2014-01-30 | FALSE | 2014-01-30 | FALSE | Currently in Use | Plus | 5000 | Composite Double Walled | 2014-01-30 | Double-Walled Fiberglass | Pressurized
EASY TRIP | 1487 PHILEMA RD | LEESBURG | Lee | 10002477 | 3 | Ball Float | 2014-01-30 | FALSE | 2014-01-30 | FALSE | Currently in Use | Plus | 5000 | Composite Double Walled | 2014-01-30 | Double-Walled Fiberglass | Pressurized
EASY TRIP | 1487 PHILEMA RD | LEESBURG | Lee | 10002477 | 4 | Ball Float | 2014-01-30 | FALSE | 2014-01-30 | FALSE | Currently in Use | E-10 | 15000 | Tank Jacket | 2014-01-30 | Double-Walled Fiberglass | Pressurized
SALTLICK ALBANY LLC | 1211 HWY 82 | LEESBURG | Lee | 10002360 | 1A | Ball Float | 2013-10-01 | FALSE | 2013-10-01 | FALSE | Currently in Use | E-10 | 15000 | Composite Double Walled | 2013-10-01 | Double-Walled Flex | Pressurized
SALTLICK ALBANY LLC | 1211 HWY 82 | LEESBURG | Lee | 10002360 | 1B | Ball Float | 2013-10-01 | FALSE | 2013-10-01 | FALSE | Currently in Use | Premium | 5000 | Composite Double Walled | 2013-10-01 | Double-Walled Flex | Pressurized
SALTLICK ALBANY LLC | 1211 HWY 82 | LEESBURG | Lee | 10002360 | 1C |  | 2013-10-01 | FALSE | 2013-10-01 | FALSE | Currently in Use | Diesel | 5000 | Composite Double Walled | 2013-10-01 | Double-Walled Flex | Pressurized
LEE COUNTY SHERIFFS DEPARTMENT | 134 COURTHOUSE AVE | LEESBURG | Lee | 880001 | 1 | [5 empty] | Removed from Ground | Gas (Historical Use) | 5000 | Bare Steel | 1973-01-01 | Galvanized Steel
ALDRIDGE JORDAN INC | 3000 PALMYRA RD | ALBANY | Lee | 880003 | 1 | [5 empty] | Removed from Ground | Diesel | 2000 | Bare Steel | 1974-01-01 | Galvanized Steel
LEE CO ELEM SCHOOL | 110 STARKSVILLE AVE | LEESBURG | Lee | 880022 | 3 | [5 empty] | Removed from Ground | Gas (Historical Use) | 1000 | Bare Steel | 1990-04-17 | Galvanized Steel
LEE CO ELEM SCHOOL | 110 STARKSVILLE AVE | LEESBURG | Lee | 880022 | 4 | [5 empty] | Removed from Ground | Diesel | 2000 | Bare Steel | 1994-07-01 | Copper
LEE CO ELEM SCHOOL | 110 STARKSVILLE AVE | LEESBURG | Lee | 880022 | 5 | [5 empty] | Removed from Ground | Diesel | 250 | Bare Steel | 1994-07-01 | Copper
LEE CO ELEM SCHOOL | 110 STARKSVILLE AVE | LEESBURG | Lee | 880022 | 6 | [5 empty] | Removed from Ground | Diesel | 250 | Bare Steel | 1994-07-01 | Copper
MACHINE SHOP | 561 USRY RD | SMITHVILLE | Lee | 880025 | 1 | [5 empty] | Removed from Ground | Diesel | 4000 | Bare Steel | 1976-01-01 | Galvanized Steel
MACHINE SHOP | 561 USRY RD | SMITHVILLE | Lee | 880025 | 2 | [5 empty] | Removed from Ground | Gas (Historical Use) | 4000 | Bare Steel | 1976-01-01 | Galvanized Steel
ABY-RCAG | HWY 32/.1 MI NORTH OF PALMYRA RD | LEESBURG | Lee | 470173 | 2 | [5 empty] | Removed from Ground | Gas (Historical Use) | 515 | Bare Steel | 1958-04-30 | Copper | Safe Suction (Euro)
ADDISON STEEL INC | 1920 LEDO RD | ALBANY | Lee | 470223 | 1 | [5 empty] | Removed from Ground | Gas (Historical Use) | 1000 | Bare Steel | 1982-05-06 | Galvanized Steel
ADDISON STEEL INC | 1920 LEDO RD | ALBANY | Lee | 470223 | 2 | [5 empty] | Removed from Ground | Diesel | 1500 | Bare Steel | 1978-05-07 | Galvanized Steel
OAKLAND PLANTATION | RT 2 OAKLAND RD | LEESBURG | Lee | 470338 | 1 | [5 empty] | Removed from Ground | Gas (Historical Use) | 2000 | Bare Steel | 1985-01-01 | Galvanized Steel
OAKLAND PLANTATION | RT 2 OAKLAND RD | LEESBURG | Lee | 470338 | 2 | [5 empty] | Removed from Ground | Diesel | 2000 | Bare Steel | 1985-01-01 | Galvanized Steel
OAKLAND PLANTATION | RT 2 OAKLAND RD | LEESBURG | Lee | 470338 | 3 | [5 empty] | Removed from Ground | Diesel | 500 | Bare Steel | 1985-01-01 | Galvanized Steel
PZD-VOR/ABY-VOR | HOLLY PLANTATION RD | ALBANY | Lee | 42386 | 1 | [5 empty] | Removed from Ground | Gas (Historical Use) | 515 | Bare Steel | 1980-04-24 | Copper | Safe Suction (Euro)
SANITARY PLUMBING/ROLAND PADRICK | 1574 EAST OGLETHORPE HWY | HINESVILLE | Liberty | 890002 | 1 | [5 empty] | Permanently Out of Use - historical purposes | Gas (Historical Use) | 3000 | Bare Steel | 1978-03-12 | Galvanized Steel
SANITARY PLUMBING/ROLAND PADRICK | 1574 EAST OGLETHORPE HWY | HINESVILLE | Liberty | 890002 | 2 | [5 empty] | Permanently Out of Use - historical purposes | Gas (Historical Use) | 6000 | Bare Steel | 1978-03-12 | Galvanized Steel
COASTAL UTILITIES INC | 100 RYAN AVE | HINESVILLE | Liberty | 890003 | 1 | [5 empty] | Removed from Ground | Diesel | 560 | Bare Steel | 1979-03-07 | Galvanized Steel | Suction (American)
GEO WILLIAMS CHEV-OLDS INC | HWY 82 P O BOX 438 | HINESVILLE | Liberty | 890004 | 1 | [5 empty] | Removed from Ground | Gas (Historical Use) | 1000 | Bare Steel | 1967-12-18 | Galvanized Steel
GEO WILLIAMS CHEV-OLDS INC | HWY 82 P O BOX 438 | HINESVILLE | Liberty | 890004 | 2 |  |  | TRUE |  | TRUE | Removed from Ground | Used Oil | 250 | Bare Steel | 1967-12-18 | Unknown
GA STATE PATROL POST 11 | 425 SOUTH OGLETHORPE HWY | HINESVILLE | Liberty | 890005 | 1 | [5 empty] | Removed from Ground | Gas (Historical Use) | 6000 | Bare Steel | 1976-03-08 | Galvanized Steel
SPARKERS #5 | 24 N COASTAL HWY 17 | MIDWAY | Liberty | 890006 | 1 |  | 1998-01-01 |  | 1998-01-01 |  | Currently in Use | Gas (Historical Use) | 8000 | Steel-Impressed Current | 1981-02-25 | Steel (Impressed Current) | Suction (American)
SPARKERS #5 | 24 N COASTAL HWY 17 | MIDWAY | Liberty | 890006 | 2 |  | 1998-01-01 |  | 1998-01-01 |  | Currently in Use | Gas (Historical Use) | 8000 | Steel-Impressed Current | 1981-02-25 | Steel (Impressed Current) | Suction (American)
SPARKERS #5 | 24 N COASTAL HWY 17 | MIDWAY | Liberty | 890006 | 3 |  | 1998-01-01 |  | 1998-01-01 |  | Currently in Use | Gas (Historical Use) | 8000 | Steel-Impressed Current | 1981-02-25 | Steel (Impressed Current) | Suction (American)
LAKE GEORGE GET N GO | 1604 LIMERICK RD | MIDWAY | Liberty | 890007 | 1 | Flapper Valve | 1997-10-01 | FALSE | 1997-10-01 | FALSE | Temporarily out of use | Gas (Historical Use) | 4000 | Steel-Impressed Current | 1976-02-27 | Steel (Impressed Current) | Suction (American)
LAKE GEORGE GET N GO | 1604 LIMERICK RD | MIDWAY | Liberty | 890007 | 2 | Flapper Valve | 1997-10-01 | FALSE | 1997-10-01 | FALSE | Temporarily out of use | Gas (Historical Use) | 4000 | Steel-Impressed Current | 1976-02-27 | Steel (Impressed Current) | Suction (American)
LAKE GEORGE GET N GO | 1604 LIMERICK RD | MIDWAY | Liberty | 890007 | 3 | [5 empty] | Permanently Out of Use - historical purposes | Empty | 500 | Marked Unknown | 1998-06-17
EMERALD PETROLEUM | 11223 S COASTAL HWY 17 | RICEBORO | Liberty | 890009 | 1 | Ball Float | 1982-01-01 | FALSE | 1982-01-01 | FALSE | Currently in Use | Regular | 10000 | Epoxy | 1982-01-01 | Fiberglass Reinforced Plastic | Pressurized
EMERALD PETROLEUM | 11223 S COASTAL HWY 17 | RICEBORO | Liberty | 890009 | 2 | Ball Float | 1982-01-01 | FALSE | 1982-01-01 | FALSE | Currently in Use | Plus | 10000 | Epoxy | 1982-01-01 | Fiberglass Reinforced Plastic | Pressurized
EMERALD PETROLEUM | 11223 S COASTAL HWY 17 | RICEBORO | Liberty | 890009 | 3 | Ball Float | 1982-01-01 | FALSE | 1982-01-01 | FALSE | Currently in Use | Premium | 10000 | Epoxy | 1982-01-01 | Fiberglass Reinforced Plastic | Pressurized
EMERALD PETROLEUM | 11223 S COASTAL HWY 17 | RICEBORO | Liberty | 890009 | 4 | Ball Float | 1982-01-01 | FALSE | 1982-01-01 | FALSE | Currently in Use | Diesel | 10000 | Epoxy | 1982-01-01 | Fiberglass Reinforced Plastic | Pressurized
EMERALD PETROLEUM | 11223 S COASTAL HWY 17 | RICEBORO | Liberty | 890009 | 5 |  | 2009-04-30 | FALSE | 2009-04-30 | FALSE | Temporarily out of use | Empty | 1000 | Fiberglass | 1982-01-01 | Fiberglass Reinforced Plastic
A C WHITE TRANSFER & STORAGE CO | PO BOX A-HARDMAN RD | WALTHOURVILLE | Liberty | 890011 | 1 | [5 empty] | Removed from Ground | Diesel | 5000 | Bare Steel | 1983-04-19 | Galvanized Steel
A C WHITE TRANSFER & STORAGE CO | PO BOX A-HARDMAN RD | WALTHOURVILLE | Liberty | 890011 | 2 | [5 empty] | Removed from Ground | Gas (Historical Use) | 5000 | Bare Steel | 1983-04-19 | Galvanized Steel
LIBERTY CO AIRFIELD | 267 HARRIS DR | HINESVILLE | Liberty | 890014 | 1 |  | 1998-07-22 |  | 1998-07-22 |  | Removed from Ground | Gas (Historical Use) | 2000 | Lined Interior | 1974-04-25 | Fiberglass Reinforced Plastic | Safe Suction (Euro)
MIDWAY TEXACO STATION | US HWY 17 & US HWY 84 | MIDWAY | Liberty | 890020 | 1 | [5 empty] | Removed from Ground | Gas (Historical Use) | 3000 | Bare Steel | 1958-05-07 | Galvanized Steel
MIDWAY TEXACO STATION | US HWY 17 & US HWY 84 | MIDWAY | Liberty | 890020 | 2 | [5 empty] | Removed from Ground | Gas (Historical Use) | 2000 | Bare Steel | 1958-05-07 | Galvanized Steel
MIDWAY TEXACO STATION | US HWY 17 & US HWY 84 | MIDWAY | Liberty | 890020 | 3 | [5 empty] | Removed from Ground | Gas (Historical Use) | 2000 | Bare Steel | 1958-05-07 | Galvanized Steel
MIDWAY TEXACO STATION | US HWY 17 & US HWY 84 | MIDWAY | Liberty | 890020 | 4 | [5 empty] | Removed from Ground | Gas (Historical Use) | 4000 | Bare Steel | 1958-05-07 | Galvanized Steel
LIBERTY SERVICE STATION | 104 NORTH MAIN ST | HINESVILLE | Liberty | 890021 | 1 | [5 empty] | Removed from Ground | Empty | 4000 | Bare Steel | 1941-05-11 | Galvanized Steel
LIBERTY SERVICE STATION | 104 NORTH MAIN ST | HINESVILLE | Liberty | 890021 | 2 | [5 empty] | Removed from Ground | Empty | 1000 | Bare Steel | 1941-05-11 | Galvanized Steel
LIBERTY SERVICE STATION | 104 NORTH MAIN ST | HINESVILLE | Liberty | 890021 | 3 | [5 empty] | Removed from Ground | Empty | 2000 | Bare Steel | 1976-05-02 | Galvanized Steel
LIBERTY SERVICE STATION | 104 NORTH MAIN ST | HINESVILLE | Liberty | 890021 | 4 | [5 empty] | Removed from Ground | Empty | 2000 | Bare Steel | 1976-05-02 | Galvanized Steel
LIBERTY SERVICE STATION | 104 NORTH MAIN ST | HINESVILLE | Liberty | 890021 | 5 | [5 empty] | Removed from Ground | Empty | 2000 | Bare Steel | 1976-05-02 | Galvanized Steel
ELTON HODGES GROCERY | MAIN ST | FLEMING | Liberty | 890022 | 1 | [5 empty] | Removed from Ground | Empty | 1000 | Bare Steel | 1951-05-09 | Galvanized Steel
ELTON HODGES GROCERY | MAIN ST | FLEMING | Liberty | 890022 | 2 | [5 empty] | Removed from Ground | Empty | 560 | Bare Steel | 1951-05-09 | Galvanized Steel
WILLIAMSON GROCERY | US HWY 82/84 | ALLENHURST | Liberty | 890023 | 1 | [5 empty] | Removed from Ground | Empty | 1000 | Bare Steel | 1978-05-02 | Galvanized Steel
WILLIAMSON GROCERY | US HWY 82/84 | ALLENHURST | Liberty | 890023 | 2 | [5 empty] | Removed from Ground | Empty | 3000 | Bare Steel | 1969-05-04 | Galvanized Steel
WILLIAMSON GROCERY | US HWY 82/84 | ALLENHURST | Liberty | 890023 | 3 | [5 empty] | Removed from Ground | Empty | 3000 | Bare Steel | 1969-05-04 | Galvanized Steel
WESTWARD HO | GA 196 WEST | HINESVILLE | Liberty | 890024 | 1 | [5 empty] | Closed in Ground | Gas (Historical Use) | 2000 | Bare Steel | 1962-01-01 | Galvanized Steel
WESTWARD HO | GA 196 WEST | HINESVILLE | Liberty | 890024 | 2 | [5 empty] | Closed in Ground | Gas (Historical Use) | 4000 | Bare Steel | 1962-01-01 | Galvanized Steel
WESTWARD HO | GA 196 WEST | HINESVILLE | Liberty | 890024 | 3 | [5 empty] | Closed in Ground | Gas (Historical Use) | 4000 | Bare Steel | 1962-01-01 | Galvanized Steel
WALTHOUR'S SERVICE STATION | HOLMESTOWN | MCINTOSH | Liberty | 890025 | 1 | [5 empty] | Removed from Ground | Empty | 560 | Bare Steel | 1966-05-05 | Galvanized Steel
WALTHOUR'S SERVICE STATION | HOLMESTOWN | MCINTOSH | Liberty | 890025 | 2 | [5 empty] | Removed from Ground | Empty | 560 | Bare Steel | 1966-05-05 | Galvanized Steel
TODD'S GROCERY | GA HWY 196 | GUM BRANCH | Liberty | 890026 | 1 | [5 empty] | Removed from Ground | Gas (Historical Use) | 1000 | Bare Steel | 1956-05-07 | Galvanized Steel
TODD'S GROCERY | GA HWY 196 | GUM BRANCH | Liberty | 890026 | 2 | [5 empty] | Removed from Ground | Gas (Historical Use) | 560 | Bare Steel | 1956-05-07 | Galvanized Steel
STRICKLAND OIL CO | 506 SOUTH MAINN ST | HINESVILLE | Liberty | 890027 | 1 | [5 empty] | Removed from Ground | Gas (Historical Use) | 1000 | Bare Steel | 1956-05-07 | Galvanized Steel
STRICKLAND OIL CO | 506 SOUTH MAINN ST | HINESVILLE | Liberty | 890027 | 2 | [5 empty] | Removed from Ground | Gas (Historical Use) | 1000 | Bare Steel | 1956-05-07 | Galvanized Steel
STRICKLAND OIL CO | 506 SOUTH MAINN ST | HINESVILLE | Liberty | 890027 | 3 | [5 empty] | Removed from Ground | Gas (Historical Use) | 3000 | Bare Steel | 1956-05-07 | Galvanized Steel
STRICKLAND OIL CO | 506 SOUTH MAINN ST | HINESVILLE | Liberty | 890027 | 4 | [5 empty] | Removed from Ground | Diesel | 3000 | Bare Steel | 1968-05-04 | Galvanized Steel
STRICKLAND OIL CO | 506 SOUTH MAINN ST | HINESVILLE | Liberty | 890027 | 5 | [5 empty] | Removed from Ground | Diesel | 4000 | Bare Steel | 1962-05-06 | Galvanized Steel
STRICKLAND OIL CO | 506 SOUTH MAINN ST | HINESVILLE | Liberty | 890027 | 6 | [5 empty] | Removed from Ground | Diesel | 4000 | Bare Steel | 1962-05-06 | Galvanized Steel
STRICKLAND OIL CO | 506 SOUTH MAINN ST | HINESVILLE | Liberty | 890027 | 7 | [5 empty] | Removed from Ground | Gas (Historical Use) | 6000 | Bare Steel | 1954-05-08 | Galvanized Steel
STRICKLAND OIL CO | 506 SOUTH MAINN ST | HINESVILLE | Liberty | 890027 | 8 | [5 empty] | Removed from Ground | Gas (Historical Use) | 6000 | Bare Steel | 1954-05-08 | Galvanized Steel
BROWN'S SVC STATION | US 17 SOUTH | RICEBORO | Liberty | 890029 | 1 | [5 empty] | Removed from Ground | Gas (Historical Use) | 3000 | Bare Steel | 1975-04-06 | Galvanized Steel
BROWN'S SVC STATION | US 17 SOUTH | RICEBORO | Liberty | 890029 | 2 | [5 empty] | Removed from Ground | Gas (Historical Use) | 3000 | Bare Steel | 1975-04-06 | Galvanized Steel
BROWN'S SVC STATION | US 17 SOUTH | RICEBORO | Liberty | 890029 | 3 | [5 empty] | Removed from Ground | Gas (Historical Use) | 4000 | Bare Steel | 1972-04-06 | Galvanized Steel
BILL CARTER GROCERY | US 82 & BILL CARTER RD | MCINTOSH | Liberty | 890030 | 1 | [5 empty] | Removed from Ground | Empty | 560 | Bare Steel | 1956-05-07 | Galvanized Steel
BILL CARTER GROCERY | US 82 & BILL CARTER RD | MCINTOSH | Liberty | 890030 | 2 | [5 empty] | Removed from Ground | Gas (Historical Use) | 1000 | Bare Steel | 1956-05-07 | Galvanized Steel
GILL'S GRILL | US HWY 17 NORTH | RICHMOND HILL | Liberty | 890033 | 1 | [5 empty] | Closed in Ground | Gas (Historical Use) | 1000 | Bare Steel | 1956-05-07 | Galvanized Steel
GILL'S GRILL | US HWY 17 NORTH | RICHMOND HILL | Liberty | 890033 | 2 | [5 empty] | Closed in Ground | Gas (Historical Use) | 1000 | Bare Steel | 1956-05-07 | Galvanized Steel
HWY 84 TEXACO | US HWY 84 & STEWART RD | HINESVILLE | Liberty | 890034 | 1 | [5 empty] | Removed from Ground | Gas (Historical Use) | 1000 | Bare Steel | 1952-05-08 | Galvanized Steel
HWY 84 TEXACO | US HWY 84 & STEWART RD | HINESVILLE | Liberty | 890034 | 2 | [5 empty] | Removed from Ground | Empty | 2000 | Bare Steel | 1952-05-08 | Galvanized Steel
HWY 84 TEXACO | US HWY 84 & STEWART RD | HINESVILLE | Liberty | 890034 | 3 | [5 empty] | Removed from Ground | Gas (Historical Use) | 4000 | Bare Steel | 1974-05-03 | Galvanized Steel
HWY 84 TEXACO | US HWY 84 & STEWART RD | HINESVILLE | Liberty | 890034 | 4 | [5 empty] | Removed from Ground | Gas (Historical Use) | 560 | Bare Steel | 1971-05-04 | Galvanized Steel
STATE OF GA OMS 6 | OGLETHORPE HWY | HINESVILLE | Liberty | 890035 | 1 | [5 empty] | Removed from Ground | Gas (Historical Use) | 5000 | Bare Steel | 1971-05-05 | Galvanized Steel
STATE OF GA OMS 6 | OGLETHORPE HWY | HINESVILLE | Liberty | 890035 | 2 | [5 empty] | Removed from Ground | Diesel | 4000 | Bare Steel | 1983-05-02 | Galvanized Steel
STATE OF GA OMS 6 | OGLETHORPE HWY | HINESVILLE | Liberty | 890035 | 3 |  |  | TRUE |  | TRUE | Permanently Out of Use - historical purposes | Used Oil | 500 | Bare Steel | 1981-05-02 | Bare Steel
BP FOOD MART | 251 GENERAL SCREVEN WAY | HINESVILLE | Liberty | 890039 | 1 | Flapper Valve | 1995-05-07 | TRUE | 1985-05-07 | TRUE | Currently in Use | Premium | 12000 | Composite Double Walled | 1985-05-07 | Double-Walled Fiberglass | Pressurized
BP FOOD MART | 251 GENERAL SCREVEN WAY | HINESVILLE | Liberty | 890039 | 2 | Flapper Valve | 1985-05-07 | TRUE | 1985-05-07 | TRUE | Currently in Use | E-0 | 12000 | Composite Double Walled | 1985-05-07 | Double-Walled Fiberglass | Pressurized
BP FOOD MART | 251 GENERAL SCREVEN WAY | HINESVILLE | Liberty | 890039 | 3 | Flapper Valve | 1995-05-07 | TRUE | 1985-05-07 | TRUE | Currently in Use | Regular | 12000 | Composite Double Walled | 1985-05-07 | Double-Walled Fiberglass | Pressurized
BP FOOD MART | 251 GENERAL SCREVEN WAY | HINESVILLE | Liberty | 890039 | 4 |  | 1985-05-07 | TRUE | 1985-05-07 | TRUE | Temporarily out of use | Gas (Historical Use) | 6000 | Composite Double Walled | 1985-05-07 | Double-Walled Fiberglass | Pressurized
BP FOOD MART | 251 GENERAL SCREVEN WAY | HINESVILLE | Liberty | 890039 | 5 | Flapper Valve | 1985-05-07 | TRUE | 1985-05-07 | TRUE | Currently in Use | Diesel | 6000 | Composite Double Walled | 1985-05-07 | Double-Walled Fiberglass | Pressurized
ENK280 | 715 OGLETHROPE AVE | HINESVILLE | Liberty | 890040 | 1 | Flapper Valve | 1992-05-20 | FALSE | 1992-05-20 | FALSE | Currently in Use | Plus | 12000 | Composite Double Walled | 1992-05-20 | Double-Walled Flex | Pressurized
ENK280 | 715 OGLETHROPE AVE | HINESVILLE | Liberty | 890040 | 2 | Flapper Valve | 1992-05-20 | FALSE | 1992-05-20 | FALSE | Currently in Use | Premium | 12000 | Composite Double Walled | 1992-05-20 | Double-Walled Flex | Pressurized
ENK280 | 715 OGLETHROPE AVE | HINESVILLE | Liberty | 890040 | 3 | Flapper Valve | 1992-05-20 | FALSE | 1992-05-20 | FALSE | Currently in Use | Regular | 12000 | Composite Double Walled | 1992-05-20 | Double-Walled Flex | Pressurized
ENK280 | 715 OGLETHROPE AVE | HINESVILLE | Liberty | 890040 | 4 |  | 1992-05-20 |  | 1992-05-20 |  | Currently in Use | Diesel | 6000 | Composite Double Walled | 1992-05-20 | Double-Walled Flex | Pressurized
ENK280 | 715 OGLETHROPE AVE | HINESVILLE | Liberty | 890040 | D1 | [5 empty] | Removed from Ground | Diesel | 4000 | Bare Steel | 1971-05-11 | Galvanized Steel
ENK280 | 715 OGLETHROPE AVE | HINESVILLE | Liberty | 890040 | NL1 | [5 empty] | Removed from Ground | Gas (Historical Use) | 4000 | Bare Steel | 1971-05-11 | Galvanized Steel
ENK280 | 715 OGLETHROPE AVE | HINESVILLE | Liberty | 890040 | NL2 | [5 empty] | Removed from Ground | Gas (Historical Use) | 4000 | Bare Steel | 1978-05-09 | Galvanized Steel
ENK280 | 715 OGLETHROPE AVE | HINESVILLE | Liberty | 890040 | P1 | [5 empty] | Removed from Ground | Gas (Historical Use) | 4000 | Bare Steel | 1971-05-11 | Galvanized Steel
ENK280 | 715 OGLETHROPE AVE | HINESVILLE | Liberty | 890040 | P2 | [5 empty] | Removed from Ground | Gas (Historical Use) | 4000 | Bare Steel | 1978-05-09 | Galvanized Steel
ENK280 | 715 OGLETHROPE AVE | HINESVILLE | Liberty | 890040 | P3 | [5 empty] | Removed from Ground | Gas (Historical Use) | 4000 | Bare Steel | 1977-05-09 | Galvanized Steel
ENK280 | 715 OGLETHROPE AVE | HINESVILLE | Liberty | 890040 | R1 | [5 empty] | Removed from Ground | Gas (Historical Use) | 4000 | Bare Steel | 1971-05-11 | Galvanized Steel
ENK280 | 715 OGLETHROPE AVE | HINESVILLE | Liberty | 890040 | R2 | [5 empty] | Removed from Ground | Gas (Historical Use) | 4000 | Bare Steel | 1971-05-11 | Galvanized Steel
ENK280 | 715 OGLETHROPE AVE | HINESVILLE | Liberty | 890040 | R3 | [5 empty] | Removed from Ground | Gas (Historical Use) | 4000 | Bare Steel | 1978-05-09 | Galvanized Steel
SIKES OIL CO INC | RT 1 BOX 34 Q | HINESVILLE | Liberty | 890041 | 1 | [5 empty] | Removed from Ground | Empty | 10000 | Bare Steel | 1983-05-08 | Galvanized Steel
SIKES OIL CO INC | RT 1 BOX 34 Q | HINESVILLE | Liberty | 890041 | 2 | [5 empty] | Removed from Ground | Gas (Historical Use) | 560 | Bare Steel | 1966-05-12 | Galvanized Steel
SIKES OIL CO INC | RT 1 BOX 34 Q | HINESVILLE | Liberty | 890041 | 3 | [5 empty] | Removed from Ground | Diesel | 560 | Bare Steel | 1966-05-12 | Galvanized Steel
GAULDENS CHEVRON | 200 EAST COURT ST | HINESVILLE | Liberty | 890042 | 1 | [5 empty] | Removed from Ground | Gas (Historical Use) | 1000 | Bare Steel | 1966-05-12 | Galvanized Steel
GAULDENS CHEVRON | 200 EAST COURT ST | HINESVILLE | Liberty | 890042 | 2 | [5 empty] | Removed from Ground | Gas (Historical Use) | 1000 | Bare Steel | 1966-05-12 | Galvanized Steel
GAULDENS CHEVRON | 200 EAST COURT ST | HINESVILLE | Liberty | 890042 | 3 | [5 empty] | Removed from Ground | Gas (Historical Use) | 560 | Bare Steel | 1966-05-12 | Galvanized Steel
FRASIER & SONS SERVICE STATION | HWY 17 | RICEBORO | Liberty | 890043 | 1 | [5 empty] | Removed from Ground | Gas (Historical Use) | 1000 | Bare Steel | 1966-05-12 | Galvanized Steel
FRASIER & SONS SERVICE STATION | HWY 17 | RICEBORO | Liberty | 890043 | 2 | [5 empty] | Removed from Ground | Gas (Historical Use) | 1000 | Bare Steel | 1966-05-12 | Galvanized Steel
FRASIER & SONS SERVICE STATION | HWY 17 | RICEBORO | Liberty | 890043 | 3 | [5 empty] | Removed from Ground | Gas (Historical Use) | 1000 | Bare Steel | 1966-05-12 | Galvanized Steel
FRASIER & SONS SERVICE STATION | HWY 17 | RICEBORO | Liberty | 890043 | 4 | [5 empty] | Removed from Ground | Gas (Historical Use) | 560 | Not Marked/Unknown | 1998-09-21 | Not Marked
GRANT SERVICE STATION | RT 1 BOX 31 | MIDWAY | Liberty | 890045 | 1 | [5 empty] | Removed from Ground | Empty | 2000 | Bare Steel | 1971-05-11 | Galvanized Steel | Suction (American)
GRANT SERVICE STATION | RT 1 BOX 31 | MIDWAY | Liberty | 890045 | 2 | [5 empty] | Removed from Ground | Gas (Historical Use) | 1000 | Bare Steel | 1971-05-11 | Galvanized Steel
GRANT SERVICE STATION | RT 1 BOX 31 | MIDWAY | Liberty | 890045 | 3 | [5 empty] | Removed from Ground | Gas (Historical Use) | 1000 | Bare Steel | 1971-05-11 | Galvanized Steel
L A SHUMAN | 8840 HWY 17 | RICHMOND HILL | Liberty | 890046 | 1 | [5 empty] | Permanently Out Of Use | Gas (Historical Use) | 2000 | Bare Steel | 1966-05-12 | Galvanized Steel | Suction (American)
L A SHUMAN | 8840 HWY 17 | RICHMOND HILL | Liberty | 890046 | 2 | [5 empty] | Permanently Out Of Use | Gas (Historical Use) | 2000 | Bare Steel | 1966-05-12 | Galvanized Steel | Suction (American)
LIBERTY CO BOARD OF EDUCATION | 4185 E OGLETHORPE HWY | HINESVILLE | Liberty | 890047 | 1 | Flapper Valve |  | FALSE |  | FALSE | Removed from Ground |  | 3000 | Bare Steel | 1976-05-09 | Galvanized Steel
LIBERTY CO BOARD OF EDUCATION | 4185 E OGLETHORPE HWY | HINESVILLE | Liberty | 890047 | 2 | Flapper Valve | 1991-02-01 | FALSE | 1991-02-01 | TRUE | Currently in Use | Diesel | 10000 | Galvanic (STIP-3) | 1991-02-01 | Fiberglass Reinforced Plastic | Pressurized
LIBERTY CO BOARD OF EDUCATION | 4185 E OGLETHORPE HWY | HINESVILLE | Liberty | 890047 | 3 | Flapper Valve | 1991-02-01 | FALSE | 1991-02-01 | TRUE | Currently in Use | Regular | 10000 | Galvanic (STIP-3) | 1991-02-01 | Fiberglass Reinforced Plastic | Pressurized
LIBERTY CONCRETE CO | HWY 196 & 84 | HINESVILLE | Liberty | 890048 | 1 | [5 empty] | Removed from Ground | Diesel | 1000 | Bare Steel | 1976-05-09 | Galvanized Steel
RICEBORO LUMBER CO | 2366 INTERSTATE RD | RICEBORO | Liberty | 890050 | 1 | [5 empty] | Removed from Ground | Diesel | 1000 | Bare Steel | 1984-05-07 | Galvanized Steel
RICEBORO LUMBER CO | 2366 INTERSTATE RD | RICEBORO | Liberty | 890050 | 2 | [5 empty] | Removed from Ground | Gas (Historical Use) | 560 | Bare Steel | 1984-05-07 | Galvanized Steel
PEAT FUEL CO | P O BOX 23977 SAVANNAH GA | HINESVILLE | Liberty | 890052 | 1 | [5 empty] | Removed from Ground | Diesel | 3000 | Bare Steel | 1984-05-07 | Galvanized Steel
PEAT FUEL CO | P O BOX 23977 SAVANNAH GA | HINESVILLE | Liberty | 890052 | 2 | [5 empty] | Removed from Ground | Gas (Historical Use) | 2000 | Bare Steel | 1984-05-07 | Galvanized Steel
TRITON #613 | I-95 & US 38 | MIDWAY | Liberty | 890053 | 1 |  |  |  | 1995-01-01 |  | Removed from Ground | Gas (Historical Use) | 10000 | Bare Steel | 1971-05-10 | Galvanized Steel | Pressurized
TRITON #613 | I-95 & US 38 | MIDWAY | Liberty | 890053 | 2 |  |  |  | 1995-01-01 |  | Removed from Ground | Gas (Historical Use) | 10000 | Bare Steel | 1971-05-10 | Galvanized Steel | Pressurized
TRITON #613 | I-95 & US 38 | MIDWAY | Liberty | 890053 | 3 |  |  |  | 1995-01-01 |  | Removed from Ground | Gas (Historical Use) | 8000 | Bare Steel | 1971-05-10 | Galvanized Steel | Pressurized
TRITON #613 | I-95 & US 38 | MIDWAY | Liberty | 890053 | 4 |  |  |  | 1995-01-01 |  | Removed from Ground | Diesel | 10000 | Bare Steel | 1971-05-10 | Galvanized Steel | Pressurized
HANDY LAND EXXON | 2570 GA -196 | HINESVILLE | Liberty | 890054 | 1 |  |  | FALSE |  | FALSE | Removed from Ground | Gas (Historical Use) | 4000 |  | 1991-08-01
HANDY LAND EXXON | 2570 GA -196 | HINESVILLE | Liberty | 890054 | 2 |  |  | FALSE |  | FALSE | Removed from Ground | Gas (Historical Use) | 1 |  | 1991-08-01
HANDY LAND EXXON | 2570 GA -196 | HINESVILLE | Liberty | 890054 | 3 |  |  | FALSE |  | FALSE | Removed from Ground | Used Oil | 1 |  | 1991-08-01
HANDY LAND EXXON | 2570 GA -196 | HINESVILLE | Liberty | 890054 | 4 |  |  | FALSE |  | FALSE | Removed from Ground | Used Oil | 1 |  | 1991-08-01
HANDY LAND EXXON | 2570 GA -196 | HINESVILLE | Liberty | 890054 | 5 | Flapper Valve | 1991-08-01 | FALSE | 1991-08-01 | FALSE | Currently in Use | Regular | 8000 | Galvanic (STIP-3) | 1991-08-01 | Fiberglass Reinforced Plastic | Pressurized
HANDY LAND EXXON | 2570 GA -196 | HINESVILLE | Liberty | 890054 | 6 | Flapper Valve | 1991-08-01 | FALSE | 1991-08-01 | FALSE | Currently in Use | Regular | 8000 | Galvanic (STIP-3) | 1991-08-01 | Fiberglass Reinforced Plastic | Pressurized
HANDY LAND EXXON | 2570 GA -196 | HINESVILLE | Liberty | 890054 | 7 | Flapper Valve | 1991-08-01 | FALSE | 1991-08-01 | FALSE | Currently in Use | Premium | 8000 | Galvanic (STIP-3) | 1991-08-01 | Fiberglass Reinforced Plastic | Pressurized
DERST BAKING CO WAREHOUSE | HWY 82 | HINESVILLE | Liberty | 890055 | 1 | [5 empty] | Removed from Ground | Empty | 500 | Bare Steel | 1962-05-14 | Unknown | Suction (American)
YELLOW BLUFF FISHING CAMP | RFD COLONEL'S ISLAND | MIDWAY | Liberty | 890056 | 1 | [5 empty] | Removed from Ground | Gas (Historical Use) | 1000 | Bare Steel | 1971-05-12 | Unknown
YELLOW BLUFF FISHING CAMP | RFD COLONEL'S ISLAND | MIDWAY | Liberty | 890056 | 2 | [5 empty] | Removed from Ground | Gas (Historical Use) | 2000 | Bare Steel | 1971-05-12 | Unknown
STUCKEYS | HWY 17 | MIDWAY | Liberty | 890057 | 1 | [5 empty] | Removed from Ground | Empty | 1000 | Bare Steel | 1966-05-13 | Galvanized Steel
STUCKEYS | HWY 17 | MIDWAY | Liberty | 890057 | 2 | [5 empty] | Removed from Ground | Gas (Historical Use) | 1000 | Bare Steel | 1966-05-13 | Galvanized Steel
STUCKEYS | HWY 17 | MIDWAY | Liberty | 890057 | 3 | [5 empty] | Removed from Ground | Gas (Historical Use) | 1000 | Bare Steel | 1966-05-13 | Galvanized Steel
RICEBORO STOP & SHOP | HWY 17 | RICEBORO | Liberty | 890058 | 1 | [5 empty] | Permanently Out Of Use | Empty | 2000 | Bare Steel | 1966-05-13 | Galvanized Steel
RICEBORO STOP & SHOP | HWY 17 | RICEBORO | Liberty | 890058 | 2 | [5 empty] | Permanently Out Of Use | Empty | 3000 | Bare Steel | 1966-05-13 | Galvanized Steel
RICEBORO STOP & SHOP | HWY 17 | RICEBORO | Liberty | 890058 | 3 | [5 empty] | Permanently Out Of Use | Empty | 3000 | Bare Steel | 1966-05-13 | Galvanized Steel
DENMARK OIL CO | 326 MEMORIAL DR | HINESVILLE | Liberty | 890059 | 1 | [5 empty] | Removed from Ground | Gas (Historical Use) | 2000 | Bare Steel | 1971-05-12 | Galvanized Steel
DENMARK OIL CO | 326 MEMORIAL DR | HINESVILLE | Liberty | 890059 | 2 | [5 empty] | Removed from Ground | Gas (Historical Use) | 2000 | Bare Steel | 1971-05-12 | Galvanized Steel
DENMARK OIL CO | 326 MEMORIAL DR | HINESVILLE | Liberty | 890059 | 3 | [5 empty] | Removed from Ground | Gas (Historical Use) | 2000 | Bare Steel | 1971-05-12 | Galvanized Steel
DENMARK OIL CO | 326 MEMORIAL DR | HINESVILLE | Liberty | 890059 | 4 | [5 empty] | Removed from Ground | Gas (Historical Use) | 2000 | Bare Steel | 1971-05-12 | Galvanized Steel
DENMARK OIL CO | 326 MEMORIAL DR | HINESVILLE | Liberty | 890059 | 5 | [5 empty] | Removed from Ground | Other | 500 | Not Marked/Unknown | 1994-08-29 | Not Marked
DENMARK OIL CO | 326 MEMORIAL DR | HINESVILLE | Liberty | 890059 | 6 | [5 empty] | Removed from Ground | Other | 2000 | Not Marked/Unknown | 1994-08-31 | Not Marked
DENMARK OIL CO | 326 MEMORIAL DR | HINESVILLE | Liberty | 890059 | 7 | [5 empty] | Removed from Ground | Other | 2000 | Not Marked/Unknown | 1994-08-31 | Not Marked
BENS AUTO REPAIR/MEMORIAL GULF S | 324 MEMORIAL DR | HINESVILLE | Liberty | 890060 | 1 | [5 empty] | Removed from Ground | Gas (Historical Use) | 1000 | Bare Steel | 1986-05-08 | Galvanized Steel
BENS AUTO REPAIR/MEMORIAL GULF S | 324 MEMORIAL DR | HINESVILLE | Liberty | 890060 | 2 | [5 empty] | Removed from Ground | Gas (Historical Use) | 1000 | Bare Steel | 1986-05-08 | Galvanized Steel
BENS AUTO REPAIR/MEMORIAL GULF S | 324 MEMORIAL DR | HINESVILLE | Liberty | 890060 | 3 | [5 empty] | Removed from Ground | Gas (Historical Use) | 1000 | Bare Steel | 1986-05-08 | Galvanized Steel
BENS AUTO REPAIR/MEMORIAL GULF S | 324 MEMORIAL DR | HINESVILLE | Liberty | 890060 | 4 |  |  | TRUE |  | TRUE | Removed from Ground | Used Oil | 500 | Bare Steel | 1986-05-08 | Galvanized Steel
FAST STOP | 1735 EG MILES PKWY | HINESVILLE | Liberty | 890061 | 1 | Flapper Valve | 1996-10-04 | FALSE | 1996-10-04 | FALSE | Currently in Use | Gas (Historical Use) | 6000 | Steel-Impressed Current | 1985-05-08 | Fiberglass Reinforced Plastic | Pressurized
FAST STOP | 1735 EG MILES PKWY | HINESVILLE | Liberty | 890061 | 2 | Flapper Valve | 1996-10-04 | FALSE | 1996-10-04 | FALSE | Currently in Use | Gas (Historical Use) | 6000 | Galvanic (STIP-3) | 1985-05-08 | Fiberglass Reinforced Plastic | Pressurized
FAST STOP | 1735 EG MILES PKWY | HINESVILLE | Liberty | 890061 | 3 | Flapper Valve | 1996-10-04 | FALSE | 1996-10-04 | FALSE | Currently in Use | Gas (Historical Use) | 6000 | Galvanic (STIP-3) | 1985-05-08 | Fiberglass Reinforced Plastic | Pressurized
THE ONE STOP | HWY 82 & GEN STEWART RD | HINESVILLE | Liberty | 890063 | 1 | [5 empty] | Removed from Ground | Gas (Historical Use) | 2000 | Bare Steel | 1966-05-13 | Galvanized Steel | Safe Suction (Euro)
THE ONE STOP | HWY 82 & GEN STEWART RD | HINESVILLE | Liberty | 890063 | 2 | [5 empty] | Removed from Ground | Gas (Historical Use) | 1000 | Bare Steel | 1966-05-13 | Galvanized Steel | Safe Suction (Euro)
THE ONE STOP | HWY 82 & GEN STEWART RD | HINESVILLE | Liberty | 890063 | 3 | [5 empty] | Removed from Ground | Gas (Historical Use) | 2000 | Bare Steel | 1966-05-13 | Galvanized Steel | Safe Suction (Euro)
E-Z QUICK STOP | 5420 GA-196 | HINESVILLE | Liberty | 890064 | 1A |  | 1994-06-01 |  | 1994-06-01 |  | Currently in Use | Gas (Historical Use) | 4000 | Steel-Impressed Current | 1983-05-09 | Cathodically Protected | Pressurized
E-Z QUICK STOP | 5420 GA-196 | HINESVILLE | Liberty | 890064 | 1B |  | 1994-06-01 |  | 1994-06-01 |  | Currently in Use | Gas (Historical Use) | 2000 | Steel-Impressed Current | 1983-05-09 | Cathodically Protected | Pressurized
E-Z QUICK STOP | 5420 GA-196 | HINESVILLE | Liberty | 890064 | 1C |  | 1994-06-01 |  | 1994-06-01 |  | Currently in Use | Gas (Historical Use) | 4000 | Steel-Impressed Current | 1983-05-09 | Cathodically Protected | Pressurized
E-Z QUICK STOP | 5420 GA-196 | HINESVILLE | Liberty | 890064 | 4 |  | 1994-06-01 |  | 1994-06-01 |  | Currently in Use | Diesel | 3000 | Steel-Impressed Current | 1983-05-09 | Cathodically Protected | Pressurized
E-Z QUICK STOP | 5420 GA-196 | HINESVILLE | Liberty | 890064 | 5 |  | 1996-05-01 |  | 1996-05-01 |  | Currently in Use | Gas (Historical Use) | 3000 | Composite | 1996-05-01 | Fiberglass Reinforced Plastic | Pressurized
E-Z QUICK STOP | 5420 GA-196 | HINESVILLE | Liberty | 890064 | 6 |  | 1996-05-01 |  | 1996-05-01 |  | Currently in Use | Gas (Historical Use) | 3000 | Composite | 1996-05-01 | Fiberglass Reinforced Plastic | Pressurized
WHITES GULF SERVICE | HWY 17 | MIDWAY | Liberty | 890065 | 1 | [5 empty] | Removed from Ground | Gas (Historical Use) | 1000 | Bare Steel | 1973-05-11 | Galvanized Steel
WHITES GULF SERVICE | HWY 17 | MIDWAY | Liberty | 890065 | 2 | [5 empty] | Removed from Ground | Gas (Historical Use) | 1000 | Bare Steel | 1973-05-11 | Galvanized Steel
WHITES GULF SERVICE | HWY 17 | MIDWAY | Liberty | 890065 | 3 | [5 empty] | Removed from Ground | Gas (Historical Use) | 1000 | Bare Steel | 1973-05-11 | Galvanized Steel
WHITES GULF SERVICE | HWY 17 | MIDWAY | Liberty | 890065 | 4 | [5 empty] | Removed from Ground | Gas (Historical Use) | 1000 | Bare Steel | 1973-05-11 | Galvanized Steel
ANDERSON'S CORNER | 5826 WEST OGLETHORPE | WALTHOURVILLE | Liberty | 890067 | 2 | [5 empty] | Removed from Ground | Gas (Historical Use) | 1000 | Bare Steel | 1968-05-12 | Galvanized Steel
ANDERSON'S CORNER | 5826 WEST OGLETHORPE | WALTHOURVILLE | Liberty | 890067 | 3 | [5 empty] | Removed from Ground | Gas (Historical Use) | 1000 | Bare Steel | 1968-05-12 | Galvanized Steel
ANDERSON'S CORNER | 5826 WEST OGLETHORPE | WALTHOURVILLE | Liberty | 890067 | 4 | [5 empty] | Removed from Ground | Empty | 500 | Bare Steel | 1968-05-12 | Galvanized Steel
ANDERSON'S CORNER | 5826 WEST OGLETHORPE | WALTHOURVILLE | Liberty | 890067 | 5 | [5 empty] | Removed from Ground | Gas (Historical Use) | 8000 | Cathodically Protected Steel | 1987-01-01 | Fiberglass Reinforced Plastic | Pressurized
ANDERSON'S CORNER | 5826 WEST OGLETHORPE | WALTHOURVILLE | Liberty | 890067 | 6 | [5 empty] | Removed from Ground | Gas (Historical Use) | 6000 | Cathodically Protected Steel | 1987-01-01 | Fiberglass Reinforced Plastic
ANDERSON'S CORNER | 5826 WEST OGLETHORPE | WALTHOURVILLE | Liberty | 890067 | 7 | [5 empty] | Removed from Ground | Empty | 6000 | Cathodically Protected Steel | 1987-01-01 | Fiberglass Reinforced Plastic | Pressurized
KWIK WAY #2 | GENERAL SCREVEN | HINESVILLE | Liberty | 890068 | 1 | [5 empty] | Removed from Ground | Empty | 1000 | Bare Steel | 1968-05-12 | Galvanized Steel
KWIK WAY #2 | GENERAL SCREVEN | HINESVILLE | Liberty | 890068 | 2 | [5 empty] | Removed from Ground | Empty | 1000 | Bare Steel | 1968-05-12 | Galvanized Steel
KWIK WAY #2 | GENERAL SCREVEN | HINESVILLE | Liberty | 890068 | 3 | [5 empty] | Removed from Ground | Empty | 1000 | Bare Steel | 1968-05-12 | Galvanized Steel
LIBERTY TRUCK CENTER | HWY 17 | MIDWAY | Liberty | 890069 | 1 | [5 empty] | Removed from Ground | Empty | 3000 | Bare Steel | 1966-05-13 | Galvanized Steel | Suction (American)
LIBERTY TRUCK CENTER | HWY 17 | MIDWAY | Liberty | 890069 | 2 | [5 empty] | Removed from Ground | Empty | 3000 | Bare Steel | 1966-05-13 | Galvanized Steel | Suction (American)
LIBERTY TRUCK CENTER | HWY 17 | MIDWAY | Liberty | 890069 | 3 | [5 empty] | Removed from Ground | Empty | 3000 | Bare Steel | 1966-05-13 | Galvanized Steel | Suction (American)
LIBERTY TRUCK CENTER | HWY 17 | MIDWAY | Liberty | 890069 | 4 | [5 empty] | Removed from Ground | Empty | 2000 | Bare Steel | 1966-05-13 | Galvanized Steel | Suction (American)
LIBERTY TRUCK CENTER | HWY 17 | MIDWAY | Liberty | 890069 | 5 | [5 empty] | Removed from Ground | Diesel | 3000 | Bare Steel | 1966-05-13 | Galvanized Steel | Suction (American)
LIBERTY TRUCK CENTER | HWY 17 | MIDWAY | Liberty | 890069 | 6 | [5 empty] | Removed from Ground | Empty | 2000 | Bare Steel | 1966-05-13 | Galvanized Steel
THE BIG WHEEL | HWY 17 | MIDWAY | Liberty | 890070 | 1 | [5 empty] | Removed from Ground | Empty | 1000 | Bare Steel | 1966-05-13 | Galvanized Steel | Suction (American)
THE BIG WHEEL | HWY 17 | MIDWAY | Liberty | 890070 | 2 | [5 empty] | Removed from Ground | Empty | 2000 | Bare Steel | 1966-05-13 | Galvanized Steel | Suction (American)
THE BIG WHEEL | HWY 17 | MIDWAY | Liberty | 890070 | 3 | [5 empty] | Removed from Ground | Empty | 3000 | Bare Steel | 1966-05-13 | Galvanized Steel | Suction (American)
THE BIG WHEEL | HWY 17 | MIDWAY | Liberty | 890070 | 4 | [5 empty] | Removed from Ground | Empty | 1000 | Bare Steel | 1966-05-13 | Galvanized Steel | Suction (American)
THE BIG WHEEL | HWY 17 | MIDWAY | Liberty | 890070 | 5 | [5 empty] | Removed from Ground | Empty | 2000 | Bare Steel | 1966-05-13 | Galvanized Steel | Suction (American)
THE BIG WHEEL | HWY 17 | MIDWAY | Liberty | 890070 | 6 | [5 empty] | Removed from Ground | Empty | 3000 | Bare Steel | 1986-05-08 | Galvanized Steel
TIMESAVER #14 | 201 GENERAL SCREVEN WAY & HWY 196 | HINESVILLE | Liberty | 890071 | 1 |  | 1998-01-27 |  | 1998-01-27 |  | Removed from Ground | Gas (Historical Use) | 8000 | Steel-Impressed Current | 1976-05-10 | Fiberglass Reinforced Plastic | Pressurized
TIMESAVER #14 | 201 GENERAL SCREVEN WAY & HWY 196 | HINESVILLE | Liberty | 890071 | 2 |  | 1998-01-27 |  | 1998-01-27 |  | Removed from Ground | Gas (Historical Use) | 8000 | Steel-Impressed Current | 1976-05-10 | Fiberglass Reinforced Plastic | Pressurized
TIMESAVER #14 | 201 GENERAL SCREVEN WAY & HWY 196 | HINESVILLE | Liberty | 890071 | 3 |  | 1998-01-27 |  | 1998-01-27 |  | Removed from Ground | Gas (Historical Use) | 8000 | Steel-Impressed Current | 1976-05-10 | Fiberglass Reinforced Plastic | Pressurized
OLD TIME SAVER 12 | HWY 196 | HINESVILLE | Liberty | 890072 | 1 | [5 empty] | Removed from Ground | Gas (Historical Use) | 8000 | Bare Steel | 1976-05-10 | Galvanized Steel
OLD TIME SAVER 12 | HWY 196 | HINESVILLE | Liberty | 890072 | 2 | [5 empty] | Removed from Ground | Gas (Historical Use) | 8000 | Bare Steel | 1976-05-10 | Galvanized Steel
OLD TIME SAVER 12 | HWY 196 | HINESVILLE | Liberty | 890072 | 3 | [5 empty] | Removed from Ground | Gas (Historical Use) | 8000 | Bare Steel | 1976-05-10 | Galvanized Steel
JOE'S SERVICE CENTER | 412 GENERAL SCREVEN HWY | HINESVILLE | Liberty | 890075 | 1 |  | 1998-04-02 | FALSE | 1998-04-02 | FALSE | Temporarily out of use | Gas (Historical Use) | 6020 | Steel-Impressed Current | 1984-05-08 | Cathodically Protected | Pressurized
JOE'S SERVICE CENTER | 412 GENERAL SCREVEN HWY | HINESVILLE | Liberty | 890075 | 2 |  | 1998-04-02 | FALSE | 1998-04-02 | FALSE | Temporarily out of use | Gas (Historical Use) | 6020 | Steel-Impressed Current | 1984-05-08 | Cathodically Protected | Pressurized
JOE'S SERVICE CENTER | 412 GENERAL SCREVEN HWY | HINESVILLE | Liberty | 890075 | 3 |  | 1998-04-02 | FALSE | 1998-04-02 | FALSE | Temporarily out of use | Diesel | 4010 | Steel-Impressed Current | 1984-05-08 | Cathodically Protected
JOE'S SERVICE CENTER | 412 GENERAL SCREVEN HWY | HINESVILLE | Liberty | 890075 | 4 |  | 1998-04-02 | FALSE | 1998-04-02 | FALSE | Temporarily out of use | Gas (Historical Use) | 2000 | Steel-Impressed Current | 1984-05-08 | Cathodically Protected | Pressurized
JOE'S SERVICE CENTER | 412 GENERAL SCREVEN HWY | HINESVILLE | Liberty | 890075 | 5 |  | 1998-04-02 |  | 1998-04-02 |  | Temporarily out of use | Diesel | 4000 | Steel-Impressed Current | 1984-05-08 | Cathodically Protected | Pressurized
INTERSTATE PAPER CORP | 2366 INTERSTATE RD | RICEBORO | Liberty | 890076 | 1 | [5 empty] | Removed from Ground | Empty | 1 | Bare Steel | 1968-05-12 | Galvanized Steel
INTERSTATE PAPER CORP | 2366 INTERSTATE RD | RICEBORO | Liberty | 890076 | 2 | [5 empty] | Removed from Ground | Gas (Historical Use) | 1 | Bare Steel | 1979-05-10 | Galvanized Steel
FLASH FOODS #03 | 1025 W OGLETHORPE | HINESVILLE | Liberty | 890077 | 1 | Flapper Valve | 1997-06-13 | FALSE | 1997-06-13 | FALSE | Currently in Use | Regular | 10000 | Steel-Impressed Current | 1980-05-08 | Double-Walled Fiberglass | Pressurized
FLASH FOODS #03 | 1025 W OGLETHORPE | HINESVILLE | Liberty | 890077 | 2 | Flapper Valve | 1997-06-13 | FALSE | 1997-06-13 | FALSE | Currently in Use | Premium | 10000 | Steel-Impressed Current | 1980-05-08 | Double-Walled Fiberglass | Pressurized
FLASH FOODS #03 | 1025 W OGLETHORPE | HINESVILLE | Liberty | 890077 | 3 |  | 1997-06-13 |  | 1997-06-13 |  | Currently in Use | Diesel | 10000 | Steel-Impressed Current | 1980-05-08 | Double-Walled Fiberglass | Pressurized
FLASH FOODS #6 | 725 E OGLETHORPE HWY | HINESVILLE | Liberty | 890078 | 1 | Flapper Valve | 1997-06-10 | FALSE | 1994-09-21 | FALSE | Removed from Ground | Regular | 10000 | Steel-Impressed Current | 1979-05-09 | Fiberglass Reinforced Plastic | Pressurized
FLASH FOODS #6 | 725 E OGLETHORPE HWY | HINESVILLE | Liberty | 890078 | 2 | Flapper Valve | 1997-06-10 | FALSE | 1994-09-21 | FALSE | Removed from Ground | Premium | 6000 | Steel-Impressed Current | 1979-05-09 | Fiberglass Reinforced Plastic | Pressurized
FLASH FOODS #6 | 725 E OGLETHORPE HWY | HINESVILLE | Liberty | 890078 | 3 | [5 empty] | Closed in Ground | Gas (Historical Use) | 6000 | Bare Steel | 1979-05-09 | Galvanized Steel
SAVE A TON | 925 E G MILES PKWY | HINESVILLE | Liberty | 890079 | 1 |  | 1999-03-01 |  | 1999-03-01 |  | Removed from Ground | Gas (Historical Use) | 8000 | Steel-Impressed Current | 1979-05-10 | Cathodically Protected | Safe Suction (Euro)
SAVE A TON | 925 E G MILES PKWY | HINESVILLE | Liberty | 890079 | 2 |  | 1999-03-01 |  | 1999-03-01 |  | Removed from Ground | Gas (Historical Use) | 6000 | Steel-Impressed Current | 1979-05-10 | Cathodically Protected | Safe Suction (Euro)
SAVE A TON | 925 E G MILES PKWY | HINESVILLE | Liberty | 890079 | 3 |  | 1999-03-01 |  | 1999-03-01 |  | Removed from Ground | Gas (Historical Use) | 6000 | Steel-Impressed Current | 1979-05-10 | Cathodically Protected | Safe Suction (Euro)
SAVE A TON | 925 E G MILES PKWY | HINESVILLE | Liberty | 890079 | 4A |  | 2004-12-28 | FALSE | 2004-12-28 | FALSE | Currently in Use | Regular | 8500 | Composite | 2004-12-28 | Fiberglass Reinforced Plastic | Pressurized
SAVE A TON | 925 E G MILES PKWY | HINESVILLE | Liberty | 890079 | 4B |  | 2004-12-28 | FALSE | 2004-12-28 | FALSE | Currently in Use | Premium | 3500 | Composite | 2004-12-28 | Fiberglass Reinforced Plastic | Pressurized
E Z TRIP | 908 OLMSTEAD DR | HINESVILLE | Liberty | 890080 | 1 | Flapper Valve | 1997-01-01 | FALSE | 1997-01-01 | FALSE | Currently in Use | Premium | 4000 | Steel-Impressed Current | 1982-05-09 | Steel (Impressed Current) | Safe Suction (Euro)
E Z TRIP | 908 OLMSTEAD DR | HINESVILLE | Liberty | 890080 | 2 | Flapper Valve | 1997-01-01 | FALSE | 1997-01-01 | FALSE | Currently in Use | E-10 | 4000 | Steel-Impressed Current | 1982-05-09 | Steel (Impressed Current) | Safe Suction (Euro)
E Z TRIP | 908 OLMSTEAD DR | HINESVILLE | Liberty | 890080 | 3 | Flapper Valve | 1997-01-01 | FALSE | 1997-01-01 | FALSE | Currently in Use | E-10 | 4000 | Steel-Impressed Current | 1982-05-09 | Steel (Impressed Current) | Safe Suction (Euro)
E Z TRIP | 908 OLMSTEAD DR | HINESVILLE | Liberty | 890080 | 4 |  | 1997-01-01 |  | 1997-01-01 |  | Temporarily out of use | Gas (Historical Use) | 4000 | Galvanic (STIP-3) | 1982-05-09 | Steel (Impressed Current) | Safe Suction (Euro)
ENK760 | 770 S MAIN ST | HINESVILLE | Liberty | 890081 | 1 |  | 1997-09-25 |  | 1997-09-25 |  | Removed from Ground | Gas (Historical Use) | 4000 | Steel-Impressed Current | 1981-05-09 | Cathodically Protected | Safe Suction (Euro)
ENK760 | 770 S MAIN ST | HINESVILLE | Liberty | 890081 | 2 |  | 1997-09-25 |  | 1997-09-25 |  | Removed from Ground | Gas (Historical Use) | 4000 | Steel-Impressed Current | 1981-05-09 | Cathodically Protected | Safe Suction (Euro)
ENK760 | 770 S MAIN ST | HINESVILLE | Liberty | 890081 | 3 |  | 1997-09-25 |  | 1997-09-25 |  | Removed from Ground | Gas (Historical Use) | 4000 | Steel-Impressed Current | 1981-05-09 | Cathodically Protected | Safe Suction (Euro)
ENK760 | 770 S MAIN ST | HINESVILLE | Liberty | 890081 | 4 |  | 1997-09-25 |  | 1997-09-25 |  | Removed from Ground | Gas (Historical Use) | 4000 | Cathodically Protected Steel | 1981-05-09 | Cathodically Protected
ENK760 | 770 S MAIN ST | HINESVILLE | Liberty | 890081 | 5A |  | 2008-07-01 | FALSE | 2008-07-01 | FALSE | Currently in Use | Gas (Historical Use) | 9000 | Composite Double Walled | 2008-07-01 | Double-Walled Fiberglass | Pressurized
ENK760 | 770 S MAIN ST | HINESVILLE | Liberty | 890081 | 5B |  | 2008-07-01 | FALSE | 2008-07-01 | FALSE | Currently in Use | Gas (Historical Use) | 3000 | Composite Double Walled | 2008-07-01 | Double-Walled Fiberglass | Pressurized
ENK772 | 241 MEMORIAL DR | HINESVILLE | Liberty | 890082 | 1 |  | 1997-01-01 |  | 1997-01-01 |  | Removed from Ground | Gas (Historical Use) | 4000 | Steel-Impressed Current | 1980-05-09 | Cathodically Protected | Suction (American)
ENK772 | 241 MEMORIAL DR | HINESVILLE | Liberty | 890082 | 2 |  | 1997-01-01 |  | 1997-01-01 |  | Removed from Ground | Gas (Historical Use) | 4000 | Steel-Impressed Current | 1980-05-09 | Cathodically Protected | Suction (American)
ENK772 | 241 MEMORIAL DR | HINESVILLE | Liberty | 890082 | 3 |  | 1997-01-01 |  | 1997-01-01 |  | Removed from Ground | Gas (Historical Use) | 4000 | Steel-Impressed Current | 1980-05-09 | Cathodically Protected | Suction (American)
ENK772 | 241 MEMORIAL DR | HINESVILLE | Liberty | 890082 | 4 |  | 1997-01-01 |  | 1997-01-01 |  | Removed from Ground | Gas (Historical Use) | 4000 | Steel-Impressed Current | 1980-05-09 | Cathodically Protected | Suction (American)
ENK772 | 241 MEMORIAL DR | HINESVILLE | Liberty | 890082 | 5A | Ball Float | 2013-02-01 | FALSE | 2013-02-01 | TRUE | Currently in Use | Regular | 10000 | Composite Double Walled | 2013-02-01 | Fiberglass Reinforced Plastic | Pressurized
ENK772 | 241 MEMORIAL DR | HINESVILLE | Liberty | 890082 | 5B | Ball Float | 2013-02-01 | FALSE | 2013-02-01 | TRUE | Currently in Use | E-0 | 2000 | Composite Double Walled | 2013-02-01 | Fiberglass Reinforced Plastic | Pressurized
ENK763 | 791 E G MILES & GEN COCHRAN | HINESVILLE | Liberty | 890083 | 1 |  | 1997-03-04 |  | 1997-03-04 |  | Removed from Ground | Gas (Historical Use) | 6000 | Steel-Impressed Current | 1985-05-08 | Cathodically Protected | Pressurized
ENK763 | 791 E G MILES & GEN COCHRAN | HINESVILLE | Liberty | 890083 | 2 |  | 1997-03-04 |  | 1997-03-04 |  | Removed from Ground | Gas (Historical Use) | 6000 | Steel-Impressed Current | 1985-05-08 | Cathodically Protected | Pressurized
ENK763 | 791 E G MILES & GEN COCHRAN | HINESVILLE | Liberty | 890083 | 3 |  | 1997-03-04 |  | 1997-03-04 |  | Removed from Ground | Gas (Historical Use) | 6000 | Steel-Impressed Current | 1985-05-08 | Cathodically Protected | Pressurized
ENK763 | 791 E G MILES & GEN COCHRAN | HINESVILLE | Liberty | 890083 | 4 |  | 2008-06-01 | FALSE | 2008-06-01 | FALSE | Removed from Ground | E-85 | 6000 | Composite Double Walled | 2008-06-01 | Double-Walled Fiberglass | Pressurized
ENK763 | 791 E G MILES & GEN COCHRAN | HINESVILLE | Liberty | 890083 | 5 | Flapper Valve | 2015-06-01 | FALSE | 2015-06-01 | FALSE | Currently in Use | Regular | 15000 | Composite Double Walled | 2015-06-01 | Double-Walled Fiberglass | Pressurized
ENK763 | 791 E G MILES & GEN COCHRAN | HINESVILLE | Liberty | 890083 | 6A | Flapper Valve | 2015-06-01 | FALSE | 2015-06-01 | FALSE | Currently in Use | Premium | 4000 | Composite Double Walled | 2015-06-01 | Double-Walled Fiberglass | Pressurized
ENK763 | 791 E G MILES & GEN COCHRAN | HINESVILLE | Liberty | 890083 | 6B | Flapper Valve | 2015-06-01 | FALSE | 2015-06-01 | FALSE | Currently in Use | E-0 | 4000 | Composite Double Walled | 2015-06-01 | Double-Walled Fiberglass | Pressurized
ENK763 | 791 E G MILES & GEN COCHRAN | HINESVILLE | Liberty | 890083 | 6C |  | 2015-06-01 | FALSE | 2015-06-01 | FALSE | Currently in Use | Diesel | 4000 | Composite Double Walled | 2015-06-01 | Double-Walled Fiberglass | Pressurized
ENK764 | 904 E G MILES PKWY & PINELAND AVE | HINESVILLE | Liberty | 890084 | 1 | Flapper Valve | 1998-11-01 | FALSE | 1998-11-01 | FALSE | Currently in Use | Regular | 6000 | Steel-Impressed Current | 1985-05-08 | Fiberglass Reinforced Plastic | Pressurized
ENK764 | 904 E G MILES PKWY & PINELAND AVE | HINESVILLE | Liberty | 890084 | 2 | Flapper Valve | 1998-11-01 | FALSE | 1998-11-01 | FALSE | Currently in Use | Premium | 6000 | Steel-Impressed Current | 1985-05-08 | Fiberglass Reinforced Plastic | Pressurized
ENK764 | 904 E G MILES PKWY & PINELAND AVE | HINESVILLE | Liberty | 890084 | 3 | Flapper Valve | 1998-11-01 | FALSE | 1998-11-01 | FALSE | Currently in Use | Regular | 6000 | Steel-Impressed Current | 1985-05-08 | Fiberglass Reinforced Plastic | Pressurized
ENK764 | 904 E G MILES PKWY & PINELAND AVE | HINESVILLE | Liberty | 890084 | 4 | Ball Float | 2004-10-13 | FALSE | 2004-10-13 | FALSE | Currently in Use | Diesel | 4000 | Composite | 2004-10-13 | Fiberglass Reinforced Plastic | Pressurized
TANK CAR NO 2 | U S 17 5 MILES NORTH | MIDWAY | Liberty | 890085 | 1 | [5 empty] | Permanently Out of Use - historical purposes | Empty | 3000 | Bare Steel | 1975-05-11 | Galvanized Steel
TANK CAR NO 2 | U S 17 5 MILES NORTH | MIDWAY | Liberty | 890085 | 2 | [5 empty] | Permanently Out of Use - historical purposes | Gas (Historical Use) | 2000 | Bare Steel | 1975-05-11 | Galvanized Steel
CARL T BLOUNT | RT 1 BOX 178-B | FLEMING | Liberty | 890087 | 1 | [5 empty] | Removed from Ground | Gas (Historical Use) | 3000 | Bare Steel | 1980-05-09 | Galvanized Steel
CARL T BLOUNT | RT 1 BOX 178-B | FLEMING | Liberty | 890087 | 2 | [5 empty] | Removed from Ground | Gas (Historical Use) | 3000 | Bare Steel | 1980-05-09 | Galvanized Steel
KWIK WAY FOODMART CORNERS | 743 ELMER G MILES PARKWAY | HINESVILLE | Liberty | 890088 | 1 | Flapper Valve | 1994-10-01 | FALSE | 1994-10-01 | FALSE | Currently in Use | Premium | 4000 | Steel-Impressed Current | 1982-05-09 | Cathodically Protected | Suction (American)
KWIK WAY FOODMART CORNERS | 743 ELMER G MILES PARKWAY | HINESVILLE | Liberty | 890088 | 2 | Flapper Valve | 1994-10-01 | FALSE | 1994-10-01 | FALSE | Currently in Use | Regular | 6000 | Steel-Impressed Current | 1982-05-09 | Cathodically Protected | Suction (American)
KWIK WAY FOODMART CORNERS | 743 ELMER G MILES PARKWAY | HINESVILLE | Liberty | 890088 | 3 |  | 1994-10-01 | FALSE | 1994-10-01 | FALSE | Temporarily out of use | Plus | 4000 | Steel-Impressed Current | 1982-05-09 | Cathodically Protected | Suction (American)
JALABAPA TRADING INC (SOMMERS #76) | 250 GENERAL SCREVEN RD | HINESVILLE | Liberty | 890089 | 1 | Flapper Valve | 1994-10-01 | FALSE | 1994-10-01 | FALSE | Currently in Use | Gas (Historical Use) | 10000 |  | 1985-05-08 | Fiberglass Reinforced Plastic | Pressurized
JALABAPA TRADING INC (SOMMERS #76) | 250 GENERAL SCREVEN RD | HINESVILLE | Liberty | 890089 | 2 | Flapper Valve | 1994-10-01 | FALSE | 1994-10-01 | FALSE | Currently in Use | Gas (Historical Use) | 10000 |  | 1985-05-08 | Fiberglass Reinforced Plastic | Pressurized
JALABAPA TRADING INC (SOMMERS #76) | 250 GENERAL SCREVEN RD | HINESVILLE | Liberty | 890089 | 3 | Flapper Valve | 1994-10-01 | FALSE | 1994-10-01 | FALSE | Currently in Use | Gas (Historical Use) | 10000 |  | 1985-05-08 | Fiberglass Reinforced Plastic | Pressurized
JALABAPA TRADING INC (SOMMERS #76) | 250 GENERAL SCREVEN RD | HINESVILLE | Liberty | 890089 | 4 | Flapper Valve | 1994-10-01 | FALSE | 1994-10-01 | FALSE | Currently in Use | Kerosene | 4000 |  | 1985-05-08 | Fiberglass Reinforced Plastic | Pressurized
JALABAPA TRADING INC (SOMMERS #76) | 250 GENERAL SCREVEN RD | HINESVILLE | Liberty | 890089 | 5 | Flapper Valve | 1994-10-01 | FALSE | 1994-10-01 | FALSE | Currently in Use | Diesel | 6000 |  | 1985-05-08 | Fiberglass Reinforced Plastic | Pressurized
TEXACO FOOD MART #1 | 1221 WEST OGLETHORPE HWY | HINESVILLE | Liberty | 890090 | 1 | [5 empty] | Removed from Ground | Gas (Historical Use) | 8000 | Bare Steel | 1980-05-09 | Galvanized Steel | Suction (American)
TEXACO FOOD MART #1 | 1221 WEST OGLETHORPE HWY | HINESVILLE | Liberty | 890090 | 14048 |  | 1992-06-21 | FALSE | 1992-06-21 | FALSE | Currently in Use | Regular | 6000 | Composite | 1992-06-20 | Cathodically Protected | Pressurized
TEXACO FOOD MART #1 | 1221 WEST OGLETHORPE HWY | HINESVILLE | Liberty | 890090 | 14049 |  | 1992-06-21 |  | 1992-06-21 |  | Currently in Use | Gas (Historical Use) | 6000 | Composite | 1992-06-20 | Cathodically Protected | Pressurized
TEXACO FOOD MART #1 | 1221 WEST OGLETHORPE HWY | HINESVILLE | Liberty | 890090 | 14050 |  | 1992-06-21 |  | 1992-06-21 |  | Currently in Use | Gas (Historical Use) | 6000 | Composite | 1992-06-20 | Cathodically Protected | Pressurized
TEXACO FOOD MART #1 | 1221 WEST OGLETHORPE HWY | HINESVILLE | Liberty | 890090 | 2 | [5 empty] | Removed from Ground | Gas (Historical Use) | 8000 | Bare Steel | 1980-05-09 | Galvanized Steel | Suction (American)
TEXACO FOOD MART #1 | 1221 WEST OGLETHORPE HWY | HINESVILLE | Liberty | 890090 | 3 | [5 empty] | Removed from Ground | Gas (Historical Use) | 8000 | Bare Steel | 1980-05-09 | Galvanized Steel | Suction (American)
PAL N FOODMART | 16 Leroy Coffer Dr | MIDWAY | Liberty | 890091 | 1 |  | 1998-11-01 | FALSE | 1998-11-01 | FALSE | Currently in Use | Premium | 10000 | Galvanic (STIP-3) | 1985-05-07 | Fiberglass Reinforced Plastic | Pressurized
PAL N FOODMART | 16 Leroy Coffer Dr | MIDWAY | Liberty | 890091 | 2 |  | 1998-11-01 | FALSE | 1998-11-01 | FALSE | Currently in Use | Regular | 10000 | Galvanic (STIP-3) | 1985-05-07 | Fiberglass Reinforced Plastic | Pressurized
PAL N FOODMART | 16 Leroy Coffer Dr | MIDWAY | Liberty | 890091 | 3 |  | 1998-11-01 | FALSE | 1998-11-01 | FALSE | Currently in Use | Diesel On Road | 8000 | Galvanic (STIP-3) | 1985-05-07 | Fiberglass Reinforced Plastic | Pressurized
HINESVILLE AMOCO | 323 MEMORIAL DR | HINESVILLE | Liberty | 890097 | 1 | [5 empty] | Removed from Ground | Gas (Historical Use) | 8000 | Bare Steel | 1980-05-09 | Galvanized Steel
HINESVILLE AMOCO | 323 MEMORIAL DR | HINESVILLE | Liberty | 890097 | 2 | [5 empty] | Removed from Ground | Gas (Historical Use) | 8000 | Bare Steel | 1980-05-09 | Galvanized Steel
HINESVILLE AMOCO | 323 MEMORIAL DR | HINESVILLE | Liberty | 890097 | 3 | [5 empty] | Removed from Ground | Gas (Historical Use) | 8000 | Bare Steel | 1980-05-09 | Galvanized Steel
MIDWAY EXPRESS | HWY 82 | MIDWAY | Liberty | 890098 | 1 | [5 empty] | Removed from Ground | Gas (Historical Use) | 6000 | Bare Steel | 1977-05-10 | Galvanized Steel
MIDWAY EXPRESS | HWY 82 | MIDWAY | Liberty | 890098 | 2 | [5 empty] | Removed from Ground | Gas (Historical Use) | 6000 | Bare Steel | 1977-05-10 | Galvanized Steel
MIDWAY EXPRESS | HWY 82 | MIDWAY | Liberty | 890098 | 3 | [5 empty] | Removed from Ground | Gas (Historical Use) | 6000 | Bare Steel | 1977-05-10 | Galvanized Steel
MIDWAY EXPRESS | HWY 82 | MIDWAY | Liberty | 890098 | 4 | [5 empty] | Removed from Ground | Gas (Historical Use) | 6000 | Bare Steel | 1977-05-10 | Galvanized Steel
MIDWAY EXPRESS | HWY 82 | MIDWAY | Liberty | 890098 | 5 | [5 empty] | Removed from Ground | Gas (Historical Use) | 6000 | Bare Steel | 1977-05-10 | Galvanized Steel
BRUCES AMOCO | 4546 COASTAL HWY | RICEBORO | Liberty | 890099 | 1 | [5 empty] | Removed from Ground | Gas (Historical Use) | 2000 | Bare Steel | 1983-05-09 | Galvanized Steel | Pressurized
BRUCES AMOCO | 4546 COASTAL HWY | RICEBORO | Liberty | 890099 | 2 | [5 empty] | Removed from Ground | Gas (Historical Use) | 2000 | Bare Steel | 1974-05-11 | Galvanized Steel | Pressurized
BRUCES AMOCO | 4546 COASTAL HWY | RICEBORO | Liberty | 890099 | 3 | [5 empty] | Removed from Ground | Empty | 2000 | Bare Steel | 1974-05-11 | Galvanized Steel | Pressurized
BRUCES AMOCO | 4546 COASTAL HWY | RICEBORO | Liberty | 890099 | 4 | [5 empty] | Removed from Ground | Kerosene | 200 | Bare Steel | 1974-05-11 | Galvanized Steel | Pressurized
FRIENDLY EXPRESS #46 | US HWY 82 & HWY 119 | WALTHOURVILLE | Liberty | 890100 | 1 |  | 1998-04-01 |  | 1998-04-01 |  | Currently in Use | Diesel | 6000 | Composite | 1987-01-01 | Fiberglass Reinforced Plastic | Pressurized
FRIENDLY EXPRESS #46 | US HWY 82 & HWY 119 | WALTHOURVILLE | Liberty | 890100 | 2 | Flapper Valve | 1998-04-01 | FALSE | 1998-04-01 | FALSE | Currently in Use | Regular | 10000 | Composite | 1987-01-01 | Fiberglass Reinforced Plastic | Pressurized
FRIENDLY EXPRESS #46 | US HWY 82 & HWY 119 | WALTHOURVILLE | Liberty | 890100 | 3 | Flapper Valve | 1998-04-01 | FALSE | 1998-04-01 | FALSE | Currently in Use | Premium | 10000 | Composite | 1987-01-01 | Fiberglass Reinforced Plastic | Pressurized
FRIENDLY EXPRESS #46 | US HWY 82 & HWY 119 | WALTHOURVILLE | Liberty | 890100 | 4 | Flapper Valve | 1998-04-01 | FALSE | 1998-04-01 | FALSE | Currently in Use | Regular | 6000 | Composite | 1987-01-01 | Fiberglass Reinforced Plastic | Pressurized
OGDEN CROSSROADS STORE | HWY 119 @BREMERTON FERRY | RICEBORO | Liberty | 890102 | 1 | [5 empty] | Permanently Out Of Use | Gas (Historical Use) | 3000 | Bare Steel | 1982-01-02 | Galvanized Steel | Suction (American)
OGDEN CROSSROADS STORE | HWY 119 @BREMERTON FERRY | RICEBORO | Liberty | 890102 | 2 | [5 empty] | Permanently Out Of Use | Gas (Historical Use) | 5000 | Bare Steel | 1982-01-02 | Galvanized Steel | Suction (American)
OGDEN CROSSROADS STORE | HWY 119 @BREMERTON FERRY | RICEBORO | Liberty | 890102 | 3 | [5 empty] | Permanently Out Of Use | Gas (Historical Use) | 4000 | Bare Steel | 1999-05-24 | Galvanized Steel | Suction (American)
OGDEN CROSSROADS STORE | HWY 119 @BREMERTON FERRY | RICEBORO | Liberty | 890102 | 4 | [5 empty] | Permanently Out Of Use | Gas (Historical Use) | 3000 | Bare Steel | 1999-05-24 | Galvanized Steel | Suction (American)
OGDEN CROSSROADS STORE | HWY 119 @BREMERTON FERRY | RICEBORO | Liberty | 890102 | 5 | [5 empty] | Permanently Out Of Use | Kerosene | 1000 | Bare Steel | 1999-05-24 | Galvanized Steel | Suction (American)
Midway Marathon | 13689 E OGLETHORPE HWY | MIDWAY | Liberty | 10002369 | 1 |  | 2014-10-01 | FALSE | 2014-10-01 | FALSE | Currently in Use | Regular | 12000 | Composite Double Walled | 2014-09-01 | Double-Walled Fiberglass | Pressurized
Midway Marathon | 13689 E OGLETHORPE HWY | MIDWAY | Liberty | 10002369 | 2A | Flapper Valve | 2014-10-01 | FALSE | 2014-10-01 | FALSE | Currently in Use | Premium | 8000 | Composite Double Walled | 2014-09-01 | Double-Walled Fiberglass | Pressurized
Midway Marathon | 13689 E OGLETHORPE HWY | MIDWAY | Liberty | 10002369 | 2B |  | 2014-10-01 | FALSE | 2014-10-01 | FALSE | Currently in Use | Diesel | 4000 | Composite Double Walled | 2014-09-01 | Double-Walled Fiberglass | Pressurized
Midway Marathon | 13689 E OGLETHORPE HWY | MIDWAY | Liberty | 10002369 | 3 | Overfill Alarm | 2019-04-12 | FALSE | 2019-04-12 | FALSE | Currently in Use | Regular | 12000 | Composite Double Walled | 2019-04-12 | Double-Walled Fiberglass | Gravity
WALMART NEIGHBORHOOD MARKWT #4525 | 1422 WEST OGLETHROPE HWY | HINESVILLE | Liberty | 10002469 | 1 | Flapper Valve | 2015-06-03 | FALSE | 2015-06-03 | FALSE | Currently in Use | Regular | 15000 | Fiberglass Double Walled | 2015-04-23 | Double-Walled Flex | Pressurized
WALMART NEIGHBORHOOD MARKWT #4525 | 1422 WEST OGLETHROPE HWY | HINESVILLE | Liberty | 10002469 | 2A | Flapper Valve | 2015-06-03 | FALSE | 2015-06-03 | FALSE | Currently in Use | Premium | 8000 | Fiberglass Double Walled | 2015-04-23 | Double-Walled Flex | Pressurized
WALMART NEIGHBORHOOD MARKWT #4525 | 1422 WEST OGLETHROPE HWY | HINESVILLE | Liberty | 10002469 | 3B | Flapper Valve | 2015-06-03 | FALSE | 2015-06-03 | FALSE | Currently in Use | Diesel | 7000 | Fiberglass Double Walled | 2015-04-23 | Double-Walled Flex | Pressurized
WALMART NEIGHBORHOOD MARKET #4519 | 801 E GENERAL STEWART WAY | HINESVILLE | Liberty | 10002519 | 1 | Flapper Valve | 2015-10-06 | FALSE | 2015-10-06 | FALSE | Currently in Use | Regular | 15000 | Fiberglass Double Walled | 2015-09-03 | Double-Walled Flex | Pressurized
WALMART NEIGHBORHOOD MARKET #4519 | 801 E GENERAL STEWART WAY | HINESVILLE | Liberty | 10002519 | 2A | Flapper Valve | 2015-10-06 | FALSE | 2015-10-06 | FALSE | Currently in Use | Premium | 8000 | Fiberglass Double Walled | 2015-09-03 | Double-Walled Flex | Pressurized
WALMART NEIGHBORHOOD MARKET #4519 | 801 E GENERAL STEWART WAY | HINESVILLE | Liberty | 10002519 | 2B | Flapper Valve | 2015-10-06 | FALSE | 2015-10-06 | FALSE | Currently in Use | Diesel | 7000 | Fiberglass Double Walled | 2015-09-03 | Double-Walled Flex | Pressurized
HINESVILLE/FT STEWART WWTP | 695 HERO Road | SAVANNAH | Liberty | 10002736 | 1 |  |  | FALSE |  | FALSE | Removed from Ground | Diesel | 5000 | Fiberglass Double Walled |  | Aboveground
PARKERS #60 | 5890 W OGLETHORPE HWY | HINESVILLE | Liberty | 10002599 | 1 | Flapper Valve | 2016-09-01 | FALSE | 2016-09-01 | FALSE | Currently in Use | Regular | 20000 | Tank Jacket | 2016-08-01 | Double-Walled Fiberglass | Pressurized
PARKERS #60 | 5890 W OGLETHORPE HWY | HINESVILLE | Liberty | 10002599 | 2 | Flapper Valve | 2016-09-01 | FALSE | 2016-09-01 | FALSE | Currently in Use | Premium | 5000 | Tank Jacket | 2016-08-01 | Double-Walled Fiberglass | Pressurized
PARKERS #60 | 5890 W OGLETHORPE HWY | HINESVILLE | Liberty | 10002599 | 3 | Flapper Valve | 2016-09-01 | FALSE | 2016-09-01 | FALSE | Currently in Use | E-0 | 5000 | Tank Jacket | 2016-08-01 | Double-Walled Fiberglass | Pressurized
PARKERS #60 | 5890 W OGLETHORPE HWY | HINESVILLE | Liberty | 10002599 | 4 | Flapper Valve | 2016-09-01 | FALSE | 2016-09-01 | FALSE | Currently in Use | Diesel | 5000 | Tank Jacket | 2016-08-01 | Double-Walled Fiberglass | Pressurized
A to Z Food Mart - Chevron | 113 E General Screven Way | Hinesville | Liberty | 10003032 | 1A | Flapper Valve | 2020-06-29 | FALSE | 2020-06-01 | FALSE | Currently in Use | Regular | 8000 | Composite Double Walled | 2020-05-11 | Double-Walled Fiberglass | Pressurized
A to Z Food Mart - Chevron | 113 E General Screven Way | Hinesville | Liberty | 10003032 | 1B | Flapper Valve | 2020-06-29 | FALSE | 2020-06-01 | FALSE | Currently in Use | Premium | 2500 | Composite Double Walled | 2020-05-11 | Double-Walled Fiberglass | Pressurized
A to Z Food Mart - Chevron | 113 E General Screven Way | Hinesville | Liberty | 10003032 | 1C | Flapper Valve | 2020-06-29 | FALSE | 2020-06-01 | FALSE | Currently in Use | Diesel | 2500 | Composite Double Walled | 2020-05-11 | Double-Walled Fiberglass | Pressurized
Kroger Fuel Center GA 487 | 555 W Oglethorpe Hwy | HINESVILLE | Liberty | 10002952 | 1 | Flapper Valve |  | FALSE | 2019-08-27 | FALSE | Currently in Use | Regular | 20000 | Fiberglass Double Walled | 2019-08-01 | Double-Walled Flex | Pressurized
Kroger Fuel Center GA 487 | 555 W Oglethorpe Hwy | HINESVILLE | Liberty | 10002952 | 2A | Flapper Valve |  | FALSE | 2019-08-27 | FALSE | Currently in Use | Premium | 8000 | Fiberglass Double Walled | 2019-08-01 | Double-Walled Flex | Pressurized
Kroger Fuel Center GA 487 | 555 W Oglethorpe Hwy | HINESVILLE | Liberty | 10002952 | 2B | Flapper Valve |  | FALSE | 2019-08-27 | FALSE | Currently in Use | Diesel | 10000 | Fiberglass Double Walled | 2019-08-01 | Double-Walled Flex | Pressurized
REPAIRS UNLIMITED (DOT PARCEL41) | 1635 LEROY COFFER ROAD | MIDWAY | Liberty | 10000777 | 1 |  |  | FALSE |  | FALSE | Removed from Ground | Not Marked | 0 | Unknown
LIBERTY CO BUS FACILITY | 100 TECHWOOD DR | HINESVILLE | Liberty | 10000954 | 1A | Ball Float | 2005-05-01 | FALSE | 2005-05-01 | FALSE | Currently in Use | Regular | 3000 | Fiberglass Double Walled | 2005-05-01 | Double-Walled Flex | Pressurized
LIBERTY CO BUS FACILITY | 100 TECHWOOD DR | HINESVILLE | Liberty | 10000954 | 1B | Ball Float | 2005-05-01 | FALSE | 2005-05-01 | FALSE | Currently in Use | Diesel | 10000 | Fiberglass Double Walled | 2005-05-01 | Double-Walled Flex | Pressurized
ENK740 | 203 W OGLETHORPE HWY | HINESVILLE | Liberty | 10000933 | 1A | Ball Float | 2005-05-01 | FALSE | 2005-05-01 | FALSE | Currently in Use | Regular | 20000 | Composite | 2005-05-01 | Double-Walled Flex | Pressurized
ENK740 | 203 W OGLETHORPE HWY | HINESVILLE | Liberty | 10000933 | 1B | Ball Float | 2005-05-01 | FALSE | 2005-05-01 | FALSE | Currently in Use | Premium | 8000 | Composite | 2005-05-01 | Double-Walled Flex | Pressurized
PARKERS #28 | 58 OLD SUNBURY RD | HINESVILLE | Liberty | 10001015 | 1 | Ball Float | 2005-11-01 | FALSE | 2005-11-01 | FALSE | Currently in Use | Regular | 15000 | Composite | 2005-11-01 | Double-Walled Fiberglass | Pressurized
PARKERS #28 | 58 OLD SUNBURY RD | HINESVILLE | Liberty | 10001015 | 2A | Ball Float | 2005-11-01 | FALSE | 2005-11-01 | FALSE | Currently in Use | Premium | 6000 | Composite | 2005-11-01 | Double-Walled Fiberglass | Pressurized
PARKERS #28 | 58 OLD SUNBURY RD | HINESVILLE | Liberty | 10001015 | 2B | Ball Float | 2005-11-01 | FALSE | 2005-11-01 | FALSE | Currently in Use | Diesel | 6000 | Composite | 2005-11-01 | Double-Walled Fiberglass | Pressurized
FORMER SERVICE STATION | SR 196 | MIDWAY | Liberty | 10000977 | 1 |  |  | FALSE |  | FALSE | Installed |  | 0 | Unknown
FORMER SERVICE STATION | SR 196 | MIDWAY | Liberty | 10000977 | 2 |  |  | FALSE |  | FALSE | Installed |  | 0 | Unknown
SUNBERRY COUNTRY STORE | 3584 ISLANDS HWY | MIDWAY | Liberty | 10000466 | 1 | Ball Float | 2003-09-01 | FALSE | 2003-09-01 | FALSE | Currently in Use | Regular | 12000 | Composite | 2003-09-01 | Double-Walled Fiberglass | Pressurized
SUNBERRY COUNTRY STORE | 3584 ISLANDS HWY | MIDWAY | Liberty | 10000466 | 2 | Ball Float | 2003-09-01 | FALSE | 2003-09-01 | FALSE | Currently in Use | Premium | 4000 | Composite | 2003-09-01 | Double-Walled Fiberglass | Pressurized
COASTAL RENTAL | 207 W OLGETHORPE HWY | HINESVILLE | Liberty | 10000313 | 1 |  |  | FALSE |  | FALSE | Permanently Out of Use - historical purposes | Gas (Historical Use) | 3000 | Bare Steel | 1991-01-01
COASTAL RENTAL | 207 W OLGETHORPE HWY | HINESVILLE | Liberty | 10000313 | 2 |  |  | FALSE |  | FALSE | Permanently Out of Use - historical purposes | Gas (Historical Use) | 3000 | Bare Steel | 1991-01-01
COASTAL RENTAL | 207 W OLGETHORPE HWY | HINESVILLE | Liberty | 10000313 | 3 |  |  | FALSE |  | FALSE | Permanently Out of Use - historical purposes | Gas (Historical Use) | 3000 | Bare Steel | 1991-01-01
1060 WEST OGLETHORPE HIGHWAY | 1060 WEST OGLETHORPE HIGHWAY | HINESVILLE | Liberty | 10001349 | 1 |  |  | FALSE |  | FALSE | Removed from Ground | Gas (Historical Use) | 1000 | Bare Steel | 1985-01-01 | Galvanized Steel
1060 WEST OGLETHORPE HIGHWAY | 1060 WEST OGLETHORPE HIGHWAY | HINESVILLE | Liberty | 10001349 | 2 |  |  | FALSE |  | FALSE | Removed from Ground | Gas (Historical Use) | 1000 | Bare Steel | 1985-01-01 | Galvanized Steel
COASTAL MUFFLER AND AUTO REPAIR | 116 MEMORIAL DR | HINESVILLE | Liberty | 10001527 | 1 |  |  | FALSE |  | FALSE | Removed from Ground | Gas (Historical Use) | 1000 | Bare Steel | 2007-05-08 | Not Marked
COASTAL MUFFLER AND AUTO REPAIR | 116 MEMORIAL DR | HINESVILLE | Liberty | 10001527 | 2 |  |  | FALSE |  | FALSE | Removed from Ground | Gas (Historical Use) | 1000 | Bare Steel | 2008-05-07 | Not Marked
COASTAL MUFFLER AND AUTO REPAIR | 116 MEMORIAL DR | HINESVILLE | Liberty | 10001527 | 3 |  |  | FALSE |  | FALSE | Removed from Ground | Gas (Historical Use) | 1000 | Bare Steel | 2008-05-07 | Not Marked
COASTAL MUFFLER AND AUTO REPAIR | 116 MEMORIAL DR | HINESVILLE | Liberty | 10001527 | 4 |  |  | FALSE |  | FALSE | Removed from Ground | Not Marked/Tank Removed | 3000 | Unknown | 2014-09-12
COASTAL MUFFLER AND AUTO REPAIR | 116 MEMORIAL DR | HINESVILLE | Liberty | 10001527 | 5 |  |  | FALSE |  | FALSE | Removed from Ground | Not Marked/Tank Removed | 3000 | Unknown | 2014-09-12
SUNBURY MARINA | 541 BRIGUNTINE DUNMORE RD | MIDWAY | Liberty | 10001515 | 1 | Ball Float | 2007-01-01 | FALSE | 2007-01-01 | FALSE | Currently in Use | E-0 | 12000 | Composite | 2007-01-01 | Fiberglass Reinforced Plastic | Pressurized
SUNBURY MARINA | 541 BRIGUNTINE DUNMORE RD | MIDWAY | Liberty | 10001515 | 2 | Ball Float | 2007-01-01 | FALSE | 2007-01-01 | FALSE | Currently in Use | Diesel | 4000 | Composite | 2007-01-01 | Fiberglass Reinforced Plastic | Pressurized
612 NORTH COASTAL HIGHWAY | 612 NORTH COASTAL HIGHWAY | MIDWAY | Liberty | 10001400 | 1 |  |  | FALSE |  | FALSE | Removed from Ground | Not Marked/Tank Removed | 550 | Bare Steel | 2007-06-21
612 NORTH COASTAL HIGHWAY | 612 NORTH COASTAL HIGHWAY | MIDWAY | Liberty | 10001400 | 2 |  |  | FALSE |  | FALSE | Removed from Ground | Not Marked/Tank Removed | 550 | Bare Steel | 2007-06-21
612 NORTH COASTAL HIGHWAY | 612 NORTH COASTAL HIGHWAY | MIDWAY | Liberty | 10001400 | 3 |  |  | FALSE |  | FALSE | Removed from Ground |  | 3000 | Bare Steel | 2007-06-21 | Galvanized Steel
612 NORTH COASTAL HIGHWAY | 612 NORTH COASTAL HIGHWAY | MIDWAY | Liberty | 10001400 | 4 |  |  | FALSE |  | FALSE | Removed from Ground | Not Marked | 1000 | Bare Steel | 2007-06-21
4359 WEST OGLETHORPE HWY | 4359 WEST OGLETHORPE HWY | HINESVILLE | Liberty | 10001442 | 1 |  |  | FALSE |  | FALSE | Removed from Ground | Gas (Historical Use) | 4000 | Bare Steel | 2007-11-08 | Galvanized Steel | Suction (American)
4359 WEST OGLETHORPE HWY | 4359 WEST OGLETHORPE HWY | HINESVILLE | Liberty | 10001442 | 2 |  |  | FALSE |  | FALSE | Removed from Ground | Gas (Historical Use) | 4000 | Bare Steel | 2007-11-08 | Galvanized Steel | Suction (American)
BROWNSFIELD REMEDIATION PROJECT EPA GRANT | 123 MEMORIAL DRIVE | HINESVILLE | Liberty | 10001872 | A |  |  | FALSE |  | FALSE | Removed from Ground | Gas (Historical Use) | 3000 | Bare Steel | 1950-01-01
BROWNSFIELD REMEDIATION PROJECT EPA GRANT | 123 MEMORIAL DRIVE | HINESVILLE | Liberty | 10001872 | B |  |  | FALSE |  | FALSE | Removed from Ground | Gas (Historical Use) | 3000 | Bare Steel | 1950-01-01
BROWNSFIELD REMEDIATION PROJECT EPA GRANT | 123 MEMORIAL DRIVE | HINESVILLE | Liberty | 10001872 | C |  |  | FALSE |  | FALSE | Removed from Ground | Gas (Historical Use) | 3000 | Bare Steel | 1950-01-01
BROWNSFIELD REMEDIATION PROJECT EPA GRANT | 123 MEMORIAL DRIVE | HINESVILLE | Liberty | 10001872 | D |  |  | FALSE |  | FALSE | Removed from Ground | Kerosene | 1500 | Bare Steel | 1950-01-01
BROWNSFIELD REMEDIATION PROJECT EPA GRANT | 123 MEMORIAL DRIVE | HINESVILLE | Liberty | 10001872 | UNK-1 |  |  | FALSE |  | FALSE | Removed from Ground | Used Oil | 0 | Bare Steel | 1950-01-01
BROWNSFIELD REMEDIATION PROJECT EPA GRANT | 123 MEMORIAL DRIVE | HINESVILLE | Liberty | 10001872 | UNK-2 |  |  | FALSE |  | FALSE | Removed from Ground | Used Oil | 50 | Bare Steel | 1950-01-01
BROWNSFIELD REMEDIATION PROJECT EPA GRANT | 123 MEMORIAL DRIVE | HINESVILLE | Liberty | 10001872 | UNK-3 |  |  | FALSE |  | FALSE | Removed from Ground | Used Oil | 250 | Unknown | 1950-01-01
BROWNSFIELD REMEDIATION PROJECT EPA GRANT | 123 MEMORIAL DRIVE | HINESVILLE | Liberty | 10001872 | UNK-4 |  |  | FALSE |  | FALSE | Removed from Ground | Not Marked/Tank Removed | 250 | Bare Steel | 2015-07-30 | Bare Steel
FT STEWART | W General Screven Way | Fort Stewart | Liberty | UST-SLOC-9089003 | 75 |  |  | TRUE |  | TRUE | Removed from Ground | Used Oil | 1000 | Fiberglass | 1985-01-01 | Galvanized Steel
FT STEWART | W General Screven Way | Fort Stewart | Liberty | UST-SLOC-9089011 | 17 |  |  | TRUE |  | TRUE | Removed from Ground | Used Oil | 2000 | Fiberglass | 1981-01-01 | Galvanized Steel
FT STEWART | W General Screven Way | Fort Stewart | Liberty | UST-SLOC-9089011 | 18 |  |  | TRUE |  | TRUE | Removed from Ground | Used Oil | 2000 | Fiberglass | 1981-01-01 | Galvanized Steel
FT STEWART | W General Screven Way | Fort Stewart | Liberty | UST-SLOC-9089011 | 19 |  |  | TRUE |  | TRUE | Removed from Ground | Used Oil | 2000 | Fiberglass | 1981-01-01 | Galvanized Steel
FT STEWART | W General Screven Way | Fort Stewart | Liberty | UST-SLOC-9089011 | 20 |  |  | TRUE |  | TRUE | Removed from Ground | Used Oil | 2000 | Fiberglass | 1981-01-01 | Galvanized Steel
FT STEWART | W General Screven Way | Fort Stewart | Liberty | UST-SLOC-9089011 | 21 |  |  | TRUE |  | TRUE | Removed from Ground | Used Oil | 2000 | Fiberglass | 1981-01-01 | Galvanized Steel
FT STEWART | W General Screven Way | Fort Stewart | Liberty | UST-SLOC-9089011 | 22 |  |  | TRUE |  | TRUE | Removed from Ground | Used Oil | 2000 | Fiberglass | 1981-01-01 | Galvanized Steel
FT STEWART | W General Screven Way | Fort Stewart | Liberty | UST-SLOC-9089011 | 23 |  |  | TRUE |  | TRUE | Removed from Ground | Used Oil | 2000 | Fiberglass | 1981-01-01 | Galvanized Steel
FT STEWART | W General Screven Way | Fort Stewart | Liberty | UST-SLOC-9089011 | 24 |  |  | TRUE |  | TRUE | Removed from Ground | Used Oil | 2000 | Fiberglass | 1981-01-01 | Galvanized Steel
FT STEWART | W General Screven Way | Fort Stewart | Liberty | UST-SLOC-9089011 | 28B |  |  | TRUE |  | TRUE | Removed from Ground | Used Oil | 2000 | Fiberglass | 1987-01-01 | Galvanized Steel
FT STEWART | W General Screven Way | Fort Stewart | Liberty | UST-SLOC-9089011 | 28C |  |  | TRUE |  | TRUE | Closed in Ground | Used Oil | 1000 | Fiberglass | 1998-08-06 | Galvanized Steel
FT STEWART | W General Screven Way | Fort Stewart | Liberty | UST-SLOC-9089012 | 15 | [5 empty] | Removed from Ground | Diesel | 6000 | Fiberglass | 1981-01-01 | Galvanized Steel
FT STEWART | W General Screven Way | Fort Stewart | Liberty | UST-SLOC-9089012 | 16 | [5 empty] | Removed from Ground | Gas (Historical Use) | 6000 | Fiberglass | 1981-01-01 | Galvanized Steel
FT STEWART | W General Screven Way | Fort Stewart | Liberty | UST-SLOC-9089013 | 43 | [5 empty] | Removed from Ground | Gas (Historical Use) | 6000 | Fiberglass | 1985-01-01 | Galvanized Steel
FT STEWART | W General Screven Way | Fort Stewart | Liberty | UST-SLOC-9089013 | 44 | [5 empty] | Removed from Ground | Diesel | 25000 | Fiberglass | 1985-01-01 | Galvanized Steel
FT STEWART | W General Screven Way | Fort Stewart | Liberty | UST-SLOC-9089014 | 42 |  |  | TRUE |  | TRUE | Removed from Ground | Used Oil | 1000 | Fiberglass | 1983-01-01 | Galvanized Steel
FT STEWART | W General Screven Way | Fort Stewart | Liberty | UST-SLOC-9089015 | 214 |  |  | TRUE |  | TRUE | Removed from Ground | Used Oil | 550 | Fiberglass | 1988-01-01 | Galvanized Steel
FT STEWART | W General Screven Way | Fort Stewart | Liberty | UST-SLOC-9089015 | 215 |  |  | TRUE |  | TRUE | Removed from Ground | Used Oil | 500 | Fiberglass | 1988-01-01 | Galvanized Steel
FT STEWART | W General Screven Way | Fort Stewart | Liberty | UST-SLOC-9089016 | 36 | [5 empty] | Removed from Ground | Diesel | 25000 | Bare Steel | 1982-01-01 | Galvanized Steel
FT STEWART | W General Screven Way | Fort Stewart | Liberty | UST-SLOC-9089016 | 37 | [5 empty] | Removed from Ground | Gas (Historical Use) | 6000 | Bare Steel | 1982-01-01 | Galvanized Steel
FT STEWART | W General Screven Way | Fort Stewart | Liberty | UST-SLOC-9089019 | 70 |  |  | TRUE |  | TRUE | Removed from Ground | Used Oil | 1000 | Bare Steel | 1969-01-01 | Galvanized Steel
FT STEWART | W General Screven Way | Fort Stewart | Liberty | UST-SLOC-9089020 | 68 | [5 empty] | Removed from Ground | Gas (Historical Use) | 6000 | Bare Steel | 1960-01-01 | Galvanized Steel
FT STEWART | W General Screven Way | Fort Stewart | Liberty | UST-SLOC-9089020 | 69 | [5 empty] | Removed from Ground | Diesel | 6000 | Bare Steel | 1960-01-01 | Galvanized Steel
FT STEWART | W General Screven Way | Fort Stewart | Liberty | UST-SLOC-9089021 | 67 |  |  | TRUE |  | TRUE | Removed from Ground | Used Oil | 1000 | Bare Steel | 1969-01-01 | Galvanized Steel
FT STEWART | W General Screven Way | Fort Stewart | Liberty | UST-SLOC-9089022 | 71 |  |  | TRUE |  | TRUE | Removed from Ground | Used Oil | 1000 | Bare Steel | 1980-01-01 | Galvanized Steel
FT STEWART | W General Screven Way | Fort Stewart | Liberty | UST-SLOC-9089023 | 71A |  |  | TRUE |  | TRUE | Removed from Ground | Used Oil | 1000 | Bare Steel | 1984-01-01 | Galvanized Steel
FT STEWART | W General Screven Way | Fort Stewart | Liberty | UST-SLOC-9089024 | 72 | [5 empty] | Removed from Ground | Gas (Historical Use) | 12000 | Fiberglass | 1984-01-01 | Galvanized Steel
FT STEWART | W General Screven Way | Fort Stewart | Liberty | UST-SLOC-9089024 | 73 | [5 empty] | Removed from Ground | Diesel | 12000 | Fiberglass | 1984-01-01 | Galvanized Steel
FT STEWART | W General Screven Way | Fort Stewart | Liberty | UST-SLOC-9089025 | 77 | [5 empty] | Removed from Ground | Gas (Historical Use) | 8000 | Fiberglass | 1981-01-01 | Galvanized Steel
FT STEWART | W General Screven Way | Fort Stewart | Liberty | UST-SLOC-9089025 | 78 | [5 empty] | Removed from Ground | Diesel | 25000 | Fiberglass | 1981-01-01 | Galvanized Steel
FT STEWART | W General Screven Way | Fort Stewart | Liberty | UST-SLOC-9089026 | 79 |  |  | TRUE |  | TRUE | Removed from Ground | Used Oil | 1000 | Bare Steel | 1981-01-01 | Galvanized Steel
FT STEWART | W General Screven Way | Fort Stewart | Liberty | UST-SLOC-9089027 | 104 | [5 empty] | Removed from Ground | Diesel | 1000 | Cathodically Protected Steel | 1964-01-01 | Galvanized Steel
FT STEWART | W General Screven Way | Fort Stewart | Liberty | UST-SLOC-9089028 | 33 | [5 empty] | Removed from Ground | Diesel | 20000 | Fiberglass | 1982-01-01 | Galvanized Steel
FT STEWART | W General Screven Way | Fort Stewart | Liberty | UST-SLOC-9089028 | 34 | [5 empty] | Removed from Ground | Diesel | 20000 | Fiberglass | 1982-01-01 | Galvanized Steel
FT STEWART | W General Screven Way | Fort Stewart | Liberty | UST-SLOC-9089028 | 35 | [5 empty] | Removed from Ground | Gas (Historical Use) | 12000 | Fiberglass | 1982-01-01 | Galvanized Steel
FT STEWART | W General Screven Way | Fort Stewart | Liberty | UST-SLOC-9089029 | 82 |  |  | TRUE |  | TRUE | Removed from Ground | Used Oil | 1000 | Fiberglass | 1981-01-01 | Galvanized Steel
FT STEWART | W General Screven Way | Fort Stewart | Liberty | UST-SLOC-9089030 | 107 | [5 empty] | Removed from Ground | Diesel | 750 | Bare Steel | 1979-01-01 | Galvanized Steel
FT STEWART | W General Screven Way | Fort Stewart | Liberty | UST-SLOC-9089031 | 252 | [5 empty] | Removed from Ground | Diesel | 250 | Bare Steel | 1980-01-01 | Galvanized Steel
FT STEWART | W General Screven Way | Fort Stewart | Liberty | UST-SLOC-9089032 | 106 | [5 empty] | Removed from Ground | Diesel | 250 | Cathodically Protected Steel | 1980-01-01 | Galvanized Steel
FT STEWART | W General Screven Way | Fort Stewart | Liberty | UST-SLOC-9089033 | 120 | [5 empty] | Removed from Ground | Diesel | 500 | Bare Steel | 1987-01-01 | Galvanized Steel
FT STEWART | W General Screven Way | Fort Stewart | Liberty | UST-SLOC-9089034 | 105 | [5 empty] | Removed from Ground | Diesel | 250 | Cathodically Protected Steel | 1985-01-01 | Galvanized Steel
FT STEWART | W General Screven Way | Fort Stewart | Liberty | UST-SLOC-9089035 | 210 |  |  | TRUE |  | TRUE | Removed from Ground | Used Oil | 1000 | Fiberglass | 1985-01-01 | Galvanized Steel
FT STEWART | W General Screven Way | Fort Stewart | Liberty | UST-SLOC-9089036 | 208 | [5 empty] | Removed from Ground | Diesel | 12000 | Fiberglass | 1985-01-01 | Galvanized Steel
FT STEWART | W General Screven Way | Fort Stewart | Liberty | UST-SLOC-9089036 | 209 | [5 empty] | Removed from Ground | Gas (Historical Use) | 1000 | Fiberglass | 1985-01-01 | Galvanized Steel
FT STEWART | W General Screven Way | Fort Stewart | Liberty | UST-SLOC-9089037 | 28A |  |  | TRUE |  | TRUE | Removed from Ground | Used Oil | 4000 | Fiberglass | 1981-01-01 | Galvanized Steel
FT STEWART | W General Screven Way | Fort Stewart | Liberty | UST-SLOC-9089038 | 207 |  |  | TRUE |  | TRUE | Removed from Ground | Used Oil | 500 | Fiberglass | 1985-01-01 | Galvanized Steel
FT STEWART | W General Screven Way | Fort Stewart | Liberty | UST-SLOC-9089039 | 207A |  |  | TRUE |  | TRUE | Removed from Ground | Used Oil | 2500 | Fiberglass | 1985-01-01 | Galvanized Steel
FT STEWART | W General Screven Way | Fort Stewart | Liberty | UST-SLOC-9089040 | 205 | [5 empty] | Removed from Ground | Gas (Historical Use) | 5000 | Fiberglass | 1985-01-01 | Galvanized Steel
FT STEWART | W General Screven Way | Fort Stewart | Liberty | UST-SLOC-9089040 | 206 | [5 empty] | Removed from Ground | Diesel | 13000 | Fiberglass | 1985-01-01 | Galvanized Steel
FT STEWART | W General Screven Way | Fort Stewart | Liberty | UST-SLOC-9089041 | 241 |  |  | TRUE |  | TRUE | Removed from Ground | Used Oil | 1000 | Fiberglass | 1985-01-01 | Galvanized Steel
FT STEWART | W General Screven Way | Fort Stewart | Liberty | UST-SLOC-9089041 | 242 |  |  | TRUE |  | TRUE | Removed from Ground | Used Oil | 1000 | Fiberglass | 1985-01-01 | Galvanized Steel
FT STEWART | W General Screven Way | Fort Stewart | Liberty | UST-SLOC-9089041 | 244 |  |  | TRUE |  | TRUE | Removed from Ground | Used Oil | 1000 | Fiberglass | 1985-01-01 | Galvanized Steel
FT STEWART | W General Screven Way | Fort Stewart | Liberty | UST-SLOC-9089042 | 226 | [5 empty] | Removed from Ground | Diesel | 25000 | Fiberglass | 1985-01-01 | Galvanized Steel
FT STEWART | W General Screven Way | Fort Stewart | Liberty | UST-SLOC-9089042 | 227 | [5 empty] | Removed from Ground | Gas (Historical Use) | 10000 | Fiberglass | 1985-01-01 | Galvanized Steel
FT STEWART | W General Screven Way | Fort Stewart | Liberty | UST-SLOC-9089043 | 200 | [5 empty] | Removed from Ground | Gas (Historical Use) | 12000 | Fiberglass | 1985-01-01 | Galvanized Steel
FT STEWART | W General Screven Way | Fort Stewart | Liberty | UST-SLOC-9089043 | 201 | [5 empty] | Removed from Ground | Diesel | 1000 | Fiberglass | 1985-01-01 | Galvanized Steel
FT STEWART | W General Screven Way | Fort Stewart | Liberty | UST-SLOC-9089043 | 201A |  |  | TRUE |  | TRUE | Removed from Ground | Used Oil | 1000 | Fiberglass | 1985-01-01 | Galvanized Steel
FT STEWART | W General Screven Way | Fort Stewart | Liberty | UST-SLOC-9089043 | 201B |  |  | TRUE |  | TRUE | Removed from Ground | Used Oil | 1000 | Fiberglass | 1985-01-01 | Galvanized Steel
FT STEWART | W General Screven Way | Fort Stewart | Liberty | UST-SLOC-9089044 | 238 |  |  | TRUE |  | TRUE | Removed from Ground | Used Oil | 1000 | Double Walled | 1987-01-01 | Galvanized Steel
FT STEWART | W General Screven Way | Fort Stewart | Liberty | UST-SLOC-9089045 | 202 | [5 empty] | Removed from Ground | Diesel | 6000 | Not Marked/Unknown | 1985-01-01 | Galvanized Steel
FT STEWART | W General Screven Way | Fort Stewart | Liberty | UST-SLOC-9089045 | 203 | [5 empty] | Removed from Ground | Diesel | 6000 | Not Marked/Unknown | 1985-01-01 | Galvanized Steel
FT STEWART | W General Screven Way | Fort Stewart | Liberty | UST-SLOC-9089045 | 204 | [5 empty] | Removed from Ground | Gas (Historical Use) | 6000 | Fiberglass | 1985-01-01 | Galvanized Steel
FT STEWART | W General Screven Way | Fort Stewart | Liberty | UST-SLOC-9089046 | 64A |  |  | TRUE |  | TRUE | Removed from Ground | Used Oil | 500 | Bare Steel | 1970-01-01 | Galvanized Steel
FT STEWART | W General Screven Way | Fort Stewart | Liberty | UST-SLOC-9089047 | 108 | [5 empty] | Removed from Ground | Diesel | 500 | Cathodically Protected Steel | 1981-01-01 | Galvanized Steel
FT STEWART | W General Screven Way | Fort Stewart | Liberty | UST-SLOC-9089048 | 101 | [5 empty] | Removed from Ground | Other | 1000 | Bare Steel | 1980-01-01 | Galvanized Steel
FT STEWART | W General Screven Way | Fort Stewart | Liberty | UST-SLOC-9089049 | 124 | [5 empty] | Removed from Ground | Diesel | 1000 | Fiberglass | 1987-01-01 | Galvanized Steel
FT STEWART | W General Screven Way | Fort Stewart | Liberty | UST-SLOC-9089050 | 52 | [5 empty] | Removed from Ground | Other | 1000 | Bare Steel | 1960-01-01 | Galvanized Steel
FT STEWART | W General Screven Way | Fort Stewart | Liberty | UST-SLOC-9089051 | 63 | [5 empty] | Removed from Ground | Gas (Historical Use) | 2000 | Bare Steel | 1950-01-01 | Galvanized Steel
FT STEWART | W General Screven Way | Fort Stewart | Liberty | UST-SLOC-9089051 | 64 |  |  | TRUE |  | TRUE | Removed from Ground | Used Oil | 1000 | Bare Steel | 1950-01-01 | Galvanized Steel
FT STEWART | W General Screven Way | Fort Stewart | Liberty | UST-SLOC-9089052 | 62 |  | 1998-03-05 |  | 1998-03-06 |  | Closed in Ground | Gas (Historical Use) | 12000 | Steel-Impressed Current | 1950-01-01 | Bare Steel | Safe Suction (Euro)
FT STEWART | W General Screven Way | Fort Stewart | Liberty | UST-SLOC-9089053 | 54 | [5 empty] | Removed from Ground | Gas (Historical Use) | 2000 | Bare Steel | 1960-01-01 | Galvanized Steel
FT STEWART | W General Screven Way | Fort Stewart | Liberty | UST-SLOC-9089053 | 55 | [5 empty] | Removed from Ground | Gas (Historical Use) | 2000 | Bare Steel | 1960-01-01 | Galvanized Steel
FT STEWART | W General Screven Way | Fort Stewart | Liberty | UST-SLOC-9089054 | 45 |  |  | TRUE |  | TRUE | Removed from Ground | Used Oil | 500 | Bare Steel | 1983-01-01 | Galvanized Steel
FT STEWART | W General Screven Way | Fort Stewart | Liberty | UST-SLOC-9089054 | 48 | [5 empty] | Removed from Ground | Gas (Historical Use) | 5000 | Fiberglass | 1983-01-01 | Galvanized Steel
FT STEWART | W General Screven Way | Fort Stewart | Liberty | UST-SLOC-9089054 | 49 | [5 empty] | Removed from Ground | Diesel | 5000 | Fiberglass | 1983-01-01 | Galvanized Steel
FT STEWART | W General Screven Way | Fort Stewart | Liberty | UST-SLOC-9089055 | 50 | [5 empty] | Removed from Ground | Gas (Historical Use) | 6000 | Bare Steel | 1960-01-01 | Galvanized Steel
FT STEWART | W General Screven Way | Fort Stewart | Liberty | UST-SLOC-9089055 | 57 | [5 empty] | Removed from Ground | Gas (Historical Use) | 5000 | Fiberglass | 1960-01-01 | Galvanized Steel
FT STEWART | W General Screven Way | Fort Stewart | Liberty | UST-SLOC-9089055 | 58 | [5 empty] | Removed from Ground | Diesel | 5000 | Fiberglass | 1983-01-01 | Galvanized Steel
FT STEWART | W General Screven Way | Fort Stewart | Liberty | UST-SLOC-9089056 | 251 | [5 empty] | Removed from Ground | Diesel | 500 | Bare Steel | 1982-01-01 | Galvanized Steel
FT STEWART | W General Screven Way | Fort Stewart | Liberty | UST-SLOC-9089057 | 121 | [5 empty] | Removed from Ground | Diesel | 250 | Cathodically Protected Steel | 1985-01-01 | Galvanized Steel
FT STEWART | W General Screven Way | Fort Stewart | Liberty | UST-SLOC-9089058 | 247 | [5 empty] | Removed from Ground | Diesel | 1000 | Bare Steel | 1983-01-01 | Galvanized Steel
FT STEWART | W General Screven Way | Fort Stewart | Liberty | UST-SLOC-9089059 | 222 | [5 empty] | Removed from Ground | Gas (Historical Use) | 4000 | Double Walled | 1985-01-01 | Galvanized Steel
FT STEWART | W General Screven Way | Fort Stewart | Liberty | UST-SLOC-9089059 | 223 | [5 empty] | Removed from Ground | Diesel | 25000 | Double Walled | 1985-01-01 | Galvanized Steel
FT STEWART | W General Screven Way | Fort Stewart | Liberty | UST-SLOC-9089060 | 216 |  |  | TRUE |  | TRUE | Removed from Ground | Used Oil | 1000 | Double Walled | 1985-01-01 | Galvanized Steel
FT STEWART | W General Screven Way | Fort Stewart | Liberty | UST-SLOC-9089060 | 217 |  |  | TRUE |  | TRUE | Removed from Ground | Used Oil | 1000 | Double Walled | 1985-01-01 | Galvanized Steel
FT STEWART | W General Screven Way | Fort Stewart | Liberty | UST-SLOC-9089060 | 218 |  |  | TRUE |  | TRUE | Removed from Ground | Used Oil | 1000 | Double Walled | 1985-01-01 | Galvanized Steel
FT STEWART | W General Screven Way | Fort Stewart | Liberty | UST-SLOC-9089060 | 219 |  |  | TRUE |  | TRUE | Removed from Ground | Used Oil | 1000 | Double Walled | 1985-01-01 | Galvanized Steel
FT STEWART | W General Screven Way | Fort Stewart | Liberty | UST-SLOC-9089060 | 220 |  |  | TRUE |  | TRUE | Removed from Ground | Used Oil | 5000 | Double Walled | 1985-01-01 | Galvanized Steel
FT STEWART | W General Screven Way | Fort Stewart | Liberty | UST-SLOC-9089060 | 221 | [5 empty] | Removed from Ground | Other | 1000 | Double Walled | 1985-01-01 | Galvanized Steel
FT STEWART | W General Screven Way | Fort Stewart | Liberty | UST-SLOC-9089061 | 228 |  |  | TRUE |  | TRUE | Removed from Ground | Used Oil | 1000 | Double Walled | 1985-01-01 | Galvanized Steel
FT STEWART | W General Screven Way | Fort Stewart | Liberty | UST-SLOC-9089061 | 229 |  |  | TRUE |  | TRUE | Removed from Ground | Used Oil | 1000 | Double Walled | 1985-01-01 | Galvanized Steel
FT STEWART | W General Screven Way | Fort Stewart | Liberty | UST-SLOC-9089061 | 230 |  |  | TRUE |  | TRUE | Removed from Ground | Used Oil | 1000 | Double Walled | 1985-01-01 | Galvanized Steel
FT STEWART | W General Screven Way | Fort Stewart | Liberty | UST-SLOC-9089061 | 231 |  |  | TRUE |  | TRUE | Removed from Ground | Used Oil | 1000 | Double Walled | 1985-01-01 | Galvanized Steel
FT STEWART | W General Screven Way | Fort Stewart | Liberty | UST-SLOC-9089061 | 232 |  |  | TRUE |  | TRUE | Removed from Ground | Used Oil | 5000 | Double Walled | 1985-01-01 | Galvanized Steel
FT STEWART | W General Screven Way | Fort Stewart | Liberty | UST-SLOC-9089061 | 233 | [5 empty] | Removed from Ground | Other | 1000 | Double Walled | 1986-01-01 | Galvanized Steel
FT STEWART | W General Screven Way | Fort Stewart | Liberty | UST-SLOC-9089062 | 236 |  |  | TRUE |  | TRUE | Removed from Ground | Used Oil | 2500 | Double Walled | 1987-01-01 | Galvanized Steel
FT STEWART | W General Screven Way | Fort Stewart | Liberty | UST-SLOC-9089062 | 237 |  |  | TRUE |  | TRUE | Removed from Ground | Used Oil | 2500 | Double Walled | 1987-01-01 | Galvanized Steel
FT STEWART | W General Screven Way | Fort Stewart | Liberty | UST-SLOC-9089063 | 224 |  |  | TRUE |  | TRUE | Removed from Ground | Used Oil | 1000 | Fiberglass | 1985-01-01 | Galvanized Steel
FT STEWART | W General Screven Way | Fort Stewart | Liberty | UST-SLOC-9089064 | 1 |  |  | TRUE |  | TRUE | Removed from Ground | Used Oil | 1000 | Fiberglass | 1982-01-01 | Galvanized Steel
FT STEWART | W General Screven Way | Fort Stewart | Liberty | UST-SLOC-9089065 | 2 | [5 empty] | Removed from Ground | Diesel | 25000 | Fiberglass | 1982-01-01 | Galvanized Steel
FT STEWART | W General Screven Way | Fort Stewart | Liberty | UST-SLOC-9089065 | 3 | [5 empty] | Removed from Ground | Gas (Historical Use) | 5000 | Fiberglass | 1982-01-01 | Galvanized Steel
FT STEWART | W General Screven Way | Fort Stewart | Liberty | UST-SLOC-9089065 | 4 |  |  | TRUE |  | TRUE | Removed from Ground | Used Oil | 2500 | Fiberglass | 1982-01-01 | Galvanized Steel
FT STEWART | W General Screven Way | Fort Stewart | Liberty | UST-SLOC-9089065 | 4A | [5 empty] | Removed from Ground | Other | 1000 | Bare Steel | 1982-01-01 | Galvanized Steel
FT STEWART | W General Screven Way | Fort Stewart | Liberty | UST-SLOC-9089066 | 5 | [5 empty] | Removed from Ground | Gas (Historical Use) | 6000 | Bare Steel | 1980-01-01 | Galvanized Steel
FT STEWART | W General Screven Way | Fort Stewart | Liberty | UST-SLOC-9089066 | 6 | [5 empty] | Removed from Ground | Diesel | 25000 | Bare Steel | 1980-01-01 | Galvanized Steel
FT STEWART | W General Screven Way | Fort Stewart | Liberty | UST-SLOC-9089067 | 7 |  |  | TRUE |  | TRUE | Removed from Ground | Used Oil | 1000 | Bare Steel | 1980-01-01 | Galvanized Steel
FT STEWART | W General Screven Way | Fort Stewart | Liberty | UST-SLOC-9089067 | 7A |  |  | TRUE |  | TRUE | Closed in Ground | Used Oil | 500 | Bare Steel | 1980-01-01 | Galvanized Steel | Gravity Fed
FT STEWART | W General Screven Way | Fort Stewart | Liberty | UST-SLOC-9089068 | 11 | [5 empty] | Removed from Ground | Gas (Historical Use) | 12000 | Bare Steel | 1982-01-01 | Galvanized Steel
FT STEWART | W General Screven Way | Fort Stewart | Liberty | UST-SLOC-9089068 | 12 | [5 empty] | Removed from Ground | Diesel | 12000 | Bare Steel | 1982-01-01 | Galvanized Steel
FT STEWART | W General Screven Way | Fort Stewart | Liberty | UST-SLOC-9089068 | 13 |  |  | TRUE |  | TRUE | Removed from Ground | Used Oil | 2500 | Bare Steel | 1982-01-01 | Galvanized Steel
FT STEWART | W General Screven Way | Fort Stewart | Liberty | UST-SLOC-9089069 | 14 |  |  | TRUE |  | TRUE | Removed from Ground | Used Oil | 1000 | Bare Steel | 1982-01-01 | Galvanized Steel
FT STEWART | W General Screven Way | Fort Stewart | Liberty | UST-SLOC-9089070 | 118 | [5 empty] | Removed from Ground | Diesel | 1000 | Bare Steel | 1986-01-01 | Galvanized Steel
FT STEWART | W General Screven Way | Fort Stewart | Liberty | UST-SLOC-9089071 | 86 | [5 empty] | Permanently Out of Use - historical purposes | Other | 4000 | Concrete | 1981-01-01 | Galvanized Steel
FT STEWART | W General Screven Way | Fort Stewart | Liberty | UST-SLOC-9089072 | 74 |  |  | TRUE |  | TRUE | Removed from Ground | Used Oil | 2500 | Fiberglass | 1983-01-01 | Galvanized Steel
FT STEWART | W General Screven Way | Fort Stewart | Liberty | UST-SLOC-9089073 | 87 | [5 empty] | Removed from Ground | Diesel | 5000 | Bare Steel | 1970-01-01 | Galvanized Steel
FT STEWART | W General Screven Way | Fort Stewart | Liberty | UST-SLOC-9089073 | 88 | [5 empty] | Removed from Ground | Diesel | 5000 | Bare Steel | 1970-01-01 | Galvanized Steel
FT STEWART | W General Screven Way | Fort Stewart | Liberty | UST-SLOC-9089074 | 89 |  |  | TRUE |  | TRUE | Removed from Ground | Used Oil | 1000 | Fiberglass | 1981-01-01 | Galvanized Steel
FT STEWART | W General Screven Way | Fort Stewart | Liberty | UST-SLOC-9089075 | 90 | [5 empty] | Removed from Ground | Diesel | 12000 | Fiberglass | 1981-01-01 | Galvanized Steel
FT STEWART | W General Screven Way | Fort Stewart | Liberty | UST-SLOC-9089075 | 91 | [5 empty] | Removed from Ground | Gas (Historical Use) | 12000 | Fiberglass | 1981-01-01 | Galvanized Steel
FT STEWART | W General Screven Way | Fort Stewart | Liberty | UST-SLOC-9089076 | 94 |  |  | TRUE |  | TRUE | Removed from Ground | Used Oil | 1000 | Fiberglass | 1980-01-01 | Galvanized Steel
FT STEWART | W General Screven Way | Fort Stewart | Liberty | UST-SLOC-9089077 | 109 | [5 empty] | Removed from Ground | Diesel | 500 | Cathodically Protected Steel | 1980-01-01 | Galvanized Steel
FT STEWART | W General Screven Way | Fort Stewart | Liberty | UST-SLOC-9089077 | 95 | [5 empty] | Removed from Ground | Gas (Historical Use) | 6000 | Fiberglass | 1985-01-01 | Galvanized Steel
FT STEWART | W General Screven Way | Fort Stewart | Liberty | UST-SLOC-9089077 | 96 | [5 empty] | Removed from Ground | Diesel | 15000 | Fiberglass | 1985-01-01 | Galvanized Steel
FT STEWART | W General Screven Way | Fort Stewart | Liberty | UST-SLOC-9089077 | 97 | [5 empty] | Removed from Ground | Diesel | 15000 | Fiberglass | 1985-01-01 | Galvanized Steel
FT STEWART | W General Screven Way | Fort Stewart | Liberty | UST-SLOC-9089078 | 94A |  |  | TRUE |  | TRUE | Removed from Ground | Used Oil | 1000 | Fiberglass | 1988-01-01 | Galvanized Steel
FT STEWART | W General Screven Way | Fort Stewart | Liberty | UST-SLOC-9089079 | 98 | [5 empty] | Removed from Ground | Gas (Historical Use) | 6000 | Fiberglass | 1983-01-01 | Galvanized Steel
FT STEWART | W General Screven Way | Fort Stewart | Liberty | UST-SLOC-9089079 | 99 | [5 empty] | Removed from Ground | Diesel | 25000 | Fiberglass | 1983-01-01 | Galvanized Steel
FT STEWART | W General Screven Way | Fort Stewart | Liberty | UST-SLOC-9089080 | 100A |  |  | TRUE |  | TRUE | Removed from Ground | Used Oil | 1000 | Fiberglass | 1988-01-01 | Galvanized Steel
FT STEWART | W General Screven Way | Fort Stewart | Liberty | UST-SLOC-9089081 | 100B |  |  | TRUE |  | TRUE | Removed from Ground | Used Oil | 1000 | Fiberglass | 1988-01-01 | Galvanized Steel
FT STEWART | W General Screven Way | Fort Stewart | Liberty | UST-SLOC-9089082 | 211 | [5 empty] | Removed from Ground | Other | 25000 | Bare Steel | 1950-01-01 | Galvanized Steel
FT STEWART | W General Screven Way | Fort Stewart | Liberty | UST-SLOC-9089082 | 212 | [5 empty] | Removed from Ground | Other | 25000 | Bare Steel | 1950-01-01 | Galvanized Steel
FT STEWART | W General Screven Way | Fort Stewart | Liberty | UST-SLOC-9089083 | 122 | [5 empty] | Removed from Ground | Gas (Historical Use) | 150 | Bare Steel | 1968-01-01 | Galvanized Steel
FT STEWART | W General Screven Way | Fort Stewart | Liberty | UST-SLOC-9089084 | 110 | [5 empty] | Removed from Ground | Diesel | 500 | Cathodically Protected Steel | 1982-01-01 | Galvanized Steel
FT STEWART | W General Screven Way | Fort Stewart | Liberty | UST-SLOC-9089085 | 111 | [5 empty] | Removed from Ground | Diesel | 250 | Bare Steel | 1970-01-01 | Bare Steel
FT STEWART | W General Screven Way | Fort Stewart | Liberty | UST-SLOC-9089087 | 255 | [5 empty] | Removed from Ground | Gas (Historical Use) | 12500 | Bare Steel | 1945-01-01 | Galvanized Steel
FT STEWART | W General Screven Way | Fort Stewart | Liberty | UST-SLOC-9089087 | 256 | [5 empty] | Removed from Ground | Gas (Historical Use) | 12500 | Bare Steel | 1945-01-01 | Galvanized Steel
FT STEWART | W General Screven Way | Fort Stewart | Liberty | UST-SLOC-9089088 | 29 |  |  | TRUE |  | TRUE | Removed from Ground | Used Oil | 1000 | Fiberglass | 1982-01-01 | Galvanized Steel
FT STEWART | W General Screven Way | Fort Stewart | Liberty | UST-SLOC-9089089 | 80 | [5 empty] | Removed from Ground | Gas (Historical Use) | 6000 | Fiberglass | 1981-01-01 | Galvanized Steel
FT STEWART | W General Screven Way | Fort Stewart | Liberty | UST-SLOC-9089089 | 81 | [5 empty] | Removed from Ground | Diesel | 25000 | Fiberglass | 1981-01-01 | Galvanized Steel
FT STEWART | W General Screven Way | Fort Stewart | Liberty | UST-SLOC-9089090 | 225 |  |  | TRUE |  | TRUE | Removed from Ground | Used Oil | 1000 | Fiberglass | 1985-01-01 | Galvanized Steel
FT STEWART | W General Screven Way | Fort Stewart | Liberty | UST-SLOC-9089091 | 65 | [5 empty] | Removed from Ground | Gas (Historical Use) | 10000 | Bare Steel | 1950-01-01 | Galvanized Steel
FT STEWART | W General Screven Way | Fort Stewart | Liberty | UST-SLOC-9089091 | 66 | [5 empty] | Removed from Ground | Diesel | 10000 | Bare Steel | 1950-01-01 | Galvanized Steel
FT STEWART | W General Screven Way | Fort Stewart | Liberty | UST-SLOC-9089092 | 123 | [5 empty] | Removed from Ground | Gas (Historical Use) | 1000 | Bare Steel | 1950-01-01 | Galvanized Steel
FT STEWART | W General Screven Way | Fort Stewart | Liberty | UST-SLOC-9089093 | 254 | [5 empty] | Removed from Ground | Diesel | 250 | Bare Steel | 1970-01-01 | Galvanized Steel
FT STEWART | W General Screven Way | Fort Stewart | Liberty | UST-SLOC-9089100 | 239 | [5 empty] | Removed from Ground | Gas (Historical Use) | 4000 | Double Walled | 1987-01-01 | Galvanized Steel
FT STEWART | W General Screven Way | Fort Stewart | Liberty | UST-SLOC-9089100 | 240 | [5 empty] | Removed from Ground | Diesel | 25000 | Double Walled | 1987-01-01 | Galvanized Steel
FT STEWART | W General Screven Way | Fort Stewart | Liberty | UST-SLOC-9089104 | 61 |  |  | TRUE |  | TRUE | Removed from Ground | Used Oil | 500 | Fiberglass | 1983-01-01 | Galvanized Steel
FT STEWART | W General Screven Way | Fort Stewart | Liberty | UST-SLOC-9089105 | 76 |  |  | TRUE |  | TRUE | Removed from Ground | Used Oil | 1000 | Bare Steel | 1981-01-01 | Galvanized Steel
FT STEWART | W General Screven Way | Fort Stewart | Liberty | UST-SLOC-9089109 | 38 |  |  | TRUE |  | TRUE | Removed from Ground | Used Oil | 1000 | Bare Steel | 1983-01-01 | Galvanized Steel
FT STEWART | W General Screven Way | Fort Stewart | Liberty | UST-SLOC-9089110 | 94B |  |  | TRUE |  | TRUE | Removed from Ground | Used Oil | 1000 | Fiberglass | 1988-01-01 | Galvanized Steel
FT STEWART | W General Screven Way | Fort Stewart | Liberty | UST-SLOC-9089110 | 94C |  |  | TRUE |  | TRUE | Removed from Ground | Used Oil | 1000 | Fiberglass | 1988-01-01 | Galvanized Steel
FT STEWART | W General Screven Way | Fort Stewart | Liberty | UST-SLOC-9089111 | 92 |  |  | TRUE |  | TRUE | Removed from Ground | Used Oil | 1000 | Fiberglass | 1981-01-01 | Galvanized Steel
FT STEWART | W General Screven Way | Fort Stewart | Liberty | UST-SLOC-9089112 | 5J1 |  |  | FALSE |  | FALSE | Removed from Ground | Gas (Historical Use) | 5000 | Unknown | 2009-05-13 | Unknown
FT STEWART | W General Screven Way | Fort Stewart | Liberty | UST-SLOC-9089112 | 5J2 |  |  | FALSE |  | FALSE | Removed from Ground | Diesel | 5000 | Unknown | 2009-05-13 | Unknown
FT STEWART | W General Screven Way | Fort Stewart | Liberty | UST-SLOC-9089112 | 93 |  |  | TRUE |  | TRUE | Removed from Ground | Used Oil | 2500 | Fiberglass | 1981-01-01 | Galvanized Steel
FT STEWART | W General Screven Way | Fort Stewart | Liberty | UST-SLOC-9089113 | 51 | [5 empty] | Removed from Ground | Other | 500 | Cathodically Protected Steel | 1960-01-01 | Galvanized Steel
FT STEWART | W General Screven Way | Fort Stewart | Liberty | UST-SLOC-9089114 | 30 | [5 empty] | Removed from Ground | Diesel | 20000 | Fiberglass | 1982-01-01 | Galvanized Steel
FT STEWART | W General Screven Way | Fort Stewart | Liberty | UST-SLOC-9089114 | 31 | [5 empty] | Removed from Ground | Gas (Historical Use) | 12000 | Fiberglass | 1982-01-01 | Galvanized Steel
FT STEWART | W General Screven Way | Fort Stewart | Liberty | UST-SLOC-9089114 | 32 | [5 empty] | Removed from Ground | Diesel | 20000 | Fiberglass | 1982-01-01 | Galvanized Steel
FT STEWART | W General Screven Way | Fort Stewart | Liberty | UST-SLOC-9089115 | 100 |  |  | TRUE |  | TRUE | Removed from Ground | Used Oil | 1000 | Fiberglass | 1983-01-01 | Galvanized Steel
FT STEWART | W General Screven Way | Fort Stewart | Liberty | UST-SLOC-9089116 | 56 |  |  | TRUE |  | TRUE | Closed in Ground | Used Oil | 2000 | Bare Steel | 1960-01-01 | Galvanized Steel
FT STEWART | W General Screven Way | Fort Stewart | Liberty | UST-SLOC-9089117 | 234 | [5 empty] | Removed from Ground | Gas (Historical Use) | 4000 | Double Walled | 1986-01-01 | Galvanized Steel
FT STEWART | W General Screven Way | Fort Stewart | Liberty | UST-SLOC-9089117 | 235 | [5 empty] | Removed from Ground | Diesel | 25000 | Double Walled | 1986-01-01 | Galvanized Steel
HINESVILLE STATION | 1046 W Oglethorpe Hwy | Hinesville | Liberty | UST-SLOC-9089139 | 1 | Flapper Valve | 1995-05-01 | FALSE | 1995-05-01 | FALSE | Currently in Use | Regular | 10000 | Epoxy | 1995-03-01 | Fiberglass Reinforced Plastic | Pressurized
HINESVILLE STATION | 1046 W Oglethorpe Hwy | Hinesville | Liberty | UST-SLOC-9089139 | 2 | Ball Float | 1995-05-01 | FALSE | 1995-05-01 | FALSE | Currently in Use | Premium | 10000 | Epoxy | 1995-03-01 | Fiberglass Reinforced Plastic | Pressurized
HINESVILLE STATION | 1046 W Oglethorpe Hwy | Hinesville | Liberty | UST-SLOC-9089139 | 3 | Ball Float | 1995-05-01 | FALSE | 1995-05-01 | FALSE | Currently in Use | Plus | 6000 | Epoxy | 1995-03-01 | Fiberglass Reinforced Plastic | Pressurized
HINESVILLE STATION | 1046 W Oglethorpe Hwy | Hinesville | Liberty | UST-SLOC-9089140 | 1A |  | 1995-02-01 |  | 1995-02-01 |  | Temporarily out of use | Gas (Historical Use) | 8000 | Epoxy | 2002-07-17 | Fiberglass Reinforced Plastic | Pressurized
HINESVILLE STATION | 1046 W Oglethorpe Hwy | Hinesville | Liberty | UST-SLOC-9089140 | 1B |  | 1995-02-01 |  | 1995-02-01 |  | Temporarily out of use | Gas (Historical Use) | 4000 | Epoxy | 2002-07-17 | Fiberglass Reinforced Plastic | Pressurized
HINESVILLE STATION | 1046 W Oglethorpe Hwy | Hinesville | Liberty | UST-SLOC-9089140 | 2A |  | 1995-02-01 |  | 1995-02-01 |  | Currently in Use | Diesel | 8000 | Epoxy | 2002-07-17 | Fiberglass Reinforced Plastic | Pressurized
HINESVILLE STATION | 1046 W Oglethorpe Hwy | Hinesville | Liberty | UST-SLOC-9089140 | 2B |  | 1995-02-01 |  | 1995-02-01 |  | Temporarily out of use | Diesel | 4000 | Epoxy | 2002-07-17 | Fiberglass Reinforced Plastic | Pressurized
FT STEWART | W General Screven Way | Fort Stewart | Liberty | UST-SLOC-9089145 | 41 |  |  | TRUE |  | TRUE | Removed from Ground | Used Oil | 3000 | Bare Steel | 1985-01-01 | Bare Steel
FT STEWART | W General Screven Way | Fort Stewart | Liberty | UST-SLOC-9089146 | 114 | [5 empty] | Removed from Ground | Diesel | 250 | Bare Steel | 1980-01-01 | Bare Steel
FT STEWART | W General Screven Way | Fort Stewart | Liberty | UST-SLOC-9089147 | 8 | [5 empty] | Removed from Ground | Diesel | 10000 | Not Marked/Unknown | 1974-01-01 | Not Marked
FT STEWART | W General Screven Way | Fort Stewart | Liberty | UST-SLOC-9089148 | 9 | [5 empty] | Removed from Ground | Diesel | 10000 | Not Marked/Unknown | 1974-01-01 | Not Marked
FT STEWART | W General Screven Way | Fort Stewart | Liberty | UST-SLOC-9089149 | 10 | [5 empty] | Removed from Ground | Diesel | 2000 | Not Marked/Unknown | 1985-01-01 | Not Marked
FT STEWART | W General Screven Way | Fort Stewart | Liberty | UST-SLOC-9089149 | 11 | [5 empty] | Removed from Ground | Diesel | 2000 | Not Marked/Unknown | 1985-01-01 | Not Marked
FT STEWART | W General Screven Way | Fort Stewart | Liberty | UST-SLOC-9089149 | 12 | [5 empty] | Removed from Ground | Other | 5000 | Not Marked/Unknown | 1976-01-01 | Not Marked
FT STEWART | W General Screven Way | Fort Stewart | Liberty | UST-SLOC-9089149 | 13 | [5 empty] | Removed from Ground | Other | 5000 | Not Marked/Unknown | 1976-01-01 | Not Marked
FT STEWART | W General Screven Way | Fort Stewart | Liberty | UST-SLOC-9089150 | 26 | [5 empty] | Removed from Ground | Diesel | 10000 | Not Marked/Unknown | 1974-01-01 | Not Marked
FT STEWART | W General Screven Way | Fort Stewart | Liberty | UST-SLOC-9089151 | 14 |  |  | TRUE |  | TRUE | Removed from Ground | Used Oil | 2000 | Not Marked/Unknown | 1971-01-01 | Not Marked
FT STEWART | W General Screven Way | Fort Stewart | Liberty | UST-SLOC-9089152 | 15 |  |  | TRUE |  | TRUE | Removed from Ground | Used Oil | 1000 | Not Marked/Unknown | 1985-01-01 | Not Marked
FT STEWART | W General Screven Way | Fort Stewart | Liberty | UST-SLOC-9089155 | 253 | [5 empty] | Removed from Ground | Diesel | 250 | Not Marked/Unknown | 1982-01-01 | Not Marked
FT STEWART | W General Screven Way | Fort Stewart | Liberty | UST-SLOC-9089156 | 276 | Flapper Valve | 1991-01-01 | FALSE | 1991-01-01 | FALSE | Currently in Use | Regular | 10000 | Fiberglass Double Walled | 1991-01-01 | Fiberglass Reinforced Plastic | Pressurized
FT STEWART | W General Screven Way | Fort Stewart | Liberty | UST-SLOC-9089156 | 277 | Flapper Valve | 1996-01-01 | FALSE | 1996-01-01 | FALSE | Currently in Use | Premium | 12000 | Fiberglass Double Walled | 1991-01-01 | Fiberglass Reinforced Plastic | Pressurized
FT STEWART | W General Screven Way | Fort Stewart | Liberty | UST-SLOC-9089156 | 278 | Flapper Valve | 1991-01-01 | FALSE | 1991-01-01 | FALSE | Currently in Use | Regular | 10000 | Fiberglass Double Walled | 1991-01-01 | Fiberglass Reinforced Plastic | Pressurized
FT STEWART | W General Screven Way | Fort Stewart | Liberty | UST-SLOC-9089156 | 279 | Flapper Valve | 1991-01-01 | FALSE | 1991-01-01 | FALSE | Currently in Use | Regular | 10000 | Fiberglass Double Walled | 1991-01-01 | Fiberglass Reinforced Plastic | Pressurized
FT STEWART | W General Screven Way | Fort Stewart | Liberty | UST-SLOC-9089160 | 280 | [5 empty] | Closed in Ground | Diesel | 20000 | Marked Unknown | 1987-01-01 | Unknown
FT STEWART | W General Screven Way | Fort Stewart | Liberty | UST-SLOC-9089161 | 22 | [5 empty] | Removed from Ground | Diesel | 20000 | Not Marked/Unknown | 2005-05-12 | Not Marked
FT STEWART | W General Screven Way | Fort Stewart | Liberty | UST-SLOC-9089161 | 23 | [5 empty] | Removed from Ground | Diesel | 20000 | Not Marked/Unknown | 2005-05-12 | Not Marked
FT STEWART | W General Screven Way | Fort Stewart | Liberty | UST-SLOC-9089161 | 24 | [5 empty] | Removed from Ground | Diesel | 20000 | Not Marked/Unknown | 2005-05-12 | Not Marked
FT STEWART | W General Screven Way | Fort Stewart | Liberty | UST-SLOC-9089161 | 25 | [5 empty] | Removed from Ground | Diesel | 20000 | Not Marked/Unknown | 2005-05-12 | Not Marked
FT STEWART | W General Screven Way | Fort Stewart | Liberty | UST-SLOC-9089168 | 281 |  |  | TRUE |  | TRUE | Removed from Ground | Used Oil | 1500 | Bare Steel | 1998-06-17 | Not Marked
FT STEWART | W General Screven Way | Fort Stewart | Liberty | UST-SLOC-9089169 | 282 | [5 empty] | Removed from Ground | Other | 2000 | Not Marked/Unknown | 1998-12-11 | Not Marked
FT STEWART | W General Screven Way | Fort Stewart | Liberty | UST-SLOC-9089171 | 1 |  |  | TRUE |  | TRUE | Permanently Out of Use - historical purposes | Used Oil | 1000 | Marked Unknown | 1983-01-01 | Galvanized Steel | Gravity Fed
FT STEWART | W General Screven Way | Fort Stewart | Liberty | UST-SLOC-9089171 | 2 |  |  | TRUE |  | TRUE | Permanently Out of Use - historical purposes | Used Oil | 1000 | Marked Unknown | 1983-01-01 | Galvanized Steel | Gravity Fed
LIBERTY COUNTY SHERIFFS DEPT | 102 LIBERTY STREET | HINESVILLE | Liberty | 9890001 | 1 | [5 empty] | Removed from Ground | Gas (Historical Use) | 10000 | Not Marked/Unknown | 1991-05-01 | Not Marked
FT STEWART | W General Screven Way | Fort Stewart | Liberty | UST-SLOC-890028 | 1 | [5 empty] | Removed from Ground | Diesel | 5000 | Bare Steel | 1961-05-07 | Galvanized Steel
FT STEWART | W General Screven Way | Fort Stewart | Liberty | UST-SLOC-890028 | 14 | [5 empty] | Removed from Ground | Gas (Historical Use) | 6000 | Bare Steel | 1961-05-07 | Galvanized Steel
FT STEWART | W General Screven Way | Fort Stewart | Liberty | UST-SLOC-890028 | 15 | [5 empty] | Removed from Ground | Gas (Historical Use) | 6000 | Bare Steel | 1961-05-07 | Galvanized Steel
FT STEWART | W General Screven Way | Fort Stewart | Liberty | UST-SLOC-890028 | 16 | [5 empty] | Removed from Ground | Diesel | 4000 | Marked Unknown | 1997-05-06 | Unknown
FT STEWART | W General Screven Way | Fort Stewart | Liberty | UST-SLOC-890028 | 17 | [5 empty] | Removed from Ground | Diesel | 4000 | Marked Unknown | 1985-05-01 | Unknown
FT STEWART | W General Screven Way | Fort Stewart | Liberty | UST-SLOC-890028 | 18 | [5 empty] | Removed from Ground | Other | 4000 | Marked Unknown |  | Unknown
FT STEWART | W General Screven Way | Fort Stewart | Liberty | UST-SLOC-890028 | 19 | [5 empty] | Removed from Ground | Other | 4000 | Marked Unknown |  | Unknown
FT STEWART | W General Screven Way | Fort Stewart | Liberty | UST-SLOC-890028 | 2 | [5 empty] | Removed from Ground | Diesel | 5000 | Bare Steel | 1961-05-07 | Galvanized Steel
FT STEWART | W General Screven Way | Fort Stewart | Liberty | UST-SLOC-890028 | 20 | [5 empty] | Removed from Ground | Other | 4000 | Marked Unknown |  | Unknown
FT STEWART | W General Screven Way | Fort Stewart | Liberty | UST-SLOC-890028 | 21 | [5 empty] | Removed from Ground | Diesel | 4000 | Marked Unknown | 1985-05-01 | Unknown
FT STEWART | W General Screven Way | Fort Stewart | Liberty | UST-SLOC-890028 | 3 | [5 empty] | Removed from Ground | Empty | 750 | Bare Steel | 1971-05-05 | Galvanized Steel
FT STEWART | W General Screven Way | Fort Stewart | Liberty | UST-SLOC-890028 | 4 | [5 empty] | Removed from Ground | Diesel | 2000 | Bare Steel | 1985-05-01 | Galvanized Steel
FT STEWART | W General Screven Way | Fort Stewart | Liberty | UST-SLOC-890028 | 5 | [5 empty] | Removed from Ground | Diesel | 2000 | Bare Steel | 1985-05-01 | Galvanized Steel
FT STEWART | W General Screven Way | Fort Stewart | Liberty | UST-SLOC-890028 | 6 | [5 empty] | Closed in Ground | Gas (Historical Use) | 10000 | Bare Steel | 1961-05-07 | Galvanized Steel
FT STEWART | W General Screven Way | Fort Stewart | Liberty | UST-SLOC-890028 | 7 | [5 empty] | Removed from Ground | Gas (Historical Use) | 5000 | Bare Steel | 1961-05-07 | Galvanized Steel
FT STEWART | W General Screven Way | Fort Stewart | Liberty | UST-SLOC-890037 | 262 |  | 1998-03-17 |  | 1998-03-18 |  | Removed from Ground | Gas (Historical Use) | 10000 | Composite | 1983-01-01 | Fiberglass Reinforced Plastic | Pressurized
FT STEWART | W General Screven Way | Fort Stewart | Liberty | UST-SLOC-890037 | 263 |  | 1998-03-19 |  | 1998-03-20 |  | Removed from Ground | Gas (Historical Use) | 10000 | Composite | 1981-01-01 | Fiberglass Reinforced Plastic | Pressurized
FT STEWART | W General Screven Way | Fort Stewart | Liberty | UST-SLOC-890037 | 286 | Flapper Valve | 2002-01-20 | FALSE | 2002-01-20 | FALSE | Currently in Use | Regular | 12000 | Fiberglass Double Walled | 2002-01-20 | Fiberglass Reinforced Plastic | Pressurized
FT STEWART | W General Screven Way | Fort Stewart | Liberty | UST-SLOC-890037 | 287 |  | 2002-01-20 | FALSE | 2002-01-20 | FALSE | Currently in Use | Premium | 12000 | Fiberglass Double Walled | 2002-01-20 | Fiberglass Reinforced Plastic | Pressurized
FT STEWART | W General Screven Way | Fort Stewart | Liberty | UST-SLOC-890037 | 288 | Flapper Valve | 2002-01-20 | FALSE | 2002-01-20 | FALSE | Currently in Use | Regular | 12000 | Fiberglass Double Walled | 2002-01-20 | Fiberglass Reinforced Plastic | Pressurized
FT STEWART | W General Screven Way | Fort Stewart | Liberty | UST-SLOC-9025311 | 122 |  |  | TRUE |  | TRUE | Removed from Ground | Used Oil | 1000 | Composite | 1995-04-01 | Fiberglass Reinforced Plastic | Gravity Fed
FT STEWART | W General Screven Way | Fort Stewart | Liberty | UST-SLOC-9025311 | 123 |  | 1995-04-01 |  | 1995-04-01 |  | Removed from Ground | Other | 1000 | Double Walled | 1995-04-01 | Fiberglass Reinforced Plastic | Gravity Fed
MCI | SR 196 & CR 461 476 & CSX RR TRA | FLEMING | Liberty | 9089001 | 1 | [5 empty] | Removed from Ground | Diesel | 500 | Marked Unknown | 1986-01-01 | Bare Steel
MCI | SR 196 & CR 461 476 & CSX RR TRA | FLEMING | Liberty | 9089001 | 2 | Ball Float | 1993-12-01 | FALSE | 1993-12-01 | FALSE | Currently in Use | Diesel | 600 | Fiberglass Double Walled | 1993-12-09 | Double-Walled Fiberglass | Safe Suction (Euro)
GA FC/LIBERTY CO UNIT | GA HWY 17/1 MILE SOUTH OF MIDWAY | MIDWAY | Liberty | 9089002 | 1 | [5 empty] | Removed from Ground | Diesel | 2000 | Bare Steel | 1973-01-01 | Bare Steel
GA FC/LIBERTY CO UNIT | GA HWY 17/1 MILE SOUTH OF MIDWAY | MIDWAY | Liberty | 9089002 | 2 | [5 empty] | Removed from Ground | Diesel | 560 | Bare Steel | 1953-01-01 | Bare Steel
GA FC/LIBERTY CO UNIT | GA HWY 17/1 MILE SOUTH OF MIDWAY | MIDWAY | Liberty | 9089002 | 3 | [5 empty] | Removed from Ground | Diesel | 560 | Bare Steel | 1953-01-01 | Bare Steel
GA FC/LIBERTY CO UNIT | GA HWY 17/1 MILE SOUTH OF MIDWAY | MIDWAY | Liberty | 9089002 | 4 |  | 1990-01-01 |  | 1990-01-01 |  | Removed from Ground | Gas (Historical Use) | 1000 | Galvanic (STIP-3) | 1990-01-01 | Cathodically Protected | Safe Suction (Euro)
GA FC/LIBERTY CO UNIT | GA HWY 17/1 MILE SOUTH OF MIDWAY | MIDWAY | Liberty | 9089002 | 5 |  | 1990-01-01 |  | 1990-01-01 |  | Removed from Ground | Diesel | 1000 | Galvanic (STIP-3) | 1990-01-01 | Cathodically Protected | Safe Suction (Euro)
SAIKRUPA TRADING INC | 11181 South Coastal Highway | RICEBORO | Liberty | 9089004 | 1 | Flapper Valve | 1990-03-01 | FALSE | 1990-03-01 | FALSE | Currently in Use | E-10 | 10000 | Galvanic (STIP-3) | 1990-03-01 | Fiberglass Reinforced Plastic | Pressurized
SAIKRUPA TRADING INC | 11181 South Coastal Highway | RICEBORO | Liberty | 9089004 | 2 | Flapper Valve | 1990-03-01 | FALSE | 1990-03-01 | FALSE | Currently in Use | Premium | 10000 | Galvanic (STIP-3) | 1990-03-01 | Fiberglass Reinforced Plastic | Pressurized
SAIKRUPA TRADING INC | 11181 South Coastal Highway | RICEBORO | Liberty | 9089004 | 3 | Flapper Valve | 1990-03-01 | FALSE | 1990-03-01 | FALSE | Currently in Use | Diesel | 10000 | Galvanic (STIP-3) | 1990-03-01 | Fiberglass Reinforced Plastic | Pressurized
LIBERTY COUNTY BUS SHOP | US 84 @ CROSS CREEK DR | MIDWAY | Liberty | 9089005 | 1 | [5 empty] | Permanently Out of Use - historical purposes | Diesel | 3000 | Bare Steel | 1960-01-01 | Galvanized Steel
LIBERTY COUNTY BUS SHOP | US 84 @ CROSS CREEK DR | MIDWAY | Liberty | 9089005 | 2 | [5 empty] | Permanently Out of Use - historical purposes | Diesel | 3000 | Not Marked/Unknown |  | Not Marked
STEWART'S GROCERY | US 82 & RALPH QUARTERMAN DR | HINESVILLE | Liberty | 9089006 | 1 | [5 empty] | Removed from Ground | Gas (Historical Use) | 560 | Bare Steel | 1962-01-01 | Galvanized Steel
USA STATION #308 | 110 GENERAL SCREVAN RD | HINESVILLE | Liberty | 9089007 | 1 |  | 1995-06-01 |  | 1995-06-01 |  | Removed from Ground | Gas (Historical Use) | 12000 | Steel-Impressed Current | 1980-11-01 | Cathodically Protected | Pressurized
USA STATION #308 | 110 GENERAL SCREVAN RD | HINESVILLE | Liberty | 9089007 | 2 |  | 1995-06-01 |  | 1995-06-01 |  | Removed from Ground | Gas (Historical Use) | 12000 | Steel-Impressed Current | 1980-11-01 | Cathodically Protected | Pressurized
USA STATION #308 | 110 GENERAL SCREVAN RD | HINESVILLE | Liberty | 9089007 | 3 |  | 1995-06-01 |  | 1995-06-01 |  | Removed from Ground | Gas (Historical Use) | 12000 | Steel-Impressed Current | 1980-11-01 | Cathodically Protected | Pressurized
USA STATION #308 | 110 GENERAL SCREVAN RD | HINESVILLE | Liberty | 9089007 | 4 |  | 1995-06-01 |  | 1995-06-01 |  | Removed from Ground | Diesel | 12000 | Steel-Impressed Current | 1980-11-01 | Cathodically Protected | Pressurized
USA STATION #308 | 110 GENERAL SCREVAN RD | HINESVILLE | Liberty | 9089007 | 5 |  | 1999-11-30 | FALSE | 1999-11-30 | FALSE | Removed from Ground | Gas (Historical Use) | 15000 | Fiberglass Double Walled | 1999-11-30 | Double-Walled Fiberglass | Pressurized
USA STATION #308 | 110 GENERAL SCREVAN RD | HINESVILLE | Liberty | 9089007 | 6A |  | 1999-11-30 | FALSE | 1999-11-30 | FALSE | Removed from Ground | Gas (Historical Use) | 8000 | Fiberglass Double Walled | 1999-11-30 | Double-Walled Fiberglass | Pressurized
USA STATION #308 | 110 GENERAL SCREVAN RD | HINESVILLE | Liberty | 9089007 | 6B |  | 1999-11-30 | FALSE | 1999-11-30 | FALSE | Removed from Ground | Diesel | 7000 | Fiberglass Double Walled | 1999-11-30 | Double-Walled Fiberglass | Pressurized
SOUTH MAIN TEXACO | 201 SOUTH MAIN ST | HINESVILLE | Liberty | 9089008 | 1 | [5 empty] | Closed in Ground | Gas (Historical Use) | 6000 | Bare Steel | 1962-01-01 | Galvanized Steel
SOUTH MAIN TEXACO | 201 SOUTH MAIN ST | HINESVILLE | Liberty | 9089008 | 2 | [5 empty] | Closed in Ground | Gas (Historical Use) | 6000 | Bare Steel | 1962-01-01 | Galvanized Steel
SOUTH MAIN TEXACO | 201 SOUTH MAIN ST | HINESVILLE | Liberty | 9089008 | 3 | [5 empty] | Closed in Ground | Gas (Historical Use) | 6000 | Bare Steel | 1962-01-01 | Galvanized Steel
SOUTH MAIN TEXACO | 201 SOUTH MAIN ST | HINESVILLE | Liberty | 9089008 | 4 |  |  | TRUE |  | TRUE | Removed from Ground | Used Oil | 550 | Bare Steel | 1962-01-01 | Galvanized Steel
HINESVILLE EXPRESS # 6 | 903 WEST OGLETHORPE HWY | HINESVILLE | Liberty | 9089009 | 1 | Flapper Valve | 1995-03-01 | FALSE | 1995-03-01 | FALSE | Currently in Use | Plus | 10000 | Galvanic (STIP-3) | 1987-03-10 | Fiberglass Reinforced Plastic | Pressurized
HINESVILLE EXPRESS # 6 | 903 WEST OGLETHORPE HWY | HINESVILLE | Liberty | 9089009 | 2 | Flapper Valve | 1995-03-01 | FALSE | 1995-03-01 | FALSE | Currently in Use | Regular | 10000 | Galvanic (STIP-3) | 1987-03-10 | Fiberglass Reinforced Plastic | Pressurized
HINESVILLE EXPRESS # 6 | 903 WEST OGLETHORPE HWY | HINESVILLE | Liberty | 9089009 | 3 | Flapper Valve | 1995-03-01 | FALSE | 1995-03-01 | FALSE | Currently in Use | Regular | 10000 | Galvanic (STIP-3) | 1987-03-10 | Fiberglass Reinforced Plastic | Pressurized
HINESVILLE EXPRESS # 6 | 903 WEST OGLETHORPE HWY | HINESVILLE | Liberty | 9089009 | 4 | Flapper Valve | 1995-03-01 | FALSE | 1995-03-01 | FALSE | Currently in Use | Premium | 6000 | Galvanic (STIP-3) | 1987-03-10 | Fiberglass Reinforced Plastic | Pressurized
PARKERS #1 | 13704 OGLETHORPE HWY | MIDWAY | Liberty | 9089010 | 1 | Flapper Valve | 1993-01-01 | FALSE | 1993-01-01 | FALSE | Currently in Use | Diesel | 10000 | Epoxy | 1993-02-10 | Fiberglass Reinforced Plastic | Pressurized
PARKERS #1 | 13704 OGLETHORPE HWY | MIDWAY | Liberty | 9089010 | 2 | Ball Float | 1993-01-01 | FALSE | 1993-01-01 | FALSE | Currently in Use | Premium | 10000 | Epoxy | 1993-02-10 | Fiberglass Reinforced Plastic | Pressurized
PARKERS #1 | 13704 OGLETHORPE HWY | MIDWAY | Liberty | 9089010 | 3 | Ball Float | 1993-01-01 | FALSE | 1993-01-01 | FALSE | Currently in Use | Regular | 12000 | Epoxy | 1993-02-10 | Fiberglass Reinforced Plastic | Pressurized
PARKERS #1 | 13704 OGLETHORPE HWY | MIDWAY | Liberty | 9089010 | 4 | [5 empty] | Removed from Ground | Gas (Historical Use) | 6000 | Not Marked/Unknown | 1993-02-10 | Not Marked
PARKERS #1 | 13704 OGLETHORPE HWY | MIDWAY | Liberty | 9089010 | 5 | [5 empty] | Removed from Ground | Gas (Historical Use) | 6000 | Not Marked/Unknown | 1993-02-10 | Not Marked
PARKERS #1 | 13704 OGLETHORPE HWY | MIDWAY | Liberty | 9089010 | 6 | [5 empty] | Removed from Ground | Gas (Historical Use) | 10000 | Not Marked/Unknown | 1993-02-10 | Not Marked
DJ'S QUICK LUBE | 325 MEMORIAL DR | HINESVILLE | Liberty | 9089095 | 1 | [5 empty] | Removed from Ground | Gas (Historical Use) | 6000 | Bare Steel | 1980-05-10 | Galvanized Steel | Pressurized
DJ'S QUICK LUBE | 325 MEMORIAL DR | HINESVILLE | Liberty | 9089095 | 2 | [5 empty] | Removed from Ground | Gas (Historical Use) | 6000 | Bare Steel | 1980-05-10 | Galvanized Steel | Pressurized
DJ'S QUICK LUBE | 325 MEMORIAL DR | HINESVILLE | Liberty | 9089095 | 3 | [5 empty] | Removed from Ground | Gas (Historical Use) | 6000 | Bare Steel | 1980-05-10 | Galvanized Steel | Pressurized
DJ'S QUICK LUBE | 325 MEMORIAL DR | HINESVILLE | Liberty | 9089095 | 4 |  |  | TRUE |  | TRUE | Removed from Ground | Used Oil | 560 | Bare Steel | 1980-05-10 | Galvanized Steel | Pressurized
GA DOT 10543 LIBERTY CO ROUTINE | 142 COTTOM DR | RICEBORO | Liberty | 9089097 | 1 | [5 empty] | Removed from Ground | Diesel | 1000 | Bare Steel | 2002-02-18 | Galvanized Steel | Safe Suction (Euro)
GA DOT 10543 LIBERTY CO ROUTINE | 142 COTTOM DR | RICEBORO | Liberty | 9089097 | 2 |  |  | FALSE |  | FALSE | Removed from Ground | Gas (Historical Use) | 560 | Bare Steel | 2002-02-18 | Galvanized Steel
ENK747 | W OGLETHORPE HWY & BUTLER ST | MIDWAY | Liberty | 9089098 | 1 | Flapper Valve | 1994-05-01 | FALSE | 1994-05-01 | FALSE | Currently in Use | Regular | 8000 | Composite | 1994-05-01 | Fiberglass Reinforced Plastic | Pressurized
ENK747 | W OGLETHORPE HWY & BUTLER ST | MIDWAY | Liberty | 9089098 | 2 | Flapper Valve | 1994-05-01 | FALSE | 1994-05-01 | FALSE | Currently in Use | Regular | 6000 | Composite | 1994-05-01 | Fiberglass Reinforced Plastic | Pressurized
ENK747 | W OGLETHORPE HWY & BUTLER ST | MIDWAY | Liberty | 9089098 | 3 | Flapper Valve | 1994-05-01 | FALSE | 1994-05-01 | FALSE | Currently in Use | E-0 | 6000 | Composite | 1994-05-01 | Fiberglass Reinforced Plastic | Pressurized
ENK747 | W OGLETHORPE HWY & BUTLER ST | MIDWAY | Liberty | 9089098 | 4 |  | 1994-05-01 |  | 1994-05-01 |  | Currently in Use | Kerosene | 1000 | Composite | 1994-05-01 | Fiberglass Reinforced Plastic | Suction (American)
LIBERTY CO COURTHOUSE ANNEX | 112 N MAIN STREET | HINESVILLE | Liberty | 9089101 | 1 | [5 empty] | Removed from Ground | Other | 4000 | Not Marked/Unknown | 1992-03-01 | Not Marked
LIBERTY CO COURTHOUSE ANNEX | 112 N MAIN STREET | HINESVILLE | Liberty | 9089101 | 2 | [5 empty] | Removed from Ground | Other | 2000 | Not Marked/Unknown | 1992-03-01 | Not Marked
LIBERTY CO COURTHOUSE ANNEX | 112 N MAIN STREET | HINESVILLE | Liberty | 9089101 | 3 | [5 empty] | Removed from Ground | Other | 1000 | Not Marked/Unknown | 1992-03-01 | Not Marked
CRAFTSMAN AUTO REPAIR | HWY 84 | HINESVILLE | Liberty | 9089102 | 1 | [5 empty] | Removed from Ground | Empty | 1000 | Not Marked/Unknown | 1979-01-01 | Not Marked
CRAFTSMAN AUTO REPAIR | HWY 84 | HINESVILLE | Liberty | 9089102 | 2 | [5 empty] | Removed from Ground | Empty | 1000 | Not Marked/Unknown | 1979-01-01 | Not Marked
CRAFTSMAN AUTO REPAIR | HWY 84 | HINESVILLE | Liberty | 9089102 | 3 | [5 empty] | Removed from Ground | Empty | 1000 | Not Marked/Unknown | 1979-01-01 | Not Marked
CHEMTALL INC | 1 CHEMICAL PLANT RD | RICEBORO | Liberty | 9089103 | 1 | [5 empty] | Removed from Ground | Used Oil | 800 | Not Marked/Unknown |  | Not Marked
FORT STEWART FAC 430 CAR CARE CE | FAC 430 HERO RD | HINESVILLE | Liberty | 9089118 | 257 | [5 empty] | Removed from Ground | Gas (Historical Use) | 10000 | Bare Steel | 1972-01-01 | Galvanized Steel
FORT STEWART FAC 430 CAR CARE CE | FAC 430 HERO RD | HINESVILLE | Liberty | 9089118 | 258 | [5 empty] | Removed from Ground | Gas (Historical Use) | 10000 | Bare Steel | 1972-01-01 | Galvanized Steel
FORT STEWART FAC 430 CAR CARE CE | FAC 430 HERO RD | HINESVILLE | Liberty | 9089118 | 259 | [5 empty] | Removed from Ground | Gas (Historical Use) | 10000 | Bare Steel | 1972-01-01 | Galvanized Steel
FORT STEWART FAC 430 CAR CARE CE | FAC 430 HERO RD | HINESVILLE | Liberty | 9089118 | 260 | [5 empty] | Removed from Ground | Gas (Historical Use) | 10000 | Bare Steel | 1972-01-01 | Galvanized Steel
FORT STEWART FAC 430 CAR CARE CE | FAC 430 HERO RD | HINESVILLE | Liberty | 9089118 | 261 |  |  | TRUE |  | TRUE | Removed from Ground | Used Oil | 500 | Bare Steel | 1972-01-01 | Galvanized Steel
BRUCES SVC STATION | HWY 84 | FLEMING | Liberty | 9089119 | 1 | [5 empty] | Removed from Ground | Empty | 550 | Bare Steel | 1955-01-01 | Bare Steel | Safe Suction (Euro)
BRUCES SVC STATION | HWY 84 | FLEMING | Liberty | 9089119 | 2 | [5 empty] | Removed from Ground | Empty | 1000 | Bare Steel | 1955-01-01 | Bare Steel | Safe Suction (Euro)
SPARKER #1 | 4609 S COASTAL HWY 17 | RICEBORO | Liberty | 9089122 | 1 | Ball Float | 1997-01-01 | FALSE | 1997-01-01 | FALSE | Currently in Use | Regular | 6000 | Steel-Impressed Current | 1986-01-01 | Fiberglass Reinforced Plastic | Pressurized
SPARKER #1 | 4609 S COASTAL HWY 17 | RICEBORO | Liberty | 9089122 | 2 | Ball Float | 1997-01-01 | FALSE | 1997-01-01 | FALSE | Currently in Use | E-0 | 6000 | Steel-Impressed Current | 1986-01-01 | Fiberglass Reinforced Plastic | Safe Suction (Euro)
SPARKER #1 | 4609 S COASTAL HWY 17 | RICEBORO | Liberty | 9089122 | 3 | Ball Float | 1997-01-01 | FALSE | 1997-01-01 | FALSE | Currently in Use | Premium | 8000 | Steel-Impressed Current | 1986-01-01 | Fiberglass Reinforced Plastic | Pressurized
SPARKER #1 | 4609 S COASTAL HWY 17 | RICEBORO | Liberty | 9089122 | 4 | Ball Float | 1997-01-01 | FALSE | 1997-01-01 | FALSE | Currently in Use | Diesel | 3000 | Steel-Impressed Current | 1986-01-01 | Fiberglass Reinforced Plastic | Pressurized
SPARKER #1 | 4609 S COASTAL HWY 17 | RICEBORO | Liberty | 9089122 | 5 | Flapper Valve | 1997-01-01 | FALSE | 1997-01-01 | FALSE | Currently in Use | Diesel | 2000 | Steel-Impressed Current | 1986-01-01 | Fiberglass Reinforced Plastic | Pressurized
FLEMING FOODMART | 6118 LEROY COFFER HWY | FLEMING | Liberty | 9089123 | 1 |  | 1991-01-01 | FALSE | 1991-01-01 | FALSE | Removed from Ground | Gas (Historical Use) | 6000 | Galvanic (STIP-3) | 1991-01-01 | Fiberglass Reinforced Plastic | Pressurized
FLEMING FOODMART | 6118 LEROY COFFER HWY | FLEMING | Liberty | 9089123 | 2 |  | 1991-01-01 | FALSE | 1991-01-01 | FALSE | Removed from Ground | Gas (Historical Use) | 6000 | Galvanic (STIP-3) | 1991-01-01 | Fiberglass Reinforced Plastic | Pressurized
FLEMING FOODMART | 6118 LEROY COFFER HWY | FLEMING | Liberty | 9089123 | 3 |  | 1991-01-01 | FALSE | 1991-01-01 | FALSE | Removed from Ground | Gas (Historical Use) | 6000 | Galvanic (STIP-3) | 1991-01-01 | Fiberglass Reinforced Plastic | Pressurized
FLEMING FOODMART | 6118 LEROY COFFER HWY | FLEMING | Liberty | 9089123 | 4 |  | 1991-01-01 | FALSE | 1991-01-01 | FALSE | Removed from Ground | Diesel | 6000 | Galvanic (STIP-3) | 1991-01-01 | Fiberglass Reinforced Plastic | Pressurized
FLEMING FOODMART | 6118 LEROY COFFER HWY | FLEMING | Liberty | 9089123 | 5 |  | 2008-03-01 | FALSE | 2008-03-01 | FALSE | Currently in Use | Regular | 12000 | Composite Double Walled | 2008-03-01 | Double-Walled Fiberglass | Pressurized
FLEMING FOODMART | 6118 LEROY COFFER HWY | FLEMING | Liberty | 9089123 | 6A |  | 2008-03-01 | FALSE | 2008-03-01 | FALSE | Currently in Use | Premium | 4000 | Composite Double Walled | 2008-03-01 | Double-Walled Fiberglass | Pressurized
FLEMING FOODMART | 6118 LEROY COFFER HWY | FLEMING | Liberty | 9089123 | 6B |  | 2008-03-01 | FALSE | 2008-03-01 | FALSE | Currently in Use | Diesel | 8000 | Composite Double Walled | 2008-03-01 | Double-Walled Fiberglass | Pressurized
MIDWAY STATION | 27 SOUTH COASTAL HWY | MIDWAY | Liberty | 9089124 | 1 |  | 1995-05-01 | FALSE | 1995-05-01 | FALSE | Temporarily out of use | Diesel | 6000 | Epoxy | 1989-05-01 | Fiberglass Reinforced Plastic | Pressurized
MIDWAY STATION | 27 SOUTH COASTAL HWY | MIDWAY | Liberty | 9089124 | 2 |  | 2008-02-01 | FALSE | 2008-02-01 | FALSE | Currently in Use | Diesel | 5000 | Galvanic (STIP-3) | 1989-05-01 | Fiberglass Reinforced Plastic | Pressurized
MIDWAY STATION | 27 SOUTH COASTAL HWY | MIDWAY | Liberty | 9089124 | 3 |  | 2008-02-01 | FALSE | 2008-02-01 | FALSE | Currently in Use | Gas (Historical Use) | 5000 | Galvanic (STIP-3) | 1989-05-01 | Fiberglass Reinforced Plastic | Pressurized
MIDWAY STATION | 27 SOUTH COASTAL HWY | MIDWAY | Liberty | 9089124 | 4 |  | 2008-02-01 | FALSE | 2008-02-01 | FALSE | Currently in Use | Regular | 5000 | Galvanic (STIP-3) | 1989-05-01 | Fiberglass Reinforced Plastic | Pressurized
MIDWAY STATION | 27 SOUTH COASTAL HWY | MIDWAY | Liberty | 9089124 | 5 |  | 2008-02-01 | FALSE | 2008-02-01 | FALSE | Currently in Use | Premium | 5000 | Galvanic (STIP-3) | 1989-05-01 | Fiberglass Reinforced Plastic | Pressurized
MIDWAY STATION | 27 SOUTH COASTAL HWY | MIDWAY | Liberty | 9089124 | 6A |  | 1995-05-01 | FALSE | 1995-05-01 | FALSE | Temporarily out of use | Gas (Historical Use) | 6000 |  | 1995-12-01 | Fiberglass Reinforced Plastic | Pressurized
MIDWAY STATION | 27 SOUTH COASTAL HWY | MIDWAY | Liberty | 9089124 | 6B |  | 1995-05-01 | FALSE | 1995-05-01 | FALSE | Temporarily out of use | Gas (Historical Use) | 6000 |  | 1995-12-01 | Fiberglass Reinforced Plastic | Pressurized
EL CHEAPO #50 | 13670 E OGLETHORPE HWY | MIDWAY | Liberty | 9089125 | 1 | Flapper Valve | 1989-05-01 | FALSE | 1989-05-01 | FALSE | Currently in Use | Regular | 10000 | Galvanic (STIP-3) | 1989-05-01 | Fiberglass Reinforced Plastic | Pressurized
EL CHEAPO #50 | 13670 E OGLETHORPE HWY | MIDWAY | Liberty | 9089125 | 2 | Flapper Valve | 1989-05-01 | FALSE | 1989-05-01 | FALSE | Currently in Use | Plus | 10000 | Galvanic (STIP-3) | 1989-05-01 | Fiberglass Reinforced Plastic | Pressurized
EL CHEAPO #50 | 13670 E OGLETHORPE HWY | MIDWAY | Liberty | 9089125 | 3 | Flapper Valve | 1989-05-01 | FALSE | 1989-05-01 | FALSE | Currently in Use | Premium | 10000 | Galvanic (STIP-3) | 1989-05-01 | Fiberglass Reinforced Plastic | Pressurized
EL CHEAPO #50 | 13670 E OGLETHORPE HWY | MIDWAY | Liberty | 9089125 | 4 | Flapper Valve | 1989-05-01 | FALSE | 1989-05-01 | FALSE | Currently in Use | Diesel | 10000 | Galvanic (STIP-3) | 1989-05-01 | Fiberglass Reinforced Plastic | Pressurized
EL CHEAPO #50 | 13670 E OGLETHORPE HWY | MIDWAY | Liberty | 9089125 | 5 | Flapper Valve | 1989-05-01 | FALSE | 1989-05-01 | FALSE | Currently in Use | Diesel | 10000 | Galvanic (STIP-3) | 1989-05-01 | Fiberglass Reinforced Plastic | Pressurized
CLYDES MARKET #23 | 438 GEN SCREVEN WAY | HINESVILLE | Liberty | 9089126 | 1UL |  | 1998-11-01 |  | 1998-11-01 |  | Removed from Ground | Gas (Historical Use) | 8000 | Steel-Impressed Current | 1983-01-01 | Cathodically Protected | Safe Suction (Euro)
CLYDES MARKET #23 | 438 GEN SCREVEN WAY | HINESVILLE | Liberty | 9089126 | 2PLUS |  | 1998-11-01 |  | 1998-11-01 |  | Removed from Ground | Gas (Historical Use) | 8000 | Steel-Impressed Current | 1983-01-01 | Cathodically Protected | Safe Suction (Euro)
CLYDES MARKET #23 | 438 GEN SCREVEN WAY | HINESVILLE | Liberty | 9089126 | 3PREM |  | 1998-11-01 |  | 1998-11-01 |  | Removed from Ground | Gas (Historical Use) | 7896 | Steel-Impressed Current | 1983-01-01 | Cathodically Protected | Safe Suction (Euro)
CLYDES MARKET #23 | 438 GEN SCREVEN WAY | HINESVILLE | Liberty | 9089126 | 4a | Ball Float | 2009-07-01 | FALSE | 2009-07-01 | FALSE | Currently in Use | Regular | 8500 | Composite Double Walled | 2009-07-01 | Double-Walled Fiberglass | Pressurized
CLYDES MARKET #23 | 438 GEN SCREVEN WAY | HINESVILLE | Liberty | 9089126 | 4b | Ball Float | 2009-07-01 | FALSE | 2009-07-01 | FALSE | Currently in Use | Premium | 3500 | Composite Double Walled | 2009-07-01 | Double-Walled Fiberglass | Pressurized
CLYDES MARKET #14 | 107 GEN SCREVEN WAY | HINESVILLE | Liberty | 9089127 | 1UL |  | 1998-11-01 |  | 1998-11-01 |  | Removed from Ground | Gas (Historical Use) | 7896 | Cathodically Protected Steel | 1986-12-01 | Cathodically Protected | Pressurized
CLYDES MARKET #14 | 107 GEN SCREVEN WAY | HINESVILLE | Liberty | 9089127 | 2PLUS |  | 1998-11-01 |  | 1998-11-01 |  | Removed from Ground | Gas (Historical Use) | 6000 | Cathodically Protected Steel | 1986-12-01 | Cathodically Protected | Pressurized
CLYDES MARKET #14 | 107 GEN SCREVEN WAY | HINESVILLE | Liberty | 9089127 | 3PREM |  | 1998-11-01 |  | 1998-11-01 |  | Removed from Ground | Gas (Historical Use) | 6000 | Cathodically Protected Steel | 1986-12-01 | Cathodically Protected | Pressurized
COASTAL UTILITIES INC | 115 PATRIOTS TRAIL | HINESVILLE | Liberty | 9089128 | 1 |  | 1990-12-20 |  | 1990-12-20 |  | Removed from Ground | Gas (Historical Use) | 10000 | Tank Jacket | 1990-12-08 | Fiberglass Reinforced Plastic | Pressurized
COASTAL UTILITIES INC | 115 PATRIOTS TRAIL | HINESVILLE | Liberty | 9089128 | 2 |  | 1990-12-20 |  | 1990-12-20 |  | Removed from Ground | Diesel | 2000 | Tank Jacket | 1990-12-08 | Fiberglass Reinforced Plastic | Pressurized
LIBERTY COUNTY ROAD DEPT | 1079 BACONTON RD | MIDWAY | Liberty | 9089129 | 3 | Ball Float | 2013-06-01 | FALSE | 2013-06-01 | FALSE | Currently in Use | Regular | 10000 | Composite Double Walled | 2013-06-01 | Double-Walled Fiberglass | Pressurized
LIBERTY COUNTY ROAD DEPT | 1079 BACONTON RD | MIDWAY | Liberty | 9089129 | 4 | Ball Float | 2013-06-01 | FALSE | 2013-06-01 | FALSE | Currently in Use | Diesel | 10000 | Composite Double Walled | 2013-06-01 | Double-Walled Fiberglass | Pressurized
LIBERTY COUNTY ROAD DEPT | 1079 BACONTON RD | MIDWAY | Liberty | 9089129 | ROAD1 |  | 1998-07-22 | FALSE | 1998-07-22 | FALSE | Removed from Ground | Gas (Historical Use) | 5000 | Lined Interior | 1974-01-01 | Fiberglass Reinforced Plastic | Safe Suction (Euro)
LIBERTY COUNTY ROAD DEPT | 1079 BACONTON RD | MIDWAY | Liberty | 9089129 | ROAD2 |  | 1998-07-22 | FALSE | 1998-07-22 | FALSE | Removed from Ground | Diesel | 5000 | Lined Interior | 1974-01-01 | Fiberglass Reinforced Plastic | Safe Suction (Euro)
RONALD S BELL | 1137 A HWY 196 W | HINESVILLE | Liberty | 9089130 | 1 |  | 1996-12-01 |  | 1996-12-01 |  | Removed from Ground | Gas (Historical Use) | 6000 | Steel-Impressed Current | 1997-03-01 | Double Walled | Pressurized
RONALD S BELL | 1137 A HWY 196 W | HINESVILLE | Liberty | 9089130 | 2 |  | 1996-12-01 |  | 1996-12-01 |  | Removed from Ground | Gas (Historical Use) | 6000 | Steel-Impressed Current | 1997-03-01 | Double Walled | Pressurized
RONALD S BELL | 1137 A HWY 196 W | HINESVILLE | Liberty | 9089130 | 3 |  | 1996-12-01 |  | 1996-12-01 |  | Removed from Ground | Gas (Historical Use) | 400 | Cathodically Protected Steel | 1999-09-14 | Double Walled | Pressurized
WALTHOUR SERVICE STATION | WALTHOUR RD and BILLY CARTER RD | MIDWAY | Liberty | 9089131 | 1 |  |  | FALSE |  | FALSE | Temporarily out of use | Gas (Historical Use) | 1000 | Bare Steel | 1971-05-11 | Galvanized Steel | Suction (American)
WALTHOUR SERVICE STATION | WALTHOUR RD and BILLY CARTER RD | MIDWAY | Liberty | 9089131 | 2 |  |  | FALSE |  | FALSE | Temporarily out of use | Gas (Historical Use) | 1000 | Bare Steel | 1971-05-11 | Galvanized Steel | Suction (American)
COUNTRYSIDE | 1439 W OGLETHORPE HWY | HINESVILLE | Liberty | 9089132 | T-1 |  |  | FALSE |  | FALSE | Removed from Ground | Gas (Historical Use) | 3000 | Bare Steel | 1997-02-01 | Galvanized Steel | Suction (American)
COUNTRYSIDE | 1439 W OGLETHORPE HWY | HINESVILLE | Liberty | 9089132 | T-2 |  |  | FALSE |  | FALSE | Removed from Ground | Gas (Historical Use) | 4000 | Bare Steel | 1997-02-01 | Galvanized Steel | Suction (American)
COUNTRYSIDE | 1439 W OGLETHORPE HWY | HINESVILLE | Liberty | 9089132 | T-3 |  |  | FALSE |  | FALSE | Removed from Ground | Gas (Historical Use) | 3000 | Bare Steel | 1997-02-01 | Galvanized Steel | Suction (American)
COUNTRYSIDE | 1439 W OGLETHORPE HWY | HINESVILLE | Liberty | 9089132 | T-4 |  |  | FALSE |  | FALSE | Removed from Ground | Diesel | 4000 | Bare Steel | 1997-02-01 | Galvanized Steel | Suction (American)
COUNTRYSIDE | 1439 W OGLETHORPE HWY | HINESVILLE | Liberty | 9089132 | T-5 |  | 1997-02-01 | FALSE | 1997-02-01 | FALSE | Currently in Use | Gas (Historical Use) | 12000 | Composite | 1997-02-01 |  | Pressurized
COUNTRYSIDE | 1439 W OGLETHORPE HWY | HINESVILLE | Liberty | 9089132 | T-6 |  | 1997-02-01 | FALSE | 1997-02-01 | FALSE | Currently in Use | Gas (Historical Use) | 6000 | Composite | 1997-02-01 |  | Pressurized
COUNTRYSIDE | 1439 W OGLETHORPE HWY | HINESVILLE | Liberty | 9089132 | T-6A |  | 1997-02-01 | FALSE | 1997-02-01 | FALSE | Currently in Use | Diesel | 4000 | Composite | 1997-02-01 |  | Pressurized
COUNTRYSIDE | 1439 W OGLETHORPE HWY | HINESVILLE | Liberty | 9089132 | T-6B |  | 1997-02-01 | FALSE | 1997-02-01 | FALSE | Currently in Use | Kerosene | 2000 | Composite | 1997-02-01 |  | Pressurized
YELLOW BLUFF FISHING CAMP | 196 MARINA DR | MIDWAY | Liberty | 9089133 | 1 | Flapper Valve | 1992-01-01 | FALSE | 1992-01-01 | FALSE | Temporarily out of use | Plus | 2000 |  | 1992-01-01 | Fiberglass Reinforced Plastic | Safe Suction (Euro)
LARRY WHITMAN | 200 OGLETHORPE HWY | HINESVILLE | Liberty | 9089134 | 1 | Flapper Valve | 1990-01-01 | FALSE | 1990-01-01 | FALSE | Currently in Use | Gas (Historical Use) | 8000 | Galvanic (STIP-3) | 1990-01-01 | Fiberglass Reinforced Plastic | Pressurized
LARRY WHITMAN | 200 OGLETHORPE HWY | HINESVILLE | Liberty | 9089134 | 2 | Flapper Valve | 1990-01-01 | FALSE | 1990-01-01 | FALSE | Currently in Use | Gas (Historical Use) | 8000 | Galvanic (STIP-3) | 1990-01-01 | Fiberglass Reinforced Plastic | Pressurized
LARRY WHITMAN | 200 OGLETHORPE HWY | HINESVILLE | Liberty | 9089134 | 3 | Flapper Valve | 1990-01-01 | FALSE | 1990-01-01 | FALSE | Currently in Use | Gas (Historical Use) | 8000 | Galvanic (STIP-3) | 1990-01-01 | Fiberglass Reinforced Plastic | Pressurized
HALFMOON MARINA INC | 171 AZALEA DR | MIDWAY | Liberty | 9089135 | 1 | Flapper Valve | 1996-12-15 | FALSE | 1996-12-15 | FALSE | Currently in Use | E-0 | 4000 | Lined Interior |  | Fiberglass Reinforced Plastic | Safe Suction (Euro)
HALFMOON MARINA INC | 171 AZALEA DR | MIDWAY | Liberty | 9089135 | 2 | Flapper Valve | 1996-12-15 | FALSE | 1996-12-15 | FALSE | Currently in Use | Diesel | 4000 | Lined Interior |  | Fiberglass Reinforced Plastic | Safe Suction (Euro)
AT&T | 451 GENERAL SCREVEN HWY | HINESVILLE | Liberty | 9089138 | 1 |  | 1989-01-01 |  | 1989-01-01 |  | Removed from Ground | Diesel | 1000 | Double Walled | 1989-01-01 | Double Walled | Safe Suction (Euro)
COASTAL UTILITIES INC | HWY 84 (OGLETHORPE HWY) | HINESVILLE | Liberty | 9089141 | 1 | [5 empty] | Removed from Ground | Gas (Historical Use) | 5000 | Bare Steel | 1977-03-07 | Galvanized Steel
COASTAL UTILITIES INC | HWY 84 (OGLETHORPE HWY) | HINESVILLE | Liberty | 9089141 | 2 | [5 empty] | Removed from Ground | Gas (Historical Use) | 5000 | Bare Steel | 1977-03-07 | Galvanized Steel
COASTAL UTILITIES INC | HWY 84 (OGLETHORPE HWY) | HINESVILLE | Liberty | 9089141 | 3 | [5 empty] | Removed from Ground | Diesel | 1000 | Bare Steel | 1977-03-07 | Galvanized Steel
Sunny Quick Stop | 1120 KELLY DR | HINESVILLE | Liberty | 9089142 | 1 | Flapper Valve | 1983-01-01 | FALSE | 1983-01-01 | FALSE | Currently in Use | Regular | 8000 | Steel-Impressed Current | 1981-01-01 |  | Pressurized
Sunny Quick Stop | 1120 KELLY DR | HINESVILLE | Liberty | 9089142 | 2 | Flapper Valve | 1983-01-01 | FALSE | 1983-01-01 | FALSE | Temporarily out of use | Plus | 4000 | Steel-Impressed Current | 1981-01-01 |  | Pressurized
Sunny Quick Stop | 1120 KELLY DR | HINESVILLE | Liberty | 9089142 | 3 | Flapper Valve | 1983-01-01 | FALSE | 1983-01-01 | FALSE | Temporarily out of use | Premium | 4000 | Steel-Impressed Current | 1981-01-01 |  | Pressurized
Shree DRK, Inc | 1457 A DUNLEVIE RD | ALLENHURST | Liberty | 9089143 | 1 | Ball Float | 1995-11-25 | FALSE | 1995-11-25 | TRUE | Currently in Use | Premium | 6000 | Galvanic (STIP-3) | 1991-11-29 | Fiberglass Reinforced Plastic | Pressurized
Shree DRK, Inc | 1457 A DUNLEVIE RD | ALLENHURST | Liberty | 9089143 | 2 | Ball Float | 1995-11-25 | FALSE | 1995-11-25 | TRUE | Currently in Use | Diesel | 6000 | Galvanic (STIP-3) | 1991-11-19 | Fiberglass Reinforced Plastic | Pressurized
Shree DRK, Inc | 1457 A DUNLEVIE RD | ALLENHURST | Liberty | 9089143 | 3 | Ball Float | 1991-11-25 | FALSE | 1995-11-21 | TRUE | Currently in Use | Regular | 8000 | Galvanic (STIP-3) | 1991-11-19 | Fiberglass Reinforced Plastic | Pressurized
PIT STOP | 1011 AIRPORT RD | HINESVILLE | Liberty | 9089153 | 1 | Flapper Valve | 1995-08-15 | FALSE | 1995-08-15 | FALSE | Currently in Use | Regular | 10000 | Composite | 1995-08-15 | Fiberglass Reinforced Plastic | Pressurized
PIT STOP | 1011 AIRPORT RD | HINESVILLE | Liberty | 9089153 | 2A | Flapper Valve | 1995-08-15 | FALSE | 1995-08-15 | FALSE | Currently in Use | Premium | 5000 | Composite | 1995-08-15 | Fiberglass Reinforced Plastic | Pressurized
PIT STOP | 1011 AIRPORT RD | HINESVILLE | Liberty | 9089153 | 2B | Flapper Valve | 1995-08-15 | FALSE | 1995-08-15 | FALSE | Temporarily out of use | Gas (Historical Use) | 5000 | Composite | 1995-08-15 | Fiberglass Reinforced Plastic | Pressurized
SOMMERS OIL STATION #62 | 11181 S Coastal Hwy | RICEBORO | Liberty | 9089159 | 1 | Ball Float | 1996-11-15 | FALSE | 1996-11-15 | FALSE | Currently in Use | Gas (Historical Use) | 6000 | Composite | 1996-11-12 | Double-Walled Flex | Pressurized
SOMMERS OIL STATION #62 | 11181 S Coastal Hwy | RICEBORO | Liberty | 9089159 | 2 | Ball Float | 1996-11-15 | FALSE | 1996-11-15 | FALSE | Currently in Use | Gas (Historical Use) | 12000 | Composite | 1996-11-12 | Double-Walled Flex | Pressurized
SOMMERS OIL STATION #62 | 11181 S Coastal Hwy | RICEBORO | Liberty | 9089159 | 3 | Ball Float | 1996-11-15 | FALSE | 1996-11-15 | FALSE | Currently in Use | Gas (Historical Use) | 6000 | Composite | 1996-11-12 | Double-Walled Flex | Pressurized
HINESVILLE 66 | US 84 EAST | HINESVILLE | Liberty | 9089162 | 1 | [5 empty] | Removed from Ground | Gas (Historical Use) | 6000 | Cathodically Protected Steel | 1987-03-01 | Galvanized Steel | Suction (American)
HINESVILLE 66 | US 84 EAST | HINESVILLE | Liberty | 9089162 | 2 | [5 empty] | Removed from Ground | Gas (Historical Use) | 8000 | Cathodically Protected Steel | 1987-03-01 | Galvanized Steel | Suction (American)
HINESVILLE 66 | US 84 EAST | HINESVILLE | Liberty | 9089162 | 3 | [5 empty] | Removed from Ground | Diesel | 4000 | Cathodically Protected Steel | 1987-03-01 | Galvanized Steel | Suction (American)
OLD GULF STATION | 5827 W OGLETHORPE | WALTHOURVILLE | Liberty | 9089163 | 1 | [5 empty] | Removed from Ground | Gas (Historical Use) | 550 | Not Marked/Unknown | 1964-01-01 | Not Marked
OLD GULF STATION | 5827 W OGLETHORPE | WALTHOURVILLE | Liberty | 9089163 | 2 |  |  | FALSE |  | FALSE | Removed from Ground | Gas (Historical Use) | 550 | Unknown | 1964-01-01 | Unknown
OLD GULF STATION | 5827 W OGLETHORPE | WALTHOURVILLE | Liberty | 9089163 | 3 |  |  | FALSE |  | FALSE | Removed from Ground | Gas (Historical Use) | 550 | Unknown | 1964-01-01 | Unknown
ASHAPURI MAA INC D/B/A SOUTH NEWPORT BP | 36 MONTAGUE ST | RICEBORO | Liberty | 9089164 | 1 | Flapper Valve | 1996-10-30 | FALSE | 1996-10-30 | FALSE | Currently in Use | Regular | 10000 | Composite Double Walled | 1996-10-25 | Double-Walled Flex | Pressurized
ASHAPURI MAA INC D/B/A SOUTH NEWPORT BP | 36 MONTAGUE ST | RICEBORO | Liberty | 9089164 | 2 | Flapper Valve | 1996-10-30 | FALSE | 1996-10-30 | FALSE | Currently in Use | Premium | 10000 | Composite Double Walled | 1996-10-25 | Double-Walled Flex | Pressurized
ASHAPURI MAA INC D/B/A SOUTH NEWPORT BP | 36 MONTAGUE ST | RICEBORO | Liberty | 9089164 | 3 | Flapper Valve | 1996-10-30 | FALSE | 1996-10-30 | FALSE | Currently in Use | Diesel | 6000 | Composite Double Walled | 1996-10-25 | Double-Walled Flex | Pressurized
CLYDES MARKET #44 | 5879 W OGLETHORPE | WALTHOURVILLE | Liberty | 9089165 | 1A |  | 1997-02-15 | FALSE | 1997-02-15 | FALSE | Currently in Use | Regular | 12000 | Composite | 1997-02-15 | Double-Walled Flex | Pressurized
CLYDES MARKET #44 | 5879 W OGLETHORPE | WALTHOURVILLE | Liberty | 9089165 | 1B |  | 1997-02-15 | FALSE | 1997-02-15 | FALSE | Currently in Use | Premium | 8000 | Composite | 1997-02-15 | Double-Walled Flex | Pressurized
PARKERS #17 | 2475 HWY 196W | HINESVILLE | Liberty | 9089166 | 1 | Flapper Valve | 1997-03-01 | FALSE | 1997-03-01 | FALSE | Currently in Use | Premium | 10000 | Composite | 1997-03-01 | Fiberglass Reinforced Plastic | Pressurized
PARKERS #17 | 2475 HWY 196W | HINESVILLE | Liberty | 9089166 | 2 | Flapper Valve | 1997-03-01 | FALSE | 1997-03-01 | FALSE | Currently in Use | Regular | 12000 | Composite | 1997-03-01 | Fiberglass Reinforced Plastic | Pressurized
KRISHNA FOOD MART | 10880 S COASTAL HWY | RICEBORO | Liberty | 9089167 | 1A |  | 1997-12-01 | FALSE | 1997-12-01 | FALSE | Currently in Use | Gas (Historical Use) | 12000 | Composite | 1997-12-01 | Double-Walled Flex | Pressurized
KRISHNA FOOD MART | 10880 S COASTAL HWY | RICEBORO | Liberty | 9089167 | 1B |  | 1997-12-01 | FALSE | 1997-12-01 | FALSE | Currently in Use | Gas (Historical Use) | 8000 | Composite | 1997-12-01 | Double-Walled Flex | Pressurized
CITY OF HINESVILLE | 613 E G MILE PKWY | HINESVILLE | Liberty | 9089170 | 1 | Ball Float | 1998-05-16 | FALSE | 1998-05-16 | FALSE | Currently in Use | Regular | 10000 | Galvanic (STIP-3) | 1988-05-16 | Fiberglass Reinforced Plastic | Pressurized
CITY OF HINESVILLE | 613 E G MILE PKWY | HINESVILLE | Liberty | 9089170 | 2 | Ball Float | 1998-05-16 | FALSE | 1998-05-16 | FALSE | Currently in Use | Diesel | 10000 | Galvanic (STIP-3) | 1988-05-16 | Fiberglass Reinforced Plastic | Pressurized
FLASH FOODS #198 | 463 W OGLETHORPE BLVD | HINESVILLE | Liberty | 9089172 | 1 | Flapper Valve | 2000-04-18 | FALSE | 2000-04-18 | FALSE | Currently in Use | Regular | 12000 | Composite Double Walled | 2000-04-18 | Double-Walled Flex | Pressurized
FLASH FOODS #198 | 463 W OGLETHORPE BLVD | HINESVILLE | Liberty | 9089172 | 2 | Flapper Valve | 2000-04-18 | FALSE | 2000-04-18 | FALSE | Currently in Use | Premium | 12000 | Composite Double Walled | 2000-04-18 | Double-Walled Flex | Pressurized
COASTAL EMC | US 17 SOUTH | MIDWAY | Liberty | 9000537 | 1 | [5 empty] | Removed from Ground | Gas (Historical Use) | 10000 | Bare Steel | 1978-03-19 | Galvanized Steel
GA POWER CO HINESVILLE OPERATING HEADQUARTERS | 923 OGLETHORPE ST/HWY 82 | HINESVILLE | Liberty | 9000203 | 34D1 | Flapper Valve | 1989-08-06 | FALSE | 1989-08-06 | FALSE | Removed from Ground | Diesel | 10000 | Fiberglass | 1981-05-08 | Fiberglass Reinforced Plastic | Pressurized
GA POWER CO HINESVILLE OPERATING HEADQUARTERS | 923 OGLETHORPE ST/HWY 82 | HINESVILLE | Liberty | 9000203 | 34G1 | [5 empty] | Closed in Ground | Gas (Historical Use) | 10000 | Bare Steel | 1976-05-09 | Unknown
UNDERWOOD GROCERY | HWY 378 | LINCOLNTON | Lincoln | 900018 | 1 | [5 empty] | Removed from Ground | Gas (Historical Use) | 1000 | Bare Steel | 1966-05-13 | Unknown
UNDERWOOD GROCERY | HWY 378 | LINCOLNTON | Lincoln | 900018 | 2 | [5 empty] | Removed from Ground | Gas (Historical Use) | 2000 | Bare Steel | 1966-05-13 | Unknown
UNDERWOOD GROCERY | HWY 378 | LINCOLNTON | Lincoln | 900018 | 3 | [5 empty] | Removed from Ground | Gas (Historical Use) | 1000 | Bare Steel | 1978-05-10 | Unknown
UNDERWOOD GROCERY | HWY 378 | LINCOLNTON | Lincoln | 900018 | 4 | [5 empty] | Removed from Ground | Diesel | 2500 | Bare Steel | 1983-05-09 | Unknown
LINCOLN CO BOARD OF EDUCATION | RT 2 AUGUSTA RD | LINCOLNTON | Lincoln | 900019 | 1 | [5 empty] | Removed from Ground | Gas (Historical Use) | 1000 | Bare Steel | 1966-05-13 | Galvanized Steel | Safe Suction (Euro)
LINCOLN CO BOARD OF EDUCATION | RT 2 AUGUSTA RD | LINCOLNTON | Lincoln | 900019 | 2 | [5 empty] | Removed from Ground | Gas (Historical Use) | 550 | Bare Steel | 1966-05-13 | Galvanized Steel | Safe Suction (Euro)
GOLD KIST FEED & SEED | HWY 378 | LINCOLNTON | Lincoln | 900022 | 1 | [5 empty] | Removed from Ground | Gas (Historical Use) | 6000 | Bare Steel | 1978-05-10 | Galvanized Steel | Safe Suction (Euro)
GOLD KIST FEED & SEED | HWY 378 | LINCOLNTON | Lincoln | 900022 | 2 | [5 empty] | Removed from Ground | Gas (Historical Use) | 6000 | Bare Steel | 1978-05-10 | Galvanized Steel | Safe Suction (Euro)
GOLD KIST FEED & SEED | HWY 378 | LINCOLNTON | Lincoln | 900022 | 3 | [5 empty] | Removed from Ground | Gas (Historical Use) | 1000 | Bare Steel | 1966-05-13 | Galvanized Steel | Safe Suction (Euro)
GOLD KIST FEED & SEED | HWY 378 | LINCOLNTON | Lincoln | 900022 | 4 | [5 empty] | Removed from Ground | Gas (Historical Use) | 1000 | Bare Steel | 1966-05-13 | Galvanized Steel | Safe Suction (Euro)
GOLD KIST FEED & SEED | HWY 378 | LINCOLNTON | Lincoln | 900022 | 5 | [5 empty] | Removed from Ground | Empty | 1000 | Bare Steel | 1966-05-13 | Galvanized Steel | Safe Suction (Euro)
SUNRISE MINIT MARKET | 420 NORTH WASHINGTON ST | LINCOLNTON | Lincoln | 900024 | 1 | [5 empty] | Removed from Ground | Gas (Historical Use) | 6000 | Bare Steel | 1976-05-10 | Galvanized Steel
SUNRISE MINIT MARKET | 420 NORTH WASHINGTON ST | LINCOLNTON | Lincoln | 900024 | 2 | [5 empty] | Removed from Ground | Gas (Historical Use) | 4000 | Bare Steel | 1976-05-10 | Galvanized Steel
SUNRISE MINIT MARKET | 420 NORTH WASHINGTON ST | LINCOLNTON | Lincoln | 900024 | 3 |  | 1989-08-01 | FALSE | 1989-08-01 | FALSE | Temporarily out of use | Diesel | 6000 | Epoxy | 1989-08-01 | Fiberglass Reinforced Plastic | Pressurized
SUNRISE MINIT MARKET | 420 NORTH WASHINGTON ST | LINCOLNTON | Lincoln | 900024 | 4 |  | 1989-08-01 | FALSE | 1999-08-01 | FALSE | Temporarily out of use | Premium | 6000 | Epoxy | 1989-08-01 | Fiberglass Reinforced Plastic | Pressurized
SUNRISE MINIT MARKET | 420 NORTH WASHINGTON ST | LINCOLNTON | Lincoln | 900024 | 5 |  | 1989-08-01 | FALSE | 1989-08-01 | FALSE | Temporarily out of use | Regular | 6000 | Epoxy | 1989-08-01 | Fiberglass Reinforced Plastic | Pressurized
H2M INVESTMENTS | 116 N WASHINGTON ST | LINCOLNTON | Lincoln | 900023 | 1 |  | 1998-12-01 |  | 1998-12-01 |  | Temporarily out of use | Gas (Historical Use) | 3000 | Steel-Impressed Current | 1969-05-12 | Steel (Impressed Current) | Safe Suction (Euro)
H2M INVESTMENTS | 116 N WASHINGTON ST | LINCOLNTON | Lincoln | 900023 | 2 |  | 1998-12-01 |  | 1998-12-01 |  | Temporarily out of use | Gas (Historical Use) | 3000 | Steel-Impressed Current | 1969-05-12 | Steel (Impressed Current) | Safe Suction (Euro)
H2M INVESTMENTS | 116 N WASHINGTON ST | LINCOLNTON | Lincoln | 900023 | 3 |  | 1998-12-01 |  | 1998-12-01 |  | Temporarily out of use | Gas (Historical Use) | 3000 | Steel-Impressed Current | 1969-05-12 | Steel (Impressed Current) | Safe Suction (Euro)
H2M INVESTMENTS | 116 N WASHINGTON ST | LINCOLNTON | Lincoln | 900023 | 4 | [5 empty] | Removed from Ground | Kerosene | 550 | Not Marked/Unknown | 1970-01-01 | Not Marked
WELLS OIL CO INC | 500 AUGUSTA ROAD | LINCOLNTON | Lincoln | 900025 | 1 | [5 empty] | Removed from Ground | Gas (Historical Use) | 1000 | Bare Steel | 1976-05-10 | Galvanized Steel
WELLS OIL CO INC | 500 AUGUSTA ROAD | LINCOLNTON | Lincoln | 900025 | 2 | [5 empty] | Removed from Ground | Gas (Historical Use) | 500 | Bare Steel | 1971-05-12 | Galvanized Steel
WELLS OIL CO INC | 500 AUGUSTA ROAD | LINCOLNTON | Lincoln | 900025 | 3 | [5 empty] | Removed from Ground | Gas (Historical Use) | 2000 | Bare Steel | 1983-05-09 | Galvanized Steel
WELLS OIL CO INC | 500 AUGUSTA ROAD | LINCOLNTON | Lincoln | 900025 | 4 | [5 empty] | Removed from Ground | Diesel | 1000 | Bare Steel | 1976-05-10 | Galvanized Steel
WELLS OIL CO INC | 500 AUGUSTA ROAD | LINCOLNTON | Lincoln | 900025 | 5 | [5 empty] | Removed from Ground | Diesel | 8000 | Not Marked/Unknown | 1994-05-10 | Not Marked
BOTTOM LAND | 3125 ELBERTON HWY | LINCOLNTON | Lincoln | 900002 | 1 | [5 empty] | Removed from Ground | Gas (Historical Use) | 1000 | Bare Steel | 1967-03-30 | Galvanized Steel
BOTTOM LAND | 3125 ELBERTON HWY | LINCOLNTON | Lincoln | 900002 | 2 | [5 empty] | Removed from Ground | Gas (Historical Use) | 565 | Bare Steel | 1967-03-30 | Galvanized Steel
BOTTOM LAND | 3125 ELBERTON HWY | LINCOLNTON | Lincoln | 900002 | 3 | [5 empty] | Removed from Ground | Gas (Historical Use) | 565 | Bare Steel | 1967-03-30 | Galvanized Steel
BOTTOM LAND | 3125 ELBERTON HWY | LINCOLNTON | Lincoln | 900002 | 4-A |  | 1997-04-05 | FALSE | 1997-04-05 | FALSE | Temporarily out of use | Gas (Historical Use) | 2000 | Composite | 1997-04-05 | Fiberglass Reinforced Plastic | Safe Suction (Euro)
BOTTOM LAND | 3125 ELBERTON HWY | LINCOLNTON | Lincoln | 900002 | 4-B |  | 1997-04-05 | FALSE | 1997-04-05 | FALSE | Temporarily out of use | Gas (Historical Use) | 2000 | Composite | 1997-04-05 | Fiberglass Reinforced Plastic | Safe Suction (Euro)
GA DOT #10221 LINCOLN CO MAINT H | GA HWY 47 SOUTH/SR 46/2 MI E SR | LINCOLNTON | Lincoln | 900003 | 221G1 | [5 empty] | Removed from Ground | Gas (Historical Use) | 1000 | Bare Steel | 1972-05-02 | Galvanized Steel | Suction (American)
GA FC | 1 /4 MI OFF HWY 79 NORTH | LINCOLNTON | Lincoln | 900004 | 1 | [5 empty] | Removed from Ground | Gas (Historical Use) | 560 | Bare Steel | 1958-04-29 | Galvanized Steel
GA FC | 1 /4 MI OFF HWY 79 NORTH | LINCOLNTON | Lincoln | 900004 | 2 | [5 empty] | Removed from Ground | Diesel | 560 | Bare Steel | 1984-04-22 | Galvanized Steel
GA FC | 1 /4 MI OFF HWY 79 NORTH | LINCOLNTON | Lincoln | 900004 | 3 |  | 1991-02-22 |  | 1991-02-22 |  | Removed from Ground | Gas (Historical Use) | 1000 | Galvanic (STIP-3) | 1991-02-22 | Cathodically Protected | Safe Suction (Euro)
GA FC | 1 /4 MI OFF HWY 79 NORTH | LINCOLNTON | Lincoln | 900004 | 4 |  | 1991-02-22 |  | 1991-02-22 |  | Removed from Ground | Diesel | 1000 | Galvanic (STIP-3) | 1991-02-22 | Cathodically Protected | Safe Suction (Euro)
DIXIE QUICK SHOP | 285 S PEACHTREE ST | LINCOLNTON | Lincoln | 900006 | 1 |  |  | FALSE |  | FALSE | Temporarily out of use | Gas (Historical Use) | 6000 | Bare Steel | 1986-02-28 | Galvanized Steel | Suction (American)
DIXIE QUICK SHOP | 285 S PEACHTREE ST | LINCOLNTON | Lincoln | 900006 | 2 |  |  | FALSE |  | FALSE | Temporarily out of use | Gas (Historical Use) | 6000 | Bare Steel | 1986-02-28 | Galvanized Steel | Suction (American)
DIXIE QUICK SHOP | 285 S PEACHTREE ST | LINCOLNTON | Lincoln | 900006 | 3 |  | 1991-01-01 | FALSE | 1991-01-01 | FALSE | Temporarily out of use | Gas (Historical Use) | 6000 |  | 1991-01-01 |  | Safe Suction (Euro)
LINCOLN COUNTY ELEM SCHOOL | 175 ROWLAND-YORK DR | LINCOLNTON | Lincoln | 900008 | 1 | [5 empty] | Removed from Ground | Diesel | 6000 | Bare Steel | 1956-03-03 | Galvanized Steel
WILKES TEXACO | HWY 378 & GA 79 | LINCOLNTON | Lincoln | 900016 | 1 | [5 empty] | Removed from Ground | Gas (Historical Use) | 1000 | Bare Steel | 1966-05-12 | Unknown
WILKES TEXACO | HWY 378 & GA 79 | LINCOLNTON | Lincoln | 900016 | 2 | [5 empty] | Removed from Ground | Gas (Historical Use) | 1000 | Bare Steel | 1966-05-12 | Unknown
WILKES TEXACO | HWY 378 & GA 79 | LINCOLNTON | Lincoln | 900016 | 3 | [5 empty] | Removed from Ground | Diesel | 1000 | Bare Steel | 1966-05-12 | Unknown
SOAP CREEK MARINA & RESORT | 3000 SOAP CREEK LODGE RD | LINCOLNTON | Lincoln | 900017 | 1 |  |  | FALSE |  | FALSE | Removed from Ground |  | 1000 | Bare Steel | 1998-03-02 |  | Safe Suction (Euro)
SOAP CREEK MARINA & RESORT | 3000 SOAP CREEK LODGE RD | LINCOLNTON | Lincoln | 900017 | 2 |  |  | FALSE |  | FALSE | Removed from Ground |  | 550 | Bare Steel | 1998-03-02
SOAP CREEK MARINA & RESORT | 3000 SOAP CREEK LODGE RD | LINCOLNTON | Lincoln | 900017 | 3 | Flapper Valve | 1998-03-10 | FALSE | 1998-03-10 | FALSE | Currently in Use | E-0 | 2000 | Epoxy | 2008-02-05 |  | Suction (American)
PARTRIDGE GROCERY | AUGUSTA HWY | LINCOLNTON | Lincoln | 900014 | 1 | [5 empty] | Removed from Ground | Gas (Historical Use) | 1000 | Bare Steel | 1981-05-08 | Galvanized Steel
PARTRIDGE GROCERY | AUGUSTA HWY | LINCOLNTON | Lincoln | 900014 | 2 | [5 empty] | Removed from Ground | Diesel | 1000 | Bare Steel | 1981-05-08 | Galvanized Steel
NORMANS GROCERY | HWY 378 | LINCOLNTON | Lincoln | 900015 | 1 |  |  | FALSE |  | FALSE | Removed from Ground | Gas (Historical Use) | 1000 | Bare Steel | 1966-05-12
NORMANS GROCERY | HWY 378 | LINCOLNTON | Lincoln | 900015 | 2 |  |  | FALSE |  | FALSE | Removed from Ground | Gas (Historical Use) | 1000 | Bare Steel | 1956-05-14
NORMANS GROCERY | HWY 378 | LINCOLNTON | Lincoln | 900015 | 3 |  |  | FALSE |  | FALSE | Removed from Ground | Gas (Historical Use) | 550 | Bare Steel | 1956-05-14
C D PARRISH | 5782 THOMSON HWY | LINCOLNTON | Lincoln | 900012 | 1 | [5 empty] | Currently in Use | Gas (Historical Use) | 1060 | Bare Steel | 1971-05-11 | Galvanized Steel
C D PARRISH | 5782 THOMSON HWY | LINCOLNTON | Lincoln | 900012 | 2 | [5 empty] | Currently in Use | Gas (Historical Use) | 1060 | Bare Steel | 1971-05-11 | Galvanized Steel
ELIJAH CLARK STATE PARK | 2959 MCCORMICK HWY | LINCOLNTON | Lincoln | 900007 | 1 | [5 empty] | Removed from Ground | Gas (Historical Use) | 1000 | Bare Steel | 1975-01-25 | Copper | Suction (American)
ELIJAH CLARK STATE PARK | 2959 MCCORMICK HWY | LINCOLNTON | Lincoln | 900007 | 2 | [5 empty] | Removed from Ground | Other | 150 | Bare Steel | 1960-01-29 | Copper
ELIJAH CLARK STATE PARK | 2959 MCCORMICK HWY | LINCOLNTON | Lincoln | 900007 | 3 | [5 empty] | Removed from Ground | Gas (Historical Use) | 250 | Bare Steel | 1960-01-29 | Galvanized Steel
ELIJAH CLARK STATE PARK | 2959 MCCORMICK HWY | LINCOLNTON | Lincoln | 900007 | 626781 |  | 2000-08-23 | FALSE | 2000-08-23 | FALSE | Temporarily out of use | Regular | 2500 | Fiberglass Double Walled | 2000-08-09 | Fiberglass Reinforced Plastic | Safe Suction (Euro)
FEDERAL AVIATION ADMINISTRATION | LEATHERSVILLE RD | LINCOLNTON | Lincoln | 90001 | 1 | [5 empty] | Removed from Ground | Diesel | 3000 | Bare Steel | 1979-05-03 | Galvanized Steel | Suction (American)
GLEN QUARLES | 3086 JONES CHAPEL RD | LINCOLNTON | Lincoln | 900011 | 1 | [5 empty] | Removed from Ground | Gas (Historical Use) | 1000 | Bare Steel | 1976-05-09 | Galvanized Steel
GOLDEN PANTRY #90 | 620 N WASHINGTON ST | LINCOLNTON | Lincoln | 900005 | 1 |  | 1998-11-06 | FALSE | 1983-04-01 | FALSE | Currently in Use | Regular | 10000 | Steel-Impressed Current | 1983-04-18 | Steel (Impressed Current) | Pressurized
GOLDEN PANTRY #90 | 620 N WASHINGTON ST | LINCOLNTON | Lincoln | 900005 | 2 |  | 1998-11-06 | FALSE | 1983-04-01 | FALSE | Currently in Use | Premium | 10000 | Steel-Impressed Current | 1983-04-18 | Steel (Impressed Current) | Pressurized
GOLDEN PANTRY #90 | 620 N WASHINGTON ST | LINCOLNTON | Lincoln | 900005 | 3 |  | 1998-11-06 | FALSE | 1983-04-01 | FALSE | Currently in Use | Diesel | 10000 | Steel-Impressed Current | 1983-04-18 | Steel (Impressed Current) | Pressurized
BAILEYS COUNTRY STORE | 1491 GRABALL ROAD | TIGNALL | Lincoln | 900020 | 1 | [5 empty] | Removed from Ground | Gas (Historical Use) | 0 | Bare Steel | 1965-01-06 | Galvanized Steel
BAILEYS COUNTRY STORE | 1491 GRABALL ROAD | TIGNALL | Lincoln | 900020 | 2 | [5 empty] | Removed from Ground | Gas (Historical Use) | 0 | Bare Steel | 1965-01-06 | Galvanized Steel
BROAD RIVER GENERAL STORE | 8171 ELBERTON HWY | TIGNALL | Lincoln | 9000491 | 1 | [5 empty] | Removed from Ground | Gas (Historical Use) | 1000 | Not Marked/Unknown | 1996-02-01 | Not Marked
BROAD RIVER GENERAL STORE | 8171 ELBERTON HWY | TIGNALL | Lincoln | 9000491 | 2 | [5 empty] | Removed from Ground | Gas (Historical Use) | 1000 | Not Marked/Unknown | 1996-02-01 | Not Marked
BROAD RIVER GENERAL STORE | 8171 ELBERTON HWY | TIGNALL | Lincoln | 9000491 | 3A |  | 2001-05-01 | FALSE | 2001-05-01 | FALSE | Temporarily out of use | Gas (Historical Use) | 9000 | Fiberglass | 2001-05-01 | Fiberglass Reinforced Plastic | Safe Suction (Euro)
BROAD RIVER GENERAL STORE | 8171 ELBERTON HWY | TIGNALL | Lincoln | 9000491 | 3B |  | 2001-05-01 | FALSE | 2001-05-01 | FALSE | Temporarily out of use | Gas (Historical Use) | 3000 | Fiberglass | 2001-05-01 | Fiberglass Reinforced Plastic | Safe Suction (Euro)
FAST TIME ENTERPRISES INC | 300 S WASHINGTON RD | LINCOLNTON | Lincoln | 9090001 | 1 |  | 1988-04-01 | FALSE | 1988-04-01 | FALSE | Currently in Use | Regular | 8000 | Steel-Impressed Current | 1988-01-01 | Fiberglass Reinforced Plastic | Pressurized
FAST TIME ENTERPRISES INC | 300 S WASHINGTON RD | LINCOLNTON | Lincoln | 9090001 | 10 |  |  | TRUE |  | TRUE | Removed from Ground | Used Oil | 560 | Bare Steel | 1966-05-12 | Galvanized Steel
FAST TIME ENTERPRISES INC | 300 S WASHINGTON RD | LINCOLNTON | Lincoln | 9090001 | 2 |  | 1988-04-01 | FALSE | 1988-04-01 | FALSE | Currently in Use | Regular | 8000 | Steel-Impressed Current | 1988-01-01 | Fiberglass Reinforced Plastic | Pressurized
FAST TIME ENTERPRISES INC | 300 S WASHINGTON RD | LINCOLNTON | Lincoln | 9090001 | 3 |  | 1988-04-01 | FALSE | 1988-04-01 | FALSE | Currently in Use | Premium | 8000 | Steel-Impressed Current | 1988-01-01 | Fiberglass Reinforced Plastic | Pressurized
FAST TIME ENTERPRISES INC | 300 S WASHINGTON RD | LINCOLNTON | Lincoln | 9090001 | 4 |  | 1988-04-01 | FALSE | 1988-04-01 | FALSE | Currently in Use | Diesel On Road | 8000 | Steel-Impressed Current | 1988-01-01 | Fiberglass Reinforced Plastic | Pressurized
FAST TIME ENTERPRISES INC | 300 S WASHINGTON RD | LINCOLNTON | Lincoln | 9090001 | 5 |  | 1994-12-20 | FALSE | 1994-12-20 | FALSE | Currently in Use | Diesel Off Road | 8000 | Steel-Impressed Current | 1991-05-24 | Fiberglass Reinforced Plastic | Pressurized
FAST TIME ENTERPRISES INC | 300 S WASHINGTON RD | LINCOLNTON | Lincoln | 9090001 | 6 |  | 1994-12-20 | FALSE | 1994-12-20 | FALSE | Currently in Use | Kerosene | 1000 | Epoxy | 1994-12-20 | Steel (Impressed Current) | Safe Suction (Euro)
FAST TIME ENTERPRISES INC | 300 S WASHINGTON RD | LINCOLNTON | Lincoln | 9090001 | 7 | [5 empty] | Removed from Ground | Gas (Historical Use) | 4000 | Bare Steel | 1966-05-12 | Galvanized Steel
FAST TIME ENTERPRISES INC | 300 S WASHINGTON RD | LINCOLNTON | Lincoln | 9090001 | 8 | [5 empty] | Removed from Ground | Gas (Historical Use) | 6000 | Bare Steel | 1966-05-12 | Galvanized Steel
FAST TIME ENTERPRISES INC | 300 S WASHINGTON RD | LINCOLNTON | Lincoln | 9090001 | 9 | [5 empty] | Removed from Ground | Diesel | 9000 | Bare Steel | 1975-05-10 | Galvanized Steel
AYCOCK LOGGING CO | 1007 NEW PETERSBURG RD | LINCOLNTON | Lincoln | 9090004 | 1 |  | 1992-06-01 | FALSE | 1992-06-01 | FALSE | Temporarily out of use | Diesel | 10000 | Galvanic (STIP-3) | 1992-06-01 | Fiberglass Reinforced Plastic | Pressurized
AYCOCK LOGGING CO | 1007 NEW PETERSBURG RD | LINCOLNTON | Lincoln | 9090004 | 2 |  | 1992-06-01 | FALSE | 1992-06-01 | FALSE | Temporarily out of use | Gas (Historical Use) | 2000 | Galvanic (STIP-3) | 1992-06-01 | Fiberglass Reinforced Plastic | Safe Suction (Euro)
REED LOGGING CO | WHITE ROCK RD 1106 | LINCOLNTON | Lincoln | 9090005 | 1 |  | 1993-03-31 |  | 1993-03-31 |  | Removed from Ground | Diesel | 10000 | Cathodically Protected Steel | 1993-03-31 | Fiberglass Reinforced Plastic | Pressurized
TMA ENTERPRISES INC | 1122 CHIP MILL RD | LINCOLNTON | Lincoln | 9090006 | 1 |  | 1995-08-31 |  | 1995-08-31 |  | Removed from Ground | Diesel | 12000 | Steel-Impressed Current | 1987-01-01 | Fiberglass Reinforced Plastic | Pressurized
TMA ENTERPRISES INC | 1122 CHIP MILL RD | LINCOLNTON | Lincoln | 9090006 | 2 | [5 empty] | Removed from Ground | Gas (Historical Use) | 3000 | Bare Steel | 1987-01-01 | Galvanized Steel | Pressurized
TMA ENTERPRISES INC | 1122 CHIP MILL RD | LINCOLNTON | Lincoln | 9090006 | 3 |  | 1995-08-31 |  | 1995-08-31 |  | Removed from Ground | Gas (Historical Use) | 2000 | Steel-Impressed Current | 1995-08-31 | Fiberglass Reinforced Plastic | Pressurized
FISHING CREEK BAIT & TACKLE | 4539 ELBERTON HWY | TIGNALL | Lincoln | 9090007 | 3 |  | 1998-06-18 | FALSE | 1998-06-18 | FALSE | Temporarily out of use | Gas (Historical Use) | 4010 | Composite | 1998-06-18 | Fiberglass Reinforced Plastic | Safe Suction (Euro)
FISHING CREEK BAIT & TACKLE | 4539 ELBERTON HWY | TIGNALL | Lincoln | 9090007 | PREM | [5 empty] | Removed from Ground | Gas (Historical Use) | 1000 | Not Marked/Unknown | 1998-06-01 | Not Marked
FISHING CREEK BAIT & TACKLE | 4539 ELBERTON HWY | TIGNALL | Lincoln | 9090007 | REG | [5 empty] | Removed from Ground | Gas (Historical Use) | 1000 | Not Marked/Unknown | 1998-06-01 | Not Marked
MACS BAIT & TACKLE | 2857 AMITY WOODLAWN RD | LINCOLNTON | Lincoln | 9090008 | 3 |  | 2001-04-19 |  | 2001-04-19 |  | Removed from Ground | Gas (Historical Use) | 1000 | Composite | 2001-04-19 | Fiberglass Reinforced Plastic | Safe Suction (Euro)
MACS BAIT & TACKLE | 2857 AMITY WOODLAWN RD | LINCOLNTON | Lincoln | 9090008 | F135199 |  | 1998-11-20 |  | 1998-11-20 |  | Removed from Ground | Gas (Historical Use) | 1000 | Steel-Impressed Current | 1997-09-28 | Fiberglass Reinforced Plastic | Suction (American)
MACS BAIT & TACKLE | 2857 AMITY WOODLAWN RD | LINCOLNTON | Lincoln | 9090008 | F334193 |  | 1998-11-20 |  | 1998-11-20 |  | Removed from Ground | Gas (Historical Use) | 500 | Steel-Impressed Current | 1997-09-28 | Cathodically Protected | Suction (American)
WAGON WHEEL COUNTRY STORE | 2735 THOMSON HWY | LINCOLNTON | Lincoln | 9090009 | 1 | [5 empty] | Removed from Ground | Gas (Historical Use) | 1000 | Bare Steel | 2004-07-01 | Bare Steel
WAGON WHEEL COUNTRY STORE | 2735 THOMSON HWY | LINCOLNTON | Lincoln | 9090009 | 2 | [5 empty] | Removed from Ground | Gas (Historical Use) | 1000 | Bare Steel | 2004-07-01 | Bare Steel
WAGON WHEEL COUNTRY STORE | 2735 THOMSON HWY | LINCOLNTON | Lincoln | 9090009 | 3 | [5 empty] | Removed from Ground | Gas (Historical Use) | 2000 | Bare Steel | 2004-07-01 | Bare Steel
ARY COMPANY INC DBA FAST TRIP #3 | 353 S WASHINGTON ST | LINCOLNTON | Lincoln | 9090010 | 1 |  | 1998-03-01 | FALSE | 1998-03-01 | FALSE | Currently in Use | Regular | 8000 | Galvanic (STIP-3) | 1987-11-30 | Steel (Impressed Current) | Pressurized
ARY COMPANY INC DBA FAST TRIP #3 | 353 S WASHINGTON ST | LINCOLNTON | Lincoln | 9090010 | 2 |  | 1998-03-01 | FALSE | 1998-03-01 | FALSE | Currently in Use | Regular | 8000 | Galvanic (STIP-3) | 1987-11-30 | Steel (Impressed Current) | Pressurized
ARY COMPANY INC DBA FAST TRIP #3 | 353 S WASHINGTON ST | LINCOLNTON | Lincoln | 9090010 | 3 |  | 1998-03-01 | FALSE | 1998-03-01 | FALSE | Currently in Use | Premium | 8000 | Galvanic (STIP-3) | 1987-11-30 | Steel (Impressed Current) | Pressurized
ARY COMPANY INC DBA FAST TRIP #3 | 353 S WASHINGTON ST | LINCOLNTON | Lincoln | 9090010 | 4 |  | 1998-03-01 | FALSE | 1998-03-01 | FALSE | Currently in Use | Diesel | 8000 | Galvanic (STIP-3) | 1987-11-30 | Steel (Impressed Current) | Pressurized
SHARON L COX | 1736 ASHMORE BARDEN RD | LINCOLNTON | Lincoln | 9090011 | 1 |  | 1998-10-26 | FALSE | 1998-10-26 | FALSE | Removed from Ground | Gas (Historical Use) | 6000 | Epoxy | 1986-08-01 | Fiberglass Reinforced Plastic
SHARON L COX | 1736 ASHMORE BARDEN RD | LINCOLNTON | Lincoln | 9090011 | 2 |  | 1998-10-26 | FALSE | 1998-10-26 | FALSE | Removed from Ground | Gas (Historical Use) | 5000 | Epoxy | 1986-08-01 | Fiberglass Reinforced Plastic
SHARON L COX | 1736 ASHMORE BARDEN RD | LINCOLNTON | Lincoln | 9090011 | 3 | Flapper Valve | 2008-04-07 | FALSE | 2008-04-07 | FALSE | Currently in Use | Regular | 5000 | Fiberglass Double Walled | 2008-04-07 | Double-Walled Fiberglass | Safe Suction (Euro)
STORE TANKERSLEY | 3546 DOUBLE BRANCHES RD | LINCOLNTON | Lincoln | 9090015 | 1 | [5 empty] | Removed from Ground | Gas (Historical Use) | 560 | Bare Steel | 1962-01-01 | Unknown
STORE TANKERSLEY | 3546 DOUBLE BRANCHES RD | LINCOLNTON | Lincoln | 9090015 | 2 | [5 empty] | Removed from Ground | Gas (Historical Use) | 1000 | Bare Steel | 1999-01-16 | Not Marked
STORE TANKERSLEY | 3546 DOUBLE BRANCHES RD | LINCOLNTON | Lincoln | 9090015 | 3 | [5 empty] | Removed from Ground | Gas (Historical Use) | 2000 | Bare Steel | 1999-01-16 | Not Marked
STORE TANKERSLEY | 3546 DOUBLE BRANCHES RD | LINCOLNTON | Lincoln | 9090015 | 4A |  | 1999-01-17 | FALSE | 1999-01-17 | FALSE | Temporarily out of use | Gas (Historical Use) | 5000 | Fiberglass | 1999-01-17 | Fiberglass Reinforced Plastic | Safe Suction (Euro)
STORE TANKERSLEY | 3546 DOUBLE BRANCHES RD | LINCOLNTON | Lincoln | 9090015 | 4B |  | 1999-01-17 | FALSE | 1999-01-17 | FALSE | Temporarily out of use |  | 5000 | Fiberglass | 1999-01-17 | Fiberglass Reinforced Plastic | Safe Suction (Euro)
LAKEVIEW BAIT & TACKLE | 2405 MCCORMICK HWY | LINCOLNTON | Lincoln | 9090016 | 1 | [5 empty] | Removed from Ground | Gas (Historical Use) | 3000 | Bare Steel | 1998-03-06 | Galvanized Steel | Safe Suction (Euro)
LAKEVIEW BAIT & TACKLE | 2405 MCCORMICK HWY | LINCOLNTON | Lincoln | 9090016 | 2 | [5 empty] | Removed from Ground | Gas (Historical Use) | 3000 | Bare Steel | 1998-03-06 | Galvanized Steel | Safe Suction (Euro)
LAKEVIEW BAIT & TACKLE | 2405 MCCORMICK HWY | LINCOLNTON | Lincoln | 9090016 | 3 |  | 1998-04-02 | FALSE | 1998-04-02 | FALSE | Closed in Ground | Gas (Historical Use) | 4000 | Epoxy | 1998-04-02 | Fiberglass Reinforced Plastic | Suction (American)
PRICE'S STORE | 5021 DOUBLE BRANCHES RD | LINCOLNTON | Lincoln | 9090017 | 1 | [5 empty] | Temporarily out of use | Gas (Historical Use) | 2000 | Marked Unknown | 2004-10-01 | Galvanized Steel | Safe Suction (Euro)
MCWHORTER POULTRY INC | 3507 HIGHWAY 220 EAST | LINCOLNTON | Lincoln | 9090018 | 1 | [5 empty] | Removed from Ground | Gas (Historical Use) | 2000 | Bare Steel | 1998-12-28 | Bare Steel | Suction (American)
MCWHORTER POULTRY INC | 3507 HIGHWAY 220 EAST | LINCOLNTON | Lincoln | 9090018 | 2 | [5 empty] | Removed from Ground | Diesel | 2000 | Bare Steel | 1998-12-28 | Bare Steel | Suction (American)
TATOM BROTHERS GAS AND GROCERY | INTERSECTION ELM ST AND HWY 43 | LINCOLNTON | Lincoln | 9090020 | 1 | [5 empty] | Removed from Ground | Gas (Historical Use) | 550 | Not Marked/Unknown | 1996-05-08 | Not Marked
TATOM BROTHERS GAS AND GROCERY | INTERSECTION ELM ST AND HWY 43 | LINCOLNTON | Lincoln | 9090020 | 2 | [5 empty] | Removed from Ground | Gas (Historical Use) | 550 | Not Marked/Unknown | 1996-05-08 | Not Marked
TATOM BROTHERS GAS AND GROCERY | INTERSECTION ELM ST AND HWY 43 | LINCOLNTON | Lincoln | 9090020 | 3 | [5 empty] | Removed from Ground | Gas (Historical Use) | 550 | Not Marked/Unknown | 1996-05-08 | Not Marked
ASHMORE LOGGING CONTRACTORS INC | 1336 ASHMORE BARDEN RD | LINCOLNTON | Lincoln | 9090021 | 1 |  | 1996-09-13 | FALSE | 1996-09-13 | FALSE | Temporarily out of use | Diesel | 8000 | Galvanic (STIP-3) | 1996-09-12 | Fiberglass Reinforced Plastic | Safe Suction (Euro)
ASHMORE LOGGING CONTRACTORS INC | 1336 ASHMORE BARDEN RD | LINCOLNTON | Lincoln | 9090021 | 2 |  | 1996-09-13 | FALSE | 1996-09-13 | FALSE | Temporarily out of use | Diesel | 4000 | Galvanic (STIP-3) | 1996-09-12 | Fiberglass Reinforced Plastic | Safe Suction (Euro)
ASHMORE LOGGING CONTRACTORS INC | 1336 ASHMORE BARDEN RD | LINCOLNTON | Lincoln | 9090021 | 3 |  | 1996-09-13 | FALSE | 1996-09-13 | FALSE | Temporarily out of use | Gas (Historical Use) | 2000 | Galvanic (STIP-3) | 1996-09-12 | Fiberglass Reinforced Plastic | Safe Suction (Euro)
COUNTY SHOP | 1765 OLD PETERSBURG RD | LINCOLNTON | Lincoln | 9090022 | 1 | Flapper Valve | 1993-01-01 | FALSE | 1993-01-01 | TRUE | Currently in Use | Regular | 10000 | Galvanic (STIP-3) | 2001-09-10 | Galvanized Steel | Suction (American)
COUNTY SHOP | 1765 OLD PETERSBURG RD | LINCOLNTON | Lincoln | 9090022 | 2 | Flapper Valve | 1993-01-01 | FALSE | 1993-01-01 | TRUE | Currently in Use | Diesel | 10000 | Galvanic (STIP-3) | 2001-09-10 | Galvanized Steel | Suction (American)
REED ICE INC | 2642 DOUBLE BRANCH ROAD | LINCOLNTON | Lincoln | 9090023 | 1 |  | 1993-03-01 |  | 1993-03-01 |  | Removed from Ground | Diesel | 10000 | Cathodically Protected Steel | 1993-03-01 | Fiberglass Reinforced Plastic | Pressurized
CLIATT CROSSING | 3850 AUGUSTA HWY | LINCOLNTON | Lincoln | 9090024 | 1 | Flapper Valve | 1999-01-15 | FALSE | 1999-01-15 | FALSE | Currently in Use | Regular | 10000 | Composite | 1998-12-15 | Fiberglass Reinforced Plastic | Pressurized
CLIATT CROSSING | 3850 AUGUSTA HWY | LINCOLNTON | Lincoln | 9090024 | 2 | Flapper Valve | 1999-01-15 | FALSE | 1999-01-15 | FALSE | Currently in Use | Premium | 8000 | Composite | 1998-12-15 | Fiberglass Reinforced Plastic | Pressurized
CLIATT CROSSING | 3850 AUGUSTA HWY | LINCOLNTON | Lincoln | 9090024 | 3A | Flapper Valve | 1998-12-01 | FALSE | 1998-12-01 | FALSE | Currently in Use | Diesel On Road | 6000 | Composite | 1999-01-01 | Fiberglass Reinforced Plastic | Pressurized
CLIATT CROSSING | 3850 AUGUSTA HWY | LINCOLNTON | Lincoln | 9090024 | 3B |  | 1998-12-01 | FALSE | 1998-12-01 | FALSE | Currently in Use | Diesel Off Road | 4000 | Composite | 1999-01-01 | Fiberglass Reinforced Plastic | Safe Suction (Euro)
MCWHORTER LOGGING CORP | 5006 DOUBLE BRANCHES Road | LINCOLNTON | Lincoln | 9090025 | 1 | Flapper Valve | 1999-07-01 | FALSE | 1999-07-01 | FALSE | Currently in Use | Regular | 2000 | Composite | 1999-07-01 | Fiberglass Reinforced Plastic | Safe Suction (Euro)
MCWHORTER LOGGING CORP | 5006 DOUBLE BRANCHES Road | LINCOLNTON | Lincoln | 9090025 | 2 | Flapper Valve | 1999-07-01 | FALSE | 1999-07-01 | FALSE | Currently in Use | Diesel Off Road | 10000 | Composite | 1999-07-01 | Fiberglass Reinforced Plastic | Safe Suction (Euro)
MCWHORTER LOGGING CORP | 5006 DOUBLE BRANCHES Road | LINCOLNTON | Lincoln | 9090025 | 3 |  | 1999-07-01 | FALSE | 1999-07-01 | FALSE | Currently in Use | Diesel On Road | 10000 | Composite | 1999-07-01 | Fiberglass Reinforced Plastic | Pressurized
FUEL DOCK #1 | 1022 BEARD DR | LINCOLNTON | Lincoln | 9090026 | 1 |  | 2001-11-16 | FALSE | 2001-11-16 | FALSE | Temporarily out of use | Diesel | 12000 | Composite | 2001-11-16 | Fiberglass Reinforced Plastic | Safe Suction (Euro)
LUDOWICI TEXACO STATION | US 301 SOUTH | LUDOWICI | Long | 9091002 | 1 | [5 empty] | Removed from Ground | Gas (Historical Use) | 3000 | Bare Steel | 1967-01-01 | Galvanized Steel
LUDOWICI TEXACO STATION | US 301 SOUTH | LUDOWICI | Long | 9091002 | 2 | [5 empty] | Removed from Ground | Gas (Historical Use) | 3000 | Bare Steel | 1967-01-01 | Galvanized Steel
LUDOWICI TEXACO STATION | US 301 SOUTH | LUDOWICI | Long | 9091002 | 3 | [5 empty] | Removed from Ground | Gas (Historical Use) | 4000 | Bare Steel | 1967-01-01 | Galvanized Steel
LUDOWICI TEXACO STATION | US 301 SOUTH | LUDOWICI | Long | 9091002 | 4 |  |  | TRUE |  | TRUE | Removed from Ground | Used Oil | 560 | Bare Steel | 1967-01-01 | Galvanized Steel
WARREN SVC STATION | GA HWY 57 | LUDOWICI | Long | 9091003 | 1 | [5 empty] | Closed in Ground | Gas (Historical Use) | 1000 | Bare Steel | 1956-01-01 | Galvanized Steel
WARREN SVC STATION | GA HWY 57 | LUDOWICI | Long | 9091003 | 2 | [5 empty] | Closed in Ground | Gas (Historical Use) | 560 | Bare Steel | 1956-01-01 | Galvanized Steel
COUNTY LINE STATION | RT 2 BOX 79 | LUDOWICI | Long | 9091004 | 1 | [5 empty] | Removed from Ground | Gas (Historical Use) | 5000 | Bare Steel | 1961-01-01 | Galvanized Steel
COUNTY LINE STATION | RT 2 BOX 79 | LUDOWICI | Long | 9091004 | 2 | [5 empty] | Removed from Ground | Gas (Historical Use) | 3000 | Bare Steel | 1961-01-01 | Galvanized Steel
FACILITY NOT IN USE | US 301 | LUDOWICI | Long | 9091006 | 1 | [5 empty] | Removed from Ground | Gas (Historical Use) | 1000 | Not Marked/Unknown | 1980-01-01 | Not Marked
FACILITY NOT IN USE | US 301 | LUDOWICI | Long | 9091006 | 2 | [5 empty] | Removed from Ground | Gas (Historical Use) | 1000 | Not Marked/Unknown | 1980-01-01 | Not Marked
MCI | S RAILROAD ST & CSX RR TRACKS | LUDOWICI | Long | 9091007 | 1 | [5 empty] | Closed in Ground | Diesel | 500 | Marked Unknown | 1986-01-01 | Bare Steel
MCI | S RAILROAD ST & CSX RR TRACKS | LUDOWICI | Long | 9091007 | 2 | Ball Float | 1993-12-01 | FALSE | 1993-12-01 | FALSE | Currently in Use | Diesel | 600 |  | 1993-12-09 | Fiberglass Reinforced Plastic | Suction (American)
ALLTEL/GTE/LUDOWICI CENTRAL OFFI | MAIN ST/US HWY 301 | LUDOWICI | Long | 9091008 | 1 | [5 empty] | Removed from Ground | Other | 200 | Cathodically Protected Steel | 1994-09-14 | Copper | Suction (American)
STRICKS TRUCK STOP | ON US 25 .5 MI E OF WAYNE/LONG | LUDOWICI | Long | 9091009 | 1 | [5 empty] | Removed from Ground | Gas (Historical Use) | 1000 | Bare Steel | 1992-09-17 | Galvanized Steel | Suction (American)
STRICKS TRUCK STOP | ON US 25 .5 MI E OF WAYNE/LONG | LUDOWICI | Long | 9091009 | 2 | [5 empty] | Removed from Ground | Gas (Historical Use) | 1000 | Bare Steel | 1992-09-17 | Galvanized Steel | Suction (American)
STRICKS TRUCK STOP | ON US 25 .5 MI E OF WAYNE/LONG | LUDOWICI | Long | 9091009 | 3 | [5 empty] | Removed from Ground | Gas (Historical Use) | 2000 | Bare Steel | 1992-09-17 | Galvanized Steel | Suction (American)
GA DOT 10524 LONG CO ROUTINE MAI | 0 .3 M S OF SR 57 ON ACADEMY ST @ | LUDOWICI | Long | 9091010 | 524G1 | [5 empty] | Removed from Ground | Gas (Historical Use) | 1000 | Bare Steel | 1998-12-28 | Galvanized Steel | Safe Suction (Euro)
CITGO | HWY 84 W | LUDOWICI | Long | 9091012 | BLUE |  | 1994-11-01 | FALSE | 1994-11-01 | TRUE | Currently in Use | Plus | 8000 | Composite | 1994-11-01 | Fiberglass Reinforced Plastic | Pressurized
CITGO | HWY 84 W | LUDOWICI | Long | 9091012 | RED |  | 1994-11-01 | FALSE | 1994-11-01 | TRUE | Currently in Use | Premium | 8000 | Composite | 1994-11-01 | Fiberglass Reinforced Plastic
CITGO | HWY 84 W | LUDOWICI | Long | 9091012 | WHITE |  | 1994-11-01 | FALSE | 1994-11-01 | TRUE | Currently in Use | Regular | 10000 | Composite | 1994-11-01 | Fiberglass Reinforced Plastic | Pressurized
CITGO | HWY 84 W | LUDOWICI | Long | 9091012 | YELLOW |  | 1994-11-01 | FALSE | 1994-11-01 | TRUE | Currently in Use | Diesel | 12000 | Composite | 1994-11-01 | Fiberglass Reinforced Plastic | Pressurized
COUNTY MAINTENANCE YARD | HWY 82 E | LUDOWICI | Long | 910005 | 1 |  | 1998-10-01 |  | 1998-10-01 |  | Removed from Ground | Diesel | 6000 | Cathodically Protected Steel | 1982-01-01 | Double Walled | Safe Suction (Euro)
COUNTY MAINTENANCE YARD | HWY 82 E | LUDOWICI | Long | 910005 | 2 |  | 1998-10-01 |  | 1998-10-01 |  | Removed from Ground | Gas (Historical Use) | 6000 | Cathodically Protected Steel | 1982-01-01 | Double Walled | Safe Suction (Euro)
301 MARKET | 14230 CECIL NOBLES HWY | LUDOWICI | Long | 910006 | 1 | [5 empty] | Removed from Ground | Gas (Historical Use) | 560 | Bare Steel |  | Bare Steel | Safe Suction (Euro)
301 MARKET | 14230 CECIL NOBLES HWY | LUDOWICI | Long | 910006 | 2 | [5 empty] | Removed from Ground | Gas (Historical Use) | 560 | Bare Steel |  | Bare Steel | Safe Suction (Euro)
301 MARKET | 14230 CECIL NOBLES HWY | LUDOWICI | Long | 910006 | 3 | [5 empty] | Removed from Ground | Gas (Historical Use) | 560 | Bare Steel |  | Bare Steel | Safe Suction (Euro)
301 MARKET | 14230 CECIL NOBLES HWY | LUDOWICI | Long | 910006 | 4 | Ball Float | 1999-02-01 | FALSE | 1999-02-01 | FALSE | Currently in Use | Diesel | 4000 | Composite | 1999-02-01 | Fiberglass Reinforced Plastic | Safe Suction (Euro)
301 MARKET | 14230 CECIL NOBLES HWY | LUDOWICI | Long | 910006 | 5A | Ball Float | 1999-02-01 | FALSE | 1999-02-01 | FALSE | Currently in Use | Regular | 2000 | Composite | 1999-02-01 | Fiberglass Reinforced Plastic | Safe Suction (Euro)
301 MARKET | 14230 CECIL NOBLES HWY | LUDOWICI | Long | 910006 | 5B | Ball Float | 1999-02-01 | FALSE | 1999-02-01 | FALSE | Currently in Use | Premium | 2000 | Composite | 1999-02-01 | Fiberglass Reinforced Plastic | Safe Suction (Euro)
LUDOWICI HARDWARE INC | 44 S MCDONALD ST | LUDOWICI | Long | 910007 | 1 |  | 1996-06-01 |  | 1996-06-01 |  | Removed from Ground | Gas (Historical Use) | 3000 | Steel-Impressed Current | 1956-01-01 | Cathodically Protected | Suction (American)
LUDOWICI HARDWARE INC | 44 S MCDONALD ST | LUDOWICI | Long | 910007 | 2 |  | 1996-06-01 |  | 1996-06-01 |  | Removed from Ground | Gas (Historical Use) | 3000 | Steel-Impressed Current | 1956-01-01 | Cathodically Protected | Safe Suction (Euro)
LUDOWICI HARDWARE INC | 44 S MCDONALD ST | LUDOWICI | Long | 910007 | 3 |  | 1996-06-01 |  | 1996-06-01 |  | Removed from Ground | Gas (Historical Use) | 3000 | Steel-Impressed Current | 1956-01-01 | Cathodically Protected | Safe Suction (Euro)
LUDOWICI HARDWARE INC | 44 S MCDONALD ST | LUDOWICI | Long | 910007 | 4 |  | 1996-06-01 |  | 1996-06-01 |  | Removed from Ground | Gas (Historical Use) | 3000 | Steel-Impressed Current | 1971-01-01 | Cathodically Protected | Safe Suction (Euro)
MASONS CHEVRON | US HWY 301 NORTH | LUDOWICI | Long | 910008 | 1 |  |  | TRUE |  | TRUE | Closed in Ground | Used Oil | 1000 | Marked Unknown | 1956-01-01 | Unknown
MASONS CHEVRON | US HWY 301 NORTH | LUDOWICI | Long | 910008 | 2 | [5 empty] | Closed in Ground | Empty | 2000 | Marked Unknown | 1956-01-01 | Unknown
MASONS CHEVRON | US HWY 301 NORTH | LUDOWICI | Long | 910008 | 3 | [5 empty] | Closed in Ground | Empty | 1000 | Marked Unknown | 1956-01-01 | Unknown
FLASH FOODS #89 | 1 E Cypress St. | LUDOWICI | Long | 910009 | 1 |  |  | FALSE |  | FALSE | Removed from Ground | Gas (Historical Use) | 3000 | Bare Steel | 1976-01-01 | Galvanized Steel | Pressurized
FLASH FOODS #89 | 1 E Cypress St. | LUDOWICI | Long | 910009 | 2 |  |  | FALSE |  | FALSE | Removed from Ground | Gas (Historical Use) | 3000 | Bare Steel | 1976-01-01 | Galvanized Steel | Pressurized
FLASH FOODS #89 | 1 E Cypress St. | LUDOWICI | Long | 910009 | 3 |  |  | FALSE |  | FALSE | Removed from Ground | Gas (Historical Use) | 3000 | Bare Steel | 1976-01-01 | Galvanized Steel | Pressurized
FLASH FOODS #89 | 1 E Cypress St. | LUDOWICI | Long | 910009 | 4 |  |  | FALSE |  | FALSE | Removed from Ground | Gas (Historical Use) | 3000 | Bare Steel | 1976-01-01 | Galvanized Steel | Pressurized
FLASH FOODS #89 | 1 E Cypress St. | LUDOWICI | Long | 910009 | 5 |  |  | FALSE |  | FALSE | Removed from Ground | Gas (Historical Use) | 3000 | Bare Steel | 1976-01-01 | Galvanized Steel | Pressurized
FLASH FOODS #89 | 1 E Cypress St. | LUDOWICI | Long | 910009 | 6 | Flapper Valve | 1994-08-10 | FALSE | 1994-08-10 | FALSE | Currently in Use | Premium | 10000 | Composite | 1994-08-03 | Double-Walled Flex | Pressurized
FLASH FOODS #89 | 1 E Cypress St. | LUDOWICI | Long | 910009 | 7 | Flapper Valve | 1994-08-10 | FALSE | 1994-08-10 | FALSE | Currently in Use | Regular | 10000 | Composite | 1994-08-03 | Double-Walled Flex | Pressurized
FLASH FOODS #25 | 22 S Main St. | LUDOWICI | Long | 910010 | 1 | Flapper Valve | 1995-01-18 | FALSE | 1995-01-18 | FALSE | Removed from Ground | Regular | 6000 | Steel-Impressed Current | 1985-01-01 | Steel (Impressed Current) | Pressurized
FLASH FOODS #25 | 22 S Main St. | LUDOWICI | Long | 910010 | 2 | Flapper Valve | 1995-01-18 | FALSE | 1995-01-18 | FALSE | Removed from Ground | Plus | 6000 | Steel-Impressed Current | 1985-01-01 | Steel (Impressed Current) | Pressurized
FLASH FOODS #25 | 22 S Main St. | LUDOWICI | Long | 910010 | 3 | Flapper Valve | 1995-01-18 | FALSE | 1995-01-18 | FALSE | Removed from Ground | Premium | 6000 | Steel-Impressed Current | 1985-01-01 | Steel (Impressed Current) | Pressurized
FLASH FOODS #25 | 22 S Main St. | LUDOWICI | Long | 910010 | 4 | Flapper Valve | 1995-01-18 | FALSE | 1995-01-18 | FALSE | Removed from Ground | Diesel | 6000 | Steel-Impressed Current | 1985-01-01 | Steel (Impressed Current) | Pressurized
ITT RAYOWER LUDOWICI | HWY 99 | LUDOWICI | Long | 910011 | 1 | [5 empty] | Closed in Ground | Gas (Historical Use) | 1000 | Marked Unknown | 1966-01-01 | Unknown
ITT RAYOWER LUDOWICI | HWY 99 | LUDOWICI | Long | 910011 | 2 | [5 empty] | Closed in Ground | Gas (Historical Use) | 1000 | Marked Unknown | 1966-01-01 | Unknown
AT&T | NEAR GA 196 8.2 MILES OF LUDOWIC | LUDOWICI | Long | 910012 | 1 | [5 empty] | Removed from Ground | Diesel | 3000 | Bare Steel | 1966-01-01 | Copper
GA FORESTRY COMMISSION | HWY 83 1 MI EAST | LUDOWICI | Long | 910015 | 1 | [5 empty] | Removed from Ground | Diesel | 560 | Bare Steel | 1957-01-01 | Galvanized Steel
GA FORESTRY COMMISSION | HWY 83 1 MI EAST | LUDOWICI | Long | 910015 | 2 | [5 empty] | Removed from Ground | Gas (Historical Use) | 560 | Bare Steel | 1957-01-01 | Galvanized Steel
GA FORESTRY COMMISSION | HWY 83 1 MI EAST | LUDOWICI | Long | 910015 | 3 |  | 1990-01-01 |  | 1990-01-01 |  | Removed from Ground | Diesel | 1000 | Galvanic (STIP-3) | 1990-01-01 | Cathodically Protected | Safe Suction (Euro)
GA FORESTRY COMMISSION | HWY 83 1 MI EAST | LUDOWICI | Long | 910015 | 4 |  | 1990-01-01 |  | 1990-01-01 |  | Removed from Ground | Gas (Historical Use) | 1000 | Galvanic (STIP-3) | 1990-01-01 | Cathodically Protected | Safe Suction (Euro)
COUNTY LINE STATION | RT 2 BOX 79 | LUDOWICI | Long | 910016 | 1 | [5 empty] | Removed from Ground | Gas (Historical Use) | 5000 | Bare Steel | 1961-01-01 | Galvanized Steel
COUNTY LINE STATION | RT 2 BOX 79 | LUDOWICI | Long | 910016 | 2 | [5 empty] | Removed from Ground | Gas (Historical Use) | 3000 | Bare Steel | 1961-01-01 | Galvanized Steel
BILLINGS SERVICE STATION | HWY 301 S | LUDOWICI | Long | 910018 | 1 | [5 empty] | Removed from Ground | Gas (Historical Use) | 1000 | Bare Steel | 1954-01-01 | Galvanized Steel
BILLINGS SERVICE STATION | HWY 301 S | LUDOWICI | Long | 910018 | 2 | [5 empty] | Closed in Ground | Gas (Historical Use) | 1000 | Bare Steel | 1954-01-01 | Galvanized Steel
HERCULES INC | GA 82 | LUDOWICI | Long | 910019 | 1 | [5 empty] | Removed from Ground | Gas (Historical Use) | 3000 | Bare Steel | 1979-01-01 | Bare Steel | Suction (American)
HERCULES INC | GA 82 | LUDOWICI | Long | 910019 | 2 | [5 empty] | Removed from Ground | Diesel | 3000 | Bare Steel | 1979-01-01 | Bare Steel | Suction (American)
ZIPS SVC STATION | HWY 301 | LUDOWICI | Long | 910020 | 1 | [5 empty] | Permanently Out of Use - historical purposes | Gas (Historical Use) | 4000 | Bare Steel | 1976-01-01 | Galvanized Steel
ZIPS SVC STATION | HWY 301 | LUDOWICI | Long | 910020 | 2 | [5 empty] | Permanently Out of Use - historical purposes | Gas (Historical Use) | 4000 | Bare Steel | 1976-01-01 | Galvanized Steel
ZIPS SVC STATION | HWY 301 | LUDOWICI | Long | 910020 | 3 | [5 empty] | Permanently Out of Use - historical purposes | Gas (Historical Use) | 4000 | Bare Steel | 1976-01-01 | Galvanized Steel
COUNTRY STORE | 5025 RYE PATCH RD | LUDOWICI | Long | 9025222 | 1 | Flapper Valve | 1995-06-01 | FALSE | 1995-06-01 | FALSE | Currently in Use | Premium | 3000 | Galvanic (STIP-3) | 1988-01-01 | Fiberglass Reinforced Plastic | Pressurized
COUNTRY STORE | 5025 RYE PATCH RD | LUDOWICI | Long | 9025222 | 2 | Flapper Valve | 1995-06-01 | FALSE | 1995-06-01 | FALSE | Currently in Use | Regular | 3000 | Galvanic (STIP-3) | 1988-01-01 | Fiberglass Reinforced Plastic | Pressurized
PARKERS #5 | HWY 301 S & GA HWY 84 | LUDOWICI | Long | 910001 | 1 | Flapper Valve | 1996-02-01 | FALSE | 1996-02-01 | FALSE | Currently in Use | Regular | 8000 | Steel-Impressed Current | 1985-03-10 |  | Pressurized
PARKERS #5 | HWY 301 S & GA HWY 84 | LUDOWICI | Long | 910001 | 2 | Flapper Valve | 1996-02-01 | FALSE | 1996-02-01 | FALSE | Currently in Use | E-0 | 8000 | Steel-Impressed Current | 1985-03-10 |  | Pressurized
PARKERS #5 | HWY 301 S & GA HWY 84 | LUDOWICI | Long | 910001 | 3 | Flapper Valve | 1996-02-01 | FALSE | 1996-02-01 | FALSE | Currently in Use | Premium | 8000 | Steel-Impressed Current | 1985-03-10 |  | Pressurized
LONG CO BD OF ED | MCDONALD ST | LUDOWICI | Long | 910002 | 1 | [5 empty] | Removed from Ground | Gas (Historical Use) | 4000 | Bare Steel | 1984-01-01 | Galvanized Steel
LONG CO BD OF ED | MCDONALD ST | LUDOWICI | Long | 910002 | 2 | [5 empty] | Permanently Out of Use - historical purposes | Other | 1 | Bare Steel |  | Galvanized Steel
DYKES DISCOUNT FOODS | 9 MCDONALD STREET | LUDOWICI | Long | 912000 | 1 | [5 empty] | Removed from Ground | Empty | 6000 | Cathodically Protected Steel | 1988-11-03 | Galvanized Steel | Safe Suction (Euro)
DYKES DISCOUNT FOODS | 9 MCDONALD STREET | LUDOWICI | Long | 912000 | 2 | [5 empty] | Removed from Ground | Empty | 6000 | Cathodically Protected Steel | 1988-11-03 | Galvanized Steel | Safe Suction (Euro)
DYKES DISCOUNT FOODS | 9 MCDONALD STREET | LUDOWICI | Long | 912000 | 3 | [5 empty] | Removed from Ground | Empty | 6000 | Cathodically Protected Steel | 1988-11-03 | Galvanized Steel | Safe Suction (Euro)
Juss Royal | 2050 GA HWY 57 | LUDOWICI | Long | 10001731 | 1 | Ball Float | 2008-06-11 | FALSE | 2008-06-11 | FALSE | Temporarily out of use | Gas (Historical Use) | 8000 | Epoxy Double-Walled | 2008-05-10 | Double-Walled Flex | Pressurized
Juss Royal | 2050 GA HWY 57 | LUDOWICI | Long | 10001731 | 2 | Ball Float | 2008-06-11 | FALSE | 2008-06-11 | FALSE | Temporarily out of use | Gas (Historical Use) | 4000 | Epoxy Double-Walled | 2008-05-10 | Double-Walled Flex | Pressurized
Juss Royal | 2050 GA HWY 57 | LUDOWICI | Long | 10001731 | 3 | Ball Float | 2008-06-11 | FALSE | 2008-06-11 | FALSE | Temporarily out of use | Diesel | 4000 | Epoxy Double-Walled | 2008-05-10 | Double-Walled Flex | Pressurized
ON THE GO #13 | 39 JOE KENNEDY RD NE | GLENNVILLE | Long | 10002712 | 1 | Flapper Valve | 2017-05-01 | FALSE | 2017-06-01 | FALSE | Currently in Use | Regular | 12000 | Composite Double Walled | 2016-03-08 | Double-Walled Fiberglass | Pressurized
ON THE GO #13 | 39 JOE KENNEDY RD NE | GLENNVILLE | Long | 10002712 | 2A | Flapper Valve | 2017-05-01 | FALSE | 2017-06-01 | FALSE | Currently in Use | Diesel | 5000 | Composite Double Walled | 2016-03-08 | Double-Walled Fiberglass | Pressurized
ON THE GO #13 | 39 JOE KENNEDY RD NE | GLENNVILLE | Long | 10002712 | 2B | Flapper Valve | 2017-05-01 | FALSE | 2017-06-01 | FALSE | Currently in Use | Premium | 3000 | Composite Double Walled | 2017-03-08 | Double-Walled Fiberglass | Pressurized
FORMER REMERTON MILLS LLC | 1853 GORDON ST | REMERTON | Lowndes | 10002828 | 1 |  |  | FALSE |  | FALSE | Removed from Ground | Gas (Historical Use) | 250 | Bare Steel |  | Bare Steel | Suction (American)
LANGDALE FOREST PRODUCTS CO | 1202 MADISON HWY | VALDOSTA | Lowndes | 10002870 | 1 |  |  | FALSE |  | FALSE | Removed from Ground | Kerosene | 1000
Friendly Express #105 | 4129 N Valdosta Rd | Valdosta | Lowndes | 10002858 | 1 | Flapper Valve | 2018-07-17 | FALSE | 2018-07-17 | FALSE | Currently in Use | E-10 | 25000 | Composite Double Walled | 2018-07-17 | Double-Walled Flex | Pressurized
Friendly Express #105 | 4129 N Valdosta Rd | Valdosta | Lowndes | 10002858 | 2A | Flapper Valve | 2018-07-17 | FALSE | 2018-07-17 | FALSE | Currently in Use | Premium | 10000 | Composite Double Walled | 2018-07-17 | Double-Walled Flex | Pressurized
Friendly Express #105 | 4129 N Valdosta Rd | Valdosta | Lowndes | 10002858 | 2B | Flapper Valve | 2018-07-17 | FALSE | 2018-07-17 | FALSE | Currently in Use | Diesel | 10000 | Composite Double Walled | 2018-07-17 | Double-Walled Flex | Pressurized
Friendly Express #105 | 4129 N Valdosta Rd | Valdosta | Lowndes | 10002858 | 2C | Flapper Valve | 2018-07-17 | FALSE | 2018-07-17 | FALSE | Currently in Use | E-0 | 5000 | Composite Double Walled | 2018-07-17 | Double-Walled Flex | Pressurized
WALMART NEIGHBORHOOD MARKET #6732 | 4228 BEMISS RD | VALDOSTA | Lowndes | 10002618 | 1 | Flapper Valve | 2016-07-27 | FALSE | 2016-07-27 | FALSE | Currently in Use | E-10 | 20000 | Fiberglass Double Walled | 2016-07-27 | Double-Walled Flex | Pressurized
WALMART NEIGHBORHOOD MARKET #6732 | 4228 BEMISS RD | VALDOSTA | Lowndes | 10002618 | 2A | Flapper Valve | 2016-07-27 | FALSE | 2016-07-27 | FALSE | Currently in Use | Premium | 12000 | Fiberglass Double Walled | 2016-06-30 | Double-Walled Flex | Pressurized
WALMART NEIGHBORHOOD MARKET #6732 | 4228 BEMISS RD | VALDOSTA | Lowndes | 10002618 | 2B | Flapper Valve | 2016-07-27 | FALSE | 2016-07-27 | FALSE | Currently in Use | Diesel | 8000 | Fiberglass Double Walled | 2016-06-30 | Double-Walled Flex | Pressurized
ASHLEY HOUSE APARTMENTS | 109 EAST HILL STREET | VALDOSTA | Lowndes | 10002390 | 1 |  |  | FALSE |  | FALSE |  |  | 250 | Unknown
Friendly Express #106 | 3645 Inner Perimeter Rd. | Valdosta | Lowndes | 10002890 | 1 | Flapper Valve | 2018-07-20 | FALSE | 2018-07-20 | FALSE | Currently in Use | E-10 | 25000 | Composite Double Walled | 2018-07-20 | Double-Walled Flex | Pressurized
Friendly Express #106 | 3645 Inner Perimeter Rd. | Valdosta | Lowndes | 10002890 | 2A | Flapper Valve | 2018-07-20 | FALSE | 2018-07-20 | FALSE | Currently in Use | Premium | 10000 | Composite Double Walled | 2018-07-20 | Double-Walled Flex | Pressurized
Friendly Express #106 | 3645 Inner Perimeter Rd. | Valdosta | Lowndes | 10002890 | 2B | Flapper Valve | 2018-07-20 | FALSE | 2018-07-20 | FALSE | Currently in Use | Diesel | 10000 | Composite Double Walled | 2018-07-20 | Double-Walled Flex | Pressurized
Friendly Express #106 | 3645 Inner Perimeter Rd. | Valdosta | Lowndes | 10002890 | 2C | Flapper Valve | 2018-07-20 | FALSE | 2018-07-20 | FALSE | Currently in Use | E-0 | 5000 | Composite Double Walled | 2018-07-20 | Double-Walled Flex | Pressurized
REGISTER TIRE | 2183 NORTH ASHLEY STREET | VALDOSTA | Lowndes | 10001708 | 1 |  |  | FALSE |  | FALSE | Removed from Ground | Used Oil | 280 | Unknown | 2009-03-12 | Unknown
FORMER JOSEPH PROPERTY | 103 EAST MLK DR | VALDOSTA | Lowndes | 10001742 | 1 |  |  | FALSE |  | FALSE | Permanently Out Of Use | Gas (Historical Use) | 3000 | Bare Steel | 2009-07-30 | Galvanized Steel
FORMER JOSEPH PROPERTY | 103 EAST MLK DR | VALDOSTA | Lowndes | 10001742 | 2 |  |  | FALSE |  | FALSE | Permanently Out Of Use | Gas (Historical Use) | 3000 | Bare Steel | 2009-07-30 | Galvanized Steel
LAHOOD PROPERTY | 508 S ASHLEY ST | VALDOSTA | Lowndes | 10001784 | 1 |  |  | FALSE |  | FALSE | Removed from Ground | Gas (Historical Use) | 3000 | Bare Steel | 2005-04-01 | Bare Steel
LAHOOD PROPERTY | 508 S ASHLEY ST | VALDOSTA | Lowndes | 10001784 | 2 |  |  | FALSE |  | FALSE | Removed from Ground | Gas (Historical Use) | 3000 | Bare Steel | 2005-04-01 | Bare Steel | Safe Suction (Euro)
RIGBY PROPERTY | 3343 COUNTRY CLUB RD | VALDOSTA | Lowndes | 10001705 | 1 |  |  | FALSE |  | FALSE | Removed from Ground | Gas (Historical Use) | 560 | Bare Steel | 2009-03-20 | Bare Steel | Suction (American)
RIGBY PROPERTY | 3343 COUNTRY CLUB RD | VALDOSTA | Lowndes | 10001705 | 2 |  |  | FALSE |  | FALSE | Removed from Ground | Gas (Historical Use) | 560 | Bare Steel | 2009-03-20 | Bare Steel | Suction (American)
SCALES EXPRESS | 1555 COMMERCE DR | VALDOSTA | Lowndes | 10001682 | 1 | Ball Float | 2008-07-01 | FALSE | 2008-07-01 | FALSE | Currently in Use | Diesel | 20000 | Composite | 2007-01-12 | Fiberglass Reinforced Plastic | Pressurized
H&I Food Stop, Inc. | 8235 Hwy 122 W | Hahira | Lowndes | 10002109 | 1A | Ball Float | 2012-06-01 | FALSE | 2012-06-01 | FALSE | Currently in Use | Regular | 8000 | Tank Jacket Double Walled | 2012-06-01 | Double-Walled Fiberglass | Pressurized
H&I Food Stop, Inc. | 8235 Hwy 122 W | Hahira | Lowndes | 10002109 | 1B | Ball Float | 2012-06-01 | FALSE | 2012-06-01 | FALSE | Currently in Use | E-0 | 4000 | Tank Jacket Double Walled | 2012-06-01 | Double-Walled Fiberglass | Pressurized
FORMER BARNES DRUG STORE | 1313 NORTH PATTERSON STREET | VALDOSTA | Lowndes | 10002014 | 1 |  |  | FALSE |  | FALSE | Removed from Ground | Not Marked/Tank Removed | 0 | Unknown |  | Unknown
FORMER MONKS CURB STORE & SERVICE STATION | 1306 EAST HILL AVE | VALDOSTA | Lowndes | 10002176 | 1 |  |  | FALSE |  | FALSE | Removed from Ground |  | 0 | Unknown
MURPHY EXPRESS #8623 | 3300 INNER PERIMETER RD | VALDOSTA | Lowndes | 10001930 | 1 | Ball Float | 2010-09-12 | FALSE | 2010-09-12 | FALSE | Currently in Use | E-10 | 20000 | Fiberglass Double Walled | 2010-09-10 | Double-Walled Flex | Pressurized
MURPHY EXPRESS #8623 | 3300 INNER PERIMETER RD | VALDOSTA | Lowndes | 10001930 | 2A | Ball Float | 2010-09-12 | FALSE | 2010-09-12 | FALSE | Currently in Use | Plus | 12000 | Fiberglass Double Walled | 2010-09-10 | Double-Walled Flex | Pressurized
MURPHY EXPRESS #8623 | 3300 INNER PERIMETER RD | VALDOSTA | Lowndes | 10001930 | 2B | Ball Float | 2010-09-12 | FALSE | 2010-09-12 | FALSE | Currently in Use | Diesel On Road | 8000 | Fiberglass Double Walled | 2010-09-10 | Double-Walled Flex | Pressurized
WILSON TRUCKING TERMINAL | 3139 JOSEPH RD | VALDOSTA | Lowndes | 10001623 | 1 | Overfill Alarm | 2008-10-17 | FALSE | 2008-10-17 | FALSE | Currently in Use | Diesel | 15000 | Composite Double Walled | 2008-10-14 | Double-Walled Fiberglass | Pressurized
MURPHY EXPRESS #8518 | 277 NORMAN DR | VALDOSTA | Lowndes | 10001635 | 1 | Flapper Valve | 2008-09-10 | FALSE | 2008-09-10 | FALSE | Currently in Use | E-10 | 20000 | Fiberglass Double Walled | 2008-09-10 | Double-Walled Fiberglass | Pressurized
MURPHY EXPRESS #8518 | 277 NORMAN DR | VALDOSTA | Lowndes | 10001635 | 2 | Flapper Valve | 2008-09-10 | FALSE | 2008-09-10 | FALSE | Currently in Use | Plus | 20000 | Fiberglass Double Walled | 2008-09-10 | Double-Walled Fiberglass | Pressurized
MURPHY EXPRESS #8518 | 277 NORMAN DR | VALDOSTA | Lowndes | 10001635 | 3A | Flapper Valve | 2009-09-10 | FALSE | 2008-09-10 | FALSE | Currently in Use | Diesel | 12000 | Fiberglass Double Walled | 2008-09-10 |  | Pressurized
MURPHY EXPRESS #8518 | 277 NORMAN DR | VALDOSTA | Lowndes | 10001635 | 3B | Flapper Valve | 2008-09-10 | FALSE | 2008-09-10 | FALSE | Currently in Use | Premium | 8000 | Fiberglass Double Walled | 2008-09-10 | Double-Walled Fiberglass | Pressurized
BASSFORD AUTOMOTIVE | 331 NORTH ASHLEY STREET | VALDOSTA | Lowndes | 10001371 | 1 |  |  | FALSE |  | FALSE | Removed from Ground | Gas (Historical Use) | 1000 | Bare Steel | 2007-03-06
BASSFORD AUTOMOTIVE | 331 NORTH ASHLEY STREET | VALDOSTA | Lowndes | 10001371 | 2 |  |  | FALSE |  | FALSE | Removed from Ground | Gas (Historical Use) | 1000 | Bare Steel | 2007-03-06
BASSFORD AUTOMOTIVE | 331 NORTH ASHLEY STREET | VALDOSTA | Lowndes | 10001371 | 3 |  |  | FALSE |  | FALSE | Removed from Ground | Gas (Historical Use) | 500 | Bare Steel | 2007-03-06
BASSFORD AUTOMOTIVE | 331 NORTH ASHLEY STREET | VALDOSTA | Lowndes | 10001371 | 4 |  |  | FALSE |  | FALSE | Removed from Ground | Gas (Historical Use) | 500 | Bare Steel | 2007-03-06
BASSFORD AUTOMOTIVE | 331 NORTH ASHLEY STREET | VALDOSTA | Lowndes | 10001371 | 5 |  |  | FALSE |  | FALSE | Removed from Ground | Gas (Historical Use) | 500 | Bare Steel | 2007-03-06
HILL STREET BOOZE | 414 EAST HILL AVENUE | VALDOSTA | Lowndes | 10001316 | 6 |  |  | FALSE |  | FALSE | Removed from Ground | Gas (Historical Use) | 0 | Unknown | 2004-03-30 | Unknown
HILL STREET BOOZE | 414 EAST HILL AVENUE | VALDOSTA | Lowndes | 10001316 | 7 |  |  | FALSE |  | FALSE | Removed from Ground | Gas (Historical Use) | 0 | Unknown | 2004-03-30 | Unknown
JP FOODS 2 | 3663 NEW STATENVILLE HWY | VALDOSTA | Lowndes | 10001197 | 1A | Ball Float | 2002-06-01 | FALSE | 2002-06-01 | FALSE | Currently in Use | Gas (Historical Use) | 8000 | Composite | 2002-06-01 | Fiberglass Reinforced Plastic | Pressurized
JP FOODS 2 | 3663 NEW STATENVILLE HWY | VALDOSTA | Lowndes | 10001197 | 1B | Ball Float | 2002-06-01 | FALSE | 2002-06-01 | FALSE | Currently in Use | Diesel | 4000 | Composite | 2002-06-01 | Fiberglass Reinforced Plastic | Pressurized
FEDERAL EXPRESS FREIGHT | 809 GIL HARBIN IND BLVD | VALDOSTA | Lowndes | 10001211 | 1 | Flapper Valve | 2006-06-01 | FALSE | 2006-06-01 | FALSE | Currently in Use | Diesel | 20000 | Composite Double Walled | 2006-06-10 | Double-Walled Fiberglass | Pressurized
EXIT 22 CITGO | 4460 SHILOH RD | VALDOSTA | Lowndes | 10001213 | 1 | Flapper Valve | 2006-08-01 | FALSE | 2006-08-01 | FALSE | Currently in Use | Regular | 20000 | Epoxy | 2006-08-10 | Double-Walled Fiberglass | Pressurized
EXIT 22 CITGO | 4460 SHILOH RD | VALDOSTA | Lowndes | 10001213 | 2 | Flapper Valve | 2006-08-01 | FALSE | 2006-08-01 | FALSE | Currently in Use | Diesel | 12000 | Epoxy | 2006-08-10 | Double-Walled Fiberglass | Pressurized
EXIT 22 CITGO | 4460 SHILOH RD | VALDOSTA | Lowndes | 10001213 | 3 | Flapper Valve | 2006-08-01 | FALSE | 2006-08-01 | FALSE | Currently in Use | Premium | 8000 | Epoxy | 2006-08-10 | Double-Walled Fiberglass | Pressurized
STOREY MACHINING SERVICES | 312 TUCKER ROAD | VALDOSTA | Lowndes | 10001187 | 1 |  |  | FALSE |  | FALSE | Removed from Ground | Used Oil | 1000 | Unknown | 2006-07-11 | Unknown
RaceWay #6722 - Valdosta | 1406 N ST AUGUSTINE RD | VALDOSTA | Lowndes | 10000475 | 1 | Ball Float | 2003-08-06 | FALSE | 2003-08-06 | FALSE | Currently in Use | Gas (Historical Use) | 20000 | Composite Double Walled | 2003-08-06 | Double-Walled Fiberglass | Pressurized
RaceWay #6722 - Valdosta | 1406 N ST AUGUSTINE RD | VALDOSTA | Lowndes | 10000475 | 2 | Ball Float | 2003-08-06 | FALSE | 2003-08-06 | FALSE | Currently in Use | Gas (Historical Use) | 12000 | Composite Double Walled | 2003-08-06 | Double-Walled Fiberglass | Pressurized
RaceWay #6722 - Valdosta | 1406 N ST AUGUSTINE RD | VALDOSTA | Lowndes | 10000475 | 3 | Ball Float | 2003-08-06 | FALSE | 2003-08-06 | FALSE | Currently in Use | Gas (Historical Use) | 12000 | Composite Double Walled | 2003-08-06 | Double-Walled Fiberglass | Pressurized
DAVIS TRANSFER CO | 3371 MADISON HWY | VALDOSTA | Lowndes | 10000090 | 1 |  | 1992-01-01 | FALSE | 1992-01-01 | FALSE | Removed from Ground | Diesel | 20000 | Composite | 1992-01-01 | Fiberglass Reinforced Plastic | Pressurized
964 ONE STOP #1 | 3980 N VALDOSTA RD | VALDOSTA | Lowndes | 10000162 | 1A | Ball Float | 2002-08-01 | FALSE | 2002-08-01 | FALSE | Currently in Use | E-10 | 8000 | Composite | 2002-08-01 | Fiberglass Reinforced Plastic | Pressurized
964 ONE STOP #1 | 3980 N VALDOSTA RD | VALDOSTA | Lowndes | 10000162 | 1B | Ball Float | 2002-08-01 | FALSE | 2002-08-01 | FALSE | Currently in Use | Premium | 4000 | Composite | 2002-08-01 | Fiberglass Reinforced Plastic | Pressurized
SING BROS INC D/B/A MACADOO'S | 3219 INNER PERIMETER RD | VALDOSTA | Lowndes | 10000811 | 1 | Flapper Valve | 2012-07-01 | FALSE | 2012-07-01 | FALSE | Currently in Use | E-10 | 20000 | Epoxy | 2003-09-01 | Double-Walled Flex | Pressurized
SING BROS INC D/B/A MACADOO'S | 3219 INNER PERIMETER RD | VALDOSTA | Lowndes | 10000811 | 2 | Flapper Valve | 2012-07-01 | FALSE | 2012-07-01 | FALSE | Currently in Use | Premium | 8000 | Epoxy | 2003-09-01 | Double-Walled Flex | Pressurized
SING BROS INC D/B/A MACADOO'S | 3219 INNER PERIMETER RD | VALDOSTA | Lowndes | 10000811 | 3 | Flapper Valve | 2012-07-01 | FALSE | 2012-07-01 | FALSE | Currently in Use | Diesel | 6000 | Epoxy | 2003-09-01 | Double-Walled Flex | Pressurized
FORMERLY MICKIE BATALO PROPERTY | 5215 GA HIGHWAY 122 EAST | HAHIRA | Lowndes | 10000832 | 1 |  |  | FALSE |  | FALSE | Removed from Ground | Not Marked/Tank Removed | 1000 | Unknown | 2004-11-11
GRIFFIN, LLC ( A DUPONT COMPANY) | 2509 ROCKY FORD ROAD | VALDOSTA | Lowndes | 10000746 | 1 |  |  | FALSE |  | FALSE | Removed from Ground | Used Oil | 560 | Unknown | 2004-07-01
SAMS CLUB #6204 | 450 NORMAN DR | VALDOSTA | Lowndes | 10000554 | 1 | Flapper Valve | 2004-01-13 | FALSE | 2004-01-13 | FALSE | Currently in Use | E-10 | 20000 | Fiberglass Double Walled | 2004-01-14 | Double-Walled Flex | Pressurized
SAMS CLUB #6204 | 450 NORMAN DR | VALDOSTA | Lowndes | 10000554 | 2 | Flapper Valve | 2004-01-13 | FALSE | 2004-01-13 | FALSE | Currently in Use | Plus | 20000 | Fiberglass Double Walled | 2004-01-13 | Double-Walled Flex | Pressurized
SAMS CLUB #6204 | 450 NORMAN DR | VALDOSTA | Lowndes | 10000554 | 3 | Flapper Valve | 2004-01-13 | FALSE | 2004-01-13 | FALSE | Currently in Use | Premium | 20000 | Fiberglass Double Walled | 2004-01-13 | Double-Walled Flex | Pressurized
BLOSSMAN PROPANE - SOUTHEAST PROPANE | 618 S PATTERSON ST | VALDOSTA | Lowndes | 10000517 | 1 |  |  | FALSE |  | FALSE | Removed from Ground | Gas (Historical Use) | 2500 | Bare Steel | 2003-12-05
BLOSSMAN PROPANE - SOUTHEAST PROPANE | 618 S PATTERSON ST | VALDOSTA | Lowndes | 10000517 | 2 |  |  | FALSE |  | FALSE | Removed from Ground | Used Oil | 10000 | Concrete | 2003-12-05
NAYLORS PANTRY | 8777 HWY 135 | NAYLOR | Lowndes | 10000540 | 1A | Ball Float | 2003-10-01 | FALSE | 2003-10-01 | FALSE | Currently in Use | E-10 | 10000 | Composite | 2003-10-01 | Fiberglass Reinforced Plastic | Pressurized
NAYLORS PANTRY | 8777 HWY 135 | NAYLOR | Lowndes | 10000540 | 1B | Flapper Valve | 2003-10-01 | FALSE | 2003-10-01 | FALSE | Currently in Use | Premium | 5000 | Composite | 2003-10-01 | Fiberglass Reinforced Plastic | Pressurized
S&S SUPPLY CO INC | 802 FLOYD ST | VALDOSTA | Lowndes | 500011 | 1 | [5 empty] | Permanently Out of Use - historical purposes | Gas (Historical Use) | 5000 | Not Marked/Unknown | 1985-05-07 | Not Marked
S&S SUPPLY CO INC | 802 FLOYD ST | VALDOSTA | Lowndes | 500011 | 2 | [5 empty] | Permanently Out of Use - historical purposes | Gas (Historical Use) | 10000 | Not Marked/Unknown | 1985-05-07 | Not Marked
S&S SUPPLY CO INC | 802 FLOYD ST | VALDOSTA | Lowndes | 500011 | 3 | [5 empty] | Permanently Out of Use - historical purposes | Gas (Historical Use) | 8000 | Not Marked/Unknown | 1985-05-07 | Not Marked
S&S SUPPLY CO INC | 802 FLOYD ST | VALDOSTA | Lowndes | 500011 | 4 | [5 empty] | Permanently Out of Use - historical purposes | Gas (Historical Use) | 2000 | Not Marked/Unknown | 1960-05-13 | Not Marked
MOODY AFB | Mitchell Boulevard | Valdosta | Lowndes | UST-SLOC-9000492 | NP#1 | [5 empty] | Removed from Ground | Kerosene | 25000 | Bare Steel | 1946-04-14 | Bare Steel
MOODY AFB | Mitchell Boulevard | Valdosta | Lowndes | UST-SLOC-9000492 | NP#2 | [5 empty] | Removed from Ground | Kerosene | 25000 | Bare Steel | 1946-04-14 | Bare Steel
MOODY AFB | Mitchell Boulevard | Valdosta | Lowndes | UST-SLOC-9000492 | NP#3 | [5 empty] | Removed from Ground | Kerosene | 25000 | Bare Steel | 1946-04-14 | Bare Steel
MOODY AFB | Mitchell Boulevard | Valdosta | Lowndes | UST-SLOC-9000492 | NP#4 | [5 empty] | Removed from Ground | Kerosene | 25000 | Bare Steel | 1946-04-14 | Bare Steel
GISH OIL VALDOSTA | 1329 W Hill Ave | Valdosta | Lowndes | UST-SLOC-920194 | 1 | Flapper Valve | 1998-12-22 | FALSE | 1998-12-22 | FALSE | Currently in Use | Diesel | 10000 | Steel-Impressed Current | 1984-04-01 | Steel (Impressed Current) | Safe Suction (Euro)
GISH OIL VALDOSTA | 1329 W Hill Ave | Valdosta | Lowndes | UST-SLOC-920194 | 2 | Flapper Valve | 1998-12-22 | FALSE | 1998-12-22 | FALSE | Currently in Use | Regular | 10000 | Steel-Impressed Current | 1984-04-01 | Steel (Impressed Current) | Pressurized
GISH OIL VALDOSTA | 1329 W Hill Ave | Valdosta | Lowndes | UST-SLOC-920194 | 3 | [5 empty] | Removed from Ground | Gas (Historical Use) | 560 | Bare Steel | 1971-04-01 | Galvanized Steel
GISH OIL VALDOSTA | 1329 W Hill Ave | Valdosta | Lowndes | UST-SLOC-920195 | 1 | [5 empty] | Removed from Ground | Gas (Historical Use) | 500 | Bare Steel | 1946-04-01 | Galvanized Steel
GISH OIL VALDOSTA | 1329 W Hill Ave | Valdosta | Lowndes | UST-SLOC-920195 | D4 | [5 empty] | Removed from Ground | Diesel | 2000 | Bare Steel | 1978-05-01 | Galvanized Steel | Suction (American)
GISH OIL VALDOSTA | 1329 W Hill Ave | Valdosta | Lowndes | UST-SLOC-920195 | PLUS | [5 empty] | Removed from Ground | Gas (Historical Use) | 2000 | Bare Steel | 1978-05-01 | Galvanized Steel | Suction (American)
GISH OIL VALDOSTA | 1329 W Hill Ave | Valdosta | Lowndes | UST-SLOC-920195 | PREM | [5 empty] | Removed from Ground | Gas (Historical Use) | 3000 | Bare Steel | 1978-05-01 | Galvanized Steel | Suction (American)
GISH OIL VALDOSTA | 1329 W Hill Ave | Valdosta | Lowndes | UST-SLOC-920195 | RU | [5 empty] | Removed from Ground | Gas (Historical Use) | 3000 | Bare Steel | 1978-05-01 | Galvanized Steel | Suction (American)
LAKE PARK CHEVRON | I-75 & BELLVILLE RD | LAKE PARK | Lowndes | 920271 | 1 |  | 1993-04-01 |  | 1993-04-01 |  | Removed from Ground | Empty | 10000 | Fiberglass | 1974-04-01 | Not Marked | Pressurized
LAKE PARK CHEVRON | I-75 & BELLVILLE RD | LAKE PARK | Lowndes | 920271 | 2 |  | 1993-04-01 |  | 1993-04-01 |  | Removed from Ground | Empty | 10000 | Fiberglass | 1974-04-01 | Not Marked | Pressurized
LAKE PARK CHEVRON | I-75 & BELLVILLE RD | LAKE PARK | Lowndes | 920271 | 3 |  | 1993-04-01 |  | 1993-04-01 |  | Removed from Ground | Empty | 10000 | Fiberglass | 1974-04-01 | Not Marked | Pressurized
LAKE PARK CHEVRON | I-75 & BELLVILLE RD | LAKE PARK | Lowndes | 920271 | 4 | [5 empty] | Permanently Out of Use - historical purposes | Empty | 500 | Bare Steel | 1974-04-01 | Not Marked
LAKE PARK CHEVRON | I-75 & BELLVILLE RD | LAKE PARK | Lowndes | 920271 | 5 |  | 1993-04-01 |  | 1993-04-01 |  | Permanently Out of Use - historical purposes | Empty | 10000 | Unknown | 1982-09-21 | Cathodically Protected | Pressurized
LAKE PARK CHEVRON | I-75 & BELLVILLE RD | LAKE PARK | Lowndes | 920271 | 6 |  | 1993-04-01 |  | 1993-04-01 |  | Permanently Out of Use - historical purposes | Empty | 10000 | Unknown | 1982-09-21 | Cathodically Protected | Pressurized
LAKE PARK CHEVRON | I-75 & BELLVILLE RD | LAKE PARK | Lowndes | 920271 | 7 |  | 1993-04-01 |  | 1993-04-01 |  | Permanently Out of Use - historical purposes | Empty | 10000 | Unknown | 1982-09-21 | Cathodically Protected | Pressurized
OWENS-ILLINOIS PRO-PRINT | CLYATVILLE | CLYATTVILLE | Lowndes | 920275 | 1 | [5 empty] | Removed from Ground | Gas (Historical Use) | 1000 | Bare Steel | 1970-07-01 | Galvanized Steel
JAYMUN INC | 1001 N PATTERSON ST | VALDOSTA | Lowndes | 920277 | 1 | Ball Float | 1982-01-01 | TRUE | 1996-11-01 | FALSE | Currently in Use | E-10 | 10000 | Fiberglass | 1982-04-01 | Fiberglass Reinforced Plastic | Pressurized
JAYMUN INC | 1001 N PATTERSON ST | VALDOSTA | Lowndes | 920277 | 2 | Ball Float | 1982-01-01 | TRUE | 1996-11-01 | FALSE | Currently in Use | Plus | 10000 | Fiberglass | 1982-04-01 | Fiberglass Reinforced Plastic | Pressurized
JAYMUN INC | 1001 N PATTERSON ST | VALDOSTA | Lowndes | 920277 | 3 | Ball Float | 1982-01-01 | TRUE | 1996-11-01 | FALSE | Currently in Use | Premium | 10000 | Fiberglass | 1982-04-01 | Fiberglass Reinforced Plastic | Pressurized
JAYMUN INC | 1001 N PATTERSON ST | VALDOSTA | Lowndes | 920277 | 4 | Ball Float | 1982-01-01 | TRUE | 1996-11-01 | FALSE | Currently in Use | Diesel | 10000 | Fiberglass | 1982-04-01 | Fiberglass Reinforced Plastic | Pressurized
SAI LAXMI LLC | 2228 BEMISS RD | VALDOSTA | Lowndes | 920278 | 1 | Flapper Valve | 1996-12-01 | FALSE | 1996-11-15 | FALSE | Currently in Use | Plus | 8000 | Steel-Impressed Current | 1966-05-01 | Fiberglass Reinforced Plastic | Pressurized
SAI LAXMI LLC | 2228 BEMISS RD | VALDOSTA | Lowndes | 920278 | 2 | Flapper Valve | 1996-12-01 | FALSE | 1996-11-15 | FALSE | Currently in Use | Premium | 8000 | Steel-Impressed Current | 1966-05-01 | Fiberglass Reinforced Plastic | Pressurized
SAI LAXMI LLC | 2228 BEMISS RD | VALDOSTA | Lowndes | 920278 | 3 | Flapper Valve | 1996-12-01 | FALSE | 1996-11-15 | FALSE | Currently in Use | E-10 | 10000 | Steel-Impressed Current | 1966-05-01 | Fiberglass Reinforced Plastic | Pressurized
VALDOSTA COLLECTION FACILITY | 1101 HAWKINS ST | VALDOSTA | Lowndes | 922000 | 1 | [5 empty] | Removed from Ground | Diesel | 10000 | Marked Unknown | 1984-11-04 | Galvanized Steel | Suction (American)
VALDOSTA COLLECTION FACILITY | 1101 HAWKINS ST | VALDOSTA | Lowndes | 922000 | 2 | Flapper Valve | 2000-04-21 | FALSE | 2000-04-21 | FALSE | Currently in Use | Diesel | 20000 | Composite | 2000-04-21 | Double-Walled Fiberglass | Pressurized
BIGFOOT TRAVEL CENTER | 1808 W HILL AVE | VALDOSTA | Lowndes | 922001 | 117104 | Ball Float | 1988-06-02 | FALSE | 1988-06-02 | FALSE | Currently in Use | Premium | 8000 | Galvanic (STIP-3) | 1988-06-02 | Fiberglass Reinforced Plastic | Pressurized
BIGFOOT TRAVEL CENTER | 1808 W HILL AVE | VALDOSTA | Lowndes | 922001 | 118642 | Ball Float | 1988-06-02 | FALSE | 1988-06-02 | FALSE | Currently in Use | E-10 | 8000 | Galvanic (STIP-3) | 1988-06-02 | Fiberglass Reinforced Plastic | Pressurized
BIGFOOT TRAVEL CENTER | 1808 W HILL AVE | VALDOSTA | Lowndes | 922001 | 118643 | Ball Float | 1988-06-02 | FALSE | 1988-06-02 | FALSE | Currently in Use | E-10 | 8000 | Galvanic (STIP-3) | 1988-06-02 | Fiberglass Reinforced Plastic | Pressurized
BIGFOOT TRAVEL CENTER | 1808 W HILL AVE | VALDOSTA | Lowndes | 922001 | 145087 | Ball Float | 1989-10-06 | FALSE | 1989-10-06 | FALSE | Currently in Use | Diesel | 20000 | Galvanic (STIP-3) | 1989-10-06 | Fiberglass Reinforced Plastic | Pressurized
LAKE PARK TRAVEL CENTER | 6901 LAKE PARK BELLVILLE RD | LAKE PARK | Lowndes | 922002 | 1 | Flapper Valve | 1988-11-01 | FALSE | 1988-11-03 | FALSE | Currently in Use | Diesel | 20000 | Fiberglass | 1988-11-03 | Fiberglass Reinforced Plastic | Pressurized
LAKE PARK TRAVEL CENTER | 6901 LAKE PARK BELLVILLE RD | LAKE PARK | Lowndes | 922002 | 2 | Flapper Valve | 1988-11-03 | FALSE | 1988-11-03 | FALSE | Currently in Use | Diesel | 20000 | Fiberglass | 1988-11-03 | Fiberglass Reinforced Plastic | Pressurized
LAKE PARK TRAVEL CENTER | 6901 LAKE PARK BELLVILLE RD | LAKE PARK | Lowndes | 922002 | 3 | Flapper Valve | 1988-11-03 | FALSE | 1988-11-03 | FALSE | Currently in Use | Diesel | 12000 | Fiberglass | 1988-11-03 | Fiberglass Reinforced Plastic | Pressurized
LAKE PARK TRAVEL CENTER | 6901 LAKE PARK BELLVILLE RD | LAKE PARK | Lowndes | 922002 | 4 | Flapper Valve | 1988-11-03 | FALSE | 1988-11-03 | FALSE | Currently in Use | Regular | 12000 | Fiberglass | 1988-11-03 | Fiberglass Reinforced Plastic | Pressurized
LAKE PARK TRAVEL CENTER | 6901 LAKE PARK BELLVILLE RD | LAKE PARK | Lowndes | 922002 | 5 | Flapper Valve | 1988-11-03 | FALSE | 1988-11-03 | FALSE | Currently in Use | Premium | 12000 | Fiberglass | 1988-11-03 | Fiberglass Reinforced Plastic | Pressurized
LAKE PARK TRAVEL CENTER | 6901 LAKE PARK BELLVILLE RD | LAKE PARK | Lowndes | 922002 | 6 |  | 1997-01-29 | TRUE | 1997-01-29 | TRUE | Currently in Use | Used Oil | 1000 | Fiberglass | 1987-01-01 | Fiberglass Reinforced Plastic | Gravity
MOODY AFB | Mitchell Boulevard | Valdosta | Lowndes | UST-SLOC-10000535 | 1 | Flapper Valve | 2003-07-01 | FALSE | 2003-07-01 | FALSE | Currently in Use | Regular | 12000 | Fiberglass Double Walled | 2003-05-20 | Double-Walled Flex | Pressurized
MOODY AFB | Mitchell Boulevard | Valdosta | Lowndes | UST-SLOC-10000535 | 2 | Flapper Valve | 2003-07-01 | FALSE | 2003-07-01 | FALSE | Currently in Use | Premium | 12000 | Fiberglass Double Walled | 2003-05-20 | Double-Walled Flex | Pressurized
MOODY AFB | Mitchell Boulevard | Valdosta | Lowndes | UST-SLOC-10000535 | 3 | Flapper Valve | 2003-07-01 | FALSE | 2003-07-01 | FALSE | Currently in Use | Plus | 12000 | Fiberglass Double Walled | 2003-05-20 | Double-Walled Flex | Pressurized
M K #5 | 600 E HILL AVE | VALDOSTA | Lowndes | 920007 | 1 | Flapper Valve | 1997-02-05 | FALSE | 1997-02-05 | FALSE | Currently in Use | E-10 | 6000 | Galvanic (STIP-3) | 1985-01-01 | Fiberglass Reinforced Plastic | Pressurized
M K #5 | 600 E HILL AVE | VALDOSTA | Lowndes | 920007 | 2 | Ball Float | 1997-02-05 | FALSE | 1997-02-05 | FALSE | Currently in Use | Plus | 6000 | Galvanic (STIP-3) | 1985-01-01 | Fiberglass Reinforced Plastic | Pressurized
M K #5 | 600 E HILL AVE | VALDOSTA | Lowndes | 920007 | 3 | Flapper Valve | 1997-02-05 | FALSE | 1997-02-05 | FALSE | Currently in Use | Premium | 6000 | Galvanic (STIP-3) | 1985-01-01 | Fiberglass Reinforced Plastic | Pressurized
OMINI #3 | 4357 BEMISS RD | VALDOSTA | Lowndes | 920008 | 1 | Flapper Valve | 1997-02-05 | FALSE | 1997-02-05 | FALSE | Closed in Ground | Gas (Historical Use) | 8000 | Steel-Impressed Current | 1984-05-01 | Steel (Impressed Current) | Pressurized
OMINI #3 | 4357 BEMISS RD | VALDOSTA | Lowndes | 920008 | 2 | Flapper Valve | 1997-02-05 | FALSE | 1997-02-05 | FALSE | Closed in Ground | Gas (Historical Use) | 10000 | Steel-Impressed Current | 1984-05-01 | Steel (Impressed Current) | Pressurized
OMINI #3 | 4357 BEMISS RD | VALDOSTA | Lowndes | 920008 | 3 | Flapper Valve | 1997-02-05 | FALSE | 1997-02-05 | FALSE | Currently in Use | E-10 | 6000 | Steel-Impressed Current | 1984-05-01 | Steel (Impressed Current) | Pressurized
COLONIAL BAKERY | 707 N ASHLEY ST | VALDOSTA | Lowndes | 920020 | 1 | [5 empty] | Removed from Ground | Diesel | 560 | Not Marked/Unknown | 1951-05-01 | Galvanized Steel
CITY OF LAKE PARK | ESSA ST 120 | LAKE PARK | Lowndes | 920023 | 1 | [5 empty] | Removed from Ground | Gas (Historical Use) | 2000 | Bare Steel | 1976-04-01 | Galvanized Steel | Safe Suction (Euro)
POLLOCKS SERVICE STATION | 823 S PATTERSON ST | VALDOSTA | Lowndes | 920026 | 1 | [5 empty] | Removed from Ground | Gas (Historical Use) | 4000 | Marked Unknown | 1996-05-20 | Unknown
POLLOCKS SERVICE STATION | 823 S PATTERSON ST | VALDOSTA | Lowndes | 920026 | 2 | [5 empty] | Removed from Ground | Gas (Historical Use) | 4000 | Marked Unknown | 1996-05-20 | Unknown
POLLOCKS SERVICE STATION | 823 S PATTERSON ST | VALDOSTA | Lowndes | 920026 | 3 | [5 empty] | Removed from Ground | Gas (Historical Use) | 4000 | Marked Unknown | 1996-05-20 | Unknown
POLLOCKS SERVICE STATION | 823 S PATTERSON ST | VALDOSTA | Lowndes | 920026 | 4 | [5 empty] | Removed from Ground | Diesel | 4000 | Marked Unknown | 1996-05-20 | Unknown
POLLOCKS SERVICE STATION | 823 S PATTERSON ST | VALDOSTA | Lowndes | 920026 | 5 | [5 empty] | Removed from Ground | Empty | 4000 | Marked Unknown | 1996-05-20 | Unknown
HAHIRA CITGO STATION | 201 S CHURCH | HAHIRA | Lowndes | 920028 | 1 | [5 empty] | Removed from Ground | Empty | 1000 | Bare Steel | 1966-03-01 | Galvanized Steel | Safe Suction (Euro)
HAHIRA CITGO STATION | 201 S CHURCH | HAHIRA | Lowndes | 920028 | 2 | [5 empty] | Removed from Ground | Empty | 1000 | Bare Steel | 1966-03-01 | Galvanized Steel | Safe Suction (Euro)
HAHIRA CITGO STATION | 201 S CHURCH | HAHIRA | Lowndes | 920028 | 3 | [5 empty] | Removed from Ground | Empty | 560 | Bare Steel | 1966-03-01 | Galvanized Steel | Safe Suction (Euro)
TRAX | 1501 N ASHLEY ST | VALDOSTA | Lowndes | 920031 | 1 | [5 empty] | Permanently Out of Use - historical purposes | Gas (Historical Use) | 10000 | Bare Steel | 1981-03-01 | Galvanized Steel
TRAX | 1501 N ASHLEY ST | VALDOSTA | Lowndes | 920031 | 10 |  | 1996-04-20 | FALSE | 1996-04-20 | FALSE | Removed from Ground | Diesel | 10000 | Composite | 1996-04-20 |  | Pressurized
TRAX | 1501 N ASHLEY ST | VALDOSTA | Lowndes | 920031 | 2 | [5 empty] | Permanently Out of Use - historical purposes | Gas (Historical Use) | 10000 | Bare Steel | 1981-03-01 | Galvanized Steel
TRAX | 1501 N ASHLEY ST | VALDOSTA | Lowndes | 920031 | 3 | [5 empty] | Permanently Out of Use - historical purposes | Gas (Historical Use) | 10000 | Bare Steel | 1981-03-01 | Galvanized Steel
TRAX | 1501 N ASHLEY ST | VALDOSTA | Lowndes | 920031 | 4 | [5 empty] | Permanently Out of Use - historical purposes | Diesel | 4000 | Bare Steel | 1978-03-01 | Galvanized Steel
TRAX | 1501 N ASHLEY ST | VALDOSTA | Lowndes | 920031 | 5 | [5 empty] | Permanently Out of Use - historical purposes | Diesel | 4000 | Bare Steel | 1978-03-01 | Galvanized Steel
TRAX | 1501 N ASHLEY ST | VALDOSTA | Lowndes | 920031 | 6 | [5 empty] | Removed from Ground | Diesel | 3000 | Bare Steel | 1976-03-01 | Galvanized Steel
TRAX | 1501 N ASHLEY ST | VALDOSTA | Lowndes | 920031 | 7 | [5 empty] | Removed from Ground | Diesel | 3000 | Bare Steel | 1976-03-01 | Galvanized Steel
TRAX | 1501 N ASHLEY ST | VALDOSTA | Lowndes | 920031 | 8 |  | 1996-04-20 | FALSE | 1996-04-20 | FALSE | Removed from Ground | Gas (Historical Use) | 20000 | Composite | 1996-04-20 |  | Pressurized
TRAX | 1501 N ASHLEY ST | VALDOSTA | Lowndes | 920031 | 9 |  | 1996-04-20 | FALSE | 1996-04-20 | FALSE | Removed from Ground | Gas (Historical Use) | 10000 | Composite | 1996-04-20 |  | Pressurized
FAST BREAK #2 | 4593 N VALDOSTA RD | VALDOSTA | Lowndes | 920032 | 1 |  | 1997-11-01 |  | 1997-11-01 |  | Removed from Ground | Gas (Historical Use) | 20000 | Epoxy | 1976-03-01 | Galvanized Steel | Pressurized
FAST BREAK #2 | 4593 N VALDOSTA RD | VALDOSTA | Lowndes | 920032 | 2 |  | 1997-11-01 |  | 1997-11-01 |  | Removed from Ground | Gas (Historical Use) | 10000 | Epoxy | 1976-03-01 | Galvanized Steel | Pressurized
FAST BREAK #2 | 4593 N VALDOSTA RD | VALDOSTA | Lowndes | 920032 | 3 |  | 1997-11-01 |  | 1997-11-01 |  | Removed from Ground | Diesel | 10000 | Epoxy | 1976-03-01 | Galvanized Steel | Pressurized
FAST BREAK #2 | 4593 N VALDOSTA RD | VALDOSTA | Lowndes | 920032 | 4 | Ball Float | 1997-10-22 | FALSE | 1997-10-22 | FALSE | Currently in Use | E-10 | 10000 | Composite | 1997-10-22 | Double-Walled Flex | Pressurized
FAST BREAK #2 | 4593 N VALDOSTA RD | VALDOSTA | Lowndes | 920032 | 5 | Ball Float | 1997-10-22 | FALSE | 1997-10-22 | FALSE | Currently in Use | Diesel | 10000 | Composite | 1997-10-22 | Double-Walled Flex | Pressurized
FAST BREAK #2 | 4593 N VALDOSTA RD | VALDOSTA | Lowndes | 920032 | 6 | Ball Float | 1997-10-22 | FALSE | 1997-10-22 | FALSE | Currently in Use | Premium | 10000 | Composite | 1997-10-22 | Double-Walled Flex | Pressurized
FEINBERG'S EXXON | 505 N OAK ST | VALDOSTA | Lowndes | 920035 | 1 | [5 empty] | Removed from Ground | Gas (Historical Use) | 4000 | Bare Steel | 1964-03-01 | Galvanized Steel
FEINBERG'S EXXON | 505 N OAK ST | VALDOSTA | Lowndes | 920035 | 2 | [5 empty] | Removed from Ground | Gas (Historical Use) | 6000 | Bare Steel | 1964-03-01 | Galvanized Steel
FEINBERG'S EXXON | 505 N OAK ST | VALDOSTA | Lowndes | 920035 | 3 | [5 empty] | Removed from Ground | Gas (Historical Use) | 6000 | Bare Steel | 1964-03-01 | Galvanized Steel
MONIKA'S | 2101 W HILL AVE | VALDOSTA | Lowndes | 920036 | 1 | [5 empty] | Removed from Ground | Gas (Historical Use) | 4000 | Bare Steel | 1964-03-01 | Galvanized Steel
MONIKA'S | 2101 W HILL AVE | VALDOSTA | Lowndes | 920036 | 2 | [5 empty] | Removed from Ground | Gas (Historical Use) | 6000 | Bare Steel | 1964-03-01 | Galvanized Steel
MONIKA'S | 2101 W HILL AVE | VALDOSTA | Lowndes | 920036 | 3 | [5 empty] | Removed from Ground | Gas (Historical Use) | 6000 | Bare Steel | 1964-03-01 | Galvanized Steel
MONIKA'S | 2101 W HILL AVE | VALDOSTA | Lowndes | 920036 | 4 | [5 empty] | Removed from Ground | Empty | 4000 | Bare Steel | 1964-03-01 | Galvanized Steel
CITY GARAGE | 1015 MYRTLE ST | VALDOSTA | Lowndes | 920042 | 1 | [5 empty] | Removed from Ground | Gas (Historical Use) | 8000 | Bare Steel | 1973-03-01 | Galvanized Steel
CITY GARAGE | 1015 MYRTLE ST | VALDOSTA | Lowndes | 920042 | 2 | [5 empty] | Removed from Ground | Gas (Historical Use) | 10000 | Bare Steel | 1973-03-01 | Galvanized Steel
CITY GARAGE | 1015 MYRTLE ST | VALDOSTA | Lowndes | 920042 | 3 | [5 empty] | Removed from Ground | Diesel | 10000 | Bare Steel | 1976-03-01 | Galvanized Steel
CITY GARAGE | 1015 MYRTLE ST | VALDOSTA | Lowndes | 920042 | 4 | [5 empty] | Removed from Ground | Gas (Historical Use) | 10000 | Bare Steel | 1976-03-01 | Galvanized Steel
CITY GARAGE | 1015 MYRTLE ST | VALDOSTA | Lowndes | 920042 | 6 | Ball Float | 1998-01-01 | FALSE | 1998-01-01 | FALSE | Currently in Use | E-10 | 10000 | Composite | 1998-01-01 |  | Pressurized
CITY GARAGE | 1015 MYRTLE ST | VALDOSTA | Lowndes | 920042 | 7 | Ball Float | 1998-01-01 | FALSE | 1998-01-01 | FALSE | Currently in Use | Diesel | 8000 | Composite | 1998-01-01 |  | Pressurized
CITY GARAGE | 1015 MYRTLE ST | VALDOSTA | Lowndes | 920042 | 8 | Ball Float | 2006-05-16 | FALSE | 2006-05-16 | FALSE | Currently in Use | E-10 | 10000 | Composite | 2006-05-16 | Double-Walled Fiberglass | Pressurized
CITY GARAGE | 1015 MYRTLE ST | VALDOSTA | Lowndes | 920042 | 9 | Ball Float | 2006-05-16 | FALSE | 2006-05-16 | FALSE | Currently in Use | Diesel | 8000 | Composite | 2006-05-16 | Double-Walled Fiberglass | Pressurized
WETHERINGTON LANE LANDFILL | WETHERINGTON LANE | VALDOSTA | Lowndes | 920044 | 1 | [5 empty] | Removed from Ground | Diesel | 1000 | Bare Steel | 1985-03-01 | Galvanized Steel
GERALD GREEN | 125 W HILL AVE | VALDOSTA | Lowndes | 920046 | 1 | [5 empty] | Removed from Ground | Gas (Historical Use) | 4000 | Marked Unknown | 1998-06-01 | Unknown
GERALD GREEN | 125 W HILL AVE | VALDOSTA | Lowndes | 920046 | 2 | [5 empty] | Removed from Ground | Gas (Historical Use) | 4000 | Marked Unknown | 1998-06-01 | Unknown
GERALD GREEN | 125 W HILL AVE | VALDOSTA | Lowndes | 920046 | 3 |  |  | TRUE |  | TRUE | Removed from Ground | Used Oil | 560 | Not Marked/Unknown | 1998-06-01 | Not Marked
GRAYS 66 ALBERT D GRAY | 3030 N ASHLEY ST | VALDOSTA | Lowndes | 920047 | 1 |  | 1997-07-01 |  | 1997-07-01 |  | Removed from Ground | Gas (Historical Use) | 10000 | Cathodically Protected Steel | 1971-02-01 | Fiberglass Reinforced Plastic | Pressurized
GRAYS 66 ALBERT D GRAY | 3030 N ASHLEY ST | VALDOSTA | Lowndes | 920047 | 2 |  | 1997-07-01 |  | 1997-07-01 |  | Removed from Ground | Gas (Historical Use) | 10000 | Cathodically Protected Steel | 1971-02-01 | Fiberglass Reinforced Plastic | Pressurized
GRAYS 66 ALBERT D GRAY | 3030 N ASHLEY ST | VALDOSTA | Lowndes | 920047 | 3 |  | 1997-07-01 |  | 1997-07-01 |  | Removed from Ground | Gas (Historical Use) | 10000 | Cathodically Protected Steel | 1971-02-01 | Fiberglass Reinforced Plastic | Pressurized
GRAYS 66 ALBERT D GRAY | 3030 N ASHLEY ST | VALDOSTA | Lowndes | 920047 | 4 |  |  | TRUE |  | TRUE | Removed from Ground | Used Oil | 250 | Bare Steel | 1971-02-01 | Galvanized Steel | Gravity Fed
GRAYS 66 ALBERT D GRAY | 3030 N ASHLEY ST | VALDOSTA | Lowndes | 920047 | 5 | [5 empty] | Removed from Ground | Diesel | 2000 | Bare Steel | 1984-02-01 | Galvanized Steel | Suction (American)
THE LERIO CORPORATION | 1001 E HILL AVENUE | VALDOSTA | Lowndes | 920051 | 1 | [5 empty] | Removed from Ground | Gas (Historical Use) | 500 | Bare Steel | 1946-04-01 | Galvanized Steel
SCRUGGS CONCRETE | 807 RIVER STREET | VALDOSTA | Lowndes | 920053 | 1 | [5 empty] | Removed from Ground | Diesel | 10000 | Bare Steel | 1985-01-01 | Galvanized Steel
SCRUGGS CONCRETE | 807 RIVER STREET | VALDOSTA | Lowndes | 920053 | 2 | [5 empty] | Removed from Ground | Gas (Historical Use) | 2000 | Bare Steel | 1976-02-28 | Galvanized Steel
SCRUGGS CONCRETE | 807 RIVER STREET | VALDOSTA | Lowndes | 920053 | 3 | [5 empty] | Removed from Ground | Empty | 1 | Bare Steel | 1985-01-01 | Galvanized Steel
SCRUGGS CONCRETE | 807 RIVER STREET | VALDOSTA | Lowndes | 920053 | 4 | Flapper Valve | 1993-08-20 | FALSE | 1993-08-20 | FALSE | Currently in Use | Diesel | 12000 | Epoxy | 1993-08-20 | Fiberglass Reinforced Plastic | Pressurized
TOMMY GRINER INC | 505 N ASHLEY ST | VALDOSTA | Lowndes | 920055 | 1 |  |  | TRUE |  | TRUE | Removed from Ground | Used Oil | 0 | Marked Unknown | 1956-02-01 | Unknown
SOUTHERN CONTRACTORS | 1527 MADISON HIGHWAY | VALDOSTA | Lowndes | 920056 | 1 | [5 empty] | Removed from Ground | Diesel | 10000 | Bare Steel | 1977-01-01 | Galvanized Steel | Safe Suction (Euro)
SOUTHERN CONTRACTORS | 1527 MADISON HIGHWAY | VALDOSTA | Lowndes | 920056 | 2 | [5 empty] | Removed from Ground | Other | 3000 | Bare Steel | 1980-01-01 | Galvanized Steel
SOUTHERN CONTRACTORS | 1527 MADISON HIGHWAY | VALDOSTA | Lowndes | 920056 | 3 | [5 empty] | Removed from Ground | Gas (Historical Use) | 12000 | Bare Steel | 1980-01-01 | Galvanized Steel
VALDOSTA HIGH SCHOOL | 3101 N FOREST ST | VALDOSTA | Lowndes | 920059 | 1 | [5 empty] | Removed from Ground | Gas (Historical Use) | 1000 | Bare Steel | 1981-01-01 | Galvanized Steel
VALDOSTA HIGH SCHOOL | 3101 N FOREST ST | VALDOSTA | Lowndes | 920059 | 2 | [5 empty] | Currently in Use | Other | 250 | Bare Steel | 1983-01-01 | Galvanized Steel
SOUTH GEORGIA MEDICAL CENTER | 2501 N PATTERSON STREET | VALDOSTA | Lowndes | 920065 | 1 | [5 empty] | Removed from Ground | Diesel | 4000 | Bare Steel | 1971-03-01 | Galvanized Steel
SOUTH GEORGIA MEDICAL CENTER | 2501 N PATTERSON STREET | VALDOSTA | Lowndes | 920065 | 10 | Flapper Valve | 2013-03-15 | FALSE | 2013-03-15 | FALSE | Currently in Use | Diesel | 30000 | Composite Double Walled | 2013-03-15 | Double-Walled Fiberglass | Pressurized
SOUTH GEORGIA MEDICAL CENTER | 2501 N PATTERSON STREET | VALDOSTA | Lowndes | 920065 | 2 | [5 empty] | Removed from Ground | Diesel | 2000 | Bare Steel | 1971-03-01 | Galvanized Steel
SOUTH GEORGIA MEDICAL CENTER | 2501 N PATTERSON STREET | VALDOSTA | Lowndes | 920065 | 3 | [5 empty] | Removed from Ground | Gas (Historical Use) | 1000 | Bare Steel | 1973-03-01 | Galvanized Steel
SOUTH GEORGIA MEDICAL CENTER | 2501 N PATTERSON STREET | VALDOSTA | Lowndes | 920065 | 4 | [5 empty] | Removed from Ground | Diesel | 4000 | Bare Steel | 1981-03-01 | Galvanized Steel
SOUTH GEORGIA MEDICAL CENTER | 2501 N PATTERSON STREET | VALDOSTA | Lowndes | 920065 | 6 | Flapper Valve | 1999-03-24 | FALSE | 1999-03-24 | FALSE | Currently in Use | Diesel | 3000 | Fiberglass | 1999-03-24 | Double-Walled Fiberglass | Suction (American)
SOUTH GEORGIA MEDICAL CENTER | 2501 N PATTERSON STREET | VALDOSTA | Lowndes | 920065 | 7 |  |  | FALSE |  | FALSE | Removed from Ground | Diesel | 560 | Bare Steel | 2008-12-02 | Copper
SOUTH GEORGIA MEDICAL CENTER | 2501 N PATTERSON STREET | VALDOSTA | Lowndes | 920065 | 8 |  | 2008-12-01 | FALSE | 2008-12-01 | FALSE | Removed from Ground | Diesel | 1000 | Composite Double Walled | 2008-12-02 | Copper | Safe Suction (Euro)
SOUTH GEORGIA MEDICAL CENTER | 2501 N PATTERSON STREET | VALDOSTA | Lowndes | 920065 | 9 |  |  | FALSE |  | FALSE | Removed from Ground | Diesel | 20000 | Unknown |  | Unknown
LOWNDES COUNTY MAINT CENTER | 550 GIL HARBIN BLVD | VALDOSTA | Lowndes | 920073 | 6 | Overfill Alarm | 1998-03-01 | FALSE | 1998-03-01 | FALSE | Currently in Use | E-10 | 10000 | Composite | 1998-03-01 | Double-Walled Flex | Pressurized
LOWNDES COUNTY MAINT CENTER | 550 GIL HARBIN BLVD | VALDOSTA | Lowndes | 920073 | 7 | Overfill Alarm | 1998-03-01 | FALSE | 1998-03-01 | FALSE | Currently in Use | Diesel | 10000 | Composite | 1998-03-01 | Double-Walled Flex | Pressurized
LOWNDES COUNTY MAINT CENTER | 550 GIL HARBIN BLVD | VALDOSTA | Lowndes | 920073 | 8 | Overfill Alarm | 2007-05-11 | FALSE | 2007-05-11 | FALSE | Currently in Use | E-10 | 15000 | Tank Jacket | 2007-05-11 | Double-Walled Flex | Pressurized
LOWNDES COUNTY MAINT CENTER | 550 GIL HARBIN BLVD | VALDOSTA | Lowndes | 920073 | 9 | Overfill Alarm | 2007-05-11 | FALSE | 2007-05-11 | FALSE | Currently in Use | Diesel | 15000 | Tank Jacket | 2007-05-11 | Double-Walled Flex | Pressurized
LOWNDES COUNTY MAINT CENTER | 550 GIL HARBIN BLVD | VALDOSTA | Lowndes | 920073 | DE-1 | [5 empty] | Removed from Ground | Diesel | 7500 | Bare Steel | 1961-04-01 | Galvanized Steel
LOWNDES COUNTY MAINT CENTER | 550 GIL HARBIN BLVD | VALDOSTA | Lowndes | 920073 | DE-2 | [5 empty] | Removed from Ground | Diesel | 10000 | Bare Steel | 1985-04-01 | Galvanized Steel
LOWNDES COUNTY MAINT CENTER | 550 GIL HARBIN BLVD | VALDOSTA | Lowndes | 920073 | REG | [5 empty] | Removed from Ground | Gas (Historical Use) | 6000 | Bare Steel | 1979-04-01 | Galvanized Steel
LOWNDES COUNTY MAINT CENTER | 550 GIL HARBIN BLVD | VALDOSTA | Lowndes | 920073 | UNL | [5 empty] | Removed from Ground | Gas (Historical Use) | 10000 | Bare Steel | 1979-04-01 | Galvanized Steel
LOWNDES COUNTY MAINT CENTER | 550 GIL HARBIN BLVD | VALDOSTA | Lowndes | 920073 | WO-1 |  |  | TRUE |  | TRUE | Removed from Ground | Used Oil | 500 | Bare Steel | 1979-04-01 | Galvanized Steel
MEADOWS TEXACO | RT 6 BOX 5 | VALDOSTA | Lowndes | 920074 | 1 | Flapper Valve | 1998-11-01 | FALSE | 1998-11-01 | FALSE | Removed from Ground | Gas (Historical Use) | 4000 | Lined Interior | 1966-04-01 | Fiberglass Reinforced Plastic | Pressurized
MEADOWS TEXACO | RT 6 BOX 5 | VALDOSTA | Lowndes | 920074 | 2 | Flapper Valve | 1998-11-01 | FALSE | 1998-11-01 | FALSE | Removed from Ground | Gas (Historical Use) | 4000 | Lined Interior | 1966-04-01 | Fiberglass Reinforced Plastic | Pressurized
MEADOWS TEXACO | RT 6 BOX 5 | VALDOSTA | Lowndes | 920074 | 3 | Flapper Valve | 1998-11-01 | FALSE | 1998-11-01 | FALSE | Removed from Ground | Gas (Historical Use) | 4000 | Lined Interior | 1966-04-01 | Fiberglass Reinforced Plastic | Pressurized
MEADOWS TEXACO | RT 6 BOX 5 | VALDOSTA | Lowndes | 920074 | 4 | Flapper Valve | 1998-11-01 | FALSE | 1998-11-01 | FALSE | Removed from Ground | Gas (Historical Use) | 4000 | Lined Interior | 1966-04-01 | Fiberglass Reinforced Plastic | Pressurized
MEADOWS TEXACO | RT 6 BOX 5 | VALDOSTA | Lowndes | 920074 | 5 | Flapper Valve | 1998-11-01 | FALSE | 1998-11-01 | FALSE | Removed from Ground | Diesel | 2000 | Lined Interior | 1966-04-01 | Fiberglass Reinforced Plastic | Suction (American)
JIM HINTON OIL CO OF GA INC | 609 WEST HILL AVE | VALDOSTA | Lowndes | 920077 | 6 |  | 1999-01-15 |  | 1999-01-15 |  | Removed from Ground | Other | 3000 | Steel-Impressed Current | 1981-01-01 | Cathodically Protected | Suction (American)
JIM HINTON OIL CO OF GA INC | 609 WEST HILL AVE | VALDOSTA | Lowndes | 920077 | 7 |  | 1999-01-15 |  | 1999-01-15 |  | Removed from Ground | Other | 4000 | Steel-Impressed Current | 1981-01-01 | Cathodically Protected | Suction (American)
WEST HILL TEXACO | 300 W HILL AVE | VALDOSTA | Lowndes | 920099 | 1 | [5 empty] | Removed from Ground | Gas (Historical Use) | 4000 | Bare Steel | 1958-04-01 | Galvanized Steel
WEST HILL TEXACO | 300 W HILL AVE | VALDOSTA | Lowndes | 920099 | 2 | [5 empty] | Removed from Ground | Gas (Historical Use) | 3000 | Bare Steel | 1958-04-01 | Galvanized Steel
WEST HILL TEXACO | 300 W HILL AVE | VALDOSTA | Lowndes | 920099 | 3 | [5 empty] | Removed from Ground | Gas (Historical Use) | 3000 | Bare Steel | 1958-04-01 | Galvanized Steel
WEST HILL TEXACO | 300 W HILL AVE | VALDOSTA | Lowndes | 920099 | 4 |  |  | TRUE |  | TRUE | Removed from Ground | Used Oil | 550 | Bare Steel | 1958-04-01 | Galvanized Steel
WEST HILL TEXACO | 300 W HILL AVE | VALDOSTA | Lowndes | 920099 | 5 | [5 empty] | Removed from Ground | Diesel | 1000 | Bare Steel | 1984-04-01 | Galvanized Steel
PUCKETT'S SERVICE CENTER | 1700 N ASHLEY ST | VALDOSTA | Lowndes | 920100 | 1 | [5 empty] | Removed from Ground | Gas (Historical Use) | 2000 | Bare Steel | 1966-04-01 | Galvanized Steel | Suction (American)
PUCKETT'S SERVICE CENTER | 1700 N ASHLEY ST | VALDOSTA | Lowndes | 920100 | 2 | [5 empty] | Removed from Ground | Gas (Historical Use) | 2000 | Bare Steel | 1966-04-01 | Galvanized Steel | Suction (American)
PUCKETT'S SERVICE CENTER | 1700 N ASHLEY ST | VALDOSTA | Lowndes | 920100 | 3 | [5 empty] | Removed from Ground | Gas (Historical Use) | 3000 | Bare Steel | 1956-04-01 | Galvanized Steel | Suction (American)
PUCKETT'S SERVICE CENTER | 1700 N ASHLEY ST | VALDOSTA | Lowndes | 920100 | 4 |  |  | TRUE |  | TRUE | Removed from Ground | Used Oil | 550 | Bare Steel | 1998-03-28 | Galvanized Steel
RADNEY PLUMBING & HEATING INC | 401 EAST HILL AVE | VALDOSTA | Lowndes | 920102 | 1 | [5 empty] | Removed from Ground | Gas (Historical Use) | 1000 | Bare Steel | 1976-04-10 | Galvanized Steel
RAYMOND DASHER | 1750 CLAY RD | VALDOSTA | Lowndes | 920103 | 1 | [5 empty] | Removed from Ground | Gas (Historical Use) | 550 | Bare Steel | 1976-04-01 | Galvanized Steel | Safe Suction (Euro)
ORTLEIB MOVING & STORAGE CO INC | 511 WEST SAVANNAH AVE | VALDOSTA | Lowndes | 920105 | 1 | [5 empty] | Removed from Ground | Gas (Historical Use) | 1000 | Bare Steel | 1981-04-01 | Galvanized Steel | Suction (American)
THE CHILDRENS HOME | 3757 JOHNSTON RD | VALDOSTA | Lowndes | 920106 | 1 | [5 empty] | Removed from Ground | Gas (Historical Use) | 1000 | Bare Steel | 1983-04-01 | Galvanized Steel
MASON GROCERY | RT 3 BOX 501 | VALDOSTA | Lowndes | 920107 | 1 | [5 empty] | Removed from Ground | Gas (Historical Use) | 550 | Marked Unknown | 1961-04-01 | Galvanized Steel
MASON GROCERY | RT 3 BOX 501 | VALDOSTA | Lowndes | 920107 | 2 | [5 empty] | Removed from Ground | Gas (Historical Use) | 550 | Marked Unknown | 1961-04-01 | Galvanized Steel
BARGAIN BARN | HIGHWAY 31 | CLYATTVILLE | Lowndes | 920108 | 1 | [5 empty] | Removed from Ground | Gas (Historical Use) | 1000 | Bare Steel | 1968-04-01 | Galvanized Steel
BARGAIN BARN | HIGHWAY 31 | CLYATTVILLE | Lowndes | 920108 | 2 | [5 empty] | Removed from Ground | Gas (Historical Use) | 1000 | Bare Steel | 1968-04-01 | Galvanized Steel
BARGAIN BARN | HIGHWAY 31 | CLYATTVILLE | Lowndes | 920108 | 3 |  |  | TRUE |  | TRUE | Removed from Ground | Used Oil | 250 | Bare Steel | 1968-04-01 | Galvanized Steel
FLOWERS BAKING CO THOMASVILLE | 810 LAMAR ST | VALDOSTA | Lowndes | 920111 | 1 | [5 empty] | Removed from Ground | Other | 5000 | Bare Steel | 1965-05-01 | Bare Steel
CONCRETE METAL FORMS ERECTORS IN | WISENBAKER & BELLVIL | LAKE PARK | Lowndes | 920115 | 1 | [5 empty] | Removed from Ground | Gas (Historical Use) | 0 | Bare Steel | 1973-03-01 | Galvanized Steel
COLQUITT EMC | 273 NORMAN DRIVE | VALDOSTA | Lowndes | 920118 | V1 | Flapper Valve | 1997-03-01 | FALSE | 1997-03-01 | FALSE | Currently in Use | Gas (Historical Use) | 10000 | Steel-Impressed Current | 1979-04-01 | Steel (Impressed Current) | Pressurized
COLQUITT EMC | 273 NORMAN DRIVE | VALDOSTA | Lowndes | 920118 | V2 | Flapper Valve | 1997-03-01 | FALSE | 1997-03-01 | FALSE | Currently in Use | Diesel | 10000 | Steel-Impressed Current | 1979-04-01 | Steel (Impressed Current) | Pressurized
COLQUITT EMC | 273 NORMAN DRIVE | VALDOSTA | Lowndes | 920118 | VD-1 |  | 1997-03-01 |  | 1997-03-01 |  | Removed from Ground | Diesel | 10000 | Cathodically Protected Steel | 1985-04-01 | Cathodically Protected | Suction (American)
CITY OF HAHIRA | 102 S CHURCH STREET | HAHIRA | Lowndes | 920119 | 1 | [5 empty] | Removed from Ground | Gas (Historical Use) | 6000 | Bare Steel | 1982-04-01 | Galvanized Steel | Suction (American)
VALDOSTA CITGO | 1305 ST AUGUSTINE RD | VALDOSTA | Lowndes | 920124 | 1 |  | 1992-01-01 |  | 1992-01-01 |  | Removed from Ground | Gas (Historical Use) | 12000 | Bare Steel | 2005-01-06 | Fiberglass Reinforced Plastic | Pressurized
VALDOSTA CITGO | 1305 ST AUGUSTINE RD | VALDOSTA | Lowndes | 920124 | 2 |  | 1992-01-01 |  | 1992-01-01 |  | Removed from Ground | Gas (Historical Use) | 8000 | Bare Steel | 2005-01-06 | Fiberglass Reinforced Plastic | Pressurized
VALDOSTA CITGO | 1305 ST AUGUSTINE RD | VALDOSTA | Lowndes | 920124 | 3 |  | 1992-01-01 |  | 1992-01-01 |  | Removed from Ground | Gas (Historical Use) | 5000 | Bare Steel | 2005-01-06 | Fiberglass Reinforced Plastic | Pressurized
HAHIRA PURE | 1018 GEORGIA HIGHWAY 122 WEST | HAHIRA | Lowndes | 920125 | 1 |  | 1999-03-24 |  | 1999-03-24 |  | Removed from Ground | Gas (Historical Use) | 5000 | Steel-Impressed Current | 1999-03-17 | Steel (Impressed Current) | Pressurized
HAHIRA PURE | 1018 GEORGIA HIGHWAY 122 WEST | HAHIRA | Lowndes | 920125 | 2 |  | 1999-03-24 |  | 1999-03-24 |  | Removed from Ground | Gas (Historical Use) | 5000 | Steel-Impressed Current | 1999-03-17 | Steel (Impressed Current) | Pressurized
HAHIRA PURE | 1018 GEORGIA HIGHWAY 122 WEST | HAHIRA | Lowndes | 920125 | 3 |  | 1999-03-24 |  | 1999-03-24 |  | Removed from Ground | Gas (Historical Use) | 6000 | Steel-Impressed Current | 1999-03-17 | Steel (Impressed Current) | Pressurized
DAYS INN PURE VALDOSTA | 4598 N VALDOSTA RD | VALDOSTA | Lowndes | 920126 | 1 | Ball Float | 1998-12-01 | FALSE | 1998-12-01 | FALSE | Removed from Ground | E-10 | 10000 | Steel-Impressed Current | 1998-12-01 | Fiberglass Reinforced Plastic | Pressurized
DAYS INN PURE VALDOSTA | 4598 N VALDOSTA RD | VALDOSTA | Lowndes | 920126 | 2 | Ball Float | 1998-12-01 | FALSE | 1998-12-01 | FALSE | Removed from Ground | E-10 | 10000 | Steel-Impressed Current | 1998-12-01 | Fiberglass Reinforced Plastic | Pressurized
DAYS INN PURE VALDOSTA | 4598 N VALDOSTA RD | VALDOSTA | Lowndes | 920126 | 3 | Ball Float | 1998-12-01 | FALSE | 1998-12-01 | FALSE | Removed from Ground | E-10 | 10000 | Steel-Impressed Current | 1998-12-01 | Fiberglass Reinforced Plastic | Pressurized
DAYS INN PURE VALDOSTA | 4598 N VALDOSTA RD | VALDOSTA | Lowndes | 920126 | 4 | Ball Float | 1998-12-01 | FALSE | 1998-12-01 | FALSE | Removed from Ground | Gas (Historical Use) | 10000 | Steel-Impressed Current | 1998-12-01 | Fiberglass Reinforced Plastic | Pressurized
DAYS INN PURE VALDOSTA | 4598 N VALDOSTA RD | VALDOSTA | Lowndes | 920126 | 5 | Flapper Valve | 1998-12-01 | FALSE | 1998-12-01 | FALSE | Removed from Ground | Diesel | 10000 | Steel-Impressed Current | 1998-12-01 | Fiberglass Reinforced Plastic | Pressurized
FLEET CON STATION | 601 W HILL AVE | VALDOSTA | Lowndes | 920135 | 1 | Flapper Valve | 1996-11-01 | FALSE | 1996-11-01 | FALSE | Temporarily out of use | E-10 | 10000 | Steel-Impressed Current | 1973-04-01 | Steel (Impressed Current) | Suction (American)
FLEET CON STATION | 601 W HILL AVE | VALDOSTA | Lowndes | 920135 | 2 | Flapper Valve | 1996-11-01 | FALSE | 1996-11-01 | FALSE | Temporarily out of use | Plus | 10000 | Steel-Impressed Current | 1973-04-01 | Steel (Impressed Current) | Suction (American)
FLEET CON STATION | 601 W HILL AVE | VALDOSTA | Lowndes | 920135 | 3 | Flapper Valve | 1996-11-01 | FALSE | 1996-11-01 | FALSE | Temporarily out of use | Premium | 8000 | Steel-Impressed Current | 1987-03-01 | Steel (Impressed Current) | Suction (American)
INTERSTATE NATIONALEASE INC - VA | 708 GIL HARBIN INDUSTRIAL BLVD | VALDOSTA | Lowndes | 920136 | 1 | Overfill Alarm | 1990-08-21 | FALSE | 1998-02-10 | FALSE | Currently in Use | Diesel | 12000 | Steel-Impressed Current | 1985-04-01 | Double-Walled Flex | Pressurized
INTERSTATE NATIONALEASE INC - VA | 708 GIL HARBIN INDUSTRIAL BLVD | VALDOSTA | Lowndes | 920136 | 2 | [5 empty] | Removed from Ground | Other | 3000 | Bare Steel | 1985-04-01 | Galvanized Steel | Suction (American)
INTERSTATE NATIONALEASE INC - VA | 708 GIL HARBIN INDUSTRIAL BLVD | VALDOSTA | Lowndes | 920136 | 3 |  |  | TRUE |  | TRUE | Removed from Ground | Used Oil | 1000 | Bare Steel | 1985-04-01 | Galvanized Steel | Gravity Fed
VALDOSTA POWER DELIVERY | 901 W SAVANNAH AVE | VALDOSTA | Lowndes | 920141 | 1 | [5 empty] | Removed from Ground | Gas (Historical Use) | 10000 | Bare Steel | 1966-05-01 | Unknown
VALDOSTA POWER DELIVERY | 901 W SAVANNAH AVE | VALDOSTA | Lowndes | 920141 | 2 | [5 empty] | Removed from Ground | Gas (Historical Use) | 6000 | Bare Steel | 1966-05-01 | Unknown
VALDOSTA POWER DELIVERY | 901 W SAVANNAH AVE | VALDOSTA | Lowndes | 920141 | 3 | [5 empty] | Removed from Ground | Diesel | 6000 | Bare Steel | 1971-05-01 | Unknown
VALDOSTA POWER DELIVERY | 901 W SAVANNAH AVE | VALDOSTA | Lowndes | 920141 | 4 | [5 empty] | Removed from Ground | Other | 600 | Bare Steel | 1966-05-01 | Unknown
VALDOSTA POWER DELIVERY | 901 W SAVANNAH AVE | VALDOSTA | Lowndes | 920141 | D |  | 1988-06-01 |  | 1988-06-01 |  | Removed from Ground | Diesel | 10000 | Double Walled | 1988-06-01 | Fiberglass Reinforced Plastic | Pressurized
VALDOSTA POWER DELIVERY | 901 W SAVANNAH AVE | VALDOSTA | Lowndes | 920141 | G | Flapper Valve | 1988-06-01 | FALSE | 1988-06-01 | FALSE | Currently in Use | Diesel | 10000 | Fiberglass Double Walled | 1988-06-01 | Double-Walled Fiberglass | Pressurized
VALDOSTA DIVISION CONTROL CIR | 803 W SAVANNAH | VALDOSTA | Lowndes | 920142 | 1 | Flapper Valve | 1998-10-12 |  | 1998-10-12 |  | Closed in Ground | Other | 550 | Fiberglass | 1981-02-01 | Double-Walled Flex | Safe Suction (Euro)
#906 AB FOODS | 607 E HILL AVE | VALDOSTA | Lowndes | 920144 | 1 | Flapper Valve | 1996-09-26 | FALSE | 1996-09-26 | FALSE | Currently in Use | Diesel | 6000 | Steel-Impressed Current | 1983-04-01 | Fiberglass Reinforced Plastic | Pressurized
#906 AB FOODS | 607 E HILL AVE | VALDOSTA | Lowndes | 920144 | 2 | Flapper Valve | 1996-09-26 | FALSE | 1996-09-26 | FALSE | Currently in Use | E-10 | 6000 | Steel-Impressed Current | 1983-04-01 | Fiberglass Reinforced Plastic | Pressurized
#906 AB FOODS | 607 E HILL AVE | VALDOSTA | Lowndes | 920144 | 3 | Flapper Valve | 1996-09-26 | FALSE | 1996-09-26 | FALSE | Currently in Use | Premium | 6000 | Steel-Impressed Current | 1983-04-01 | Fiberglass Reinforced Plastic | Pressurized
#904 (WEST HILL CONVENIENCE STORE) | 707 W HILL AVE | VALDOSTA | Lowndes | 920145 | 1 |  | 1997-07-01 |  | 1997-07-01 |  | Removed from Ground | Gas (Historical Use) | 3000 | Cathodically Protected Steel | 1979-04-01 | Cathodically Protected | Pressurized
#904 (WEST HILL CONVENIENCE STORE) | 707 W HILL AVE | VALDOSTA | Lowndes | 920145 | 2 |  | 1998-07-01 |  | 1998-07-01 |  | Removed from Ground | Gas (Historical Use) | 8000 | Cathodically Protected Steel | 1981-04-01 | Cathodically Protected | Pressurized
#904 (WEST HILL CONVENIENCE STORE) | 707 W HILL AVE | VALDOSTA | Lowndes | 920145 | 3 |  | 1998-07-01 |  | 1998-07-01 |  | Removed from Ground | Gas (Historical Use) | 8000 | Cathodically Protected Steel | 1979-04-01 | Cathodically Protected | Pressurized
#904 (WEST HILL CONVENIENCE STORE) | 707 W HILL AVE | VALDOSTA | Lowndes | 920145 | 4 |  | 1998-07-01 |  | 1998-07-01 |  | Removed from Ground | Diesel | 3000 | Cathodically Protected Steel | 1986-05-01 | Cathodically Protected | Pressurized
#904 (WEST HILL CONVENIENCE STORE) | 707 W HILL AVE | VALDOSTA | Lowndes | 920145 | 5 |  | 1998-07-01 |  | 1998-07-01 |  | Removed from Ground | Gas (Historical Use) | 10000 | Cathodically Protected Steel | 1986-05-01 | Cathodically Protected | Pressurized
SUWANEE SWIFTY #298 | 2124 BEMISS RD | VALDOSTA | Lowndes | 920146 | 1 |  |  |  | 1989-10-31 |  | Removed from Ground | Gas (Historical Use) | 8000 | Bare Steel | 1981-04-01 | Galvanized Steel | Pressurized
SUWANEE SWIFTY #298 | 2124 BEMISS RD | VALDOSTA | Lowndes | 920146 | 2 |  |  |  | 1989-10-31 |  | Removed from Ground | Gas (Historical Use) | 3000 | Bare Steel | 1979-04-01 | Galvanized Steel | Pressurized
SUWANEE SWIFTY #298 | 2124 BEMISS RD | VALDOSTA | Lowndes | 920146 | 3 |  |  |  | 1989-10-31 |  | Removed from Ground | Gas (Historical Use) | 3000 | Bare Steel | 1979-04-01 | Galvanized Steel | Pressurized
BHOOMYS CONVENIENCE STORE | 1300 S PATTERSON ST | VALDOSTA | Lowndes | 920147 | 1 | [5 empty] | Removed from Ground | Gas (Historical Use) | 3000 | Bare Steel | 1977-04-01 | Galvanized Steel | Suction (American)
BHOOMYS CONVENIENCE STORE | 1300 S PATTERSON ST | VALDOSTA | Lowndes | 920147 | 2 | [5 empty] | Removed from Ground | Gas (Historical Use) | 8000 | Bare Steel | 1981-04-01 | Galvanized Steel | Pressurized
BHOOMYS CONVENIENCE STORE | 1300 S PATTERSON ST | VALDOSTA | Lowndes | 920147 | 3 | [5 empty] | Removed from Ground | Gas (Historical Use) | 3000 | Bare Steel | 1977-04-01 | Galvanized Steel | Suction (American)
BHOOMYS CONVENIENCE STORE | 1300 S PATTERSON ST | VALDOSTA | Lowndes | 920147 | 4 | [5 empty] | Removed from Ground | Gas (Historical Use) | 3000 | Bare Steel | 1977-04-01 | Galvanized Steel
BHOOMYS CONVENIENCE STORE | 1300 S PATTERSON ST | VALDOSTA | Lowndes | 920147 | 5A | Flapper Valve | 2014-12-31 | FALSE | 2014-12-21 | FALSE | Currently in Use | E-10 | 11000 | Composite Double Walled | 2014-12-31 | Double-Walled Fiberglass | Pressurized
BHOOMYS CONVENIENCE STORE | 1300 S PATTERSON ST | VALDOSTA | Lowndes | 920147 | 5B | Flapper Valve | 2014-12-31 | FALSE | 2014-12-31 | FALSE | Currently in Use | Premium | 4000 | Composite Double Walled | 2014-12-31 | Double-Walled Fiberglass | Pressurized
JIM HINTON OIL CO INC | 2801 N OAK ST | VALDOSTA | Lowndes | 920148 | 1 |  | 1998-11-15 |  | 1998-11-15 |  | Removed from Ground | Gas (Historical Use) | 3000 | Steel-Impressed Current | 1978-04-01 | Steel (Impressed Current) | Pressurized
JIM HINTON OIL CO INC | 2801 N OAK ST | VALDOSTA | Lowndes | 920148 | 2 |  | 1998-11-15 |  | 1998-11-15 |  | Removed from Ground | Gas (Historical Use) | 10000 | Steel-Impressed Current | 1984-04-01 | Steel (Impressed Current) | Pressurized
JIM HINTON OIL CO INC | 2801 N OAK ST | VALDOSTA | Lowndes | 920148 | 3 |  | 1998-11-15 |  | 1998-11-15 |  | Removed from Ground | Gas (Historical Use) | 6000 | Steel-Impressed Current | 1984-04-01 | Steel (Impressed Current) | Pressurized
JIM HINTON OIL CO INC | 2801 N OAK ST | VALDOSTA | Lowndes | 920148 | 4 |  | 1998-11-15 |  | 1998-11-15 |  | Removed from Ground | Diesel | 3000 | Steel-Impressed Current | 1976-04-01 | Steel (Impressed Current) | Pressurized
#903 (OAK ST FOODS) | 500 N OAK ST | VALDOSTA | Lowndes | 920150 | 1 | Flapper Valve | 1997-08-14 | FALSE | 1997-08-14 | FALSE | Currently in Use | E-10 | 8000 | Steel-Impressed Current | 1980-04-01 | Steel (Impressed Current) | Suction (American)
#903 (OAK ST FOODS) | 500 N OAK ST | VALDOSTA | Lowndes | 920150 | 2 | Flapper Valve | 1997-08-14 | FALSE | 1997-08-14 | FALSE | Temporarily out of use | Gas (Historical Use) | 8000 | Steel-Impressed Current | 1980-04-01 | Steel (Impressed Current) | Suction (American)
#903 (OAK ST FOODS) | 500 N OAK ST | VALDOSTA | Lowndes | 920150 | 3 |  | 1997-08-14 | FALSE | 1997-08-14 | FALSE | Temporarily out of use | Gas (Historical Use) | 8000 | Steel-Impressed Current | 1980-04-01 | Steel (Impressed Current) | Suction (American)
#900 (M & M FOOD MART) | 900 MELODY LANE | VALDOSTA | Lowndes | 920151 | 1 | Flapper Valve | 1997-08-13 | FALSE | 1997-08-13 | FALSE | Currently in Use | E-10 | 3000 | Steel-Impressed Current | 1980-05-01 | Steel (Impressed Current) | Pressurized
#900 (M & M FOOD MART) | 900 MELODY LANE | VALDOSTA | Lowndes | 920151 | 2 | Flapper Valve | 1997-08-13 | FALSE | 1997-08-13 | FALSE | Currently in Use | E-10 | 3000 | Steel-Impressed Current | 1980-05-01 | Steel (Impressed Current) | Pressurized
#900 (M & M FOOD MART) | 900 MELODY LANE | VALDOSTA | Lowndes | 920151 | 3 | Flapper Valve | 1997-08-13 | FALSE | 1997-08-13 | FALSE | Currently in Use | Plus | 3000 | Steel-Impressed Current | 1980-05-01 | Steel (Impressed Current) | Pressurized
#900 (M & M FOOD MART) | 900 MELODY LANE | VALDOSTA | Lowndes | 920151 | 4 | Flapper Valve | 1997-08-13 | FALSE | 1997-08-13 | FALSE | Currently in Use | Premium | 3000 | Steel-Impressed Current | 1980-05-01 | Steel (Impressed Current) | Pressurized
#929 (DISCOUNT CORNER #1) | 100 MAIN ST | HAHIRA | Lowndes | 920152 | 1 | Flapper Valve | 1998-11-15 | FALSE | 1998-11-15 | FALSE | Temporarily out of use | Gas (Historical Use) | 3000 | Steel-Impressed Current | 1983-05-01 | Steel (Impressed Current) | Pressurized
#929 (DISCOUNT CORNER #1) | 100 MAIN ST | HAHIRA | Lowndes | 920152 | 2 | Flapper Valve | 1998-11-15 | FALSE | 1998-11-15 | FALSE | Currently in Use | E-10 | 3000 | Steel-Impressed Current | 1983-05-01 | Steel (Impressed Current) | Pressurized
#929 (DISCOUNT CORNER #1) | 100 MAIN ST | HAHIRA | Lowndes | 920152 | 3 | Flapper Valve | 1998-11-15 | FALSE | 1998-11-15 | FALSE | Temporarily out of use | Gas (Historical Use) | 3000 | Steel-Impressed Current | 1983-05-01 | Steel (Impressed Current) | Pressurized
#929 (DISCOUNT CORNER #1) | 100 MAIN ST | HAHIRA | Lowndes | 920152 | 4 | Flapper Valve | 1998-11-15 | FALSE | 1998-11-15 | FALSE | Currently in Use | Diesel | 3000 | Steel-Impressed Current | 1983-05-01 | Steel (Impressed Current) | Pressurized
#929 (DISCOUNT CORNER #1) | 100 MAIN ST | HAHIRA | Lowndes | 920152 | 5 | Flapper Valve | 1998-11-15 | FALSE | 1998-11-15 | FALSE | Currently in Use | Premium | 8000 | Steel-Impressed Current | 1983-05-01 | Steel (Impressed Current) | Pressurized
MITTS FOOD MART #4 | 901 BAYTREE RD | VALDOSTA | Lowndes | 920154 | 1 | [5 empty] | Removed from Ground | Gas (Historical Use) | 2000 | Bare Steel | 1953-04-01 | Galvanized Steel | Suction (American)
MITTS FOOD MART #4 | 901 BAYTREE RD | VALDOSTA | Lowndes | 920154 | 2 | [5 empty] | Removed from Ground | Gas (Historical Use) | 5000 | Bare Steel | 1967-04-01 | Galvanized Steel | Suction (American)
MITTS FOOD MART #4 | 901 BAYTREE RD | VALDOSTA | Lowndes | 920154 | 3 | [5 empty] | Removed from Ground | Gas (Historical Use) | 3000 | Bare Steel | 1953-04-01 | Galvanized Steel | Suction (American)
MITTS FOOD MART #4 | 901 BAYTREE RD | VALDOSTA | Lowndes | 920154 | 4 | [5 empty] | Removed from Ground | Gas (Historical Use) | 3000 | Bare Steel | 1953-04-01 | Galvanized Steel | Suction (American)
MITTS FOOD MART #4 | 901 BAYTREE RD | VALDOSTA | Lowndes | 920154 | 5 | Ball Float | 1998-01-28 | FALSE | 1998-01-28 | FALSE | Currently in Use | E-10 | 12000 | Composite Double Walled | 1998-01-28 | Double-Walled Fiberglass | Pressurized
MITTS FOOD MART #4 | 901 BAYTREE RD | VALDOSTA | Lowndes | 920154 | 6 | Ball Float | 1998-01-28 | FALSE | 1998-01-28 | FALSE | Currently in Use | Premium | 10000 | Composite Double Walled | 1998-01-28 | Double-Walled Fiberglass | Pressurized
PROCESS ENGINEERS & CONTRACTS | N AIRPORT RD | VALDOSTA | Lowndes | 920157 | 1 | [5 empty] | Removed from Ground | Gas (Historical Use) | 10000 | Bare Steel | 1982-05-01 | Galvanized Steel
PROCESS ENGINEERS & CONTRACTS | N AIRPORT RD | VALDOSTA | Lowndes | 920157 | 2 | [5 empty] | Removed from Ground | Diesel | 6000 | Bare Steel | 1982-05-01 | Galvanized Steel
BASSFORD PROPERTIES | 500 HIGHLAND DR | VALDOSTA | Lowndes | 920163 | 1 | [5 empty] | Removed from Ground | Gas (Historical Use) | 1000 | Bare Steel | 1975-04-01 | Galvanized Steel
SUNSET FARM FOODS | 1201 MADISON HWY | VALDOSTA | Lowndes | 920165 | 1 | [5 empty] | Removed from Ground | Gas (Historical Use) | 500 | Bare Steel | 1971-04-01 | Galvanized Steel
YELLOW CAB CO | 1106 S PATTERSON ST | VALDOSTA | Lowndes | 920166 | 1 | [5 empty] | Removed from Ground | Gas (Historical Use) | 4000 | Bare Steel | 1976-05-01 | Galvanized Steel
ALLIED BUILDING MATERIAL | 1047 CYPRESS ST | VALDOSTA | Lowndes | 920167 | 1 | [5 empty] | Removed from Ground | Gas (Historical Use) | 1000 | Bare Steel | 1970-05-01 | Galvanized Steel
COPELAND PHARMACY | US 41 SOUTH | VALDOSTA | Lowndes | 920168 | 1 | [5 empty] | Removed from Ground | Gas (Historical Use) | 5100 | Bare Steel | 1983-05-01 | Galvanized Steel
ALL-BRANDS VENDING CO | US 41 NORTH | VALDOSTA | Lowndes | 920169 | 1 | [5 empty] | Removed from Ground | Gas (Historical Use) | 1000 | Bare Steel | 1975-05-01 | Galvanized Steel
FRANCIS LAKE GOLF CLUB | GOLF DRIVE | LAKE PARK | Lowndes | 920170 | 1 | [5 empty] | Removed from Ground | Gas (Historical Use) | 1000 | Bare Steel | 1971-05-01 | Galvanized Steel
FRANCIS LAKE GOLF CLUB | GOLF DRIVE | LAKE PARK | Lowndes | 920170 | 2 | [5 empty] | Removed from Ground | Diesel | 500 | Bare Steel | 1971-05-01 | Galvanized Steel
RICE IRON & METAL | W SAVANNAH AVE | VALDOSTA | Lowndes | 920172 | 1 | [5 empty] | Removed from Ground | Gas (Historical Use) | 1000 | Bare Steel | 1972-05-01 | Unknown
RICE IRON & METAL | W SAVANNAH AVE | VALDOSTA | Lowndes | 920172 | 2 | [5 empty] | Removed from Ground | Diesel | 1000 | Bare Steel | 1975-05-01 | Unknown
RICE IRON & METAL | W SAVANNAH AVE | VALDOSTA | Lowndes | 920172 | 3 | [5 empty] | Removed from Ground | Gas (Historical Use) | 1000 | Bare Steel | 1975-05-01 | Unknown
VAGA AMUSEMENT CO | ROUTE 1 BOX 33BB | VALDOSTA | Lowndes | 920174 | 1 | [5 empty] | Removed from Ground | Gas (Historical Use) | 1000 | Bare Steel | 1975-04-01 | Galvanized Steel
BENNETT FIRE FIGHTING EQUIPMENT | STATENVILLE HW | VALDOSTA | Lowndes | 920175 | 1 | [5 empty] | Removed from Ground | Gas (Historical Use) | 1000 | Bare Steel | 1970-05-01 | Galvanized Steel
CLYATTVILLE RADIO RELAY STATION | UNKNOWN | CLYATTVILLE | Lowndes | 920178 | 1 | [5 empty] | Removed from Ground | Diesel | 6000 | Bare Steel | 1966-05-01 | Galvanized Steel
ALDEAN DUKES LOGGING | RT 9 BOX 244B | VALDOSTA | Lowndes | 920192 | 1 | [5 empty] | Removed from Ground | Gas (Historical Use) | 4000 | Bare Steel | 1982-05-01 | Galvanized Steel
ALDEAN DUKES LOGGING | RT 9 BOX 244B | VALDOSTA | Lowndes | 920192 | 2 | [5 empty] | Removed from Ground | Diesel | 4000 | Bare Steel | 1982-05-01 | Galvanized Steel
ALDEAN DUKES LOGGING | RT 9 BOX 244B | VALDOSTA | Lowndes | 920192 | 3 | [5 empty] | Removed from Ground | Diesel | 4000 | Bare Steel | 1982-05-01 | Galvanized Steel
CASTLE PARK 66 STATION | 2012 N ASHLEY ST | VALDOSTA | Lowndes | 920196 | 1 | Ball Float | 1991-09-15 | FALSE | 1991-09-15 | FALSE | Currently in Use | Diesel | 6000 | Galvanic (STIP-3) | 1991-09-15 | Fiberglass Reinforced Plastic | Pressurized
CASTLE PARK 66 STATION | 2012 N ASHLEY ST | VALDOSTA | Lowndes | 920196 | 2 | Ball Float | 1991-09-15 | FALSE | 1991-09-15 | FALSE | Currently in Use | E-10 | 12000 | Galvanic (STIP-3) | 1991-09-15 | Fiberglass Reinforced Plastic | Pressurized
CASTLE PARK 66 STATION | 2012 N ASHLEY ST | VALDOSTA | Lowndes | 920196 | 3A | Ball Float | 1991-09-05 | FALSE | 1991-09-15 | FALSE | Currently in Use | Plus | 6000 | Galvanic (STIP-3) | 1991-09-15 | Fiberglass Reinforced Plastic | Pressurized
CASTLE PARK 66 STATION | 2012 N ASHLEY ST | VALDOSTA | Lowndes | 920196 | 3B | Ball Float | 1991-09-15 | FALSE | 1991-09-15 | FALSE | Currently in Use | Gas (Historical Use) | 6000 | Galvanic (STIP-3) | 1991-09-15 | Fiberglass Reinforced Plastic | Pressurized
CASTLE PARK 66 STATION | 2012 N ASHLEY ST | VALDOSTA | Lowndes | 920196 | R1 | [5 empty] | Removed from Ground | Gas (Historical Use) | 3000 | Bare Steel | 1953-11-01 | Galvanized Steel
CASTLE PARK 66 STATION | 2012 N ASHLEY ST | VALDOSTA | Lowndes | 920196 | R2 | [5 empty] | Removed from Ground | Gas (Historical Use) | 3000 | Bare Steel | 1953-11-01 | Galvanized Steel
CASTLE PARK 66 STATION | 2012 N ASHLEY ST | VALDOSTA | Lowndes | 920196 | V3 | [5 empty] | Removed from Ground | Gas (Historical Use) | 4000 | Bare Steel | 1953-11-01 | Galvanized Steel
CASTLE PARK 66 STATION | 2012 N ASHLEY ST | VALDOSTA | Lowndes | 920196 | WO5 |  |  | TRUE |  | TRUE | Removed from Ground | Used Oil | 1000 | Bare Steel | 1974-11-01 | Galvanized Steel
SOUTH PATTERSON STAT | 611 S PATTERSON | VALDOSTA | Lowndes | 920197 | DF1 | Flapper Valve | 1982-11-01 | FALSE | 1998-12-22 | FALSE | Currently in Use | Diesel | 10000 | Steel-Impressed Current | 1982-11-01 | Fiberglass Reinforced Plastic | Pressurized
SOUTH PATTERSON STAT | 611 S PATTERSON | VALDOSTA | Lowndes | 920197 | DF2 | Flapper Valve | 1982-11-01 | FALSE | 1998-12-22 | FALSE | Currently in Use | Diesel | 10000 | Steel-Impressed Current | 1982-11-01 | Fiberglass Reinforced Plastic | Suction (American)
SOUTH PATTERSON STAT | 611 S PATTERSON | VALDOSTA | Lowndes | 920197 | PREM | Flapper Valve | 1982-11-01 | FALSE | 1998-12-22 | FALSE | Currently in Use | Premium | 10000 | Steel-Impressed Current | 1982-11-01 | Fiberglass Reinforced Plastic | Pressurized
SOUTH PATTERSON STAT | 611 S PATTERSON | VALDOSTA | Lowndes | 920197 | RU | Flapper Valve | 1982-11-01 | FALSE | 1998-12-22 | FALSE | Currently in Use | Regular | 10000 | Steel-Impressed Current | 1982-11-01 | Fiberglass Reinforced Plastic | Pressurized
FORREST PARK 66 SERVICE STATION | 1516 EAST PARK AVE | VALDOSTA | Lowndes | 920199 | DIESEL | [5 empty] | Removed from Ground | Diesel | 6000 | Bare Steel |  | Galvanized Steel | Pressurized
FORREST PARK 66 SERVICE STATION | 1516 EAST PARK AVE | VALDOSTA | Lowndes | 920199 | P1 | [5 empty] | Removed from Ground | Gas (Historical Use) | 8000 | Bare Steel |  | Galvanized Steel | Pressurized
FORREST PARK 66 SERVICE STATION | 1516 EAST PARK AVE | VALDOSTA | Lowndes | 920199 | RU | [5 empty] | Removed from Ground | Gas (Historical Use) | 8000 | Bare Steel |  | Galvanized Steel | Pressurized
FORREST PARK 66 SERVICE STATION | 1516 EAST PARK AVE | VALDOSTA | Lowndes | 920199 | WO1 |  |  | TRUE |  | TRUE | Removed from Ground | Used Oil | 560 | Bare Steel |  | Galvanized Steel | Gravity Fed
#978 GA/FLA FUEL CENTER | 7215 LAKES BLVD | LAKE PARK | Lowndes | 920200 | 1 | Flapper Valve | 1998-12-14 | FALSE | 1998-12-14 | FALSE | Currently in Use | E-10 | 10000 | Galvanic (STIP-3) | 1988-07-01 | Galvanized Steel | Pressurized
#978 GA/FLA FUEL CENTER | 7215 LAKES BLVD | LAKE PARK | Lowndes | 920200 | 2 | Flapper Valve | 1998-12-14 | FALSE | 1998-12-14 | FALSE | Currently in Use | E-10 | 10000 | Galvanic (STIP-3) | 1988-07-01 | Galvanized Steel | Pressurized
#978 GA/FLA FUEL CENTER | 7215 LAKES BLVD | LAKE PARK | Lowndes | 920200 | 3 | Flapper Valve | 1998-12-14 | FALSE | 1998-12-14 | FALSE | Currently in Use | Premium | 10000 | Galvanic (STIP-3) | 1988-07-01 | Galvanized Steel | Pressurized
#978 GA/FLA FUEL CENTER | 7215 LAKES BLVD | LAKE PARK | Lowndes | 920200 | 4 | Flapper Valve | 1988-07-01 | FALSE | 1988-07-01 | FALSE | Currently in Use | Diesel | 20000 | Galvanic (STIP-3) | 1988-07-01 | Galvanized Steel | Pressurized
#978 GA/FLA FUEL CENTER | 7215 LAKES BLVD | LAKE PARK | Lowndes | 920200 | 5 | Flapper Valve | 1988-07-01 | FALSE | 1988-07-01 | FALSE | Currently in Use | Diesel | 20000 | Galvanic (STIP-3) | 1988-07-01 | Galvanized Steel | Pressurized
#978 GA/FLA FUEL CENTER | 7215 LAKES BLVD | LAKE PARK | Lowndes | 920200 | 6 | Flapper Valve | 1988-07-01 | FALSE | 1988-07-01 | FALSE | Currently in Use | Diesel | 20000 | Galvanic (STIP-3) | 1988-07-01 | Galvanized Steel | Pressurized
#978 GA/FLA FUEL CENTER | 7215 LAKES BLVD | LAKE PARK | Lowndes | 920200 | D6 | [5 empty] | Removed from Ground | Diesel | 6000 | Bare Steel | 1984-04-01 | Galvanized Steel
#978 GA/FLA FUEL CENTER | 7215 LAKES BLVD | LAKE PARK | Lowndes | 920200 | R1 | [5 empty] | Removed from Ground | Gas (Historical Use) | 8000 | Bare Steel | 1966-04-01 | Galvanized Steel
#978 GA/FLA FUEL CENTER | 7215 LAKES BLVD | LAKE PARK | Lowndes | 920200 | U2 | [5 empty] | Removed from Ground | Gas (Historical Use) | 8000 | Bare Steel | 1966-04-01 | Galvanized Steel
BARRETTS GROCERY | HWY 125 NORTH | VALDOSTA | Lowndes | 920201 | D4 | [5 empty] | Removed from Ground | Other | 4000 | Bare Steel | 1998-11-05 | Galvanized Steel
BARRETTS GROCERY | HWY 125 NORTH | VALDOSTA | Lowndes | 920201 | P3 | [5 empty] | Removed from Ground | Gas (Historical Use) | 4000 | Bare Steel | 1998-11-05 | Galvanized Steel
BARRETTS GROCERY | HWY 125 NORTH | VALDOSTA | Lowndes | 920201 | R1 | [5 empty] | Removed from Ground | Gas (Historical Use) | 6000 | Bare Steel | 1998-11-05 | Galvanized Steel
BARRETTS GROCERY | HWY 125 NORTH | VALDOSTA | Lowndes | 920201 | V2 | [5 empty] | Removed from Ground | Gas (Historical Use) | 4000 | Bare Steel | 1998-11-05 | Galvanized Steel
HAHIRA GA MOTEL LTD | 175 & GA HWY 122 W | HAHIRA | Lowndes | 920203 | 1 | [5 empty] | Removed from Ground | Gas (Historical Use) | 8000 | Bare Steel | 1972-05-01 | Galvanized Steel
HAHIRA GA MOTEL LTD | 175 & GA HWY 122 W | HAHIRA | Lowndes | 920203 | 2 | [5 empty] | Removed from Ground | Gas (Historical Use) | 8000 | Bare Steel | 1972-05-01 | Galvanized Steel
TOMMY GRINER INC | 505 N ASHLEY ST | VALDOSTA | Lowndes | 920207 | 1 |  | 1998-12-21 |  | 1998-12-21 |  | Removed from Ground | Gas (Historical Use) | 560 | Bare Steel | 1976-05-01 | Galvanized Steel | Suction (American)
TOMMY GRINER INC | 505 N ASHLEY ST | VALDOSTA | Lowndes | 920207 | 2 |  | 1998-12-21 |  | 1998-12-21 |  | Removed from Ground | Gas (Historical Use) | 560 | Bare Steel | 1981-05-01 | Galvanized Steel | Suction (American)
AIR COMP & EQUIP INC | 1624 JAMES P RODGERS RD | VALDOSTA | Lowndes | 920208 | 1 | [5 empty] | Currently in Use | Gas (Historical Use) | 1065 | Bare Steel | 1981-05-01 | Galvanized Steel
AIR COMP & EQUIP INC | 1624 JAMES P RODGERS RD | VALDOSTA | Lowndes | 920208 | 2 | [5 empty] | Currently in Use | Diesel | 560 | Bare Steel | 1973-05-01 | Galvanized Steel
AIR COMP & EQUIP INC | 1624 JAMES P RODGERS RD | VALDOSTA | Lowndes | 920208 | 3 | [5 empty] | Currently in Use | Empty | 560 | Bare Steel | 1973-05-01 | Galvanized Steel
K & K CONSTRUCTION | 3254 LOCH LAUREL RD | LAKE PARK | Lowndes | 920217 | 1 | Flapper Valve | 1998-12-01 |  | 1998-12-01 |  | Removed from Ground | Gas (Historical Use) | 2000 | Steel-Impressed Current | 1979-05-01 | Steel (Impressed Current) | Suction (American)
K & K CONSTRUCTION | 3254 LOCH LAUREL RD | LAKE PARK | Lowndes | 920217 | 2 | Flapper Valve | 1998-12-01 |  | 1998-12-01 |  | Removed from Ground | Diesel | 10000 | Steel-Impressed Current | 1979-05-01 | Steel (Impressed Current) | Suction (American)
ALLIED BUILDING MATERIAL | 1047 CYPRESS ST | VALDOSTA | Lowndes | 920220 | 1 | [5 empty] | Closed in Ground | Gas (Historical Use) | 1065 | Bare Steel | 1975-05-01 | Galvanized Steel
H & R FARM | RT 1 BOX 41 | NAYLOR | Lowndes | 920221 | 1 | [5 empty] | Removed from Ground | Diesel | 2000 | Bare Steel | 1982-05-01 | Galvanized Steel | Safe Suction (Euro)
TRADEWINDS | 2801 W HILL AVE | VALDOSTA | Lowndes | 920227 | 1 | [5 empty] | Removed from Ground | Gas (Historical Use) | 6000 | Bare Steel | 1981-05-01 | Galvanized Steel
TRADEWINDS | 2801 W HILL AVE | VALDOSTA | Lowndes | 920227 | 2 | [5 empty] | Removed from Ground | Gas (Historical Use) | 6000 | Bare Steel | 1981-05-01 | Galvanized Steel
TRADEWINDS | 2801 W HILL AVE | VALDOSTA | Lowndes | 920227 | 3 | [5 empty] | Removed from Ground | Gas (Historical Use) | 6000 | Bare Steel | 1981-05-01 | Galvanized Steel
TRADEWINDS | 2801 W HILL AVE | VALDOSTA | Lowndes | 920227 | 4 | [5 empty] | Removed from Ground | Diesel | 3000 | Bare Steel | 1984-05-01 | Galvanized Steel
GORDON'S FOOD MART #962 | 209 WEST GORDON ST | VALDOSTA | Lowndes | 920228 | 1 | Flapper Valve | 1999-02-01 | FALSE | 1999-02-01 | FALSE | Currently in Use | Plus | 3000 | Steel-Impressed Current | 1984-05-01 | Fiberglass Reinforced Plastic | Pressurized
GORDON'S FOOD MART #962 | 209 WEST GORDON ST | VALDOSTA | Lowndes | 920228 | 2 | Flapper Valve | 1999-02-01 | FALSE | 1999-02-01 | FALSE | Currently in Use | Diesel | 3000 | Steel-Impressed Current | 1984-05-01 | Fiberglass Reinforced Plastic | Pressurized
GORDON'S FOOD MART #962 | 209 WEST GORDON ST | VALDOSTA | Lowndes | 920228 | 3 | Flapper Valve | 1999-02-01 | FALSE | 1999-02-01 | FALSE | Currently in Use | Regular | 3000 | Steel-Impressed Current | 1984-05-01 | Fiberglass Reinforced Plastic | Pressurized
GORDON'S FOOD MART #962 | 209 WEST GORDON ST | VALDOSTA | Lowndes | 920228 | 4 | Flapper Valve | 1999-02-01 | FALSE | 1999-02-01 | FALSE | Currently in Use | Regular | 3000 | Steel-Impressed Current | 1984-05-01 | Fiberglass Reinforced Plastic | Pressurized
GORDON'S FOOD MART #962 | 209 WEST GORDON ST | VALDOSTA | Lowndes | 920228 | 5 | Flapper Valve | 1999-02-01 | FALSE | 1999-02-01 | FALSE | Currently in Use | Plus | 3000 | Steel-Impressed Current | 1984-05-01 | Fiberglass Reinforced Plastic | Pressurized
#921 (SUNBURST) | 1310 ST AUGUSTINE RD | VALDOSTA | Lowndes | 920230 | 1 | [5 empty] | Removed from Ground | Gas (Historical Use) | 4000 | Bare Steel | 1968-05-01 | Galvanized Steel | Pressurized
#921 (SUNBURST) | 1310 ST AUGUSTINE RD | VALDOSTA | Lowndes | 920230 | 2 | [5 empty] | Removed from Ground | Gas (Historical Use) | 4000 | Bare Steel | 1968-05-01 | Galvanized Steel | Pressurized
#921 (SUNBURST) | 1310 ST AUGUSTINE RD | VALDOSTA | Lowndes | 920230 | 3 | [5 empty] | Removed from Ground | Gas (Historical Use) | 4000 | Bare Steel | 1968-05-01 | Galvanized Steel | Pressurized
#921 (SUNBURST) | 1310 ST AUGUSTINE RD | VALDOSTA | Lowndes | 920230 | 4 | [5 empty] | Removed from Ground | Gas (Historical Use) | 4000 | Bare Steel | 1968-05-01 | Galvanized Steel | Pressurized
#921 (SUNBURST) | 1310 ST AUGUSTINE RD | VALDOSTA | Lowndes | 920230 | 5 | [5 empty] | Removed from Ground | Gas (Historical Use) | 6000 | Bare Steel | 1985-05-01 | Galvanized Steel | Pressurized
#921 (SUNBURST) | 1310 ST AUGUSTINE RD | VALDOSTA | Lowndes | 920230 | 6 | Flapper Valve | 1996-04-01 | FALSE | 1996-04-01 | FALSE | Currently in Use | E-10 | 12000 | Composite | 1996-04-01 | Flex | Pressurized
#921 (SUNBURST) | 1310 ST AUGUSTINE RD | VALDOSTA | Lowndes | 920230 | 7 | Flapper Valve | 1996-04-01 | FALSE | 1996-04-01 | FALSE | Currently in Use | Premium | 8000 | Composite | 1996-04-01 | Flex | Pressurized
SHIVSUHIL CORP | 1319 S PATTERSON ST | VALDOSTA | Lowndes | 920231 | 1 | Flapper Valve | 1998-03-01 | FALSE | 1998-03-01 | FALSE | Currently in Use | E-10 | 8000 | Steel-Impressed Current | 1982-05-01 | Fiberglass Reinforced Plastic | Pressurized
SHIVSUHIL CORP | 1319 S PATTERSON ST | VALDOSTA | Lowndes | 920231 | 2 | Flapper Valve | 1998-03-01 | FALSE | 1998-03-01 | FALSE | Currently in Use | Plus | 8000 | Steel-Impressed Current | 1982-05-01 | Fiberglass Reinforced Plastic | Pressurized
SHIVSUHIL CORP | 1319 S PATTERSON ST | VALDOSTA | Lowndes | 920231 | 3 | Flapper Valve | 1998-03-01 | FALSE | 1998-03-01 | FALSE | Currently in Use | Premium | 6000 | Steel-Impressed Current | 1982-05-01 | Fiberglass Reinforced Plastic | Pressurized
SHIVSUHIL CORP | 1319 S PATTERSON ST | VALDOSTA | Lowndes | 920231 | 4 | Flapper Valve | 1998-03-01 | FALSE | 1998-03-01 | FALSE | Currently in Use | Diesel | 6000 | Steel-Impressed Current | 1982-05-01 | Fiberglass Reinforced Plastic | Pressurized
GAS-N-GO #3 #923 ONE STOP #2 | 3126 N OAK ST Extension | VALDOSTA | Lowndes | 920232 | 1 | Flapper Valve | 1997-03-01 | FALSE | 1997-03-01 | FALSE | Currently in Use | Regular | 8000 | Steel-Impressed Current | 1981-05-01 | Fiberglass Reinforced Plastic | Pressurized
GAS-N-GO #3 #923 ONE STOP #2 | 3126 N OAK ST Extension | VALDOSTA | Lowndes | 920232 | 2 | Flapper Valve | 1997-03-01 | FALSE | 1997-03-01 | FALSE | Currently in Use | Regular | 8000 | Steel-Impressed Current | 1981-05-01 | Fiberglass Reinforced Plastic | Pressurized
GAS-N-GO #3 #923 ONE STOP #2 | 3126 N OAK ST Extension | VALDOSTA | Lowndes | 920232 | 3 | Flapper Valve | 1997-03-01 | FALSE | 1997-03-01 | FALSE | Currently in Use | Premium | 8000 | Steel-Impressed Current | 1981-05-01 | Fiberglass Reinforced Plastic | Pressurized
GAS-N-GO #3 #923 ONE STOP #2 | 3126 N OAK ST Extension | VALDOSTA | Lowndes | 920232 | 4 | Flapper Valve | 1997-03-01 | FALSE | 1997-03-01 | FALSE | Currently in Use | Diesel | 8000 | Steel-Impressed Current | 1981-05-01 | Fiberglass Reinforced Plastic | Pressurized
HULSTEIN TAYLOR TIRE | 1714 N ASHLEY ST | VALDOSTA | Lowndes | 920233 | 1 | [5 empty] | Removed from Ground | Gas (Historical Use) | 3000 | Bare Steel | 1969-05-01 | Galvanized Steel | Safe Suction (Euro)
HULSTEIN TAYLOR TIRE | 1714 N ASHLEY ST | VALDOSTA | Lowndes | 920233 | 2 | [5 empty] | Removed from Ground | Gas (Historical Use) | 3000 | Bare Steel | 1969-05-01 | Galvanized Steel | Safe Suction (Euro)
HULSTEIN TAYLOR TIRE | 1714 N ASHLEY ST | VALDOSTA | Lowndes | 920233 | 3 | [5 empty] | Removed from Ground | Gas (Historical Use) | 3000 | Bare Steel | 1969-05-01 | Galvanized Steel | Safe Suction (Euro)
HULSTEIN TAYLOR TIRE | 1714 N ASHLEY ST | VALDOSTA | Lowndes | 920233 | 4 | [5 empty] | Removed from Ground | Gas (Historical Use) | 3000 | Bare Steel | 1969-05-01 | Galvanized Steel | Safe Suction (Euro)
HULSTEIN TAYLOR TIRE | 1714 N ASHLEY ST | VALDOSTA | Lowndes | 920233 | 5 |  |  | TRUE |  | TRUE | Removed from Ground | Used Oil | 1020 | Bare Steel | 1998-12-22 | Galvanized Steel | Gravity Fed
HULSTEIN TAYLOR TIRE | 1714 N ASHLEY ST | VALDOSTA | Lowndes | 920233 | 6 |  |  | FALSE |  | FALSE | Removed from Ground | Used Oil | 560 | Unknown | 2008-03-11
HULSTEIN TAYLOR TIRE | 1714 N ASHLEY ST | VALDOSTA | Lowndes | 920233 | 7 |  |  | FALSE |  | FALSE | Removed from Ground | Used Oil | 560 | Unknown | 2008-03-11
PRINSHO PRODUCTS INC | 301 S FRY ST | VALDOSTA | Lowndes | 920243 | 1 | [5 empty] | Removed from Ground | Gas (Historical Use) | 550 | Bare Steel | 1984-05-01 | Galvanized Steel
WISENBAKER SERVICE STATION | 401 N ASHLEY ST | VALDOSTA | Lowndes | 920244 | 1 | [5 empty] | Removed from Ground | Gas (Historical Use) | 3000 | Bare Steel | 1966-05-01 | Galvanized Steel | Pressurized
WISENBAKER SERVICE STATION | 401 N ASHLEY ST | VALDOSTA | Lowndes | 920244 | 2 | [5 empty] | Removed from Ground | Gas (Historical Use) | 3000 | Bare Steel | 1966-05-01 | Galvanized Steel | Pressurized
WISENBAKER SERVICE STATION | 401 N ASHLEY ST | VALDOSTA | Lowndes | 920244 | 3 | [5 empty] | Removed from Ground | Gas (Historical Use) | 3000 | Bare Steel | 1966-05-01 | Galvanized Steel | Pressurized
WISENBAKER SERVICE STATION | 401 N ASHLEY ST | VALDOSTA | Lowndes | 920244 | 4 | [5 empty] | Removed from Ground | Gas (Historical Use) | 3000 | Bare Steel | 1966-05-01 | Galvanized Steel | Pressurized
WISENBAKER SERVICE STATION | 401 N ASHLEY ST | VALDOSTA | Lowndes | 920244 | 5 |  |  | TRUE |  | TRUE | Removed from Ground | Used Oil | 560 | Bare Steel | 1966-05-01 | Galvanized Steel | Gravity Fed
GOODYEAR ASC 2446 | 215 W HILL AVE | VALDOSTA | Lowndes | 920249 | 1 |  |  | TRUE |  | TRUE | Removed from Ground | Used Oil | 550 | Bare Steel | 1983-04-01 | Bare Steel
VALDOSTA ELECTRIC CO | 3485 BEMISS RD | VALDOSTA | Lowndes | 920250 | 1 |  | 1998-12-01 |  | 1998-12-01 |  | Removed from Ground | Gas (Historical Use) | 1000 | Steel-Impressed Current | 1971-05-01 | Cathodically Protected | Suction (American)
ENK580 | 701 E PARK & LEE STREETS | VALDOSTA | Lowndes | 920251 | 1 | Flapper Valve | 1995-12-07 | FALSE | 1995-12-07 | FALSE | Currently in Use | E-10 | 8000 | Steel-Impressed Current | 1969-05-01 | Fiberglass Reinforced Plastic | Pressurized
ENK580 | 701 E PARK & LEE STREETS | VALDOSTA | Lowndes | 920251 | 2 | Flapper Valve | 1995-12-07 | FALSE | 1995-12-07 | FALSE | Currently in Use | Plus | 8000 | Steel-Impressed Current | 1969-05-01 | Fiberglass Reinforced Plastic | Pressurized
ENK580 | 701 E PARK & LEE STREETS | VALDOSTA | Lowndes | 920251 | 3 | Flapper Valve | 1995-12-07 | FALSE | 1995-12-07 | FALSE | Currently in Use | Premium | 6000 | Steel-Impressed Current | 1969-05-01 | Fiberglass Reinforced Plastic | Pressurized
STANDARD CONTRACTORS INC | 1309 EDGEWOOD DR | VALDOSTA | Lowndes | 920258 | 1 | [5 empty] | Removed from Ground | Diesel | 3000 | Bare Steel | 1982-05-01 | Galvanized Steel
STANDARD CONTRACTORS INC | 1309 EDGEWOOD DR | VALDOSTA | Lowndes | 920258 | 2 | [5 empty] | Removed from Ground | Diesel | 3000 | Bare Steel | 1982-05-01 | Galvanized Steel
STANDARD CONTRACTORS INC | 1309 EDGEWOOD DR | VALDOSTA | Lowndes | 920258 | 3 | [5 empty] | Removed from Ground | Gas (Historical Use) | 10000 | Bare Steel | 1982-05-01 | Galvanized Steel
HAHIRA MIDDLE SCHOOL | 300 EAST MAIN ST | HAHIRA | Lowndes | 920267 | 1 | [5 empty] | Removed from Ground | Diesel | 6000 | Bare Steel | 1980-05-01 | Galvanized Steel
HAHIRA MIDDLE SCHOOL | 300 EAST MAIN ST | HAHIRA | Lowndes | 920267 | 2 | Ball Float | 1999-01-01 | FALSE | 1999-01-01 | FALSE | Currently in Use | Diesel | 10000 | Composite | 1999-01-01 | Fiberglass Reinforced Plastic | Pressurized
MOODY AFB | Mitchell Boulevard | Valdosta | Lowndes | UST-SLOC-9092091 | 758-1 | [5 empty] | Removed from Ground | Other | 1500 | Bare Steel | 1963-01-25 | Bare Steel | Gravity Fed
MOODY AFB | Mitchell Boulevard | Valdosta | Lowndes | UST-SLOC-9092093 | 1112 | [5 empty] | Removed from Ground | Diesel | 20 | Bare Steel | 1978-04-06 | Bare Steel
MOODY AFB | Mitchell Boulevard | Valdosta | Lowndes | UST-SLOC-9092094 | 1501-1 | [5 empty] | Removed from Ground | Other | 250 | Bare Steel | 1959-01-01 | Bare Steel
MOODY AFB | Mitchell Boulevard | Valdosta | Lowndes | UST-SLOC-9092094 | 1502-2 | Flapper Valve | 1994-01-01 |  | 1994-01-01 |  | Removed from Ground | Diesel | 600 | Galvanic (STIP-3) | 1994-06-01 | Galvanized Steel | Suction (American)
MOODY AFB | Mitchell Boulevard | Valdosta | Lowndes | UST-SLOC-9092095 | 1511-1 | [5 empty] | Removed from Ground | Other | 550 | Cathodically Protected Steel | 1981-04-05 | Bare Steel | Safe Suction (Euro)
MOODY AFB | Mitchell Boulevard | Valdosta | Lowndes | UST-SLOC-9092096 | 1713-1 | [5 empty] | Removed from Ground | Other | 500 | Bare Steel | 1981-04-05 | Bare Steel
MOODY AFB | Mitchell Boulevard | Valdosta | Lowndes | UST-SLOC-9092097 | 1715-1 | [5 empty] | Removed from Ground | Other | 500 | Cathodically Protected Steel | 1968-04-08 | Bare Steel | Safe Suction (Euro)
MOODY AFB | Mitchell Boulevard | Valdosta | Lowndes | UST-SLOC-9092098 | 2300-1 | [5 empty] | Removed from Ground | Other | 500 | Bare Steel | 1968-04-08 | Unknown | Safe Suction (Euro)
MOODY AFB | Mitchell Boulevard | Valdosta | Lowndes | UST-SLOC-9092100 | 622-1 |  | 1997-01-01 |  | 1997-01-01 |  | Removed from Ground | Other | 1000 | Steel-Impressed Current | 1971-04-08 | Cathodically Protected | Suction (American)
MOODY AFB | Mitchell Boulevard | Valdosta | Lowndes | UST-SLOC-9092101 | 668-1 |  | 1997-01-01 |  | 1997-01-01 |  | Removed from Ground | Other | 500 | Cathodically Protected Steel | 1970-04-08 | Cathodically Protected | Safe Suction (Euro)
MOODY AFB | Mitchell Boulevard | Valdosta | Lowndes | UST-SLOC-9092102 | 706-1 |  | 1997-01-01 |  | 1997-01-01 |  | Removed from Ground | Other | 500 | Fiberglass | 1983-04-05 | Cathodically Protected | Safe Suction (Euro)
MOODY AFB | Mitchell Boulevard | Valdosta | Lowndes | UST-SLOC-9092103 | 723-1 | Flapper Valve | 1997-01-01 |  | 1997-01-01 |  | Removed from Ground | Diesel | 2500 | Galvanic (STIP-3) | 1992-10-19 | Galvanized Steel
MOODY AFB | Mitchell Boulevard | Valdosta | Lowndes | UST-SLOC-9092104 | 900-1 | Flapper Valve | 1997-01-01 |  | 1997-01-01 |  | Closed in Ground | Diesel | 3500 | Steel-Impressed Current | 1967-04-09 | Steel (Impressed Current) | Safe Suction (Euro)
MOODY AFB | Mitchell Boulevard | Valdosta | Lowndes | UST-SLOC-9092105 | 91-1 | [5 empty] | Removed from Ground | Diesel | 300 | Bare Steel | 1961-04-10 | Bare Steel
MOODY AFB | Mitchell Boulevard | Valdosta | Lowndes | UST-SLOC-9092107 | 1217-1 |  | 1997-01-01 | FALSE | 1997-01-01 |  | Removed from Ground | Diesel | 2000 | Steel-Impressed Current | 1969-04-08 | Steel (Impressed Current) | Safe Suction (Euro)
MOODY AFB | Mitchell Boulevard | Valdosta | Lowndes | UST-SLOC-9092108 | 15-1 | [5 empty] | Removed from Ground | Other | 1000 | Cathodically Protected Steel | 1977-04-06 | Bare Steel | Safe Suction (Euro)
MOODY AFB | Mitchell Boulevard | Valdosta | Lowndes | UST-SLOC-9092109 | 700-2 | [5 empty] | Removed from Ground | Diesel | 5250 | Bare Steel | 1981-04-05 | Bare Steel
MOODY AFB | Mitchell Boulevard | Valdosta | Lowndes | UST-SLOC-9092112 | ACF-1 |  |  | TRUE |  | TRUE | Removed from Ground | Used Oil | 1000 | Bare Steel | 1961-04-10 | Bare Steel
MOODY AFB | Mitchell Boulevard | Valdosta | Lowndes | UST-SLOC-9092112 | ACF-2 |  |  | TRUE |  | TRUE | Removed from Ground | Used Oil | 2000 | Bare Steel | 1977-04-06 | Bare Steel
MOODY AFB | Mitchell Boulevard | Valdosta | Lowndes | UST-SLOC-9092113 | 755-1 |  |  | TRUE |  | TRUE | Removed from Ground | Other | 500 | Cathodically Protected Steel | 1977-06-06 | Cathodically Protected | Gravity Fed
MOODY AFB | Mitchell Boulevard | Valdosta | Lowndes | UST-SLOC-9092114 | 931-1 | [5 empty] | Removed from Ground | Gas (Historical Use) | 12000 | Cathodically Protected Steel | 1941-04-15 | Cathodically Protected | Suction (American)
MOODY AFB | Mitchell Boulevard | Valdosta | Lowndes | UST-SLOC-9092114 | 931-2 | [5 empty] | Removed from Ground | Diesel | 12000 | Cathodically Protected Steel | 1941-04-15 | Cathodically Protected | Suction (American)
MOODY AFB | Mitchell Boulevard | Valdosta | Lowndes | UST-SLOC-9092114 | 931-3 | [5 empty] | Removed from Ground | Gas (Historical Use) | 12000 | Cathodically Protected Steel | 1941-04-15 | Cathodically Protected | Suction (American)
MOODY AFB | Mitchell Boulevard | Valdosta | Lowndes | UST-SLOC-9092114 | 931-4 | [5 empty] | Removed from Ground | Diesel | 12000 | Cathodically Protected Steel | 1941-04-15 | Cathodically Protected | Suction (American)
MOODY AFB | Mitchell Boulevard | Valdosta | Lowndes | UST-SLOC-9092114 | 931-5 | [5 empty] | Removed from Ground | Diesel | 10000 | Double Walled | 1991-03-01 | Cathodically Protected | Suction (American)
MOODY AFB | Mitchell Boulevard | Valdosta | Lowndes | UST-SLOC-9092114 | 931-6 | [5 empty] | Removed from Ground | Diesel | 10000 | Double Walled | 1991-03-01 | Cathodically Protected | Suction (American)
MOODY AFB | Mitchell Boulevard | Valdosta | Lowndes | UST-SLOC-9092115 | 552 |  |  | TRUE |  | TRUE | Removed from Ground | Used Oil | 2000 | Bare Steel | 1966-04-09 | Unknown
MOODY AFB | Mitchell Boulevard | Valdosta | Lowndes | UST-SLOC-9092116 | 943-1 |  | 1994-06-01 |  | 1994-06-01 |  | Removed from Ground | Gas (Historical Use) | 10000 | Double Walled | 1994-06-01 | Bare Steel | Pressurized
MOODY AFB | Mitchell Boulevard | Valdosta | Lowndes | UST-SLOC-9092116 | 943-2 |  | 1994-06-01 |  | 1994-06-01 |  | Removed from Ground | Gas (Historical Use) | 10000 | Double Walled | 1994-06-01 | Bare Steel | Pressurized
MOODY AFB | Mitchell Boulevard | Valdosta | Lowndes | UST-SLOC-9092116 | 943-3 |  | 1994-06-01 |  | 1994-06-01 |  | Removed from Ground | Gas (Historical Use) | 3000 | Cathodically Protected Steel | 1966-04-09 | Bare Steel | Pressurized
MOODY AFB | Mitchell Boulevard | Valdosta | Lowndes | UST-SLOC-9092116 | 943-4 |  |  | FALSE |  | FALSE | Removed from Ground | Used Oil | 600 | Unknown | 2003-01-14 | Unknown
MOODY AFB | Mitchell Boulevard | Valdosta | Lowndes | UST-SLOC-9092116 | 943-A | [5 empty] | Removed from Ground | Gas (Historical Use) | 10000 | Cathodically Protected Steel | 1966-04-09 | Bare Steel | Pressurized
MOODY AFB | Mitchell Boulevard | Valdosta | Lowndes | UST-SLOC-9092116 | 943-B | [5 empty] | Removed from Ground | Gas (Historical Use) | 10000 | Cathodically Protected Steel | 1966-04-09 | Bare Steel | Pressurized
MOODY AFB | Mitchell Boulevard | Valdosta | Lowndes | UST-SLOC-9092117 | 769-1 | [5 empty] | Removed from Ground | Other | 1500 | Bare Steel | 1965-01-01 | Bare Steel | Gravity Fed
MOODY AFB | Mitchell Boulevard | Valdosta | Lowndes | UST-SLOC-9092118 | 775-1 |  |  | TRUE |  | TRUE | Removed from Ground | Other | 1200 | Fiberglass | 1983-06-08 | Bare Steel | Gravity Fed
MOODY AFB | Mitchell Boulevard | Valdosta | Lowndes | UST-SLOC-9092120 | 977-1 | [5 empty] | Removed from Ground | Other | 1500 | Concrete | 1976-03-01 | Bare Steel
MOODY AFB | Mitchell Boulevard | Valdosta | Lowndes | UST-SLOC-9092120 | 977-2 | [5 empty] | Removed from Ground | Other | 550 | Double Walled | 1991-07-15 | Fiberglass Reinforced Plastic | Gravity Fed
MOODY AFB | Mitchell Boulevard | Valdosta | Lowndes | UST-SLOC-9092121 | 840-1 | Flapper Valve |  | TRUE |  | TRUE | Removed from Ground | Used Oil | 550 | Galvanic (STIP-3) | 1982-01-01 | Galvanized Steel | Gravity Fed
MOODY AFB | Mitchell Boulevard | Valdosta | Lowndes | UST-SLOC-9092121 | 840-2 | [5 empty] | Removed from Ground | Other | 550 | Cathodically Protected Steel | 1982-01-01 | Cathodically Protected | Gravity Fed
MOODY AFB | Mitchell Boulevard | Valdosta | Lowndes | UST-SLOC-9092122 | 109-1 | Flapper Valve | 1997-01-01 |  | 1997-01-01 |  | Removed from Ground | Diesel | 1000 | Fiberglass Double Walled | 1991-02-13 | Galvanized Steel | Suction (American)
MOODY AFB | Mitchell Boulevard | Valdosta | Lowndes | UST-SLOC-9092122 | 109-2 | [5 empty] | Removed from Ground | Diesel | 2000 | Bare Steel | 1969-01-01 | Bare Steel
MOODY AFB | Mitchell Boulevard | Valdosta | Lowndes | UST-SLOC-9092124 | 957-1 | [5 empty] | Removed from Ground | Used Oil | 500 | Bare Steel | 1990-05-10 | Fiberglass Reinforced Plastic | Gravity Fed
MOODY AFB | Mitchell Boulevard | Valdosta | Lowndes | UST-SLOC-9092125 | 913-1 | [5 empty] | Removed from Ground | Other | 500 | Bare Steel | 1966-01-01 | Bare Steel
MOODY AFB | Mitchell Boulevard | Valdosta | Lowndes | UST-SLOC-9092125 | 913-2 | Flapper Valve | 1997-01-01 |  | 1997-01-01 |  | Removed from Ground | Diesel | 2000 | Galvanic (STIP-3) | 1992-01-01 | Galvanized Steel | Suction (American)
MOODY AFB | Mitchell Boulevard | Valdosta | Lowndes | UST-SLOC-9092160 | AERO-1 | [5 empty] | Removed from Ground | Other | 1500 | Marked Unknown | 1991-06-01 | Unknown
MOODY AFB | Mitchell Boulevard | Valdosta | Lowndes | UST-SLOC-9092168 | 1532-1 | [5 empty] | Removed from Ground | Other | 600 | Double Walled | 1994-06-13 | Fiberglass Reinforced Plastic | Gravity Fed
MOODY AFB | Mitchell Boulevard | Valdosta | Lowndes | UST-SLOC-9092172 | 761-1 | [5 empty] | Removed from Ground | Other | 2500 | Cathodically Protected Steel | 1984-09-24 | Bare Steel | Gravity Fed
MOODY AFB | Mitchell Boulevard | Valdosta | Lowndes | UST-SLOC-9092173 | 774-1 | [5 empty] | Removed from Ground | Other | 150 | Cathodically Protected Steel | 1984-06-08 | Cathodically Protected | Gravity Fed
MOODY AFB | Mitchell Boulevard | Valdosta | Lowndes | UST-SLOC-9092174 | 966-1 | [5 empty] | Removed from Ground | Other | 550 | Double Walled | 1991-03-12 | Fiberglass Reinforced Plastic | Gravity Fed
MOODY AFB | Mitchell Boulevard | Valdosta | Lowndes | UST-SLOC-9092175 | 722-1 |  |  | TRUE |  | TRUE | Removed from Ground | Other | 150 | Double Walled | 1993-02-13 | Fiberglass Reinforced Plastic | Gravity Fed
MOODY AFB | Mitchell Boulevard | Valdosta | Lowndes | UST-SLOC-9092175 | 722-2 |  |  | TRUE |  | TRUE | Removed from Ground | Other | 500 | Cathodically Protected Steel | 1972-03-01 | Cathodically Protected | Gravity Fed
MOODY AFB | Mitchell Boulevard | Valdosta | Lowndes | UST-SLOC-9092176 | 799-1 | [5 empty] | Removed from Ground | Other | 550 | Double Walled | 1991-03-12 | Fiberglass Reinforced Plastic | Gravity Fed
MOODY AFB | Mitchell Boulevard | Valdosta | Lowndes | UST-SLOC-9092214 | 759-1 | [5 empty] | Removed from Ground | Kerosene | 5000 | Cathodically Protected Steel | 1976-11-01 | Galvanized Steel | Safe Suction (Euro)
MOODY AFB | Mitchell Boulevard | Valdosta | Lowndes | UST-SLOC-9092214 | 759-2 | [5 empty] | Removed from Ground | Gas (Historical Use) | 1500 | Cathodically Protected Steel | 1976-11-01 | Galvanized Steel | Safe Suction (Euro)
MOODY AFB | Mitchell Boulevard | Valdosta | Lowndes | UST-SLOC-9092217 | 590-2 | [5 empty] | Removed from Ground | Other | 200 | Bare Steel | 1987-06-19 | Fiberglass Reinforced Plastic | Gravity Fed
MOODY AFB | Mitchell Boulevard | Valdosta | Lowndes | UST-SLOC-9092247 | 1715-1 | [5 empty] | Removed from Ground | Diesel | 500 | Not Marked/Unknown | 1996-04-12 | Not Marked
MOODY AFB | Mitchell Boulevard | Valdosta | Lowndes | UST-SLOC-9092259 | 771-1 |  |  | TRUE |  | TRUE | Removed from Ground | Other | 550 | Fiberglass | 1995-06-01 | Bare Steel
MOODY AFB | Mitchell Boulevard | Valdosta | Lowndes | UST-SLOC-9092273 | 1530-1 |  |  | TRUE |  | TRUE | Removed from Ground | Other | 600 | Double Walled | 1998-01-01 | Cathodically Protected
BETTER BRANDS/SOUTH GA WAREHOUSE | 103 B AVE | VALDOSTA | Lowndes | 9092001 | 1 | [5 empty] | Removed from Ground | Diesel | 6000 | Bare Steel | 1990-06-26 | Galvanized Steel | Pressurized
BETTER BRANDS/SOUTH GA WAREHOUSE | 103 B AVE | VALDOSTA | Lowndes | 9092001 | 2 | [5 empty] | Removed from Ground | E-10 | 5000 | Bare Steel | 1990-06-26 | Galvanized Steel | Pressurized
BETTER BRANDS/SOUTH GA WAREHOUSE | 103 B AVE | VALDOSTA | Lowndes | 9092001 | 3 | [5 empty] | Removed from Ground | Other | 3000 | Bare Steel | 1993-02-16 | Unknown
TENNECO PACKAGING | GA HWY 31 S & GA HWY 376 | CLYATTVILLE | Lowndes | 9092002 | 1 | [5 empty] | Removed from Ground | Diesel | 2000 | Cathodically Protected Steel | 1986-04-01 | Galvanized Steel | Safe Suction (Euro)
TENNECO PACKAGING | GA HWY 31 S & GA HWY 376 | CLYATTVILLE | Lowndes | 9092002 | 2 | [5 empty] | Removed from Ground | Diesel | 1000 | Bare Steel | 1983-05-03 | Galvanized Steel | Safe Suction (Euro)
TENNECO PACKAGING | GA HWY 31 S & GA HWY 376 | CLYATTVILLE | Lowndes | 9092002 | 3 | [5 empty] | Removed from Ground | Gas (Historical Use) | 2000 | Cathodically Protected Steel | 1961-05-01 | Galvanized Steel | Safe Suction (Euro)
TENNECO PACKAGING | GA HWY 31 S & GA HWY 376 | CLYATTVILLE | Lowndes | 9092002 | 4 | [5 empty] | Removed from Ground | Gas (Historical Use) | 2000 | Bare Steel | 1987-12-20 | Galvanized Steel | Safe Suction (Euro)
AMOCO STATION #757 | 684 GA HWY 376 | LAKE PARK | Lowndes | 9092003 | 1 | [5 empty] | Removed from Ground | Gas (Historical Use) | 6000 | Marked Unknown | 1992-01-01 | Unknown
AMOCO STATION #757 | 684 GA HWY 376 | LAKE PARK | Lowndes | 9092003 | 2 | [5 empty] | Removed from Ground | Gas (Historical Use) | 6000 | Marked Unknown | 1992-01-01 | Unknown
AMOCO STATION #757 | 684 GA HWY 376 | LAKE PARK | Lowndes | 9092003 | 3 | [5 empty] | Removed from Ground | Other | 6000 | Marked Unknown | 1992-01-01 | Unknown
AMOCO STATION #757 | 684 GA HWY 376 | LAKE PARK | Lowndes | 9092003 | 4 | [5 empty] | Removed from Ground | Other | 6000 | Marked Unknown | 1992-01-01 | Unknown
AMOCO STATION #757 | 684 GA HWY 376 | LAKE PARK | Lowndes | 9092003 | 5 | [5 empty] | Removed from Ground | Other | 6000 | Marked Unknown | 1992-01-01 | Unknown
AMOCO STATION #757 | 684 GA HWY 376 | LAKE PARK | Lowndes | 9092003 | 6 |  |  | TRUE |  | TRUE | Removed from Ground | Used Oil | 500 | Marked Unknown | 1992-01-01 | Unknown
AMOCO STATION #757 | 684 GA HWY 376 | LAKE PARK | Lowndes | 9092003 | 7 |  |  | TRUE |  | TRUE | Removed from Ground | Used Oil | 500 | Marked Unknown | 1992-01-01 | Unknown
PEPSI-COLA SOUTH/PEPSI COLA BOTT | 1525 MADISON HWY | VALDOSTA | Lowndes | 9092004 | 1 | [5 empty] | Removed from Ground | Diesel | 10000 | Bare Steel | 1971-01-01 | Galvanized Steel
PEPSI-COLA SOUTH/PEPSI COLA BOTT | 1525 MADISON HWY | VALDOSTA | Lowndes | 9092004 | 2 | [5 empty] | Removed from Ground | Gas (Historical Use) | 3000 | Marked Unknown | 1971-01-01 | Unknown
K-MART #3079 | 3200 NORTH ASHLEY ST | VALDOSTA | Lowndes | 9092005 | 1 |  |  | TRUE |  | TRUE | Removed from Ground | Used Oil | 1000 | Bare Steel | 1973-01-01 | Galvanized Steel
Madison Discount | 2601 MADISON HWY | VALDOSTA | Lowndes | 9092006 | 1 | Ball Float | 1994-03-01 | FALSE | 1994-03-01 | FALSE | Currently in Use | E-10 | 8000 | Steel-Impressed Current | 1980-09-01 | Fiberglass Reinforced Plastic | Pressurized
Madison Discount | 2601 MADISON HWY | VALDOSTA | Lowndes | 9092006 | 2 | Ball Float | 1994-03-01 | FALSE | 1994-03-01 | FALSE | Currently in Use | Premium | 8000 | Steel-Impressed Current | 1980-09-01 | Fiberglass Reinforced Plastic | Pressurized
LAND-O-SUN PET DAIRY | 2171 NORTH ASHLEY ST | VALDOSTA | Lowndes | 9092007 | 1 | [5 empty] | Removed from Ground | Gas (Historical Use) | 8000 | Bare Steel | 1971-01-01 | Bare Steel
MACO MUFFLER SHOP | 800 NORTH ASHLEY ST | VALDOSTA | Lowndes | 9092009 | 1 |  |  | TRUE |  | TRUE | Removed from Ground | Used Oil | 500 | Marked Unknown | 1990-03-01 | Unknown
MACO MUFFLER SHOP | 800 NORTH ASHLEY ST | VALDOSTA | Lowndes | 9092009 | 2 | [5 empty] | Removed from Ground | Kerosene | 500 | Marked Unknown | 1990-03-01 | Unknown
MACO MUFFLER SHOP | 800 NORTH ASHLEY ST | VALDOSTA | Lowndes | 9092009 | 3 | [5 empty] | Removed from Ground | Gas (Historical Use) | 3000 | Marked Unknown | 1990-03-01 | Unknown
MACO MUFFLER SHOP | 800 NORTH ASHLEY ST | VALDOSTA | Lowndes | 9092009 | 4 | [5 empty] | Removed from Ground | Gas (Historical Use) | 3000 | Marked Unknown | 1990-03-01 | Unknown
MACO MUFFLER SHOP | 800 NORTH ASHLEY ST | VALDOSTA | Lowndes | 9092009 | 5 | [5 empty] | Removed from Ground | Gas (Historical Use) | 3000 | Marked Unknown | 1990-03-01 | Unknown
MACO MUFFLER SHOP | 800 NORTH ASHLEY ST | VALDOSTA | Lowndes | 9092009 | 6 | [5 empty] | Removed from Ground | Gas (Historical Use) | 3000 | Marked Unknown | 1990-02-01 | Unknown
MACO MUFFLER SHOP | 800 NORTH ASHLEY ST | VALDOSTA | Lowndes | 9092009 | 7 | [5 empty] | Removed from Ground | Gas (Historical Use) | 3000 | Marked Unknown | 1990-02-01 | Unknown
FLASH FOODS #17 | 511 ST AUGUSTINE RD | VALDOSTA | Lowndes | 9092011 | 1 | [5 empty] | Removed from Ground | Gas (Historical Use) | 6000 | Bare Steel | 1977-01-01 | Fiberglass Reinforced Plastic | Safe Suction (Euro)
FLASH FOODS #17 | 511 ST AUGUSTINE RD | VALDOSTA | Lowndes | 9092011 | 2 | [5 empty] | Removed from Ground | Gas (Historical Use) | 6000 | Bare Steel | 1977-01-01 | Fiberglass Reinforced Plastic | Safe Suction (Euro)
FLASH FOODS #17 | 511 ST AUGUSTINE RD | VALDOSTA | Lowndes | 9092011 | 3 | [5 empty] | Removed from Ground | Gas (Historical Use) | 6000 | Bare Steel | 1977-01-01 | Fiberglass Reinforced Plastic | Safe Suction (Euro)
FLASH FOODS #17 | 511 ST AUGUSTINE RD | VALDOSTA | Lowndes | 9092011 | 4 |  | 1995-08-10 | FALSE | 1995-08-10 | FALSE | Currently in Use | E-10 | 10000 | Composite | 1995-08-10 | Fiberglass Reinforced Plastic | Pressurized
FLASH FOODS #17 | 511 ST AUGUSTINE RD | VALDOSTA | Lowndes | 9092011 | 5 | Flapper Valve | 1995-08-10 | FALSE | 1995-08-10 | FALSE | Currently in Use | Premium | 10000 | Composite | 1995-08-10 |  | Pressurized
SWIFTY MART #287 | 1909 BAYTREE RD | VALDOSTA | Lowndes | 9092012 | 1 |  | 1998-11-06 |  | 1988-06-15 |  | Removed from Ground | Gas (Historical Use) | 8000 | Galvanic (STIP-3) | 1988-01-01 | Fiberglass Reinforced Plastic | Pressurized
SWIFTY MART #287 | 1909 BAYTREE RD | VALDOSTA | Lowndes | 9092012 | 2 |  | 1998-11-16 |  | 1988-06-15 |  | Removed from Ground | Gas (Historical Use) | 8000 | Galvanic (STIP-3) | 1988-01-01 | Fiberglass Reinforced Plastic | Pressurized
SWIFTY MART #287 | 1909 BAYTREE RD | VALDOSTA | Lowndes | 9092012 | 3 |  | 1998-11-06 |  | 1988-06-15 |  | Removed from Ground | Gas (Historical Use) | 8000 | Galvanic (STIP-3) | 1988-01-01 | Fiberglass Reinforced Plastic | Pressurized
FLASH FOODS #16 | 4010 BEMISS RD | VALDOSTA | Lowndes | 9092013 | 1 | Flapper Valve | 1998-01-20 | FALSE | 1992-04-15 | FALSE | Currently in Use | E-10 | 10000 | Steel-Impressed Current | 1976-01-01 | Fiberglass Reinforced Plastic | Pressurized
FLASH FOODS #16 | 4010 BEMISS RD | VALDOSTA | Lowndes | 9092013 | 2 | Flapper Valve | 1998-01-20 | FALSE | 1992-04-15 | FALSE | Currently in Use | Premium | 10000 | Steel-Impressed Current | 1976-01-01 | Fiberglass Reinforced Plastic | Pressurized
LOWNDES ENGINEERING CO INC | 125 BLANCHARD ST | VALDOSTA | Lowndes | 9092014 | 1 | [5 empty] | Removed from Ground | Gas (Historical Use) | 550 | Bare Steel | 1974-01-01 | Galvanized Steel
GOLD KIST FEED MILL | CLAY RD | VALDOSTA | Lowndes | 9092015 | 1 | [5 empty] | Removed from Ground | Diesel | 15000 | Bare Steel | 1979-01-01 | Galvanized Steel
SKYLINE CORP | 100 DOUGLAS ST | VALDOSTA | Lowndes | 9092017 | 1 | [5 empty] | Removed from Ground | Empty | 1000 | Bare Steel | 1969-01-01 | Galvanized Steel
LEE STREET QUICK STOP | 1409 N LEE ST | VALDOSTA | Lowndes | 9092018 | 1 |  | 1987-01-01 | FALSE | 1987-01-01 | FALSE | Currently in Use | E-10 | 6000 | Galvanic (STIP-3) | 1987-01-01 | Fiberglass Reinforced Plastic | Pressurized
LEE STREET QUICK STOP | 1409 N LEE ST | VALDOSTA | Lowndes | 9092018 | 2 |  | 1987-01-01 | FALSE | 1987-01-01 | FALSE | Currently in Use | Plus | 6000 | Galvanic (STIP-3) | 1987-01-01 | Fiberglass Reinforced Plastic | Pressurized
LEE STREET QUICK STOP | 1409 N LEE ST | VALDOSTA | Lowndes | 9092018 | 3 |  | 1987-01-01 | FALSE | 1987-01-01 | FALSE | Currently in Use | Premium | 6000 | Galvanic (STIP-3) | 1987-01-01 | Fiberglass Reinforced Plastic | Pressurized
QUICK CHANGE #16 | 2797 US HWY 41 | VALDOSTA | Lowndes | 9092019 | 1 | Ball Float | 1994-03-01 | FALSE | 1994-03-01 | FALSE | Currently in Use | E-10 | 8000 | Steel-Impressed Current | 1977-01-01 | Fiberglass Reinforced Plastic | Pressurized
QUICK CHANGE #16 | 2797 US HWY 41 | VALDOSTA | Lowndes | 9092019 | 2 | Ball Float | 1994-03-01 | FALSE | 1994-03-01 | FALSE | Currently in Use | Premium | 8000 | Steel-Impressed Current | 1977-01-01 | Fiberglass Reinforced Plastic | Pressurized
FAITH BAPTIST CHURCH | 2700 NORTH FORREST | VALDOSTA | Lowndes | 9092020 | T2 | [5 empty] | Removed from Ground | Gas (Historical Use) | 560 | Bare Steel | 1989-12-04 | Galvanized Steel
RIGHT STOP | 126 LAKES BLVD | LAKE PARK | Lowndes | 9092021 | 1 | Flapper Valve | 1997-02-10 | FALSE | 1997-02-10 | FALSE | Currently in Use | E-10 | 10000 | Steel-Impressed Current | 1975-11-01 | Galvanized Steel | Pressurized
RIGHT STOP | 126 LAKES BLVD | LAKE PARK | Lowndes | 9092021 | 2 | Flapper Valve | 1997-02-10 | FALSE | 1997-02-10 | FALSE | Currently in Use | Gas (Historical Use) | 10000 | Steel-Impressed Current | 1975-11-01 | Galvanized Steel | Pressurized
RIGHT STOP | 126 LAKES BLVD | LAKE PARK | Lowndes | 9092021 | 3 | Flapper Valve | 1997-02-10 | FALSE | 1997-02-10 | FALSE | Currently in Use | Diesel | 6000 | Steel-Impressed Current | 1985-11-01 | Fiberglass Reinforced Plastic | Pressurized
LOWNDES STATE PRISON | P O BOX 310 | VALDOSTA | Lowndes | 9092022 | 1 |  |  | TRUE |  | TRUE | Removed from Ground | Used Oil | 550 | Marked Unknown | 1988-08-01 | Unknown
FLASH FOODS #10 | 1720 GORNTO RD | VALDOSTA | Lowndes | 9092023 | 1 |  | 1998-11-13 |  | 1998-09-17 |  | Removed from Ground | Gas (Historical Use) | 10000 | Steel-Impressed Current | 1977-01-01 | Cathodically Protected | Safe Suction (Euro)
FLASH FOODS #10 | 1720 GORNTO RD | VALDOSTA | Lowndes | 9092023 | 2 |  | 1998-11-13 |  | 1998-09-17 |  | Removed from Ground | Gas (Historical Use) | 6000 | Steel-Impressed Current | 1977-01-01 | Cathodically Protected | Safe Suction (Euro)
FLASH FOODS #10 | 1720 GORNTO RD | VALDOSTA | Lowndes | 9092023 | 3 |  | 1998-11-13 |  | 1998-09-17 |  | Removed from Ground | Gas (Historical Use) | 6000 | Steel-Impressed Current | 1977-01-01 | Cathodically Protected | Safe Suction (Euro)
FLASH FOODS #10 | 1720 GORNTO RD | VALDOSTA | Lowndes | 9092023 | 4 | Flapper Valve | 2007-10-17 | FALSE | 2007-10-17 | FALSE | Currently in Use | E-10 | 15000 | Composite Double Walled | 2007-10-17 | Double-Walled Flex | Pressurized
FLASH FOODS #10 | 1720 GORNTO RD | VALDOSTA | Lowndes | 9092023 | 5 | Flapper Valve | 2007-10-17 | FALSE | 2007-10-17 | FALSE | Currently in Use | Premium | 8000 | Composite Double Walled | 2007-10-17 | Double-Walled Flex | Pressurized
FRANKS MARKET | 800 N TROUPE ST | VALDOSTA | Lowndes | 9092024 | 1 | Flapper Valve | 1987-01-01 | FALSE | 1987-01-01 | FALSE | Temporarily out of use | Premium | 6000 | Galvanic (STIP-3) | 1987-01-01 | Fiberglass Reinforced Plastic | Pressurized
FRANKS MARKET | 800 N TROUPE ST | VALDOSTA | Lowndes | 9092024 | 2 | Flapper Valve | 1987-01-01 | FALSE | 1987-01-01 | FALSE | Temporarily out of use | Regular | 6000 | Galvanic (STIP-3) | 1987-01-01 | Fiberglass Reinforced Plastic | Pressurized
FRANKS MARKET | 800 N TROUPE ST | VALDOSTA | Lowndes | 9092024 | 3 | Flapper Valve | 1987-01-01 | FALSE | 1987-01-01 | FALSE | Currently in Use | Plus | 6000 | Galvanic (STIP-3) | 1987-01-01 | Fiberglass Reinforced Plastic | Pressurized
AKINS PETROLEUM CO INC | 306 HOLIDAY ST | VALDOSTA | Lowndes | 9092027 | 1 | [5 empty] | Removed from Ground | Other | 4000 | Cathodically Protected Steel | 1988-03-24 | Galvanized Steel
FLASH FOODS #20 | 425 NORTHSIDE DR | VALDOSTA | Lowndes | 9092028 | 1 | Flapper Valve | 1995-09-18 | FALSE | 1995-09-18 | FALSE | Currently in Use | E-10 | 10000 | Galvanic (STIP-3) | 1984-01-01 | Double-Walled Flex | Pressurized
FLASH FOODS #20 | 425 NORTHSIDE DR | VALDOSTA | Lowndes | 9092028 | 2 | Flapper Valve | 1995-09-18 | FALSE | 1995-09-18 | FALSE | Currently in Use | Premium | 10000 | Galvanic (STIP-3) | 1984-01-01 | Double-Walled Flex | Pressurized
LANGDALE FUEL CO | 505 NORTH OAK ST | VALDOSTA | Lowndes | 9092029 | 1 | [5 empty] | Removed from Ground | Gas (Historical Use) | 6000 | Bare Steel | 1964-01-01 | Galvanized Steel
LANGDALE FUEL CO | 505 NORTH OAK ST | VALDOSTA | Lowndes | 9092029 | 2 | [5 empty] | Removed from Ground | Gas (Historical Use) | 6000 | Bare Steel | 1964-01-01 | Galvanized Steel
LANGDALE FUEL CO | 505 NORTH OAK ST | VALDOSTA | Lowndes | 9092029 | 3 | [5 empty] | Removed from Ground | Gas (Historical Use) | 6000 | Bare Steel | 1964-01-01 | Galvanized Steel
B & B Food Mart | 801 NORTH PATTERSON | VALDOSTA | Lowndes | 9092030 | 1 | Flapper Valve | 1998-11-13 | FALSE | 1998-09-17 | FALSE | Temporarily out of use | Regular | 8000 | Steel-Impressed Current | 1979-01-01 | Steel (Impressed Current) | Safe Suction (Euro)
B & B Food Mart | 801 NORTH PATTERSON | VALDOSTA | Lowndes | 9092030 | 2 | Flapper Valve | 1998-11-13 | FALSE | 1998-09-17 | FALSE | Temporarily out of use | Premium | 8000 | Steel-Impressed Current | 1979-01-01 | Steel (Impressed Current) | Safe Suction (Euro)
B & B Food Mart | 801 NORTH PATTERSON | VALDOSTA | Lowndes | 9092030 | 3 | Flapper Valve | 1998-11-13 | FALSE | 1998-09-17 | FALSE | Currently in Use | Plus | 6000 | Steel-Impressed Current | 1979-01-01 | Steel (Impressed Current) | Safe Suction (Euro)
B & B Food Mart | 801 NORTH PATTERSON | VALDOSTA | Lowndes | 9092030 | A | [5 empty] | Removed from Ground | Gas (Historical Use) | 10000 | Bare Steel | 1977-03-01 | Galvanized Steel
B & B Food Mart | 801 NORTH PATTERSON | VALDOSTA | Lowndes | 9092030 | B | [5 empty] | Removed from Ground | Gas (Historical Use) | 10000 | Bare Steel | 1977-03-01 | Galvanized Steel
B & B Food Mart | 801 NORTH PATTERSON | VALDOSTA | Lowndes | 9092030 | C | [5 empty] | Removed from Ground | Gas (Historical Use) | 10000 | Bare Steel | 1977-03-01 | Galvanized Steel
FALCON POWER INC | 908 SOUTH PATTERSON ST | VALDOSTA | Lowndes | 9092031 | 1 | [5 empty] | Removed from Ground | Diesel | 560 | Bare Steel | 1976-01-01 | Galvanized Steel
FALCON POWER INC | 908 SOUTH PATTERSON ST | VALDOSTA | Lowndes | 9092031 | 2 | [5 empty] | Removed from Ground | Gas (Historical Use) | 1000 | Bare Steel | 1976-01-01 | Galvanized Steel
JAY'S TEXACO | I-75 & EXIT #3 | VALDOSTA | Lowndes | 9092034 | 1 | [5 empty] | Removed from Ground | Gas (Historical Use) | 4000 | Bare Steel | 1970-03-01 | Galvanized Steel
JAY'S TEXACO | I-75 & EXIT #3 | VALDOSTA | Lowndes | 9092034 | 2 | [5 empty] | Removed from Ground | Gas (Historical Use) | 4000 | Bare Steel | 1970-03-01 | Galvanized Steel
JAY'S TEXACO | I-75 & EXIT #3 | VALDOSTA | Lowndes | 9092034 | 3 | [5 empty] | Removed from Ground | Gas (Historical Use) | 4000 | Bare Steel | 1970-03-01 | Galvanized Steel
JAY'S TEXACO | I-75 & EXIT #3 | VALDOSTA | Lowndes | 9092034 | 4 | [5 empty] | Removed from Ground | Gas (Historical Use) | 4000 | Bare Steel | 1970-03-01 | Galvanized Steel
JAY'S TEXACO | I-75 & EXIT #3 | VALDOSTA | Lowndes | 9092034 | 5 | [5 empty] | Removed from Ground | Gas (Historical Use) | 10000 | Bare Steel | 1970-03-01 | Galvanized Steel
TWIN LAKES TEXACO | I-75 EXIT #2 | LAKE PARK | Lowndes | 9092035 | 1 | [5 empty] | Removed from Ground | Gas (Historical Use) | 10000 | Bare Steel | 1971-03-01 | Galvanized Steel
TWIN LAKES TEXACO | I-75 EXIT #2 | LAKE PARK | Lowndes | 9092035 | 2 | [5 empty] | Removed from Ground | Gas (Historical Use) | 10000 | Bare Steel | 1971-03-01 | Galvanized Steel
TWIN LAKES TEXACO | I-75 EXIT #2 | LAKE PARK | Lowndes | 9092035 | 3 | [5 empty] | Removed from Ground | Gas (Historical Use) | 10000 | Bare Steel | 1971-03-01 | Galvanized Steel
CANDY WORLD TEXACO-FAST TRACK #424 | 6898 BELLEVILL RD | LAKE PARK | Lowndes | 9092037 | 1 | Flapper Valve | 1991-01-01 |  | 1991-01-01 |  | Removed from Ground | Gas (Historical Use) | 8000 | Fiberglass | 1991-03-20 | Fiberglass Reinforced Plastic | Pressurized
CANDY WORLD TEXACO-FAST TRACK #424 | 6898 BELLEVILL RD | LAKE PARK | Lowndes | 9092037 | 2 | Flapper Valve | 1991-01-01 |  | 1991-01-01 |  | Removed from Ground | Gas (Historical Use) | 8000 | Fiberglass | 1991-03-20 | Fiberglass Reinforced Plastic | Pressurized
CANDY WORLD TEXACO-FAST TRACK #424 | 6898 BELLEVILL RD | LAKE PARK | Lowndes | 9092037 | 3 | Flapper Valve | 1991-01-01 |  | 1991-01-01 |  | Removed from Ground | Gas (Historical Use) | 6000 | Fiberglass | 1991-03-20 | Fiberglass Reinforced Plastic | Pressurized
SANDLINS UNION 76 | 101 MARION AVE | LAKE PARK | Lowndes | 9092039 | 1 | [5 empty] | Removed from Ground | Gas (Historical Use) | 5000 | Bare Steel | 1961-04-01 | Galvanized Steel | Suction (American)
SANDLINS UNION 76 | 101 MARION AVE | LAKE PARK | Lowndes | 9092039 | 2 | [5 empty] | Removed from Ground | Gas (Historical Use) | 5000 | Bare Steel | 1961-04-01 | Galvanized Steel | Suction (American)
SANDLINS UNION 76 | 101 MARION AVE | LAKE PARK | Lowndes | 9092039 | 3 | [5 empty] | Removed from Ground | Gas (Historical Use) | 5000 | Bare Steel | 1961-04-01 | Galvanized Steel | Suction (American)
VALDOSTA LINCOLN MERCURY INC | NORTH VALDOSTA RD | VALDOSTA | Lowndes | 9092041 | 1 |  |  | TRUE |  | TRUE | Removed from Ground | Used Oil | 500 | Bare Steel | 1978-04-01 | Fiberglass Reinforced Plastic
ORKIN PEST CONTROL #256 | 2420 NORTH VALDOSTA RD | VALDOSTA | Lowndes | 9092042 | 1 | [5 empty] | Removed from Ground | Gas (Historical Use) | 4000 | Bare Steel | 1965-01-01 | Galvanized Steel
FLASH FOODS #09 | 1305 NORTH TROUP ST | VALDOSTA | Lowndes | 9092043 | 1 | [5 empty] | Removed from Ground | Other | 6000 | Bare Steel | 1970-10-01 | Galvanized Steel | Suction (American)
FLASH FOODS #09 | 1305 NORTH TROUP ST | VALDOSTA | Lowndes | 9092043 | 2 | [5 empty] | Removed from Ground | Other | 10000 | Bare Steel | 1970-10-01 | Galvanized Steel | Suction (American)
FLASH FOODS #09 | 1305 NORTH TROUP ST | VALDOSTA | Lowndes | 9092043 | 3 | [5 empty] | Removed from Ground | Other | 10000 | Bare Steel | 1970-10-01 | Galvanized Steel | Suction (American)
GOLD KIST STORE | 200 TUCKER RD | VALDOSTA | Lowndes | 9092044 | 1 | [5 empty] | Removed from Ground | Diesel | 800 | Bare Steel | 1976-01-01 | Galvanized Steel
GOLD KIST STORE | 200 TUCKER RD | VALDOSTA | Lowndes | 9092044 | 2 | [5 empty] | Removed from Ground | Empty | 500 | Bare Steel | 1976-01-01 | Galvanized Steel
SWIFTY MART #228 | 739 OLD STATENVILLE RD | VALDOSTA | Lowndes | 9092045 | 1 |  | 1996-04-18 |  | 1996-04-18 |  | Removed from Ground | Gas (Historical Use) | 8000 | Galvanic (STIP-3) | 1984-06-01 | Fiberglass Reinforced Plastic | Pressurized
SWIFTY MART #228 | 739 OLD STATENVILLE RD | VALDOSTA | Lowndes | 9092045 | 2 |  | 1996-04-18 |  | 1996-04-18 |  | Removed from Ground | Gas (Historical Use) | 6000 | Galvanic (STIP-3) | 1984-06-01 | Fiberglass Reinforced Plastic
SWIFTY MART #228 | 739 OLD STATENVILLE RD | VALDOSTA | Lowndes | 9092045 | 3 |  | 1996-04-18 |  | 1996-04-18 |  | Removed from Ground | Gas (Historical Use) | 6000 | Galvanic (STIP-3) | 1984-06-01 | Fiberglass Reinforced Plastic
P&D FOOD MART | 700 GRIFFIN AVE | VALDOSTA | Lowndes | 9092046 | 1 | Ball Float | 1994-03-01 | FALSE | 1994-03-01 | FALSE | Currently in Use | Premium | 8000 | Steel-Impressed Current | 1977-01-01 | Double-Walled Fiberglass | Pressurized
P&D FOOD MART | 700 GRIFFIN AVE | VALDOSTA | Lowndes | 9092046 | 2 | Ball Float | 1994-03-01 | FALSE | 1994-03-01 | FALSE | Currently in Use | Regular | 8000 | Steel-Impressed Current | 1977-01-01 | Double-Walled Fiberglass | Pressurized
LANGDALE FUEL CO | 1628 JAMES P RODGERS DR | VALDOSTA | Lowndes | 9092048 | 1 | [5 empty] | Removed from Ground | Gas (Historical Use) | 2000 | Bare Steel | 1976-03-01 | Galvanized Steel
LANGDALE FUEL CO | 1628 JAMES P RODGERS DR | VALDOSTA | Lowndes | 9092048 | 2 | [5 empty] | Removed from Ground | Gas (Historical Use) | 2000 | Bare Steel | 1976-03-01 | Galvanized Steel
LANGDALE FUEL CO | 1628 JAMES P RODGERS DR | VALDOSTA | Lowndes | 9092048 | 3 | Overfill Alarm | 1997-09-09 | FALSE | 1997-09-09 | FALSE | Currently in Use | Diesel | 20000 | Composite Double Walled | 1997-09-09 | Double-Walled Flex | Pressurized
LANGDALE FUEL CO | 1628 JAMES P RODGERS DR | VALDOSTA | Lowndes | 9092048 | 4A | Overfill Alarm | 1997-09-09 | FALSE | 1997-09-09 | FALSE | Currently in Use | E-10 | 8000 | Composite Double Walled | 1997-09-09 | Double-Walled Flex | Pressurized
LANGDALE FUEL CO | 1628 JAMES P RODGERS DR | VALDOSTA | Lowndes | 9092048 | 4B | Overfill Alarm | 1997-09-09 | FALSE | 1997-09-09 | FALSE | Currently in Use | E-0 | 4000 | Composite Double Walled | 1997-09-09 | Double-Walled Flex | Pressurized
PICKETT MOTORS/FAIRWAY MOTORS | 2600 N VALDOSTA RD | VALDOSTA | Lowndes | 9092050 | 1 |  |  | TRUE |  | TRUE | Removed from Ground | Used Oil | 550 | Bare Steel | 1979-10-19 | Galvanized Steel
LANGDALE FUEL CO | 314 TUCKER RD | VALDOSTA | Lowndes | 9092051 | 1 | [5 empty] | Removed from Ground | Empty | 2000 | Bare Steel | 1966-03-01 | Galvanized Steel
LANGDALE FUEL CO | 314 TUCKER RD | VALDOSTA | Lowndes | 9092051 | 2 | [5 empty] | Removed from Ground | Gas (Historical Use) | 1000 | Bare Steel | 1966-03-01 | Galvanized Steel
MIKE SMITH'S SHELL STATION | 1265 LAKES BLVD | LAKE PARK | Lowndes | 9092053 | 1 |  | 1991-07-08 |  | 1991-07-08 |  | Removed from Ground | Gas (Historical Use) | 12000 | Galvanic (STIP-3) | 1991-01-01 | Fiberglass Reinforced Plastic
MIKE SMITH'S SHELL STATION | 1265 LAKES BLVD | LAKE PARK | Lowndes | 9092053 | 2A |  | 1991-07-08 |  | 1991-07-08 |  | Removed from Ground | Gas (Historical Use) | 6000 | Galvanic (STIP-3) | 1991-01-01 | Fiberglass Reinforced Plastic
MIKE SMITH'S SHELL STATION | 1265 LAKES BLVD | LAKE PARK | Lowndes | 9092053 | 2B |  | 1991-07-08 |  | 1991-07-08 |  | Removed from Ground | Gas (Historical Use) | 6000 | Galvanic (STIP-3) | 1991-01-01 | Fiberglass Reinforced Plastic
BOSCH OLDSMOBILE | 3301 NORTH ASHLEY ST | VALDOSTA | Lowndes | 9092054 | 1 | [5 empty] | Removed from Ground | Other | 550 | Marked Unknown | 1991-07-01 | Unknown
TRUS JOIST MACMILLAN | 410 CLAY RD | VALDOSTA | Lowndes | 9092055 | 1 | [5 empty] | Removed from Ground | Gas (Historical Use) | 1000 | Bare Steel | 1983-01-01 | Unknown
TRUS JOIST MACMILLAN | 410 CLAY RD | VALDOSTA | Lowndes | 9092055 | 2 | [5 empty] | Removed from Ground | Diesel | 500 | Bare Steel | 1983-01-01 | Unknown
MITT FOOD MART | 2001 W HILL AVE | VALDOSTA | Lowndes | 9092056 | 1 | Ball Float | 1990-01-01 | FALSE | 1990-01-01 | FALSE | Currently in Use | Regular | 8000 | Steel-Impressed Current | 1990-01-01 | Steel (Impressed Current) | Pressurized
MITT FOOD MART | 2001 W HILL AVE | VALDOSTA | Lowndes | 9092056 | 2 | Ball Float | 1990-01-01 | FALSE | 1990-01-01 | FALSE | Currently in Use | Regular | 8000 | Steel-Impressed Current | 1990-01-01 | Steel (Impressed Current) | Pressurized
MITT FOOD MART | 2001 W HILL AVE | VALDOSTA | Lowndes | 9092056 | 3 | Ball Float | 1990-01-01 | FALSE | 1990-01-01 | FALSE | Currently in Use | Premium | 6000 | Steel-Impressed Current | 1990-01-01 | Steel (Impressed Current) | Pressurized
MITT FOOD MART | 2001 W HILL AVE | VALDOSTA | Lowndes | 9092056 | 4 | Ball Float | 1990-01-01 | FALSE | 1990-01-01 | FALSE | Currently in Use | Diesel | 6000 | Steel-Impressed Current | 1990-01-01 | Steel (Impressed Current) | Pressurized
#905 (MK FOOD MART) | 1000 MADISON HWY | VALDOSTA | Lowndes | 9092057 | 1 | [5 empty] | Removed from Ground | Other | 3000 | Marked Unknown | 1989-08-14 | Unknown
#905 (MK FOOD MART) | 1000 MADISON HWY | VALDOSTA | Lowndes | 9092057 | 2 | [5 empty] | Removed from Ground | Other | 3000 | Marked Unknown | 1989-08-14 | Unknown
#905 (MK FOOD MART) | 1000 MADISON HWY | VALDOSTA | Lowndes | 9092057 | 3 | [5 empty] | Removed from Ground | Other | 3000 | Marked Unknown | 1989-08-14 | Unknown
#905 (MK FOOD MART) | 1000 MADISON HWY | VALDOSTA | Lowndes | 9092057 | 4 | Flapper Valve | 1989-08-01 | FALSE | 1989-08-01 | FALSE | Currently in Use | E-10 | 8000 | Galvanic (STIP-3) | 1989-08-15 | Fiberglass Reinforced Plastic | Pressurized
#905 (MK FOOD MART) | 1000 MADISON HWY | VALDOSTA | Lowndes | 9092057 | 5 | Flapper Valve | 1989-08-01 | FALSE | 1989-08-01 | FALSE | Currently in Use | Plus | 8000 | Galvanic (STIP-3) | 1989-08-15 | Fiberglass Reinforced Plastic | Pressurized
#905 (MK FOOD MART) | 1000 MADISON HWY | VALDOSTA | Lowndes | 9092057 | 6 |  | 1989-08-01 | FALSE | 1989-08-01 | FALSE | Currently in Use | Premium | 8000 | Galvanic (STIP-3) | 1989-08-15 | Fiberglass Reinforced Plastic | Pressurized
HOLLAND FLYING SVC INC | 2612 C MADISON HWY | VALDOSTA | Lowndes | 9092058 | A | [5 empty] | Removed from Ground | Gas (Historical Use) | 10000 | Bare Steel | 1973-01-01 | Bare Steel
HOLLAND FLYING SVC INC | 2612 C MADISON HWY | VALDOSTA | Lowndes | 9092058 | B | [5 empty] | Removed from Ground | Kerosene | 10000 | Bare Steel | 1973-01-01 | Bare Steel
HOLLAND FLYING SVC INC | 2612 C MADISON HWY | VALDOSTA | Lowndes | 9092058 | C | [5 empty] | Removed from Ground | Kerosene | 10000 | Bare Steel | 1973-01-01 | Bare Steel
HOLLAND FLYING SVC INC | 2612 C MADISON HWY | VALDOSTA | Lowndes | 9092058 | D | [5 empty] | Removed from Ground | Kerosene | 15000 | Bare Steel | 1970-01-01 | Bare Steel
HOLLAND FLYING SVC INC | 2612 C MADISON HWY | VALDOSTA | Lowndes | 9092058 | E | [5 empty] | Removed from Ground | Kerosene | 2000 | Bare Steel | 1965-01-01 | Bare Steel
HOLLAND FLYING SVC INC | 2612 C MADISON HWY | VALDOSTA | Lowndes | 9092058 | F | [5 empty] | Removed from Ground | Gas (Historical Use) | 2000 | Bare Steel | 1965-01-01 | Bare Steel
HOLLAND FLYING SVC INC | 2612 C MADISON HWY | VALDOSTA | Lowndes | 9092058 | G | [5 empty] | Removed from Ground | Kerosene | 3000 | Bare Steel | 1965-01-01 | Bare Steel
HOLLAND FLYING SVC INC | 2612 C MADISON HWY | VALDOSTA | Lowndes | 9092058 | H | [5 empty] | Removed from Ground | Kerosene | 500 | Bare Steel | 1969-01-01 | Bare Steel
HOLLAND FLYING SVC INC | 2612 C MADISON HWY | VALDOSTA | Lowndes | 9092058 | I | [5 empty] | Removed from Ground | Gas (Historical Use) | 500 | Bare Steel | 1969-01-01 | Bare Steel
HOLLAND FLYING SVC INC | 2612 C MADISON HWY | VALDOSTA | Lowndes | 9092058 | J |  |  | TRUE |  | TRUE | Removed from Ground | Used Oil | 200 | Bare Steel | 1969-01-01 | Bare Steel
#902 BIGFOOT | 1111 LAKES BLVD | LAKE PARK | Lowndes | 9092059 | 1 | [5 empty] | Removed from Ground | Gas (Historical Use) | 4000 | Bare Steel | 1979-01-01 | Galvanized Steel
#902 BIGFOOT | 1111 LAKES BLVD | LAKE PARK | Lowndes | 9092059 | 2 | [5 empty] | Removed from Ground | Gas (Historical Use) | 6000 | Bare Steel | 1979-01-01 | Galvanized Steel
#902 BIGFOOT | 1111 LAKES BLVD | LAKE PARK | Lowndes | 9092059 | 3 | [5 empty] | Removed from Ground | Gas (Historical Use) | 4000 | Bare Steel | 1979-01-01 | Galvanized Steel
#902 BIGFOOT | 1111 LAKES BLVD | LAKE PARK | Lowndes | 9092059 | 4 | Flapper Valve | 1989-08-15 | FALSE | 1989-08-15 | FALSE | Temporarily out of use | E-10 | 8000 | Galvanic (STIP-3) | 1989-08-15 | Fiberglass Reinforced Plastic | Pressurized
#902 BIGFOOT | 1111 LAKES BLVD | LAKE PARK | Lowndes | 9092059 | 5 | Flapper Valve | 1989-08-15 | FALSE | 1989-08-15 | FALSE | Temporarily out of use | Plus | 8000 | Galvanic (STIP-3) | 1989-08-15 | Fiberglass Reinforced Plastic | Pressurized
#902 BIGFOOT | 1111 LAKES BLVD | LAKE PARK | Lowndes | 9092059 | 6 | Flapper Valve | 1989-08-15 | FALSE | 1989-08-15 | FALSE | Temporarily out of use | Premium | 8000 | Galvanic (STIP-3) | 1989-08-15 | Fiberglass Reinforced Plastic | Pressurized
#936 A&M FOOD MART |  | VALDOSTA | Lowndes | 9092060 | 1 | Flapper Valve | 1998-11-07 | FALSE | 1989-10-31 | FALSE | Currently in Use | E-10 | 8000 | Galvanic (STIP-3) | 1989-10-01 | Fiberglass Reinforced Plastic | Pressurized
#936 A&M FOOD MART |  | VALDOSTA | Lowndes | 9092060 | 2 | Flapper Valve | 1998-11-07 | FALSE | 1989-10-31 | FALSE | Currently in Use | Premium | 8000 | Galvanic (STIP-3) | 1989-10-01 | Fiberglass Reinforced Plastic | Pressurized
#936 A&M FOOD MART |  | VALDOSTA | Lowndes | 9092060 | 3 | Flapper Valve | 1998-11-07 | FALSE | 1989-10-31 | FALSE | Currently in Use | Diesel | 8000 | Galvanic (STIP-3) | 1989-10-01 | Fiberglass Reinforced Plastic | Pressurized
ONE STOP #3 | 3245 INNER PERIMETER RD | VALDOSTA | Lowndes | 9092061 | 1 | Flapper Valve | 1998-11-06 | FALSE | 1990-04-01 | FALSE | Currently in Use | E-10 | 10000 | Galvanic (STIP-3) | 1990-04-01 | Fiberglass Reinforced Plastic | Pressurized
ONE STOP #3 | 3245 INNER PERIMETER RD | VALDOSTA | Lowndes | 9092061 | 2 | Flapper Valve | 1998-11-06 | FALSE | 1990-04-01 | FALSE | Currently in Use | Premium | 10000 | Galvanic (STIP-3) | 1990-04-01 | Fiberglass Reinforced Plastic | Pressurized
ONE STOP #3 | 3245 INNER PERIMETER RD | VALDOSTA | Lowndes | 9092061 | 3 | Flapper Valve | 1998-11-06 | FALSE | 1990-04-01 | FALSE | Temporarily out of use | Diesel | 10000 | Galvanic (STIP-3) | 1990-04-01 | Fiberglass Reinforced Plastic | Pressurized
QUICK STOP FOOD MART #2 | 2418 ROCKY FORD RD | VALDOSTA | Lowndes | 9092063 | 1 | Flapper Valve | 1998-11-06 | FALSE | 1988-12-28 | FALSE | Currently in Use | E-10 | 8000 | Galvanic (STIP-3) | 1989-01-05 | Fiberglass Reinforced Plastic | Pressurized
QUICK STOP FOOD MART #2 | 2418 ROCKY FORD RD | VALDOSTA | Lowndes | 9092063 | 2 | Flapper Valve | 1998-11-06 | FALSE | 1988-12-28 | FALSE | Currently in Use | Diesel | 8000 | Galvanic (STIP-3) | 1989-01-05 | Fiberglass Reinforced Plastic | Pressurized
QUICK STOP FOOD MART #2 | 2418 ROCKY FORD RD | VALDOSTA | Lowndes | 9092063 | 3 | Flapper Valve | 1998-11-06 | FALSE | 1988-12-28 | FALSE | Currently in Use | Premium | 8000 | Galvanic (STIP-3) | 1989-01-05 | Fiberglass Reinforced Plastic | Pressurized
UPS VALDOSTA (UST) | 1626 JAMES P ROGERS DR | VALDOSTA | Lowndes | 9092064 | 1 | Flapper Valve | 1991-11-01 | FALSE | 1991-11-01 | FALSE | Currently in Use | Regular | 10000 | Fiberglass | 1991-11-07 | Double-Walled Fiberglass | Pressurized
UPS VALDOSTA (UST) | 1626 JAMES P ROGERS DR | VALDOSTA | Lowndes | 9092064 | 2 |  |  | TRUE |  | TRUE | Removed from Ground | Used Oil | 550 | Not Marked/Unknown | 1991-11-01 | Bare Steel
SEARS ROEBUCK & CO #2125 | 1709 BAYTREE RD | VALDOSTA | Lowndes | 9092066 | 1 | [5 empty] | Removed from Ground | Gas (Historical Use) | 10000 | Bare Steel | 1982-11-01 | Galvanized Steel
SEARS ROEBUCK & CO #2125 | 1709 BAYTREE RD | VALDOSTA | Lowndes | 9092066 | 2 |  |  | TRUE |  | TRUE | Removed from Ground | Used Oil | 500 | Bare Steel | 1982-11-01 | Galvanized Steel
FLASH FOODS #289 | 1266 LAKES BLVD | LAKE PARK | Lowndes | 9092068 | 1 | Ball Float | 1992-01-16 |  | 1992-01-16 |  | Removed from Ground | Gas (Historical Use) | 12000 | Cathodically Protected Steel | 1992-01-16 | Fiberglass Reinforced Plastic | Pressurized
FLASH FOODS #289 | 1266 LAKES BLVD | LAKE PARK | Lowndes | 9092068 | 2 | Ball Float | 1992-01-16 |  | 1992-01-16 |  | Removed from Ground | Gas (Historical Use) | 12000 | Cathodically Protected Steel | 1992-01-16 | Fiberglass Reinforced Plastic | Pressurized
FLASH FOODS #289 | 1266 LAKES BLVD | LAKE PARK | Lowndes | 9092068 | 3 | Ball Float | 1992-01-16 |  | 1992-01-16 |  | Removed from Ground | Gas (Historical Use) | 12000 | Cathodically Protected Steel | 1992-01-16 | Fiberglass Reinforced Plastic | Pressurized
FLASH FOODS #289 | 1266 LAKES BLVD | LAKE PARK | Lowndes | 9092068 | 4 | Flapper Valve | 2006-03-14 | FALSE | 2006-03-14 | FALSE | Currently in Use | Regular | 15000 | Composite Double Walled | 2006-03-14 | Double-Walled Fiberglass | Pressurized
FLASH FOODS #289 | 1266 LAKES BLVD | LAKE PARK | Lowndes | 9092068 | 5 | Flapper Valve | 2006-03-14 | FALSE | 2006-03-14 | FALSE | Currently in Use | Regular | 15000 | Composite Double Walled | 2006-03-14 | Double-Walled Fiberglass | Pressurized
FLASH FOODS #289 | 1266 LAKES BLVD | LAKE PARK | Lowndes | 9092068 | 6 | Flapper Valve | 2006-03-14 | FALSE | 2006-03-14 | FALSE | Currently in Use | Premium | 12000 | Composite Double Walled | 2006-03-14 | Double-Walled Fiberglass | Pressurized
FLASH FOODS #289 | 1266 LAKES BLVD | LAKE PARK | Lowndes | 9092068 | 7 |  | 2006-03-14 | FALSE | 2006-03-14 | FALSE | Currently in Use | Diesel | 10000 | Composite Double Walled | 2006-03-14 | Double-Walled Fiberglass | Pressurized
YRC INC DBA YRC FREIGHT | 6470 LAKE PARK BELLEVILLE RD | LAKE PARK | Lowndes | 9092069 | 1 | [5 empty] | Removed from Ground | Diesel | 12000 | Bare Steel | 1977-09-01 | Bare Steel | Pressurized
YRC INC DBA YRC FREIGHT | 6470 LAKE PARK BELLEVILLE RD | LAKE PARK | Lowndes | 9092069 | 10 | [5 empty] | Removed from Ground | Other | 10000 | Bare Steel | 1977-09-01 | Bare Steel | Suction (American)
YRC INC DBA YRC FREIGHT | 6470 LAKE PARK BELLEVILLE RD | LAKE PARK | Lowndes | 9092069 | 11 | [5 empty] | Removed from Ground | Diesel | 4000 | Bare Steel | 1978-08-01 | Bare Steel | Gravity Fed
YRC INC DBA YRC FREIGHT | 6470 LAKE PARK BELLEVILLE RD | LAKE PARK | Lowndes | 9092069 | 12 | [5 empty] | Removed from Ground | Diesel | 550 | Bare Steel | 1978-08-01 | Bare Steel | Gravity Fed
YRC INC DBA YRC FREIGHT | 6470 LAKE PARK BELLEVILLE RD | LAKE PARK | Lowndes | 9092069 | 13 | Ball Float | 1998-10-28 |  | 1998-10-28 |  | Currently in Use | Diesel | 20000 | Fiberglass Double Walled | 1998-10-28 | Double-Walled Fiberglass | Pressurized
YRC INC DBA YRC FREIGHT | 6470 LAKE PARK BELLEVILLE RD | LAKE PARK | Lowndes | 9092069 | 14 | Ball Float | 1998-10-28 |  | 1998-10-28 |  | Currently in Use | Diesel | 20000 | Fiberglass Double Walled | 1998-10-28 | Double-Walled Fiberglass | Pressurized
YRC INC DBA YRC FREIGHT | 6470 LAKE PARK BELLEVILLE RD | LAKE PARK | Lowndes | 9092069 | 2 | [5 empty] | Removed from Ground | Diesel | 12000 | Bare Steel | 1977-09-01 | Bare Steel | Suction (American)
YRC INC DBA YRC FREIGHT | 6470 LAKE PARK BELLEVILLE RD | LAKE PARK | Lowndes | 9092069 | 3 | [5 empty] | Removed from Ground | Diesel | 12000 | Bare Steel | 1977-09-01 | Bare Steel | Pressurized
YRC INC DBA YRC FREIGHT | 6470 LAKE PARK BELLEVILLE RD | LAKE PARK | Lowndes | 9092069 | 4 | [5 empty] | Removed from Ground | Diesel | 12000 | Bare Steel | 1977-09-01 | Bare Steel | Pressurized
YRC INC DBA YRC FREIGHT | 6470 LAKE PARK BELLEVILLE RD | LAKE PARK | Lowndes | 9092069 | 5 | [5 empty] | Removed from Ground | Diesel | 12000 | Bare Steel | 1977-09-01 | Bare Steel | Pressurized
YRC INC DBA YRC FREIGHT | 6470 LAKE PARK BELLEVILLE RD | LAKE PARK | Lowndes | 9092069 | 6 | [5 empty] | Removed from Ground | Diesel | 3000 | Bare Steel | 1978-08-01 | Bare Steel | Suction (American)
YRC INC DBA YRC FREIGHT | 6470 LAKE PARK BELLEVILLE RD | LAKE PARK | Lowndes | 9092069 | 7 | [5 empty] | Removed from Ground | Diesel | 3000 | Bare Steel | 1978-08-01 | Bare Steel | Suction (American)
YRC INC DBA YRC FREIGHT | 6470 LAKE PARK BELLEVILLE RD | LAKE PARK | Lowndes | 9092069 | 8 | [5 empty] | Removed from Ground | Diesel | 3000 | Bare Steel | 1978-08-01 | Bare Steel | Suction (American)
YRC INC DBA YRC FREIGHT | 6470 LAKE PARK BELLEVILLE RD | LAKE PARK | Lowndes | 9092069 | 9 | [5 empty] | Removed from Ground | Diesel | 3000 | Bare Steel | 1978-08-01 | Bare Steel | Suction (American)
BARRETTS FOODS | 6685 BEMISS RD | VALDOSTA | Lowndes | 9092070 | 1 | Flapper Valve | 1997-01-09 | FALSE | 1997-01-09 | FALSE | Currently in Use | E-10 | 10000 | Steel-Impressed Current | 1977-01-01 | Fiberglass Reinforced Plastic | Pressurized
BARRETTS FOODS | 6685 BEMISS RD | VALDOSTA | Lowndes | 9092070 | 2 | Flapper Valve | 1997-01-09 | FALSE | 1997-01-09 | FALSE | Currently in Use | E-10 | 10000 | Steel-Impressed Current | 1977-01-01 | Fiberglass Reinforced Plastic | Pressurized
TRIANGLE FOOD MART #1 | 4946 US 41 S | LAKE PARK | Lowndes | 9092072 | 1 | Flapper Valve | 1997-03-05 | FALSE | 1997-03-05 | FALSE | Currently in Use | E-10 | 10000 | Steel-Impressed Current | 1978-01-01 | Steel (Impressed Current) | Pressurized
TRIANGLE FOOD MART #1 | 4946 US 41 S | LAKE PARK | Lowndes | 9092072 | 2 | Flapper Valve | 1997-03-05 | FALSE | 1997-03-05 | FALSE | Currently in Use | E-0 | 10000 | Steel-Impressed Current | 1978-01-01 | Steel (Impressed Current) | Pressurized
HOLIDAY MARKET #309 | BEMISS RD | VALDOSTA | Lowndes | 9092073 | 1 | [5 empty] | Removed from Ground | Gas (Historical Use) | 12000 | Bare Steel | 1975-01-01 | Galvanized Steel
HOLIDAY MARKET #309 | BEMISS RD | VALDOSTA | Lowndes | 9092073 | 2 | [5 empty] | Removed from Ground | Gas (Historical Use) | 12000 | Bare Steel | 1975-01-01 | Galvanized Steel
DISCOUNT CENTER | 203 S CHURCH ST | HAHIRA | Lowndes | 9092074 | 1 | Flapper Valve | 1997-01-06 | FALSE | 1997-01-06 | FALSE | Removed from Ground |  | 10000 | Steel-Impressed Current | 2000-09-08 | Steel (Impressed Current) | Safe Suction (Euro)
DISCOUNT CENTER | 203 S CHURCH ST | HAHIRA | Lowndes | 9092074 | 2 | Flapper Valve | 1997-01-06 | FALSE | 1997-01-06 | FALSE | Removed from Ground |  | 10000 | Steel-Impressed Current | 2000-09-08 | Steel (Impressed Current) | Safe Suction (Euro)
OMINI #2 | 4952 BEMISS RD | VALDOSTA | Lowndes | 9092076 | 1 | Ball Float | 1989-11-01 | FALSE | 1989-11-01 | FALSE | Currently in Use | E-10 | 8000 | Galvanic (STIP-3) | 1989-01-01 | Galvanized Steel | Pressurized
OMINI #2 | 4952 BEMISS RD | VALDOSTA | Lowndes | 9092076 | 2 | Ball Float | 1989-11-01 | FALSE | 1989-11-01 | FALSE | Currently in Use | Premium | 8000 | Galvanic (STIP-3) | 1989-01-01 | Galvanized Steel | Pressurized
OMINI #2 | 4952 BEMISS RD | VALDOSTA | Lowndes | 9092076 | 3 | Ball Float | 1989-11-01 | FALSE | 1989-11-01 | FALSE | Currently in Use | Diesel | 8000 | Galvanic (STIP-3) | 1989-01-01 | Galvanized Steel | Pressurized
RIBLET PRODUCTS | 2300 CYPRESS ST | VALDOSTA | Lowndes | 9092077 | 1 | [5 empty] | Removed from Ground | Gas (Historical Use) | 2000 | Bare Steel | 1989-07-01 | Galvanized Steel
#937 (SUPER CHAMP DISCOUNT BEVERAGE #2) | 3119 MADISON HWY | VALDOSTA | Lowndes | 9092078 | 1 | Flapper Valve | 1998-11-07 | FALSE | 1990-11-19 | FALSE | Currently in Use | E-10 | 8000 | Galvanic (STIP-3) | 1990-11-19 | Fiberglass Reinforced Plastic | Pressurized
#937 (SUPER CHAMP DISCOUNT BEVERAGE #2) | 3119 MADISON HWY | VALDOSTA | Lowndes | 9092078 | 2 | Flapper Valve | 1998-11-07 | FALSE | 1990-11-19 | FALSE | Currently in Use | E-0 | 8000 | Galvanic (STIP-3) | 1990-11-19 | Fiberglass Reinforced Plastic | Pressurized
#937 (SUPER CHAMP DISCOUNT BEVERAGE #2) | 3119 MADISON HWY | VALDOSTA | Lowndes | 9092078 | 3 | Flapper Valve | 1998-11-07 | FALSE | 1990-11-19 | FALSE | Currently in Use | Premium | 8000 | Galvanic (STIP-3) | 1990-11-19 | Fiberglass Reinforced Plastic | Pressurized
#932 (MEET FOOD MART) | 2501 US 41 S | VALDOSTA | Lowndes | 9092079 | 1 | Flapper Valve | 1998-11-17 | FALSE | 1990-05-16 | FALSE | Currently in Use | E-10 | 10000 | Fiberglass | 1990-05-16 | Double-Walled Fiberglass | Pressurized
#932 (MEET FOOD MART) | 2501 US 41 S | VALDOSTA | Lowndes | 9092079 | 2 | Flapper Valve | 1998-11-07 | FALSE | 1990-05-16 | FALSE | Currently in Use | Plus | 10000 | Fiberglass | 1990-05-16 | Double-Walled Fiberglass | Pressurized
#932 (MEET FOOD MART) | 2501 US 41 S | VALDOSTA | Lowndes | 9092079 | 3 | Flapper Valve | 1998-11-07 | FALSE | 1990-05-16 | FALSE | Currently in Use | Premium | 10000 | Fiberglass | 1990-05-16 | Double-Walled Fiberglass | Pressurized
KANTA FOOD MART | 5112 CLYATTVILLE LAKE PARK RD | VALDOSTA | Lowndes | 9092080 | 1 |  | 1993-01-01 |  | 1993-01-01 |  | Removed from Ground | Gas (Historical Use) | 10000 | Galvanic (STIP-3) | 1976-01-01 | Fiberglass Reinforced Plastic | Pressurized
KANTA FOOD MART | 5112 CLYATTVILLE LAKE PARK RD | VALDOSTA | Lowndes | 9092080 | 2 |  | 1993-01-01 |  | 1993-01-01 |  | Removed from Ground | Gas (Historical Use) | 10000 | Galvanic (STIP-3) | 1976-01-01 | Fiberglass Reinforced Plastic | Pressurized
KANTA FOOD MART | 5112 CLYATTVILLE LAKE PARK RD | VALDOSTA | Lowndes | 9092080 | 3 | Ball Float | 2012-04-26 | FALSE | 2012-04-26 | FALSE | Currently in Use | Regular | 6000 | Tank Jacket | 2012-04-26 | Double-Walled Fiberglass | Pressurized
KANTA FOOD MART | 5112 CLYATTVILLE LAKE PARK RD | VALDOSTA | Lowndes | 9092080 | 4 | Ball Float | 2012-04-26 | FALSE | 2012-04-26 | FALSE | Currently in Use | Diesel | 6000 | Tank Jacket | 2012-04-26 | Double-Walled Fiberglass | Pressurized
HOLIDAY MARKET | 1401 N LEE ST | VALDOSTA | Lowndes | 9092081 | 1 | [5 empty] | Removed from Ground | Gas (Historical Use) | 10000 | Bare Steel |  | Galvanized Steel | Safe Suction (Euro)
HOLIDAY MARKET | 1401 N LEE ST | VALDOSTA | Lowndes | 9092081 | 2 | [5 empty] | Removed from Ground | Gas (Historical Use) | 10000 | Bare Steel |  | Galvanized Steel | Safe Suction (Euro)
LOWNDES BEVERAGE II | 1410 GORNTO RD | VALDOSTA | Lowndes | 9092082 | 1 | Flapper Valve | 1992-08-01 |  | 1992-08-01 |  | Closed in Ground | Gas (Historical Use) | 12000 | Steel-Impressed Current | 1975-01-01 | Fiberglass Reinforced Plastic | Pressurized
LOWNDES BEVERAGE II | 1410 GORNTO RD | VALDOSTA | Lowndes | 9092082 | 2 | Flapper Valve | 1992-08-01 |  | 1992-08-01 |  | Removed from Ground | Gas (Historical Use) | 12000 | Steel-Impressed Current | 1975-01-01 | Fiberglass Reinforced Plastic | Pressurized
STOP AND SHOP | 1408 E HILL AVE | VALDOSTA | Lowndes | 9092083 | 1 | Flapper Valve | 1993-06-01 | FALSE | 1993-06-01 | FALSE | Currently in Use | E-10 | 10000 | Steel-Impressed Current | 1977-01-01 | Fiberglass Reinforced Plastic | Pressurized
STOP AND SHOP | 1408 E HILL AVE | VALDOSTA | Lowndes | 9092083 | 2 | Flapper Valve | 1993-06-01 | FALSE | 1993-06-01 | FALSE | Currently in Use | Premium | 8000 | Steel-Impressed Current | 1977-01-01 | Fiberglass Reinforced Plastic | Pressurized
STOP AND SHOP | 1408 E HILL AVE | VALDOSTA | Lowndes | 9092083 | 3 | Flapper Valve | 1993-06-01 | FALSE | 1993-06-01 | FALSE | Currently in Use | Diesel | 10000 | Steel-Impressed Current | 1990-12-10 | Fiberglass Reinforced Plastic | Pressurized
WEST HILL FOOD MART | 1427 W HILL AVE | VALDOSTA | Lowndes | 9092084 | 1 | Flapper Valve | 1997-03-02 | FALSE | 1997-03-02 | FALSE | Currently in Use | Premium | 8000 | Steel-Impressed Current | 1978-01-01 | Fiberglass Reinforced Plastic | Pressurized
WEST HILL FOOD MART | 1427 W HILL AVE | VALDOSTA | Lowndes | 9092084 | 2 | Flapper Valve | 1997-03-02 | FALSE | 1997-03-02 | FALSE | Currently in Use | Plus | 8000 | Steel-Impressed Current | 1978-01-01 | Fiberglass Reinforced Plastic | Pressurized
WEST HILL FOOD MART | 1427 W HILL AVE | VALDOSTA | Lowndes | 9092084 | 3 | Flapper Valve | 1997-03-02 | FALSE | 1997-03-02 | FALSE | Currently in Use | Regular | 8000 | Steel-Impressed Current | 1978-01-01 | Fiberglass Reinforced Plastic | Pressurized
SHERATON INN VALDOSTA | 2101 WEST HILL AVE | VALDOSTA | Lowndes | 9092085 | 1 | [5 empty] | Removed from Ground | Gas (Historical Use) | 4000 | Bare Steel | 1965-01-01 | Galvanized Steel
SHERATON INN VALDOSTA | 2101 WEST HILL AVE | VALDOSTA | Lowndes | 9092085 | 2 | [5 empty] | Removed from Ground | Gas (Historical Use) | 6000 | Bare Steel | 1965-01-01 | Galvanized Steel
SHERATON INN VALDOSTA | 2101 WEST HILL AVE | VALDOSTA | Lowndes | 9092085 | 3 | [5 empty] | Removed from Ground | Gas (Historical Use) | 6000 | Bare Steel | 1965-01-01 | Galvanized Steel
FLASH FOODS #19/FAST FARE GA-537 | 5913 BEMISS RD @ MOODY AFB | VALDOSTA | Lowndes | 9092089 | 1 | [5 empty] | Removed from Ground | Gas (Historical Use) | 10000 | Bare Steel | 1974-01-01 | Galvanized Steel
FLASH FOODS #19/FAST FARE GA-537 | 5913 BEMISS RD @ MOODY AFB | VALDOSTA | Lowndes | 9092089 | 2 | [5 empty] | Removed from Ground | Gas (Historical Use) | 8000 | Bare Steel | 1974-01-01 | Galvanized Steel
FLASH FOODS #19/FAST FARE GA-537 | 5913 BEMISS RD @ MOODY AFB | VALDOSTA | Lowndes | 9092089 | 3 | [5 empty] | Removed from Ground | Gas (Historical Use) | 8000 | Bare Steel | 1974-01-01 | Galvanized Steel
PCA/NEKOOSA PACKAGING/VALDOSTA M | GA HWY 31 S & GA HWY 376 | CLYATTVILLE | Lowndes | 9092090 | 1720 | [5 empty] | Closed in Ground | Diesel | 15000 | Bare Steel | 1955-01-01 | Bare Steel
PCA/NEKOOSA PACKAGING/VALDOSTA M | GA HWY 31 S & GA HWY 376 | CLYATTVILLE | Lowndes | 9092090 | 1837 | [5 empty] | Removed from Ground | Other | 8000 | Bare Steel | 1955-01-01 | Bare Steel
NORFOLK SOUTHERN RAILWAY/CENTRAL | 406 SOUTH FRY ST | VALDOSTA | Lowndes | 9092123 | 1 | [5 empty] | Removed from Ground | Gas (Historical Use) | 500 | Bare Steel | 1992-05-18 | Galvanized Steel
BST VALDOSTA CO R2562 | 200 VALLEY ST W | VALDOSTA | Lowndes | 9092127 | 1 | Flapper Valve | 1997-11-13 |  | 1997-11-13 |  | Currently in Use | Diesel | 4000 | Fiberglass Double Walled | 1992-02-03 | Copper | Suction (American)
BST VALDOSTA CO R2562 | 200 VALLEY ST W | VALDOSTA | Lowndes | 9092127 | 2 | [5 empty] | Removed from Ground | Diesel | 10000 | Bare Steel | 1969-01-01 | Unknown | Suction (American)
TRIANGLE DISCOUNT #917 | 305 ST AUGUSTINE RD | VALDOSTA | Lowndes | 9092128 | 1 | [5 empty] | Removed from Ground | Gas (Historical Use) | 6000 | Bare Steel | 1982-01-01 | Galvanized Steel
TRIANGLE DISCOUNT #917 | 305 ST AUGUSTINE RD | VALDOSTA | Lowndes | 9092128 | 2 | [5 empty] | Removed from Ground | Gas (Historical Use) | 6000 | Bare Steel | 1982-01-01 | Galvanized Steel
TRIANGLE DISCOUNT #917 | 305 ST AUGUSTINE RD | VALDOSTA | Lowndes | 9092128 | 3 |  | 1993-02-19 |  | 1993-02-19 |  | Removed from Ground | Gas (Historical Use) | 6000 | Bare Steel | 1982-01-01 | Galvanized Steel
TRIANGLE DISCOUNT #917 | 305 ST AUGUSTINE RD | VALDOSTA | Lowndes | 9092128 | 4 | [5 empty] | Removed from Ground | Diesel | 4000 | Bare Steel | 1965-01-01 | Galvanized Steel
TRIANGLE DISCOUNT #917 | 305 ST AUGUSTINE RD | VALDOSTA | Lowndes | 9092128 | 5 | Flapper Valve | 1993-02-19 | FALSE | 1993-02-19 | FALSE | Currently in Use | Premium | 8000 | Steel-Impressed Current | 1993-02-19 | Fiberglass Reinforced Plastic | Pressurized
TRIANGLE DISCOUNT #917 | 305 ST AUGUSTINE RD | VALDOSTA | Lowndes | 9092128 | 6 | Flapper Valve | 1993-02-19 | FALSE | 1993-02-19 | FALSE | Currently in Use | Diesel | 8000 | Steel-Impressed Current | 1993-02-19 | Fiberglass Reinforced Plastic | Pressurized
TRIANGLE DISCOUNT #917 | 305 ST AUGUSTINE RD | VALDOSTA | Lowndes | 9092128 | 7 | Flapper Valve | 1993-02-19 | FALSE | 1993-02-19 | FALSE | Currently in Use | E-10 | 8000 | Steel-Impressed Current | 1993-02-19 | Fiberglass Reinforced Plastic | Pressurized
VALDOSTA REGIONAL AIRPORT | 2626 MADISON HWY | VALDOSTA | Lowndes | 9092129 | 1 | [5 empty] | Removed from Ground | Gas (Historical Use) | 10000 | Bare Steel | 1953-01-01 | Unknown
VALDOSTA REGIONAL AIRPORT | 2626 MADISON HWY | VALDOSTA | Lowndes | 9092129 | 2 | [5 empty] | Removed from Ground | Gas (Historical Use) | 500 | Marked Unknown |  | Unknown | Suction (American)
VALDOSTA REGIONAL AIRPORT | 2626 MADISON HWY | VALDOSTA | Lowndes | 9092129 | 3 | [5 empty] | Removed from Ground | Kerosene | 1000 | Marked Unknown | 1998-11-01 | Unknown | Suction (American)
GA DOT #10480 HAHIRA MAINT HDQTS | UNION RD 38 1/4 MI S OF SR 122 | HAHIRA | Lowndes | 9092130 | 10480-1 | [5 empty] | Removed from Ground | Other | 1000 | Bare Steel | 1993-04-27 | Bare Steel
GA DOT #10480 HAHIRA MAINT HDQTS | UNION RD 38 1/4 MI S OF SR 122 | HAHIRA | Lowndes | 9092130 | 10480-2 | [5 empty] | Removed from Ground | Other | 500 | Bare Steel | 1993-04-27 | Bare Steel
GA DOT #10431/LOWNDES CO MAINT H | 3351 CEDAR RD | VALDOSTA | Lowndes | 9092131 | 10431-3 | [5 empty] | Removed from Ground | Gas (Historical Use) | 1000 | Bare Steel | 1986-01-01 | Galvanized Steel | Suction (American)
GA DOT #10431/LOWNDES CO MAINT H | 3351 CEDAR RD | VALDOSTA | Lowndes | 9092131 | 10431-4 | [5 empty] | Removed from Ground | Diesel | 500 | Bare Steel | 1993-04-28 | Galvanized Steel
GA DOT #10431/LOWNDES CO MAINT H | 3351 CEDAR RD | VALDOSTA | Lowndes | 9092131 | 10431-5 | [5 empty] | Removed from Ground | Gas (Historical Use) | 1000 | Bare Steel | 1993-04-28 | Galvanized Steel
GA DOT #10431/LOWNDES CO MAINT H | 3351 CEDAR RD | VALDOSTA | Lowndes | 9092131 | 431-D1 | [5 empty] | Removed from Ground | Diesel | 1110 | Bare Steel | 1986-01-01 | Galvanized Steel | Suction (American)
GA DOT #10431/LOWNDES CO MAINT H | 3351 CEDAR RD | VALDOSTA | Lowndes | 9092131 | 431-G1 | [5 empty] | Removed from Ground | Gas (Historical Use) | 1110 | Bare Steel | 1986-01-01 | Galvanized Steel | Suction (American)
J & K Food Mart | 1801 NORTHSIDE DR | VALDOSTA | Lowndes | 9092132 | 1 | Ball Float | 1994-03-01 | FALSE | 1994-03-01 | FALSE | Currently in Use | Regular | 8000 | Steel-Impressed Current | 1980-09-01 | Fiberglass Reinforced Plastic | Pressurized
J & K Food Mart | 1801 NORTHSIDE DR | VALDOSTA | Lowndes | 9092132 | 2 | Ball Float | 1994-03-01 | FALSE | 1994-03-01 | FALSE | Currently in Use | Premium | 8000 | Steel-Impressed Current | 1980-09-01 | Fiberglass Reinforced Plastic | Pressurized
MITT'S FOOD MART #2 | 2490 HWY 84 WEST | VALDOSTA | Lowndes | 9092133 | 1 | Ball Float | 1995-04-01 | FALSE | 1995-04-01 | FALSE | Currently in Use | E-10 | 8000 | Steel-Impressed Current | 1981-01-01 | Fiberglass Reinforced Plastic | Pressurized
MITT'S FOOD MART #2 | 2490 HWY 84 WEST | VALDOSTA | Lowndes | 9092133 | 2 | Ball Float | 1995-04-01 | FALSE | 1995-04-01 | FALSE | Currently in Use | Premium | 8000 | Steel-Impressed Current | 1981-01-01 | Fiberglass Reinforced Plastic | Pressurized
BST LAKE PARK CO R2513 | 130 MARION AVE | LAKE PARK | Lowndes | 9092134 | 1 |  | 1989-10-01 |  | 1989-10-01 |  | Removed from Ground | Other | 1000 | Double Walled | 1989-10-01 | Copper | Suction (American)
BST LAKE PARK CO R2513 | 130 MARION AVE | LAKE PARK | Lowndes | 9092134 | 2 | Flapper Valve | 1997-07-18 |  | 1997-07-18 |  | Currently in Use | Diesel | 1000 | Fiberglass Double Walled | 1997-07-18 | Copper | Suction (American)
FLAVORICH/DAIRYMEN INC | 312 SOUTH OAK ST | VALDOSTA | Lowndes | 9092135 | 1 | [5 empty] | Removed from Ground | Gas (Historical Use) | 3000 | Bare Steel | 1983-05-01 | Galvanized Steel
FLAVORICH/DAIRYMEN INC | 312 SOUTH OAK ST | VALDOSTA | Lowndes | 9092135 | 2 | [5 empty] | Removed from Ground | Gas (Historical Use) | 1000 | Bare Steel | 1971-05-01 | Galvanized Steel
HILL AVE EXXON | 2009 WEST HILL AVE | VALDOSTA | Lowndes | 9092136 | 1 | Flapper Valve | 1998-12-01 | FALSE | 1995-03-01 | FALSE | Currently in Use | E-10 | 6000 | Fiberglass | 1983-11-01 | Fiberglass Reinforced Plastic | Pressurized
HILL AVE EXXON | 2009 WEST HILL AVE | VALDOSTA | Lowndes | 9092136 | 2 | Flapper Valve | 1998-12-01 | FALSE | 1995-03-01 | FALSE | Currently in Use | Diesel | 6000 | Fiberglass | 1983-11-01 | Fiberglass Reinforced Plastic | Pressurized
HILL AVE EXXON | 2009 WEST HILL AVE | VALDOSTA | Lowndes | 9092136 | 3 | Flapper Valve | 1998-12-01 | FALSE | 1995-03-01 | FALSE | Currently in Use | E-10 | 10000 | Fiberglass | 1983-11-01 | Fiberglass Reinforced Plastic | Pressurized
HILL AVE EXXON | 2009 WEST HILL AVE | VALDOSTA | Lowndes | 9092136 | 4 | Flapper Valve | 1998-12-01 | FALSE | 1995-03-01 | FALSE | Currently in Use | E-10 | 10000 | Fiberglass | 1983-11-01 | Fiberglass Reinforced Plastic | Pressurized
HILL AVE EXXON | 2009 WEST HILL AVE | VALDOSTA | Lowndes | 9092136 | 6 |  | 1995-01-01 | TRUE | 1995-01-01 | TRUE | Removed from Ground | Used Oil | 1000 | Cathodically Protected Steel | 2003-06-21 | Fiberglass Reinforced Plastic | Gravity Fed
BST/OAK ST SOC R2605 | 3122 NORTH OAK ST | VALDOSTA | Lowndes | 9092137 | 1 | [5 empty] | Removed from Ground | Gas (Historical Use) | 12000 | Bare Steel | 1980-01-01 | Unknown | Pressurized
BST/OAK ST SOC R2605 | 3122 NORTH OAK ST | VALDOSTA | Lowndes | 9092137 | 2 | [5 empty] | Removed from Ground | Gas (Historical Use) | 3000 | Bare Steel | 1980-01-01 | Unknown | Pressurized
BST/OAK ST SOC R2605 | 3122 NORTH OAK ST | VALDOSTA | Lowndes | 9092137 | 3 |  |  | TRUE |  | TRUE | Removed from Ground | Used Oil | 550 | Bare Steel | 1980-01-01 | Unknown | Gravity Fed
Bigfoot 1054 | 707 SOUTH PATTERSON ST | VALDOSTA | Lowndes | 9092138 | 1 | Overfill Alarm | 1992-11-11 | FALSE | 1992-11-11 | FALSE | Currently in Use | E-10 | 12000 | Composite Double Walled | 1992-11-11 | Double-Walled Fiberglass | Pressurized
Bigfoot 1054 | 707 SOUTH PATTERSON ST | VALDOSTA | Lowndes | 9092138 | 2 | Overfill Alarm | 1992-11-11 | FALSE | 1992-11-11 | FALSE | Currently in Use | Premium | 12000 | Composite Double Walled | 1992-11-11 | Double-Walled Fiberglass | Pressurized
Bigfoot 1054 | 707 SOUTH PATTERSON ST | VALDOSTA | Lowndes | 9092138 | 3 | Overfill Alarm | 1992-11-11 | FALSE | 1992-11-11 | FALSE | Currently in Use | Plus | 6000 | Composite Double Walled | 1992-11-11 | Double-Walled Fiberglass | Pressurized
Bigfoot 1054 | 707 SOUTH PATTERSON ST | VALDOSTA | Lowndes | 9092138 | 4 | Overfill Alarm | 1992-11-11 | FALSE | 1992-11-11 | FALSE | Currently in Use | Diesel | 6000 | Composite Double Walled | 1992-11-11 | Double-Walled Fiberglass | Pressurized
EXPRESS WAY CITGO #104 | 1000 E PARK AVE | VALDOSTA | Lowndes | 9092139 | 1 | Flapper Valve | 1998-06-01 | FALSE | 1998-06-01 | FALSE | Currently in Use | Regular | 8000 | Steel-Impressed Current | 1985-01-01 | Steel (Impressed Current) | Pressurized
EXPRESS WAY CITGO #104 | 1000 E PARK AVE | VALDOSTA | Lowndes | 9092139 | 2 | Flapper Valve | 1998-06-01 | FALSE | 1998-06-01 | FALSE | Currently in Use | Premium | 8000 | Steel-Impressed Current | 1985-01-01 | Steel (Impressed Current) | Pressurized
EXPRESS WAY CITGO #104 | 1000 E PARK AVE | VALDOSTA | Lowndes | 9092139 | 3 | Flapper Valve | 1988-06-01 | FALSE | 1988-06-01 | FALSE | Currently in Use | Plus | 8000 | Steel-Impressed Current | 1985-01-01 | Steel (Impressed Current) | Pressurized
GA DOT #10492 LOWNDES COUNTY ARE | RT 4 BOX 36 | VALDOSTA | Lowndes | 9092140 | 10492-1 | [5 empty] | Removed from Ground | Other | 500 | Cathodically Protected Steel | 1993-08-19 | Galvanized Steel | Suction (American)
GA FC/LOWNDES CO UNIT #08092 | US HWY 84 4 MI EAST | VALDOSTA | Lowndes | 9092141 | 1 | [5 empty] | Removed from Ground | Gas (Historical Use) | 2000 | Bare Steel | 1980-09-01 | Galvanized Steel | Safe Suction (Euro)
GA FC/LOWNDES CO UNIT #08092 | US HWY 84 4 MI EAST | VALDOSTA | Lowndes | 9092141 | 2 | [5 empty] | Removed from Ground | Diesel | 2000 | Bare Steel | 1976-06-01 | Galvanized Steel | Safe Suction (Euro)
BST/R2563 | LAKELAND HWY | VALDOSTA | Lowndes | 9092142 | 1 | [5 empty] | Removed from Ground | Gas (Historical Use) | 12000 | Bare Steel | 1980-03-11 | Unknown | Pressurized
BST/R2563 | LAKELAND HWY | VALDOSTA | Lowndes | 9092142 | 2 | [5 empty] | Removed from Ground | Gas (Historical Use) | 1000 | Bare Steel | 1989-11-18 | Unknown | Pressurized
DAVIS TRANSFER CO | 3371 MADISON HIGHWAY | VALDOSTA | Lowndes | 9092143 | 1 |  | 1994-01-10 |  | 1994-01-10 |  | Removed from Ground | Diesel | 20000 | Galvanic (STIP-3) | 1994-01-10 | Fiberglass Reinforced Plastic | Pressurized
LIGAF PROPERTIES LLC | 602 W HILL AVE | VALDOSTA | Lowndes | 9092144 | 1 |  | 1997-07-01 |  | 1997-07-01 |  | Removed from Ground | Gas (Historical Use) | 2000 | Steel-Impressed Current | 1964-01-01 | Steel (Impressed Current) | Safe Suction (Euro)
LIGAF PROPERTIES LLC | 602 W HILL AVE | VALDOSTA | Lowndes | 9092144 | 2 |  | 1997-07-01 |  | 1997-07-01 |  | Removed from Ground | Gas (Historical Use) | 3000 | Steel-Impressed Current | 1964-01-01 | Steel (Impressed Current) | Safe Suction (Euro)
LIGAF PROPERTIES LLC | 602 W HILL AVE | VALDOSTA | Lowndes | 9092144 | 3 |  | 1997-07-01 |  | 1997-07-01 |  | Removed from Ground | Gas (Historical Use) | 4000 | Steel-Impressed Current | 1964-01-01 | Steel (Impressed Current) | Safe Suction (Euro)
LIGAF PROPERTIES LLC | 602 W HILL AVE | VALDOSTA | Lowndes | 9092144 | 4 |  | 1997-07-01 |  | 1997-07-01 |  | Removed from Ground | Gas (Historical Use) | 3000 | Steel-Impressed Current | 1964-01-01 | Steel (Impressed Current) | Safe Suction (Euro)
LIGAF PROPERTIES LLC | 602 W HILL AVE | VALDOSTA | Lowndes | 9092144 | 5 |  | 1997-07-01 |  | 1997-07-01 |  | Removed from Ground | Gas (Historical Use) | 6000 | Steel-Impressed Current | 1964-01-01 | Steel (Impressed Current) | Safe Suction (Euro)
LIGAF PROPERTIES LLC | 602 W HILL AVE | VALDOSTA | Lowndes | 9092144 | 6 |  | 1997-07-01 |  | 1997-07-01 |  | Removed from Ground | Diesel | 3000 | Steel-Impressed Current | 1964-01-01 | Steel (Impressed Current) | Safe Suction (Euro)
CODYS MINI MART | US HWY 94 & I-75 | VALDOSTA | Lowndes | 9092145 | 1 |  |  |  | 1989-03-01 |  | Removed from Ground | Gas (Historical Use) | 8000 | Cathodically Protected Steel | 1989-03-01 | Fiberglass Reinforced Plastic | Pressurized
CODYS MINI MART | US HWY 94 & I-75 | VALDOSTA | Lowndes | 9092145 | 2 |  |  |  | 1989-03-01 |  | Removed from Ground | Gas (Historical Use) | 8000 | Cathodically Protected Steel | 1989-03-01 | Fiberglass Reinforced Plastic | Pressurized
CODYS MINI MART | US HWY 94 & I-75 | VALDOSTA | Lowndes | 9092145 | 3 |  |  |  | 1989-03-01 |  | Removed from Ground | Gas (Historical Use) | 8000 | Cathodically Protected Steel | 1989-03-01 | Fiberglass Reinforced Plastic | Pressurized
#942 (PERIMETER PANTRY) | 4491 INNER PERIMETER RD | VALDOSTA | Lowndes | 9092146 | 1 | Ball Float | 1993-12-03 | FALSE | 1993-12-03 | FALSE | Currently in Use | E-10 | 8000 | Composite Double Walled | 1993-12-03 | Double-Walled Fiberglass | Pressurized
#942 (PERIMETER PANTRY) | 4491 INNER PERIMETER RD | VALDOSTA | Lowndes | 9092146 | 2 | Ball Float | 1993-12-03 | FALSE | 1993-12-03 | FALSE | Currently in Use | Diesel | 8000 | Composite Double Walled | 1993-12-03 | Double-Walled Fiberglass | Pressurized
#942 (PERIMETER PANTRY) | 4491 INNER PERIMETER RD | VALDOSTA | Lowndes | 9092146 | 3 | Ball Float | 1993-12-03 | FALSE | 1993-12-03 | FALSE | Currently in Use | Premium | 8000 | Composite Double Walled | 1993-12-03 | Double-Walled Fiberglass | Pressurized
ENK582 | 101 NORTHSIDE DR | VALDOSTA | Lowndes | 9092148 | 1 | Flapper Valve | 1994-02-28 | FALSE | 1994-02-28 | FALSE | Currently in Use | E-10 | 12000 | Composite Double Walled | 1994-02-28 | Fiberglass Reinforced Plastic | Pressurized
ENK582 | 101 NORTHSIDE DR | VALDOSTA | Lowndes | 9092148 | 2 | Flapper Valve | 1994-02-28 | FALSE | 1994-02-28 | FALSE | Currently in Use | Plus | 8000 | Composite Double Walled | 1994-02-28 | Fiberglass Reinforced Plastic | Pressurized
ENK582 | 101 NORTHSIDE DR | VALDOSTA | Lowndes | 9092148 | 3 | Flapper Valve | 1994-02-28 | FALSE | 1994-02-28 | FALSE | Currently in Use | Premium | 8000 | Composite Double Walled | 1994-02-28 | Fiberglass Reinforced Plastic | Pressurized
SWIFTY MART #178 | 3980 N VALDOSTA RD & VAL DEL RD | VALDOSTA | Lowndes | 9092149 | 1 |  | 1988-03-29 |  | 1988-03-29 |  | Removed from Ground | Gas (Historical Use) | 6000 | Cathodically Protected Steel | 1988-03-29 | Double Walled | Pressurized
SWIFTY MART #178 | 3980 N VALDOSTA RD & VAL DEL RD | VALDOSTA | Lowndes | 9092149 | 2 |  | 1988-03-29 |  | 1988-03-29 |  | Removed from Ground | Gas (Historical Use) | 6000 | Cathodically Protected Steel | 1988-03-29 | Double Walled | Pressurized
SWIFTY MART #178 | 3980 N VALDOSTA RD & VAL DEL RD | VALDOSTA | Lowndes | 9092149 | 3 |  | 1988-03-29 |  | 1988-03-29 |  | Removed from Ground | Gas (Historical Use) | 6000 | Cathodically Protected Steel | 1988-03-29 | Double Walled | Pressurized
FOODWAY #105 | 1707 N FOREST ST | VALDOSTA | Lowndes | 9092150 | 1 | Flapper Valve | 1994-12-27 | FALSE | 1994-12-27 | FALSE | Currently in Use | E-10 | 6000 | Steel-Impressed Current | 1983-11-17 | Double-Walled Flex | Pressurized
FOODWAY #105 | 1707 N FOREST ST | VALDOSTA | Lowndes | 9092150 | 2 | Flapper Valve | 1994-12-27 | FALSE | 1994-12-27 | FALSE | Currently in Use | Plus | 8000 | Steel-Impressed Current | 1983-11-17 | Double-Walled Flex | Pressurized
FOODWAY #105 | 1707 N FOREST ST | VALDOSTA | Lowndes | 9092150 | 3 | Flapper Valve | 1994-12-27 | FALSE | 1994-12-27 | FALSE | Currently in Use | Premium | 6000 | Steel-Impressed Current | 1983-11-17 | Double-Walled Flex | Pressurized
FLASH FOODS #271 | 1800 N ASHLEY ST | VALDOSTA | Lowndes | 9092151 | 1 | Flapper Valve | 1987-04-30 | FALSE | 1987-04-30 | FALSE | Currently in Use | E-10 | 6000 | Galvanic (STIP-3) | 1987-04-30 | Fiberglass Reinforced Plastic | Pressurized
FLASH FOODS #271 | 1800 N ASHLEY ST | VALDOSTA | Lowndes | 9092151 | 2 | Flapper Valve | 1987-04-30 | FALSE | 1987-04-30 | FALSE | Currently in Use | E-10 | 6000 | Galvanic (STIP-3) | 1987-04-30 | Fiberglass Reinforced Plastic | Pressurized
FLASH FOODS #271 | 1800 N ASHLEY ST | VALDOSTA | Lowndes | 9092151 | 3 | Flapper Valve | 1987-04-30 | FALSE | 1987-04-30 | FALSE | Currently in Use | Premium | 6000 | Galvanic (STIP-3) | 1987-04-30 | Fiberglass Reinforced Plastic | Pressurized
FLASH FOODS #271 | 1800 N ASHLEY ST | VALDOSTA | Lowndes | 9092151 | 4 | Flapper Valve | 1987-04-30 | FALSE | 1987-04-30 | FALSE | Currently in Use | Diesel | 6000 | Galvanic (STIP-3) | 1987-04-30 | Fiberglass Reinforced Plastic | Pressurized
FLASH FOODS #271 | 1800 N ASHLEY ST | VALDOSTA | Lowndes | 9092151 | 5 | [5 empty] | Removed from Ground | Gas (Historical Use) | 8000 | Bare Steel | 1976-05-01 | Galvanized Steel
FLASH FOODS #271 | 1800 N ASHLEY ST | VALDOSTA | Lowndes | 9092151 | 6 | [5 empty] | Removed from Ground | Gas (Historical Use) | 2000 | Bare Steel | 1956-05-01 | Galvanized Steel
FLASH FOODS #271 | 1800 N ASHLEY ST | VALDOSTA | Lowndes | 9092151 | 7 | [5 empty] | Removed from Ground | Gas (Historical Use) | 2000 | Bare Steel | 1956-05-01 | Galvanized Steel
FLASH FOODS #271 | 1800 N ASHLEY ST | VALDOSTA | Lowndes | 9092151 | 9 | [5 empty] | Removed from Ground | Gas (Historical Use) | 2000 | Bare Steel | 1956-05-01 | Galvanized Steel
DAUGHARTY SVC STATION #945 | 200 WEST HILL AVE | VALDOSTA | Lowndes | 9092152 | 1 | Flapper Valve | 1998-04-30 | FALSE | 1998-04-30 | FALSE | Currently in Use | E-10 | 10000 | Fiberglass | 1980-08-10 | Fiberglass Reinforced Plastic | Pressurized
DAUGHARTY SVC STATION #945 | 200 WEST HILL AVE | VALDOSTA | Lowndes | 9092152 | 2 | Flapper Valve | 1998-04-30 | FALSE | 1998-04-30 | FALSE | Currently in Use | Premium | 10000 | Fiberglass | 1980-08-10 | Fiberglass Reinforced Plastic | Pressurized
DAUGHARTY SVC STATION #945 | 200 WEST HILL AVE | VALDOSTA | Lowndes | 9092152 | 3 | Flapper Valve | 1998-04-30 | FALSE | 1998-04-30 | FALSE | Currently in Use | Gas (Historical Use) | 10000 | Fiberglass | 1980-08-10 | Fiberglass Reinforced Plastic | Pressurized
DAUGHARTY SVC STATION #945 | 200 WEST HILL AVE | VALDOSTA | Lowndes | 9092152 | 4 | Flapper Valve | 1998-04-30 | FALSE | 1998-04-30 | FALSE | Currently in Use | Diesel | 10000 | Fiberglass | 1980-08-10 | Fiberglass Reinforced Plastic | Pressurized
DAUGHARTY SVC STATION #945 | 200 WEST HILL AVE | VALDOSTA | Lowndes | 9092152 | 5 |  |  | TRUE |  | TRUE | Removed from Ground | Used Oil | 1000 | Fiberglass | 1980-08-10 | Fiberglass Reinforced Plastic | Pressurized
JP FOODS | 7415 GA HWY 376 | LAKE PARK | Lowndes | 9092154 | 1A | Ball Float | 1994-01-19 | FALSE | 1994-01-19 | FALSE | Currently in Use | Gas (Historical Use) | 5000 | Galvanic (STIP-3) | 1994-01-19 | Fiberglass Reinforced Plastic | Pressurized
JP FOODS | 7415 GA HWY 376 | LAKE PARK | Lowndes | 9092154 | 1B | Ball Float | 1994-01-19 | FALSE | 1994-01-19 | FALSE | Currently in Use | Diesel Off Road | 5000 | Galvanic (STIP-3) | 1994-01-19 | Fiberglass Reinforced Plastic | Pressurized
JP FOODS | 7415 GA HWY 376 | LAKE PARK | Lowndes | 9092154 | 2 | Ball Float | 1994-01-19 | FALSE | 1994-01-19 | FALSE | Currently in Use | E-10 | 8000 | Galvanic (STIP-3) | 1994-01-19 | Fiberglass Reinforced Plastic | Pressurized
JP FOODS | 7415 GA HWY 376 | LAKE PARK | Lowndes | 9092154 | 2B | Ball Float | 1994-01-19 | FALSE | 1994-01-19 | FALSE | Currently in Use | Diesel On Road | 4000 | Galvanic (STIP-3) | 1994-01-19 | Fiberglass Reinforced Plastic | Pressurized
947 SHELL TRUCK STOP | 2102 W HILL AVE | VALDOSTA | Lowndes | 9092155 | 1 |  | 1993-03-17 | FALSE | 1993-03-17 | FALSE | Currently in Use | Regular | 10000 | Fiberglass | 1993-03-17 | Fiberglass Reinforced Plastic | Pressurized
947 SHELL TRUCK STOP | 2102 W HILL AVE | VALDOSTA | Lowndes | 9092155 | 2 |  | 1993-03-17 | FALSE | 1993-03-17 | FALSE | Currently in Use | Premium | 10000 | Fiberglass | 1993-03-17 | Fiberglass Reinforced Plastic | Pressurized
947 SHELL TRUCK STOP | 2102 W HILL AVE | VALDOSTA | Lowndes | 9092155 | 3 |  | 1993-03-17 | FALSE | 1993-03-17 | FALSE | Currently in Use | Plus | 10000 | Fiberglass | 1993-03-17 | Fiberglass Reinforced Plastic | Pressurized
947 SHELL TRUCK STOP | 2102 W HILL AVE | VALDOSTA | Lowndes | 9092155 | 4 | Ball Float | 1993-03-17 | FALSE | 1993-03-17 | FALSE | Currently in Use | Diesel | 20000 | Fiberglass | 1993-03-15 | Fiberglass Reinforced Plastic | Pressurized
947 SHELL TRUCK STOP | 2102 W HILL AVE | VALDOSTA | Lowndes | 9092155 | 5 |  | 1993-03-17 |  | 1993-03-17 |  | Removed from Ground | Diesel | 20000 | Cathodically Protected Steel | 1993-03-15 | Fiberglass Reinforced Plastic | Pressurized
947 SHELL TRUCK STOP | 2102 W HILL AVE | VALDOSTA | Lowndes | 9092155 | 6 | Ball Float | 1993-03-17 | FALSE | 1993-03-17 | FALSE | Currently in Use | Diesel | 2000 | Fiberglass | 1993-03-15 | Fiberglass Reinforced Plastic | Pressurized
947 SHELL TRUCK STOP | 2102 W HILL AVE | VALDOSTA | Lowndes | 9092155 | 7 |  | 2010-07-23 | FALSE | 2010-07-23 | FALSE | Currently in Use | Diesel | 20000 | Composite Double Walled | 2010-07-23 | Fiberglass Reinforced Plastic | Pressurized
VALDOSTA STATE UNIV AUTOMOTIVE C | 1206 N PATTERSON ST | VALDOSTA | Lowndes | 9092156 | 1 | [5 empty] | Removed from Ground | Gas (Historical Use) | 10000 | Bare Steel | 1978-01-07 | Bare Steel | Pressurized
VALDOSTA STATE UNIV AUTOMOTIVE C | 1206 N PATTERSON ST | VALDOSTA | Lowndes | 9092156 | 2 | [5 empty] | Removed from Ground | Gas (Historical Use) | 10000 | Bare Steel | 1978-01-07 | Bare Steel | Pressurized
VALDOSTA STATE UNIV AUTOMOTIVE C | 1206 N PATTERSON ST | VALDOSTA | Lowndes | 9092156 | 3 |  |  | TRUE |  | TRUE | Removed from Ground | Used Oil | 250 | Bare Steel | 1978-01-07 | Bare Steel | Gravity Fed
VALDOSTA STATE UNIV AUTOMOTIVE C | 1206 N PATTERSON ST | VALDOSTA | Lowndes | 9092156 | 4 | Ball Float | 1996-07-01 |  | 1996-07-01 |  | Removed from Ground | Gas (Historical Use) | 10000 | Galvanic (STIP-3) | 1996-07-01 | Double-Walled Fiberglass | Pressurized
VALDOSTA STATE UNIV AUTOMOTIVE C | 1206 N PATTERSON ST | VALDOSTA | Lowndes | 9092156 | 5 | Ball Float | 1996-07-01 |  | 1996-07-01 |  | Removed from Ground | Diesel | 4000 | Galvanic (STIP-3) | 1996-07-01 | Double-Walled Fiberglass | Safe Suction (Euro)
VALDOSTA STATE UNIVERSITY PLANT | 1500 N PATTERSON ST | VALDOSTA | Lowndes | 9092157 | 1 | [5 empty] | Removed from Ground | Diesel | 15000 | Bare Steel | 1980-01-07 | Bare Steel | Safe Suction (Euro)
VALDOSTA STATE UNIVERSITY PLANT | 1500 N PATTERSON ST | VALDOSTA | Lowndes | 9092157 | 2 | [5 empty] | Removed from Ground | Diesel | 15000 | Bare Steel | 1980-01-07 | Bare Steel | Safe Suction (Euro)
VALDOSTA STATE UNIVERSITY PLANT | 1500 N PATTERSON ST | VALDOSTA | Lowndes | 9092157 | 3 | [5 empty] | Removed from Ground | Diesel | 15000 | Bare Steel | 1980-01-07 | Bare Steel | Safe Suction (Euro)
VALDOSTA STATE UNIVERSITY PLANT | 1500 N PATTERSON ST | VALDOSTA | Lowndes | 9092157 | 4 | [5 empty] | Removed from Ground | Gas (Historical Use) | 1000 | Bare Steel | 1980-01-07 | Bare Steel | Safe Suction (Euro)
VALDOSTA STATE UNIVERSITY PLANT | 1500 N PATTERSON ST | VALDOSTA | Lowndes | 9092157 | 5 | [5 empty] | Removed from Ground | Gas (Historical Use) | 10000 | Bare Steel | 1965-01-07 | Bare Steel | Safe Suction (Euro)
GA DEPT PUBLIC SAFETY/GA STATE P | 1411 MADSION HWY | VALDOSTA | Lowndes | 9092158 | 1 | [5 empty] | Removed from Ground | Gas (Historical Use) | 10000 | Bare Steel | 1982-01-01 | Galvanized Steel
GA DEPT PUBLIC SAFETY/GA STATE P | 1411 MADSION HWY | VALDOSTA | Lowndes | 9092158 | 2 |  |  | TRUE |  | TRUE | Removed from Ground | Used Oil | 1000 | Bare Steel | 1982-01-01 | Galvanized Steel
VALDOSTA STATE PRISON | 3131 VALTECH RD | VALDOSTA | Lowndes | 9092159 | 1 | [5 empty] | Removed from Ground | Gas (Historical Use) | 10000 | Fiberglass | 1988-08-01 | Bare Steel | Gravity Fed
VALDOSTA STATE PRISON | 3131 VALTECH RD | VALDOSTA | Lowndes | 9092159 | 2 | [5 empty] | Removed from Ground | Diesel | 2000 | Fiberglass | 1988-08-01 | Bare Steel | Gravity Fed
VALDOSTA STATE PRISON | 3131 VALTECH RD | VALDOSTA | Lowndes | 9092159 | 3 | [5 empty] | Removed from Ground | Diesel | 2000 | Fiberglass | 1988-08-01 | Bare Steel
VALDOSTA STATE PRISON | 3131 VALTECH RD | VALDOSTA | Lowndes | 9092159 | 4 |  |  | TRUE |  | TRUE | Removed from Ground | Used Oil | 550 | Fiberglass | 1988-08-08 | Bare Steel
VALDOSTA STATE PRISON | 3131 VALTECH RD | VALDOSTA | Lowndes | 9092159 | 5 | Flapper Valve | 1998-09-01 | FALSE | 1998-09-01 | FALSE | Currently in Use | Gas (Historical Use) | 2500 | Fiberglass Double Walled | 1998-09-01 | Fiberglass Reinforced Plastic | Safe Suction (Euro)
VALDOSTA STATE PRISON | 3131 VALTECH RD | VALDOSTA | Lowndes | 9092159 | 6 | Flapper Valve | 1998-09-01 | FALSE | 1998-09-01 | FALSE | Currently in Use | Diesel | 1000 | Fiberglass Double Walled | 1998-09-01 | Fiberglass Reinforced Plastic | Safe Suction (Euro)
VALDOSTA STATE PRISON | 3131 VALTECH RD | VALDOSTA | Lowndes | 9092159 | 7 | Flapper Valve | 1998-09-15 | FALSE | 1998-09-15 | FALSE | Currently in Use | Diesel | 2500 | Fiberglass Double Walled | 1998-09-15 | Double-Walled Fiberglass | Suction (American)
S & M FOOD STORE APC #435 | 704 NORTH FORREST ST | VALDOSTA | Lowndes | 9092161 | 1 | [5 empty] | Removed from Ground | Gas (Historical Use) | 8000 | Bare Steel | 1998-10-27 | Galvanized Steel | Suction (American)
S & M FOOD STORE APC #435 | 704 NORTH FORREST ST | VALDOSTA | Lowndes | 9092161 | 2 | [5 empty] | Removed from Ground | Gas (Historical Use) | 8000 | Bare Steel | 1998-10-27 | Galvanized Steel | Suction (American)
S & M FOOD STORE APC #435 | 704 NORTH FORREST ST | VALDOSTA | Lowndes | 9092161 | 3 | [5 empty] | Removed from Ground | Gas (Historical Use) | 8000 | Bare Steel | 1998-10-27 | Galvanized Steel | Suction (American)
CINN NEW ORLEANS & TEXAS PACIFIC | NO LOCATION GIVEN | VALDOSTA | Lowndes | 9092162 | 1 | [5 empty] | Removed from Ground | Gas (Historical Use) | 500 | Not Marked/Unknown |  | Not Marked
GA DOT | STATE RT 84 | VALDOSTA | Lowndes | 9092164 | 1 | [5 empty] | Closed in Ground | Empty | 550 | Bare Steel | 1992-07-13 | Galvanized Steel
VALDOSTA BOARD OF EDUCATION | 1215 SLATER ST | VALDOSTA | Lowndes | 9092165 | 1 |  | 1991-05-01 |  | 1991-05-01 |  | Removed from Ground | Other | 10000 | Double Walled | 1991-05-01 | Fiberglass Reinforced Plastic | Pressurized
VALDOSTA BOARD OF EDUCATION | 1215 SLATER ST | VALDOSTA | Lowndes | 9092165 | 2 |  | 1991-05-01 |  | 1991-05-01 |  | Removed from Ground | Other | 10000 | Double Walled | 1991-05-01 | Fiberglass Reinforced Plastic | Pressurized
PATTERSON BP #961 | 1115 NORTH PATTERSON ST | VALDOSTA | Lowndes | 9092166 | 1 | Flapper Valve | 1998-07-22 | FALSE | 1998-07-22 | FALSE | Currently in Use | E-10 | 6000 | Composite | 1987-10-09 | Fiberglass Reinforced Plastic | Pressurized
PATTERSON BP #961 | 1115 NORTH PATTERSON ST | VALDOSTA | Lowndes | 9092166 | 2 | Flapper Valve | 1998-07-22 | FALSE | 1998-07-22 | FALSE | Currently in Use | Diesel | 6000 | Composite | 1987-10-09 | Fiberglass Reinforced Plastic | Pressurized
PATTERSON BP #961 | 1115 NORTH PATTERSON ST | VALDOSTA | Lowndes | 9092166 | 3 | Flapper Valve | 1998-07-22 | FALSE | 1998-07-22 | FALSE | Currently in Use | Premium | 6000 | Composite | 1987-10-09 | Fiberglass Reinforced Plastic | Pressurized
THE COUNTRY STORE | 3954 OLD US 41 N | VALDOSTA | Lowndes | 9092177 | 1 | Flapper Valve | 1994-08-26 | FALSE | 1994-08-26 | FALSE | Removed from Ground | Gas (Historical Use) | 6000 | Galvanic (STIP-3) | 1987-04-10 | Galvanized Steel | Pressurized
THE COUNTRY STORE | 3954 OLD US 41 N | VALDOSTA | Lowndes | 9092177 | 2 | Flapper Valve | 1994-08-26 | FALSE | 1994-08-26 | FALSE | Removed from Ground | Gas (Historical Use) | 6000 | Galvanic (STIP-3) | 1987-04-10 | Galvanized Steel | Pressurized
THE COUNTRY STORE | 3954 OLD US 41 N | VALDOSTA | Lowndes | 9092177 | 3 | Flapper Valve | 1994-08-26 | FALSE | 1994-08-26 | FALSE | Removed from Ground | Gas (Historical Use) | 6000 | Galvanic (STIP-3) | 1987-04-10 | Galvanized Steel | Pressurized
THE COUNTRY STORE | 3954 OLD US 41 N | VALDOSTA | Lowndes | 9092177 | 4 | Flapper Valve | 1994-08-26 | FALSE | 1994-08-26 | FALSE | Removed from Ground | Gas (Historical Use) | 8000 | Galvanic (STIP-3) | 1987-04-10 | Galvanized Steel | Pressurized
NO FACILITY NAME | 4635 MADISON HWY | VALDOSTA | Lowndes | 9092178 | 1 | [5 empty] | Removed from Ground | Other | 1000 | Not Marked/Unknown |  | Not Marked
NO FACILITY NAME | 4635 MADISON HWY | VALDOSTA | Lowndes | 9092178 | 2 | [5 empty] | Removed from Ground | Other | 1000 | Not Marked/Unknown | 1996-10-15 | Not Marked
NO FACILITY NAME | 4635 MADISON HWY | VALDOSTA | Lowndes | 9092178 | 3 | [5 empty] | Removed from Ground | Other | 1000 | Not Marked/Unknown | 1996-10-15 | Not Marked
INLAND #884 | 2112 W HILL AVE | VALDOSTA | Lowndes | 9092180 | 1 | [5 empty] | Removed from Ground | Gas (Historical Use) | 3000 | Bare Steel | 1954-03-01 | Galvanized Steel | Suction (American)
INLAND #884 | 2112 W HILL AVE | VALDOSTA | Lowndes | 9092180 | 2 | [5 empty] | Removed from Ground | Gas (Historical Use) | 3000 | Bare Steel | 1954-03-01 | Galvanized Steel | Suction (American)
INLAND #884 | 2112 W HILL AVE | VALDOSTA | Lowndes | 9092180 | 3 | [5 empty] | Removed from Ground | Gas (Historical Use) | 3000 | Bare Steel | 1954-03-01 | Galvanized Steel | Suction (American)
INLAND #884 | 2112 W HILL AVE | VALDOSTA | Lowndes | 9092180 | 4 | [5 empty] | Removed from Ground | Gas (Historical Use) | 3000 | Bare Steel | 1954-03-01 | Galvanized Steel | Suction (American)
INLAND #884 | 2112 W HILL AVE | VALDOSTA | Lowndes | 9092180 | 5 | [5 empty] | Removed from Ground | Gas (Historical Use) | 4000 | Bare Steel | 1954-03-01 | Galvanized Steel | Suction (American)
INLAND #884 | 2112 W HILL AVE | VALDOSTA | Lowndes | 9092180 | 6 | [5 empty] | Removed from Ground | Gas (Historical Use) | 1000 | Bare Steel | 1954-03-01 | Galvanized Steel | Suction (American)
INLAND #884 | 2112 W HILL AVE | VALDOSTA | Lowndes | 9092180 | 7 | Flapper Valve |  | FALSE |  | FALSE | Currently in Use | Diesel | 25000 | Fiberglass Double Walled | 2007-09-20 | Double-Walled Fiberglass | Pressurized
INLAND #884 | 2112 W HILL AVE | VALDOSTA | Lowndes | 9092180 | 8A | Flapper Valve |  | FALSE |  | FALSE | Currently in Use | Regular | 10000 | Fiberglass Double Walled | 2007-09-20 | Double-Walled Fiberglass | Pressurized
INLAND #884 | 2112 W HILL AVE | VALDOSTA | Lowndes | 9092180 | 8B | Flapper Valve |  | FALSE |  | FALSE | Currently in Use | Premium | 6000 | Fiberglass Double Walled | 2007-09-20 | Double-Walled Fiberglass | Pressurized
KUSHI FOOD MART | 1509 NORTHSIDE DR | VALDOSTA | Lowndes | 9092181 | 1A | Ball Float | 1994-12-02 | FALSE | 1994-12-02 | FALSE | Currently in Use | E-10 | 10000 | Galvanic (STIP-3) | 1994-11-22 | Galvanized Steel | Pressurized
KUSHI FOOD MART | 1509 NORTHSIDE DR | VALDOSTA | Lowndes | 9092181 | 1B | Ball Float | 1994-12-02 | FALSE | 1994-12-02 | FALSE | Currently in Use | Premium | 5000 | Galvanic (STIP-3) | 1994-11-22 | Galvanized Steel | Pressurized
PHILLIPS 66 CO #008208 | N ASHLEY & ROSEDALE | VALDOSTA | Lowndes | 9092182 | 336614 | [5 empty] | Temporarily out of use | Gas (Historical Use) | 1000 | Bare Steel | 1964-04-01 | Bare Steel
PHILLIPS 66 CO #008208 | N ASHLEY & ROSEDALE | VALDOSTA | Lowndes | 9092182 | 336630 | [5 empty] | Temporarily out of use | Gas (Historical Use) | 4000 | Bare Steel | 1966-04-01 | Bare Steel
PHILLIPS 66 CO #008208 | N ASHLEY & ROSEDALE | VALDOSTA | Lowndes | 9092182 | 336632 | [5 empty] | Temporarily out of use | Gas (Historical Use) | 3000 | Bare Steel | 1966-04-01 | Bare Steel
PHILLIPS 66 CO #008208 | N ASHLEY & ROSEDALE | VALDOSTA | Lowndes | 9092182 | 336634 | [5 empty] | Temporarily out of use | Gas (Historical Use) | 3000 | Bare Steel | 1966-04-01 | Bare Steel
PHILLIPS 66 CO #008208 | N ASHLEY & ROSEDALE | VALDOSTA | Lowndes | 9092182 | 336638 |  |  | TRUE |  | TRUE | Temporarily out of use | Used Oil | 550 | Bare Steel | 1966-04-01 | Bare Steel
PHILLIPS 66 CO #008208 | N ASHLEY & ROSEDALE | VALDOSTA | Lowndes | 9092182 | 466998 | [5 empty] | Temporarily out of use | Gas (Historical Use) | 6000 | Bare Steel | 1974-04-01 | Bare Steel
BAYTREE RD 66 | 917 BAYTREE RD | VALDOSTA | Lowndes | 9092183 | 1 | Ball Float | 1998-12-31 | FALSE | 1998-12-31 | FALSE | Currently in Use | E-10 | 20000 | Composite | 1998-12-31 | Fiberglass Reinforced Plastic | Pressurized
BAYTREE RD 66 | 917 BAYTREE RD | VALDOSTA | Lowndes | 9092183 | 2 | Ball Float | 1998-12-31 | FALSE | 1998-12-31 | FALSE | Currently in Use | Premium | 8000 | Composite | 1998-12-31 | Fiberglass Reinforced Plastic | Pressurized
BAYTREE RD 66 | 917 BAYTREE RD | VALDOSTA | Lowndes | 9092183 | 3 | Ball Float | 1998-12-31 | FALSE | 1998-12-31 | FALSE | Currently in Use | Diesel | 4000 | Composite | 1998-12-31 | Fiberglass Reinforced Plastic | Pressurized
BAYTREE RD 66 | 917 BAYTREE RD | VALDOSTA | Lowndes | 9092183 | PLUS | [5 empty] | Removed from Ground | Gas (Historical Use) | 6000 | Bare Steel | 1974-04-01 | Bare Steel | Pressurized
BAYTREE RD 66 | 917 BAYTREE RD | VALDOSTA | Lowndes | 9092183 | PREM | [5 empty] | Removed from Ground | Gas (Historical Use) | 8000 | Bare Steel | 1966-04-01 | Bare Steel | Pressurized
BAYTREE RD 66 | 917 BAYTREE RD | VALDOSTA | Lowndes | 9092183 | RU | [5 empty] | Removed from Ground | Gas (Historical Use) | 8000 | Bare Steel | 1966-04-01 | Bare Steel | Pressurized
BAYTREE RD 66 | 917 BAYTREE RD | VALDOSTA | Lowndes | 9092183 | WO |  |  | TRUE |  | TRUE | Removed from Ground | Used Oil | 550 | Bare Steel | 1966-04-01 | Bare Steel | Gravity Fed
JOSEPH FOODSERVICE INC | 107 AVENUE B | VALDOSTA | Lowndes | 9092188 | 1 | [5 empty] | Removed from Ground | Gas (Historical Use) | 4000 | Bare Steel | 1984-01-01 | Galvanized Steel | Pressurized
JOSEPH FOODSERVICE INC | 107 AVENUE B | VALDOSTA | Lowndes | 9092188 | 2 | [5 empty] | Removed from Ground | Diesel | 10000 | Bare Steel | 1984-01-01 | Galvanized Steel | Pressurized
MR UNLEADED | 1258 LAKES BLVD | VALDOSTA | Lowndes | 9092191 | P3 |  | 1988-03-01 |  | 1988-03-01 |  | Removed from Ground | Gas (Historical Use) | 8000 | Galvanic (STIP-3) | 1988-03-01 | Fiberglass Reinforced Plastic | Pressurized
MR UNLEADED | 1258 LAKES BLVD | VALDOSTA | Lowndes | 9092191 | RU-A |  | 1988-03-01 |  | 1988-03-01 |  | Removed from Ground | Gas (Historical Use) | 8000 | Galvanic (STIP-3) | 1988-03-01 | Fiberglass Reinforced Plastic | Pressurized
MR UNLEADED | 1258 LAKES BLVD | VALDOSTA | Lowndes | 9092191 | RU-B |  | 1988-03-01 |  | 1988-03-01 |  | Removed from Ground | Gas (Historical Use) | 6000 | Galvanic (STIP-3) | 1988-03-01 | Fiberglass Reinforced Plastic | Pressurized
MR UNLEADED | 1258 LAKES BLVD | VALDOSTA | Lowndes | 9092191 | WO4 |  |  | TRUE |  | TRUE | Removed from Ground | Used Oil | 0 | Bare Steel | 1967-04-01 | Galvanized Steel
RYDER TRUCK RENTAL #0608A | 1618 JAMES P RODGERS DR | VALDOSTA | Lowndes | 9092192 | 1 | [5 empty] | Removed from Ground | Diesel | 15000 | Bare Steel | 1981-05-01 | Not Marked
RYDER TRUCK RENTAL #0608A | 1618 JAMES P RODGERS DR | VALDOSTA | Lowndes | 9092192 | 2 | [5 empty] | Removed from Ground | Diesel | 15000 | Bare Steel | 1981-05-01 | Galvanized Steel | Pressurized
RYDER TRUCK RENTAL #0608A | 1618 JAMES P RODGERS DR | VALDOSTA | Lowndes | 9092192 | 3 | [5 empty] | Removed from Ground | Diesel | 15000 | Bare Steel | 1981-05-01 | Not Marked
RYDER TRUCK RENTAL #0608A | 1618 JAMES P RODGERS DR | VALDOSTA | Lowndes | 9092192 | 4 | [5 empty] | Removed from Ground | Gas (Historical Use) | 10000 | Bare Steel | 1981-05-01 | Galvanized Steel | Pressurized
RYDER TRUCK RENTAL #0608A | 1618 JAMES P RODGERS DR | VALDOSTA | Lowndes | 9092192 | 5 | [5 empty] | Removed from Ground | Other | 4000 | Bare Steel | 1981-05-01 | Galvanized Steel | Suction (American)
RYDER TRUCK RENTAL #0608A | 1618 JAMES P RODGERS DR | VALDOSTA | Lowndes | 9092192 | 6 |  |  | TRUE |  | TRUE | Removed from Ground | Used Oil | 2000 | Bare Steel | 1981-05-01 | Galvanized Steel
RYDER TRUCK RENTAL #0608A | 1618 JAMES P RODGERS DR | VALDOSTA | Lowndes | 9092192 | 7 | Flapper Valve | 1996-12-01 |  | 1996-12-01 |  | Currently in Use | Diesel | 20000 | Fiberglass Double Walled | 1995-04-01 | Double-Walled Fiberglass | Pressurized
VALDOSTA STATE UNIVERSITY N CAMP | PENDELTON DR | VALDOSTA | Lowndes | 9092193 | 1 | [5 empty] | Removed from Ground | Kerosene | 2500 | Bare Steel | 1951-01-01 | Bare Steel
VALDOSTA STATE UNIVERSITY N CAMP | PENDELTON DR | VALDOSTA | Lowndes | 9092193 | 2 | [5 empty] | Removed from Ground | Kerosene | 2500 | Bare Steel | 1980-01-07 | Bare Steel
GEORGIA PECAN HOUSE INC | 3473 MADISON HWY | VALDOSTA | Lowndes | 9092201 | 35443 |  | 1992-04-29 |  | 1991-05-20 |  | Removed from Ground | Gas (Historical Use) | 10000 | Epoxy | 1991-05-21 | Double Walled | Pressurized
GEORGIA PECAN HOUSE INC | 3473 MADISON HWY | VALDOSTA | Lowndes | 9092201 | 35447 |  | 1992-04-29 |  | 1992-04-29 |  | Removed from Ground | Gas (Historical Use) | 10000 | Epoxy | 1991-05-21 | Double Walled | Pressurized
DORTHY WILKERSON/OLD STATION | 912 SOUTH PATTERSON ST | VALDOSTA | Lowndes | 9092202 | 1 | [5 empty] | Permanently Out of Use - historical purposes | Gas (Historical Use) | 1000 | Not Marked/Unknown |  | Unknown
DORTHY WILKERSON/OLD STATION | 912 SOUTH PATTERSON ST | VALDOSTA | Lowndes | 9092202 | 2 | [5 empty] | Permanently Out of Use - historical purposes | Gas (Historical Use) | 1000 | Not Marked/Unknown |  | Unknown
DORTHY WILKERSON/OLD STATION | 912 SOUTH PATTERSON ST | VALDOSTA | Lowndes | 9092202 | 3 | [5 empty] | Permanently Out of Use - historical purposes | Gas (Historical Use) | 1000 | Not Marked/Unknown |  | Unknown
DORTHY WILKERSON/OLD STATION | 912 SOUTH PATTERSON ST | VALDOSTA | Lowndes | 9092202 | 4 | [5 empty] | Permanently Out of Use - historical purposes | Gas (Historical Use) | 1000 | Not Marked/Unknown |  | Unknown
DORTHY WILKERSON/OLD STATION | 912 SOUTH PATTERSON ST | VALDOSTA | Lowndes | 9092202 | 5 | [5 empty] | Permanently Out of Use - historical purposes | Gas (Historical Use) | 1000 | Not Marked/Unknown |  | Unknown
DORTHY WILKERSON/OLD STATION | 912 SOUTH PATTERSON ST | VALDOSTA | Lowndes | 9092202 | 6 | [5 empty] | Permanently Out of Use - historical purposes | Gas (Historical Use) | 1000 | Not Marked/Unknown |  | Unknown
#926 (LAKE PARK TRAVEL) | 7212 LAKE PARK BLVD | LAKE PARK | Lowndes | 9092204 | 1 | Flapper Valve | 1996-03-29 | FALSE | 1996-03-29 | FALSE | Currently in Use | E-10 | 15000 | Steel-Impressed Current | 1981-03-01 | Double-Walled Fiberglass | Pressurized
#926 (LAKE PARK TRAVEL) | 7212 LAKE PARK BLVD | LAKE PARK | Lowndes | 9092204 | 2 | Flapper Valve | 1996-03-29 | FALSE | 1996-03-29 | FALSE | Currently in Use | Plus | 15000 | Steel-Impressed Current | 1981-03-01 | Double-Walled Fiberglass | Pressurized
#926 (LAKE PARK TRAVEL) | 7212 LAKE PARK BLVD | LAKE PARK | Lowndes | 9092204 | 3 | Flapper Valve | 1996-03-29 | FALSE | 1996-03-29 | FALSE | Currently in Use | Premium | 15000 | Steel-Impressed Current | 1981-03-01 | Double-Walled Fiberglass | Pressurized
#926 (LAKE PARK TRAVEL) | 7212 LAKE PARK BLVD | LAKE PARK | Lowndes | 9092204 | 4-DSL | Flapper Valve | 1996-03-29 | FALSE | 1996-03-29 | FALSE | Currently in Use | Diesel | 20000 | Steel-Impressed Current | 1981-03-01 | Double-Walled Fiberglass | Pressurized
#926 (LAKE PARK TRAVEL) | 7212 LAKE PARK BLVD | LAKE PARK | Lowndes | 9092204 | 5-DSL | Flapper Valve | 1996-03-29 | FALSE | 1996-03-29 | FALSE | Currently in Use | Diesel | 20000 | Steel-Impressed Current | 1981-03-01 | Double-Walled Fiberglass | Pressurized
#926 (LAKE PARK TRAVEL) | 7212 LAKE PARK BLVD | LAKE PARK | Lowndes | 9092204 | 6-DSL | Flapper Valve | 1996-03-29 | FALSE | 1996-03-29 | FALSE | Currently in Use | Diesel | 20000 | Steel-Impressed Current | 1981-03-01 | Double-Walled Fiberglass | Pressurized
#926 (LAKE PARK TRAVEL) | 7212 LAKE PARK BLVD | LAKE PARK | Lowndes | 9092204 | 7-DSL | Flapper Valve | 1996-03-29 | FALSE | 1996-03-29 | FALSE | Currently in Use | Diesel | 20000 | Steel-Impressed Current | 1981-03-01 | Double-Walled Fiberglass | Pressurized
#911 (GAS & GO #5 ) | 5815 BEMISS RD | VALDOSTA | Lowndes | 9092205 | 1 |  | 1999-01-01 |  | 1999-01-01 |  | Removed from Ground | Gas (Historical Use) | 3000 | Steel-Impressed Current | 1982-01-01 | Fiberglass Reinforced Plastic | Pressurized
#911 (GAS & GO #5 ) | 5815 BEMISS RD | VALDOSTA | Lowndes | 9092205 | 2 |  | 1999-01-01 |  | 1999-01-01 |  | Removed from Ground | Gas (Historical Use) | 4000 | Steel-Impressed Current | 1982-01-01 | Fiberglass Reinforced Plastic | Pressurized
#911 (GAS & GO #5 ) | 5815 BEMISS RD | VALDOSTA | Lowndes | 9092205 | K-OIL |  | 1999-01-01 |  | 1999-01-01 |  | Removed from Ground | Kerosene | 4000 | Steel-Impressed Current | 1982-01-01 | Fiberglass Reinforced Plastic | Suction (American)
#911 (GAS & GO #5 ) | 5815 BEMISS RD | VALDOSTA | Lowndes | 9092205 | SUL |  | 1999-01-01 |  | 1999-01-01 |  | Removed from Ground | Gas (Historical Use) | 10000 | Steel-Impressed Current | 1982-01-01 | Fiberglass Reinforced Plastic | Pressurized
#911 (GAS & GO #5 ) | 5815 BEMISS RD | VALDOSTA | Lowndes | 9092205 | UL |  | 1999-01-01 |  | 1999-01-01 |  | Removed from Ground | Gas (Historical Use) | 10000 | Steel-Impressed Current | 1982-01-01 | Fiberglass Reinforced Plastic | Pressurized
#911 (GAS & GO #5 ) | 5815 BEMISS RD | VALDOSTA | Lowndes | 9092205 | ULP |  | 1999-01-01 |  | 1999-01-01 |  | Removed from Ground | Diesel | 10000 | Steel-Impressed Current | 1982-01-01 | Fiberglass Reinforced Plastic | Pressurized
#907 (E-Z FOOD MART) | 1302 N ST AUGUSTINE RD | VALDOSTA | Lowndes | 9092206 | 1 | Flapper Valve | 1998-09-23 |  | 1998-09-23 |  | Removed from Ground | Gas (Historical Use) | 6000 | Galvanic (STIP-3) | 1988-01-01 | Fiberglass Reinforced Plastic | Pressurized
#907 (E-Z FOOD MART) | 1302 N ST AUGUSTINE RD | VALDOSTA | Lowndes | 9092206 | 2 | Flapper Valve | 1998-09-23 |  | 1998-09-23 |  | Removed from Ground | Gas (Historical Use) | 8000 | Galvanic (STIP-3) | 1988-01-01 | Fiberglass Reinforced Plastic | Pressurized
#907 (E-Z FOOD MART) | 1302 N ST AUGUSTINE RD | VALDOSTA | Lowndes | 9092206 | 3 | Flapper Valve | 1998-09-23 |  | 1998-09-23 |  | Removed from Ground | Gas (Historical Use) | 10000 | Galvanic (STIP-3) | 1988-01-01 | Fiberglass Reinforced Plastic | Pressurized
#907 (E-Z FOOD MART) | 1302 N ST AUGUSTINE RD | VALDOSTA | Lowndes | 9092206 | 4 |  | 1998-09-23 |  | 1998-09-23 |  | Removed from Ground | Diesel | 2000 | Galvanic (STIP-3) | 1988-01-01 | Fiberglass Reinforced Plastic | Pressurized
#914 ( GAS & GO #1) | 812 S PATTERSON ST | VALDOSTA | Lowndes | 9092207 | 1 | Flapper Valve | 1997-09-05 | FALSE | 1997-09-05 | FALSE | Currently in Use | E-10 | 8000 | Steel-Impressed Current | 1986-01-01 | Steel (Impressed Current) | Pressurized
#914 ( GAS & GO #1) | 812 S PATTERSON ST | VALDOSTA | Lowndes | 9092207 | 2 | Flapper Valve | 1997-09-05 | FALSE | 1997-09-05 | FALSE | Currently in Use | Plus | 10000 | Steel-Impressed Current | 1986-01-01 | Steel (Impressed Current) | Pressurized
#914 ( GAS & GO #1) | 812 S PATTERSON ST | VALDOSTA | Lowndes | 9092207 | 3 | Flapper Valve | 1997-09-05 | FALSE | 1997-09-05 | FALSE | Currently in Use | Premium | 10000 | Steel-Impressed Current | 1986-01-01 | Steel (Impressed Current) | Pressurized
#914 ( GAS & GO #1) | 812 S PATTERSON ST | VALDOSTA | Lowndes | 9092207 | 4 | Flapper Valve | 1997-09-05 | FALSE | 1997-09-05 | FALSE | Currently in Use | Diesel | 15000 | Steel-Impressed Current | 1986-01-01 | Steel (Impressed Current) | Pressurized
#914 ( GAS & GO #1) | 812 S PATTERSON ST | VALDOSTA | Lowndes | 9092207 | 5 | Flapper Valve | 1995-09-05 | FALSE | 1997-09-05 | FALSE | Currently in Use | Diesel Off Road | 4000 | Steel-Impressed Current | 1986-01-01 | Steel (Impressed Current) | Pressurized
#912 (AKINS OIL BULK PLANT) | 908 S PATTERSON ST | VALDOSTA | Lowndes | 9092208 | 1 | Ball Float | 2000-08-17 | FALSE | 2000-08-17 | FALSE | Currently in Use | Diesel | 10000 | Galvanic (STIP-3) | 1988-01-01 | Fiberglass Reinforced Plastic | Pressurized
#912 (AKINS OIL BULK PLANT) | 908 S PATTERSON ST | VALDOSTA | Lowndes | 9092208 | 2A | Ball Float | 1988-01-01 | FALSE | 1988-01-01 | FALSE | Currently in Use | Diesel | 8000 | Galvanic (STIP-3) | 1996-10-12 | Fiberglass Reinforced Plastic | Pressurized
#912 (AKINS OIL BULK PLANT) | 908 S PATTERSON ST | VALDOSTA | Lowndes | 9092208 | 2B |  | 1996-12-01 | FALSE | 1996-12-01 | FALSE | Currently in Use | E-10 | 4000 | Galvanic (STIP-3) | 1996-10-12 | Fiberglass Reinforced Plastic | Pressurized
#912 (AKINS OIL BULK PLANT) | 908 S PATTERSON ST | VALDOSTA | Lowndes | 9092208 | 2C | Ball Float | 1996-12-01 | FALSE | 1996-12-01 | FALSE | Currently in Use | Premium | 4000 | Galvanic (STIP-3) | 1996-10-12 | Fiberglass Reinforced Plastic | Pressurized
#912 (AKINS OIL BULK PLANT) | 908 S PATTERSON ST | VALDOSTA | Lowndes | 9092208 | 3A | Ball Float | 1996-12-01 | FALSE | 1996-12-01 | FALSE | Currently in Use | Diesel | 8000 | Galvanic (STIP-3) | 1996-10-12 | Fiberglass Reinforced Plastic | Pressurized
#912 (AKINS OIL BULK PLANT) | 908 S PATTERSON ST | VALDOSTA | Lowndes | 9092208 | 3B | Ball Float | 1996-12-01 | FALSE | 1996-12-01 | FALSE | Currently in Use | Kerosene | 6000 | Galvanic (STIP-3) | 1996-12-01 | Fiberglass Reinforced Plastic | Pressurized
#908 BIGFOOT | 1255 LAKES BLVD | LAKE PARK | Lowndes | 9092209 | 1 | Flapper Valve | 1997-09-15 | FALSE | 1997-09-15 | FALSE | Currently in Use | E-10 | 8000 | Galvanic (STIP-3) | 1987-01-01 | Fiberglass Reinforced Plastic | Pressurized
#908 BIGFOOT | 1255 LAKES BLVD | LAKE PARK | Lowndes | 9092209 | 2 | Flapper Valve | 1997-09-15 | FALSE | 1997-09-15 | FALSE | Currently in Use | E-10 | 8000 | Galvanic (STIP-3) | 1987-01-01 | Fiberglass Reinforced Plastic | Pressurized
#908 BIGFOOT | 1255 LAKES BLVD | LAKE PARK | Lowndes | 9092209 | 3 | Flapper Valve | 1997-09-15 | FALSE | 1997-09-15 | FALSE | Currently in Use | Premium | 8000 | Galvanic (STIP-3) | 1987-01-01 | Fiberglass Reinforced Plastic | Pressurized
BIG FOOT TRAVEL CENTER | 1311 HWY 122 WEST | HAHIRA | Lowndes | 909221 | 1 | Flapper Valve | 1993-02-10 | FALSE | 1993-02-10 | FALSE | Temporarily out of use | Gas (Historical Use) | 10000 | Composite | 1992-12-15 | Double-Walled Fiberglass | Pressurized
BIG FOOT TRAVEL CENTER | 1311 HWY 122 WEST | HAHIRA | Lowndes | 909221 | 2 | Flapper Valve | 1993-02-10 | FALSE | 1993-02-10 | FALSE | Currently in Use | E-10 | 10000 | Composite | 1992-12-15 | Double-Walled Fiberglass | Pressurized
BIG FOOT TRAVEL CENTER | 1311 HWY 122 WEST | HAHIRA | Lowndes | 909221 | 3 | Flapper Valve | 1993-02-10 | FALSE | 1993-02-10 | FALSE | Currently in Use | Premium | 10000 | Composite | 1992-12-15 | Double-Walled Fiberglass | Pressurized
BIG FOOT TRAVEL CENTER | 1311 HWY 122 WEST | HAHIRA | Lowndes | 909221 | 4 | Flapper Valve | 1993-02-10 | FALSE | 1993-02-10 | FALSE | Currently in Use | Diesel | 20000 | Composite | 1992-12-15 | Double-Walled Fiberglass | Pressurized
BIG FOOT TRAVEL CENTER | 1311 HWY 122 WEST | HAHIRA | Lowndes | 909221 | 5 | Flapper Valve | 1993-02-10 | FALSE | 1993-02-10 | FALSE | Currently in Use | Diesel | 20000 | Composite | 1992-12-15 | Double-Walled Fiberglass | Pressurized
BIG FOOT TRAVEL CENTER | 1311 HWY 122 WEST | HAHIRA | Lowndes | 909221 | 6 | Flapper Valve | 1993-02-10 | FALSE | 1993-02-10 | FALSE | Currently in Use | Diesel | 4000 | Composite | 1992-12-15 | Fiberglass Reinforced Plastic | Pressurized
QUICK CHANGE #2 | 3701 MADISON HWY | VALDOSTA | Lowndes | 9092211 | 1 | [5 empty] | Removed from Ground | Diesel | 2000 | Not Marked/Unknown | 1997-10-21 | Not Marked
QUICK CHANGE #2 | 3701 MADISON HWY | VALDOSTA | Lowndes | 9092211 | 2 | [5 empty] | Removed from Ground | Diesel | 2000 | Not Marked/Unknown | 1997-10-21 | Not Marked
QUICK CHANGE #2 | 3701 MADISON HWY | VALDOSTA | Lowndes | 9092211 | 3 | Flapper Valve | 1998-10-01 | FALSE | 1988-06-01 | FALSE | Currently in Use | E-10 | 6000 | Galvanic (STIP-3) | 1988-06-01 | Fiberglass Reinforced Plastic | Pressurized
QUICK CHANGE #2 | 3701 MADISON HWY | VALDOSTA | Lowndes | 9092211 | 4 | Flapper Valve | 1998-10-01 | FALSE | 1998-06-01 | FALSE | Currently in Use | E-10 | 6000 | Galvanic (STIP-3) | 1988-06-01 | Fiberglass Reinforced Plastic | Pressurized
QUICK CHANGE #2 | 3701 MADISON HWY | VALDOSTA | Lowndes | 9092211 | 5 | Flapper Valve | 1998-10-01 | FALSE | 1988-06-01 | FALSE | Currently in Use | Diesel | 6000 | Galvanic (STIP-3) | 1988-06-01 | Fiberglass Reinforced Plastic | Pressurized
QUICK CHANGE #3 | 4592 N VALDOSTA RD | VALDOSTA | Lowndes | 9092212 | 1 | [5 empty] | Removed from Ground | Gas (Historical Use) | 4000 | Not Marked/Unknown | 1996-03-26 | Not Marked
QUICK CHANGE #3 | 4592 N VALDOSTA RD | VALDOSTA | Lowndes | 9092212 | 2 | [5 empty] | Removed from Ground | Gas (Historical Use) | 4000 | Not Marked/Unknown | 1996-03-26 | Not Marked
QUICK CHANGE #3 | 4592 N VALDOSTA RD | VALDOSTA | Lowndes | 9092212 | 3 | [5 empty] | Removed from Ground | Gas (Historical Use) | 4000 | Not Marked/Unknown | 1996-03-26 | Not Marked
QUICK CHANGE #3 | 4592 N VALDOSTA RD | VALDOSTA | Lowndes | 9092212 | 4 | [5 empty] | Removed from Ground | Gas (Historical Use) | 4000 | Not Marked/Unknown | 1996-03-26 | Not Marked
QUICK CHANGE #3 | 4592 N VALDOSTA RD | VALDOSTA | Lowndes | 9092212 | 5 | [5 empty] | Removed from Ground | Gas (Historical Use) | 6000 | Not Marked/Unknown | 1996-03-26 | Not Marked
QUICK CHANGE #3 | 4592 N VALDOSTA RD | VALDOSTA | Lowndes | 9092212 | 6 | Ball Float | 1996-07-17 | FALSE | 1996-07-17 | FALSE | Currently in Use | E-10 | 15000 | Composite | 1996-07-07 |  | Pressurized
QUICK CHANGE #3 | 4592 N VALDOSTA RD | VALDOSTA | Lowndes | 9092212 | 7 | Ball Float | 1996-07-17 | FALSE | 1996-07-17 | FALSE | Currently in Use | Premium | 8000 | Composite | 1996-07-17 |  | Pressurized
AUTRY'S BP | 400 N PATTERSON ST | VALDOSTA | Lowndes | 9092213 | 1 | [5 empty] | Removed from Ground | Diesel | 4000 | Bare Steel | 1997-10-20 | Galvanized Steel | Safe Suction (Euro)
AUTRY'S BP | 400 N PATTERSON ST | VALDOSTA | Lowndes | 9092213 | 2 | [5 empty] | Removed from Ground | Used Oil | 3000 | Not Marked/Unknown | 1997-10-20 | Not Marked
AUTRY'S BP | 400 N PATTERSON ST | VALDOSTA | Lowndes | 9092213 | 3 | [5 empty] | Removed from Ground | Gas (Historical Use) | 3000 | Not Marked/Unknown | 1997-10-20 | Not Marked
AUTRY'S BP | 400 N PATTERSON ST | VALDOSTA | Lowndes | 9092213 | 4 | [5 empty] | Removed from Ground | Gas (Historical Use) | 4000 | Not Marked/Unknown | 1997-10-20 | Not Marked
QUEEN CARPET CORP | 701 IND BLVD | VALDOSTA | Lowndes | 9092215 | 1 | [5 empty] | Closed in Ground | Diesel | 10000 | Bare Steel | 1969-01-01 | Bare Steel | Suction (American)
DEERWOOD GROC SANDLIN PURE OIL | 4 MILE E VALDOSTA HWY 94 | VALDOSTA | Lowndes | 9092218 | 1 | [5 empty] | Removed from Ground | Gas (Historical Use) | 3000 | Bare Steel |  | Galvanized Steel | Suction (American)
DEERWOOD GROC SANDLIN PURE OIL | 4 MILE E VALDOSTA HWY 94 | VALDOSTA | Lowndes | 9092218 | 2 | [5 empty] | Removed from Ground | Gas (Historical Use) | 3000 | Bare Steel |  | Galvanized Steel | Suction (American)
RED CARPET INN | I-75 & BELLVILLE RD | LAKE PARK | Lowndes | 9092220 | 1 | [5 empty] | Removed from Ground | Gas (Historical Use) | 10000 | Marked Unknown | 1975-01-01 | Bare Steel | Gravity Fed
RED CARPET INN | I-75 & BELLVILLE RD | LAKE PARK | Lowndes | 9092220 | 2 | [5 empty] | Removed from Ground | Gas (Historical Use) | 10000 | Marked Unknown | 1975-01-01 | Bare Steel | Gravity Fed
RED CARPET INN | I-75 & BELLVILLE RD | LAKE PARK | Lowndes | 9092220 | 3 | [5 empty] | Removed from Ground | Gas (Historical Use) | 10000 | Marked Unknown | 1975-01-01 | Bare Steel | Gravity Fed
ARCHER DANIELS MIDLAND CO | 1841 CLAY RD | VALDOSTA | Lowndes | 9092222 | G1 | [5 empty] | Removed from Ground | Gas (Historical Use) | 1000 | Bare Steel | 1968-01-01 | Bare Steel | Safe Suction (Euro)
SIP & ZIP | 2005 W HILL AVE | VALDOSTA | Lowndes | 9092225 | 1 | Ball Float | 1991-10-25 |  | 1991-10-25 |  | Temporarily out of use | Gas (Historical Use) | 10000 | Galvanic (STIP-3) | 1991-10-25 | Fiberglass Reinforced Plastic | Pressurized
SIP & ZIP | 2005 W HILL AVE | VALDOSTA | Lowndes | 9092225 | 2A | Ball Float | 1991-10-25 |  | 1991-10-25 |  | Temporarily out of use | Gas (Historical Use) | 6000 | Galvanic (STIP-3) | 1991-10-25 | Fiberglass Reinforced Plastic | Pressurized
SIP & ZIP | 2005 W HILL AVE | VALDOSTA | Lowndes | 9092225 | 2B | Ball Float | 1991-10-25 | FALSE | 1991-10-25 | FALSE | Temporarily out of use | Gas (Historical Use) | 4000 | Galvanic (STIP-3) | 1991-10-25 | Fiberglass Reinforced Plastic | Pressurized
AT & T | 1900 CYPRESS ST | VALDOSTA | Lowndes | 9092226 | 1 | [5 empty] | Removed from Ground | Diesel | 1000 | Cathodically Protected Steel | 1988-01-01 | Copper | Pressurized
JOHNNYS FINA | 1313 W HILL AVE | VALDOSTA | Lowndes | 9092227 | 1 | [5 empty] | Removed from Ground | Gas (Historical Use) | 4000 | Bare Steel | 1975-01-01 | Galvanized Steel | Suction (American)
JOHNNYS FINA | 1313 W HILL AVE | VALDOSTA | Lowndes | 9092227 | 2 | [5 empty] | Removed from Ground | Diesel | 3000 | Bare Steel | 1975-01-01 | Bare Steel | Suction (American)
JOHNNYS FINA | 1313 W HILL AVE | VALDOSTA | Lowndes | 9092227 | 3 | [5 empty] | Removed from Ground | Diesel | 2000 | Bare Steel | 1975-01-01 | Bare Steel | Suction (American)
LAKE PARK SHELL #948 | 6872 LAKE PARK BELLVILLE RD | LAKE PARK | Lowndes | 9092228 | 1 |  | 1996-06-04 | FALSE | 1996-06-04 | FALSE | Temporarily out of use | Premium | 12000 | Steel-Impressed Current | 1972-04-01 | Fiberglass Reinforced Plastic | Pressurized
LAKE PARK SHELL #948 | 6872 LAKE PARK BELLVILLE RD | LAKE PARK | Lowndes | 9092228 | 2 |  | 1996-06-04 | FALSE | 1996-06-04 | FALSE | Temporarily out of use | E-10 | 12000 | Steel-Impressed Current | 1972-04-01 | Fiberglass Reinforced Plastic | Pressurized
LAKE PARK SHELL #948 | 6872 LAKE PARK BELLVILLE RD | LAKE PARK | Lowndes | 9092228 | 3 |  | 1996-06-04 | FALSE | 1996-06-04 | FALSE | Temporarily out of use | Diesel | 6000 | Steel-Impressed Current | 1972-04-01 | Fiberglass Reinforced Plastic | Pressurized
DILLARDS DIST CENTER | 800 INDUSTRIAL BLVD | VALDOSTA | Lowndes | 9092229 | 1 | Flapper Valve | 1992-07-09 |  | 1992-07-09 |  | Currently in Use | Diesel | 15000 | Composite | 1992-07-09 | Fiberglass Reinforced Plastic | Pressurized
SERVICE STATION | 3101 N ASHLEY STREET | VALDOSTA | Lowndes | 9092230 | 1 |  | 1999-03-05 |  | 1990-04-18 |  | Removed from Ground | Empty | 10000 | Steel-Impressed Current | 1989-06-01 | Cathodically Protected | Pressurized
SERVICE STATION | 3101 N ASHLEY STREET | VALDOSTA | Lowndes | 9092230 | 2 |  | 1999-03-05 |  | 1990-04-18 |  | Removed from Ground | Empty | 10000 | Steel-Impressed Current | 1989-06-01 | Cathodically Protected | Pressurized
SERVICE STATION | 3101 N ASHLEY STREET | VALDOSTA | Lowndes | 9092230 | 3 |  |  | FALSE |  | FALSE | Removed from Ground | Used Oil | 500 | Unknown | 2010-07-28
VALDOSTA FLYING SERVICE INC | 2412 MADISON HWY | VALDOSTA | Lowndes | 9092231 | 1 | [5 empty] | Removed from Ground | Other | 14052 | Epoxy | 1982-12-01 | Bare Steel | Suction (American)
VALDOSTA FLYING SERVICE INC | 2412 MADISON HWY | VALDOSTA | Lowndes | 9092231 | 2 | [5 empty] | Removed from Ground | Other | 10380 | Epoxy | 1982-12-01 | Bare Steel | Suction (American)
CODYS FUEL CENTER INC | 1406 ST AUGUSTINE RD | VALDOSTA | Lowndes | 9092232 | 1 |  | 1988-09-05 |  | 1988-09-05 |  | Removed from Ground | Gas (Historical Use) | 6000 | Epoxy | 1988-09-05 | Fiberglass Reinforced Plastic | Pressurized
CODYS FUEL CENTER INC | 1406 ST AUGUSTINE RD | VALDOSTA | Lowndes | 9092232 | 2 |  | 1988-09-25 |  | 1988-09-05 |  | Removed from Ground | Gas (Historical Use) | 6000 | Epoxy | 1988-09-05 | Galvanized Steel | Pressurized
CODYS FUEL CENTER INC | 1406 ST AUGUSTINE RD | VALDOSTA | Lowndes | 9092232 | 3 |  | 1988-09-05 |  | 1988-09-05 |  | Removed from Ground | Gas (Historical Use) | 6000 | Epoxy | 1988-09-05 | Galvanized Steel | Pressurized
CODYS FUEL CENTER INC | 1406 ST AUGUSTINE RD | VALDOSTA | Lowndes | 9092232 | 4 |  | 1988-09-05 |  | 1988-09-05 |  | Removed from Ground | Diesel | 6000 | Epoxy | 1988-09-05 | Galvanized Steel | Pressurized
CODYS FUEL CENTER INC | 1406 ST AUGUSTINE RD | VALDOSTA | Lowndes | 9092232 | 5 |  | 1988-09-05 |  | 1988-09-05 |  | Removed from Ground | Diesel | 10000 | Epoxy | 1988-09-05 | Galvanized Steel | Pressurized
CITGO QUICK LUBE | 2335 N ASHLEY ST | VALDOSTA | Lowndes | 9092233 | 1 |  | 1998-08-04 |  | 1998-08-04 |  | Removed from Ground | Gas (Historical Use) | 10000 | Steel-Impressed Current | 1998-08-04 | Cathodically Protected | Pressurized
CITGO QUICK LUBE | 2335 N ASHLEY ST | VALDOSTA | Lowndes | 9092233 | 2 |  | 1998-08-04 |  | 1998-08-04 |  | Removed from Ground | Gas (Historical Use) | 3000 | Steel-Impressed Current | 1998-08-09 | Cathodically Protected | Pressurized
CITGO QUICK LUBE | 2335 N ASHLEY ST | VALDOSTA | Lowndes | 9092233 | 3 |  | 1998-08-04 |  | 1998-08-04 |  | Removed from Ground | Gas (Historical Use) | 3000 | Steel-Impressed Current | 1998-08-04 | Cathodically Protected | Pressurized
CITGO QUICK LUBE | 2335 N ASHLEY ST | VALDOSTA | Lowndes | 9092233 | 4 |  | 1998-08-04 |  | 1998-08-04 |  | Removed from Ground | Gas (Historical Use) | 3000 | Steel-Impressed Current | 1998-08-04 | Cathodically Protected | Pressurized
CITGO QUICK LUBE | 2335 N ASHLEY ST | VALDOSTA | Lowndes | 9092233 | 5 |  | 1998-08-04 |  | 1998-08-04 |  | Removed from Ground | Gas (Historical Use) | 10000 | Steel-Impressed Current | 1998-08-04 | Cathodically Protected | Pressurized
CITGO QUICK LUBE | 2335 N ASHLEY ST | VALDOSTA | Lowndes | 9092233 | 6A |  | 1999-02-01 |  | 1999-02-01 |  | Removed from Ground | Gas (Historical Use) | 8000 | Tank Jacket | 1999-02-01 | Fiberglass Reinforced Plastic | Pressurized
CITGO QUICK LUBE | 2335 N ASHLEY ST | VALDOSTA | Lowndes | 9092233 | 6B |  | 1999-02-01 |  | 1999-02-01 |  | Removed from Ground | Gas (Historical Use) | 4000 | Tank Jacket | 1999-02-01 | Fiberglass Reinforced Plastic | Pressurized
CLYATTVILLE 66 STATION | 5145 MADISON HWY | VALDOSTA | Lowndes | 9092235 | DIESEL | Flapper Valve | 1988-07-01 | FALSE | 1988-07-01 | FALSE | Currently in Use | Diesel | 6000 | Galvanic (STIP-3) | 1988-07-01 | Fiberglass Reinforced Plastic | Pressurized
CLYATTVILLE 66 STATION | 5145 MADISON HWY | VALDOSTA | Lowndes | 9092235 | PREM | Flapper Valve | 1988-07-01 | FALSE | 1988-07-01 | FALSE | Currently in Use | Premium | 4000 | Galvanic (STIP-3) | 1988-07-01 | Fiberglass Reinforced Plastic | Pressurized
CLYATTVILLE 66 STATION | 5145 MADISON HWY | VALDOSTA | Lowndes | 9092235 | RU | Flapper Valve | 1988-07-01 | FALSE | 1988-07-01 | FALSE | Currently in Use | E-10 | 4000 | Galvanic (STIP-3) | 1988-07-01 | Fiberglass Reinforced Plastic | Pressurized
CLYATTVILLE 66 STATION | 5145 MADISON HWY | VALDOSTA | Lowndes | 9092235 | RU2 | Flapper Valve | 1988-07-01 | FALSE | 1988-07-01 | FALSE | Currently in Use | E-10 | 4000 | Galvanic (STIP-3) | 1988-07-01 | Fiberglass Reinforced Plastic | Pressurized
VALDOSTA EXPRESS CAR WASH | 907 BAYTREE RD | VALDOSTA | Lowndes | 9092236 | 1 | [5 empty] | Removed from Ground | Gas (Historical Use) | 6000 | Bare Steel | 1998-05-18 | Galvanized Steel | Suction (American)
VALDOSTA EXPRESS CAR WASH | 907 BAYTREE RD | VALDOSTA | Lowndes | 9092236 | 2 | [5 empty] | Permanently Out of Use - historical purposes | Gas (Historical Use) | 6000 | Bare Steel |  | Galvanized Steel | Suction (American)
VALDOSTA EXPRESS CAR WASH | 907 BAYTREE RD | VALDOSTA | Lowndes | 9092236 | 3 | [5 empty] | Permanently Out of Use - historical purposes | Diesel | 1000 | Bare Steel |  | Galvanized Steel | Suction (American)
RAYMOND COPELAND | OLD NAYLER RD | VALDOSTA | Lowndes | 9092237 | 1 | [5 empty] | Removed from Ground | Diesel | 2000 | Bare Steel | 1998-03-13 | Bare Steel | Safe Suction (Euro)
PRO WASH INC | 1716 GORNTO RD | VALDOSTA | Lowndes | 9092238 | 1 |  | 1998-11-23 |  | 1998-11-23 |  | Removed from Ground | Gas (Historical Use) | 8000 | Cathodically Protected Steel | 1988-06-01 | Fiberglass Reinforced Plastic | Pressurized
PRO WASH INC | 1716 GORNTO RD | VALDOSTA | Lowndes | 9092238 | 2 |  | 1998-11-23 |  | 1998-11-23 |  | Removed from Ground | Gas (Historical Use) | 8000 | Cathodically Protected Steel | 1988-06-01 | Fiberglass Reinforced Plastic | Pressurized
LOWNDES COUNTY BUS SHOP | 1064 HOWELL RD | VALDOSTA | Lowndes | 9092240 | 1 | [5 empty] | Removed from Ground | Diesel | 10000 | Not Marked/Unknown | 1985-01-01 | Galvanized Steel
LOWNDES COUNTY BUS SHOP | 1064 HOWELL RD | VALDOSTA | Lowndes | 9092240 | 2 | [5 empty] | Removed from Ground | Gas (Historical Use) | 6000 | Not Marked/Unknown | 1984-01-01 | Galvanized Steel
LOWNDES COUNTY BUS SHOP | 1064 HOWELL RD | VALDOSTA | Lowndes | 9092240 | 3 | Flapper Valve | 1999-01-01 | FALSE | 1999-01-01 | FALSE | Currently in Use | Diesel | 10000 | Composite | 1995-01-01 | Double-Walled Fiberglass | Pressurized
LOWNDES COUNTY BUS SHOP | 1064 HOWELL RD | VALDOSTA | Lowndes | 9092240 | 4 | Flapper Valve | 1999-01-01 | FALSE | 1999-01-01 | FALSE | Currently in Use | E-10 | 8000 | Composite | 1995-01-01 | Double-Walled Fiberglass | Pressurized
LOWNDES COUNTY LAW ENFORCEMENT C | 111 ROSWELL DR | VALDOSTA | Lowndes | 9092241 | 1 | [5 empty] | Removed from Ground | Gas (Historical Use) | 10000 | Not Marked/Unknown | 1999-08-17 | Not Marked
HERTZ RENT-A-CAR | 2612 MADISON HWY | VALDOSTA | Lowndes | 9092242 | 1 | [5 empty] | Removed from Ground | Gas (Historical Use) | 1000 | Bare Steel | 1999-01-01 | Bare Steel | Suction (American)
AVIS RENT A CAR | 2612 MADISON HWY | VALDOSTA | Lowndes | 9092243 | 1 | [5 empty] | Removed from Ground | Gas (Historical Use) | 1000 | Bare Steel | 1998-12-09 | Bare Steel | Suction (American)
PEACHES OF VALDOSTA | 4141 BEMISS RD | VALDOSTA | Lowndes | 9092245 | 1 | [5 empty] | Removed from Ground | Gas (Historical Use) | 0 | Not Marked/Unknown |  | Not Marked
LOWNDES COUNTY FORESTRY UNIT | 3011 US HWY 84 EAST | VALDOSTA | Lowndes | 9092246 | 1 | [5 empty] | Removed from Ground | Gas (Historical Use) | 2000 | Marked Unknown | 1997-01-01 | Unknown
LOWNDES COUNTY FORESTRY UNIT | 3011 US HWY 84 EAST | VALDOSTA | Lowndes | 9092246 | 2 | [5 empty] | Removed from Ground | Diesel | 2000 | Marked Unknown | 1997-01-01 | Unknown
SUN STATIONAL | 1613 MADISON HWY | VALDOSTA | Lowndes | 9092248 | 1 | [5 empty] | Removed from Ground | Gas (Historical Use) | 1500 | Marked Unknown |  | Unknown
SUN STATIONAL | 1613 MADISON HWY | VALDOSTA | Lowndes | 9092248 | 2 | [5 empty] | Removed from Ground | Gas (Historical Use) | 1500 | Marked Unknown |  | Unknown
FLYING J TRAVEL PLAZA #631 | 7001 LAKE PARK BELLVELLE RD | LAKE PARK | Lowndes | 9092249 | 1 | Flapper Valve | 1995-05-01 | FALSE | 1995-05-01 | FALSE | Currently in Use | Diesel | 20000 | Fiberglass Double Walled | 1995-01-01 | Fiberglass Reinforced Plastic | Pressurized
FLYING J TRAVEL PLAZA #631 | 7001 LAKE PARK BELLVELLE RD | LAKE PARK | Lowndes | 9092249 | 2 | Flapper Valve | 1995-05-01 | FALSE | 1995-05-01 | FALSE | Currently in Use | Diesel | 20000 | Fiberglass Double Walled | 1995-01-01 | Fiberglass Reinforced Plastic | Pressurized
FLYING J TRAVEL PLAZA #631 | 7001 LAKE PARK BELLVELLE RD | LAKE PARK | Lowndes | 9092249 | 3 | Flapper Valve | 1995-05-01 | FALSE | 1995-05-01 | FALSE | Currently in Use | Diesel | 20000 | Fiberglass Double Walled | 1995-01-01 | Fiberglass Reinforced Plastic | Pressurized
FLYING J TRAVEL PLAZA #631 | 7001 LAKE PARK BELLVELLE RD | LAKE PARK | Lowndes | 9092249 | 4 | Flapper Valve | 1995-05-01 | FALSE | 1995-05-01 | FALSE | Currently in Use | E-10 | 12000 | Fiberglass Double Walled | 1995-01-01 | Fiberglass Reinforced Plastic | Pressurized
FLYING J TRAVEL PLAZA #631 | 7001 LAKE PARK BELLVELLE RD | LAKE PARK | Lowndes | 9092249 | 5 | Flapper Valve | 1995-05-01 | FALSE | 1995-05-01 | FALSE | Currently in Use | E-10 | 12000 | Fiberglass Double Walled | 1995-01-01 | Fiberglass Reinforced Plastic | Pressurized
FLYING J TRAVEL PLAZA #631 | 7001 LAKE PARK BELLVELLE RD | LAKE PARK | Lowndes | 9092249 | 6 | Flapper Valve | 1995-05-01 | FALSE | 1995-05-01 | FALSE | Currently in Use | Premium | 12000 | Fiberglass Double Walled | 1995-01-01 | Fiberglass Reinforced Plastic | Pressurized
ARCHER DANIELS MIDLAND/ADM CO/CO | 407 CLAY RD | VALDOSTA | Lowndes | 9092253 | 1 | [5 empty] | Removed from Ground | Diesel | 10000 | Marked Unknown | 1996-03-26 | Unknown
ALPINE GROCERY | OLD HI-WAY 41 5402 | LAKE PARK | Lowndes | 9092254 | 1 | [5 empty] | Removed from Ground | Kerosene | 1000 | Not Marked/Unknown | 1996-02-16 | Not Marked
ALPINE GROCERY | OLD HI-WAY 41 5402 | LAKE PARK | Lowndes | 9092254 | 2 | [5 empty] | Removed from Ground | Gas (Historical Use) | 2500 | Not Marked/Unknown | 1996-02-16 | Not Marked
ALPINE GROCERY | OLD HI-WAY 41 5402 | LAKE PARK | Lowndes | 9092254 | 3 | [5 empty] | Removed from Ground | Gas (Historical Use) | 2500 | Not Marked/Unknown | 1996-02-16 | Not Marked
ALPINE GROCERY | OLD HI-WAY 41 5402 | LAKE PARK | Lowndes | 9092254 | 4 | [5 empty] | Removed from Ground | Gas (Historical Use) | 5000 | Not Marked/Unknown | 1996-02-16 | Not Marked
AOC LIQUIDATORS/WHITE STAR | HWY 41 SOUTH | VALDOSTA | Lowndes | 9092256 | 1 | [5 empty] | Removed from Ground | Diesel | 5000 | Not Marked/Unknown | 1996-05-01 | Not Marked
AOC LIQUIDATORS/WHITE STAR | HWY 41 SOUTH | VALDOSTA | Lowndes | 9092256 | 2 | [5 empty] | Removed from Ground | Diesel | 2000 | Not Marked/Unknown | 1996-05-01 | Not Marked
AOC LIQUIDATORS/WHITE STAR | HWY 41 SOUTH | VALDOSTA | Lowndes | 9092256 | 3 | [5 empty] | Removed from Ground | Diesel | 1000 | Not Marked/Unknown | 1996-05-01 | Not Marked
AOC LIQUIDATORS/WHITE STAR | HWY 41 SOUTH | VALDOSTA | Lowndes | 9092256 | 4 | [5 empty] | Removed from Ground | Gas (Historical Use) | 100 | Not Marked/Unknown | 1996-05-01 | Not Marked
AOC LIQUIDATORS/WHITE STAR | HWY 41 SOUTH | VALDOSTA | Lowndes | 9092256 | 5 | [5 empty] | Removed from Ground | Gas (Historical Use) | 1000 | Not Marked/Unknown | 1996-05-01 | Not Marked
HAHIRA QUICK STOP #965 | 1305 HWY 122 WEST | HAHIRA | Lowndes | 9092257 | 1 |  | 1998-07-01 | FALSE | 1998-07-01 | FALSE | Removed from Ground | Gas (Historical Use) | 10000 | Steel-Impressed Current | 1989-07-28 |  | Pressurized
HAHIRA QUICK STOP #965 | 1305 HWY 122 WEST | HAHIRA | Lowndes | 9092257 | 2 |  | 1998-07-01 | FALSE | 1998-07-01 | FALSE | Removed from Ground | Gas (Historical Use) | 6000 | Steel-Impressed Current | 1989-07-28 |  | Pressurized
HAHIRA QUICK STOP #965 | 1305 HWY 122 WEST | HAHIRA | Lowndes | 9092257 | 3 |  | 1998-07-01 | FALSE | 1998-07-01 | FALSE | Removed from Ground | Gas (Historical Use) | 6000 | Steel-Impressed Current | 1989-07-28 |  | Pressurized
HAHIRA QUICK STOP #965 | 1305 HWY 122 WEST | HAHIRA | Lowndes | 9092257 | 4 |  | 1998-07-01 | FALSE | 1998-07-01 | FALSE | Removed from Ground | Gas (Historical Use) | 6000 | Steel-Impressed Current | 1989-07-28 |  | Pressurized
HAHIRA QUICK STOP #965 | 1305 HWY 122 WEST | HAHIRA | Lowndes | 9092257 | 5 | [5 empty] | Removed from Ground | Gas (Historical Use) | 2000 | Not Marked/Unknown | 1989-07-28 | Not Marked
HAHIRA QUICK STOP #965 | 1305 HWY 122 WEST | HAHIRA | Lowndes | 9092257 | 6 |  | 1998-07-01 | FALSE | 1998-07-01 | FALSE | Removed from Ground | Diesel | 4000 | Composite | 1998-07-01 |  | Pressurized
HAHIRA QUICK STOP #965 | 1305 HWY 122 WEST | HAHIRA | Lowndes | 9092257 | 7A |  | 1998-07-01 | FALSE | 1998-07-01 | FALSE | Removed from Ground | Diesel | 2000 | Composite | 1998-07-01 |  | Pressurized
HAHIRA QUICK STOP #965 | 1305 HWY 122 WEST | HAHIRA | Lowndes | 9092257 | 7B |  | 1998-07-01 | FALSE | 1998-07-01 | FALSE | Removed from Ground | Kerosene | 2000 | Composite | 1998-07-01 |  | Pressurized
FLASH FOOD #272 | 1201 ST AUGUSTINE RD | VALDOSTA | Lowndes | 9092260 | 271002 | Flapper Valve | 1996-07-29 | FALSE | 1996-07-29 | FALSE | Currently in Use | Premium | 12000 | Composite | 1996-07-29 | Double-Walled Flex | Pressurized
FLASH FOOD #272 | 1201 ST AUGUSTINE RD | VALDOSTA | Lowndes | 9092260 | 271017 | Flapper Valve | 1996-07-29 | FALSE | 1996-07-29 | FALSE | Currently in Use | E-10 | 12000 | Composite | 1996-07-29 | Double-Walled Flex | Pressurized
FLASH FOOD #272 | 1201 ST AUGUSTINE RD | VALDOSTA | Lowndes | 9092260 | 271200 | Flapper Valve | 1996-07-29 | FALSE | 1996-07-29 | FALSE | Currently in Use | Diesel | 12000 | Composite | 1996-07-29 | Double-Walled Flex | Pressurized
TRI-STATE GLASS | 1616 JAMES P ROGERS DR | VALDOSTA | Lowndes | 9092261 | 1 | [5 empty] | Removed from Ground | Gas (Historical Use) | 10000 | Bare Steel | 1978-01-01 | Galvanized Steel
CITY OF VALDOSTA (WATER & SEWER | 301 A N PATTERSON ST | VALDOSTA | Lowndes | 9092263 | 1 | [5 empty] | Removed from Ground | Other | 500 | Marked Unknown | 1997-11-20 | Unknown
CITY OF VALDOSTA (WATER & SEWER | 301 A N PATTERSON ST | VALDOSTA | Lowndes | 9092263 | 2 | [5 empty] | Removed from Ground | Other | 500 | Marked Unknown | 1997-11-20 | Unknown
CITY OF VALDOSTA (WATER & SEWER | 301 A N PATTERSON ST | VALDOSTA | Lowndes | 9092263 | 3 | [5 empty] | Removed from Ground | Other | 1000 | Marked Unknown | 1997-11-20 | Unknown
CITY OF VALDOSTA (WATER & SEWER | 301 A N PATTERSON ST | VALDOSTA | Lowndes | 9092263 | 4 | [5 empty] | Removed from Ground | Other | 1000 | Marked Unknown | 1997-11-20 | Unknown
WILKINSON TEXTILE | 1701 W GORDON STREET | VALDOSTA | Lowndes | 9092265 | 1 | [5 empty] | Currently in Use | Gas (Historical Use) | 1000 | Not Marked/Unknown |  | Not Marked
WGOV RADIO STATION | HWY 84 WEST | VALDOSTA | Lowndes | 9092266 | 1 | [5 empty] | Removed from Ground | Diesel | 2000 | Not Marked/Unknown | 1996-01-01 | Not Marked
CITY PROPERTY | 230 E HILL AVENUE | VALDOSTA | Lowndes | 9092267 | 1 | [5 empty] | Removed from Ground | Kerosene | 500 | Bare Steel | 1987-12-31 | Bare Steel
RaceWay #6727 - Lake Park | 1177 LAKE PARK BLVD | LAKE PARK | Lowndes | 9092270 | 1 | Overfill Alarm | 1994-10-01 | FALSE | 1994-10-01 | FALSE | Currently in Use | Gas (Historical Use) | 12000 | Composite Double Walled | 1994-10-01 | Double-Walled Fiberglass | Pressurized
RaceWay #6727 - Lake Park | 1177 LAKE PARK BLVD | LAKE PARK | Lowndes | 9092270 | 2 | Overfill Alarm | 1994-10-01 | FALSE | 1994-10-01 | FALSE | Currently in Use | Diesel | 12000 | Composite Double Walled | 1994-10-01 | Double-Walled Fiberglass | Pressurized
RaceWay #6727 - Lake Park | 1177 LAKE PARK BLVD | LAKE PARK | Lowndes | 9092270 | 3 | Overfill Alarm | 1994-10-01 | FALSE | 1994-10-01 | FALSE | Currently in Use | Gas (Historical Use) | 12000 | Composite Double Walled | 1994-10-01 | Double-Walled Fiberglass | Pressurized
HOLIDAY CAMPGROUND | 7189 HOLIDAY RD | LAKE PARK | Lowndes | 9092271 | 1 | [5 empty] | Permanently Out of Use - historical purposes | Gas (Historical Use) | 1000 | Not Marked/Unknown |  | Bare Steel
HOLIDAY CAMPGROUND | 7189 HOLIDAY RD | LAKE PARK | Lowndes | 9092271 | 2 | [5 empty] | Permanently Out of Use - historical purposes | Gas (Historical Use) | 1000 | Not Marked/Unknown |  | Bare Steel
E P PROPERTIES | 908 BAYTREE RD | VALDOSTA | Lowndes | 9092272 | 1 | [5 empty] | Removed from Ground | Gas (Historical Use) | 6000 | Not Marked/Unknown | 1998-05-01 | Not Marked
E P PROPERTIES | 908 BAYTREE RD | VALDOSTA | Lowndes | 9092272 | 2 | [5 empty] | Removed from Ground | Gas (Historical Use) | 6000 | Not Marked/Unknown | 1998-05-01 | Not Marked
E P PROPERTIES | 908 BAYTREE RD | VALDOSTA | Lowndes | 9092272 | 3 | [5 empty] | Removed from Ground | Gas (Historical Use) | 5000 | Not Marked/Unknown | 1998-05-01 | Not Marked
JIMMY'S 66 | 405 W MAIN ST | HAHIRA | Lowndes | 9092274 | 1 | [5 empty] | Removed from Ground | Gas (Historical Use) | 3000 | Not Marked/Unknown | 1998-12-01 | Not Marked
JIMMY'S 66 | 405 W MAIN ST | HAHIRA | Lowndes | 9092274 | 2 | [5 empty] | Removed from Ground | Gas (Historical Use) | 2000 | Not Marked/Unknown | 1998-12-01 | Not Marked
JIMMY'S 66 | 405 W MAIN ST | HAHIRA | Lowndes | 9092274 | 3 | [5 empty] | Removed from Ground | Gas (Historical Use) | 1000 | Not Marked/Unknown | 1998-12-01 | Not Marked
JIMMY'S 66 | 405 W MAIN ST | HAHIRA | Lowndes | 9092274 | 4 | [5 empty] | Removed from Ground | Gas (Historical Use) | 1000 | Not Marked/Unknown | 1998-12-01 | Not Marked
JIMMY'S 66 | 405 W MAIN ST | HAHIRA | Lowndes | 9092274 | 5 |  | 1998-12-10 |  | 1998-12-10 |  | Removed from Ground | Gas (Historical Use) | 2000 | Galvanic (STIP-3) | 1998-12-10 | Fiberglass Reinforced Plastic | Safe Suction (Euro)
JIMMY'S 66 | 405 W MAIN ST | HAHIRA | Lowndes | 9092274 | 6 |  | 1998-12-10 |  | 1998-12-10 |  | Removed from Ground | Gas (Historical Use) | 2000 | Galvanic (STIP-3) | 1998-12-10 | Fiberglass Reinforced Plastic | Safe Suction (Euro)
JIMMY'S 66 | 405 W MAIN ST | HAHIRA | Lowndes | 9092274 | 7 |  | 1999-04-01 |  | 1999-04-01 |  | Removed from Ground | Diesel | 2000 | Galvanic (STIP-3) | 1999-04-01 | Fiberglass Reinforced Plastic | Safe Suction (Euro)
GEORGIA CUMBERLAND ASSOCIATION O | 4707 BEMISS RD | VALDOSTA | Lowndes | 9092276 | 1 | [5 empty] | Permanently Out of Use - historical purposes | Diesel | 500 | Not Marked/Unknown |  | Not Marked
GEORGIA CUMBERLAND ASSOCIATION O | 4707 BEMISS RD | VALDOSTA | Lowndes | 9092276 | 2 | [5 empty] | Permanently Out of Use - historical purposes | Gas (Historical Use) | 1000 | Not Marked/Unknown |  | Not Marked
GEORGIA CUMBERLAND ASSOCIATION O | 4707 BEMISS RD | VALDOSTA | Lowndes | 9092276 | 3 | [5 empty] | Permanently Out of Use - historical purposes | Gas (Historical Use) | 1000 | Not Marked/Unknown |  | Not Marked
ADVANCED RENTAL | 5426 PERIMETER RD | VALDOSTA | Lowndes | 9092278 | 1 |  | 1997-01-01 | FALSE | 1997-01-01 | FALSE | Temporarily out of use | Diesel | 6000 | Epoxy | 1997-01-01 | Double-Walled Fiberglass | Pressurized
ADVANCED RENTAL | 5426 PERIMETER RD | VALDOSTA | Lowndes | 9092278 | 2 |  | 1997-01-01 | FALSE | 1997-01-01 | FALSE | Temporarily out of use | Diesel | 6000 | Epoxy | 1997-01-01 | Double-Walled Fiberglass | Pressurized
ADVANCED RENTAL | 5426 PERIMETER RD | VALDOSTA | Lowndes | 9092278 | 3 |  | 1997-01-01 | FALSE | 1997-01-01 | FALSE | Temporarily out of use | Gas (Historical Use) | 2000 | Epoxy | 1997-01-01 | Double-Walled Fiberglass | Pressurized
GIDDENS & WILKES INC | 810 N ASHLEY ST | VALDOSTA | Lowndes | 9092279 | 1 | [5 empty] | Removed from Ground | Gas (Historical Use) | 304 | Marked Unknown | 1998-12-21 | Bare Steel | Suction (American)
GIDDENS & WILKES INC | 810 N ASHLEY ST | VALDOSTA | Lowndes | 9092279 | 2 | [5 empty] | Removed from Ground | Gas (Historical Use) | 304 | Marked Unknown | 1998-12-21 | Bare Steel | Suction (American)
GIDDENS & WILKES INC | 810 N ASHLEY ST | VALDOSTA | Lowndes | 9092279 | 3 | [5 empty] | Removed from Ground | Gas (Historical Use) | 404 | Marked Unknown | 1998-12-21 | Bare Steel | Suction (American)
GREENLEAF HEALTH SYSTEMS INC | 2209 PINEVIEW DR | VALDOSTA | Lowndes | 9092280 | 1 | [5 empty] | Removed from Ground | Diesel | 275 | Bare Steel | 1984-09-01 | Copper | Safe Suction (Euro)
OAKS MARKET SUPPREME | 321 ST AUGUSTINE RD | VALDOSTA | Lowndes | 9092281 | 1 | [5 empty] | Permanently Out of Use - historical purposes | Gas (Historical Use) | 3000 | Marked Unknown |  | Unknown
OAKS MARKET SUPPREME | 321 ST AUGUSTINE RD | VALDOSTA | Lowndes | 9092281 | 2 | [5 empty] | Permanently Out of Use - historical purposes | Gas (Historical Use) | 3000 | Marked Unknown |  | Unknown
BP FOOD STORE | 1300 HIGHWAY 122 W | HAHIRA | Lowndes | 9092282 | 1 | Ball Float | 1999-06-21 | FALSE | 1999-06-21 | FALSE | Currently in Use | E-10 | 10000 | Epoxy | 1999-03-10 | Double-Walled Flex | Pressurized
BP FOOD STORE | 1300 HIGHWAY 122 W | HAHIRA | Lowndes | 9092282 | 2 | Ball Float | 1999-06-21 | FALSE | 1999-06-21 | FALSE | Currently in Use | E-10 | 10000 | Epoxy | 1999-03-10 | Double-Walled Flex | Pressurized
BP FOOD STORE | 1300 HIGHWAY 122 W | HAHIRA | Lowndes | 9092282 | 3 | Ball Float | 1999-06-21 | FALSE | 1999-06-21 | FALSE | Currently in Use | Diesel | 10000 | Epoxy | 1999-03-10 | Double-Walled Flex | Pressurized
BP FOOD STORE | 1300 HIGHWAY 122 W | HAHIRA | Lowndes | 9092282 | 4 | Ball Float | 1999-06-21 | FALSE | 1999-06-21 | FALSE | Currently in Use | Premium | 20000 | Epoxy | 1999-03-10 | Double-Walled Flex | Pressurized
STUCKEYS | 1833 W HILL AVE | VALDOSTA | Lowndes | 9092283 | 1 | Ball Float | 2000-04-21 | FALSE | 2000-04-21 | FALSE | Currently in Use | E-10 | 12000 | Epoxy | 1999-10-18 | Double-Walled Flex | Pressurized
STUCKEYS | 1833 W HILL AVE | VALDOSTA | Lowndes | 9092283 | 2 | Ball Float | 2000-04-21 | FALSE | 2000-04-21 | FALSE | Currently in Use | E-10 | 12000 | Epoxy | 1999-10-18 | Double-Walled Flex | Pressurized
STUCKEYS | 1833 W HILL AVE | VALDOSTA | Lowndes | 9092283 | 3 | Ball Float | 2000-04-21 | FALSE | 2000-04-21 | FALSE | Currently in Use | Diesel | 12000 | Epoxy | 1999-10-18 | Double-Walled Flex | Pressurized
STUCKEYS | 1833 W HILL AVE | VALDOSTA | Lowndes | 9092283 | 4 | Ball Float | 2000-04-21 | FALSE | 2000-04-21 | FALSE | Currently in Use | E-10 | 20000 | Epoxy | 1999-10-18 | Double-Walled Flex | Pressurized
CITGO FOOD MART | 1836 W HILL AVE | VALDOSTA | Lowndes | 9092284 | 1 | Ball Float | 2000-08-17 | FALSE | 2000-08-17 | FALSE | Currently in Use | E-10 | 20000 | Composite Double Walled | 2000-04-26 | Double-Walled Flex | Pressurized
CITGO FOOD MART | 1836 W HILL AVE | VALDOSTA | Lowndes | 9092284 | 2A | Ball Float | 2000-08-17 | FALSE | 2000-08-17 | FALSE | Currently in Use | Premium | 12000 | Composite Double Walled | 2000-04-26 | Double-Walled Flex | Pressurized
CITGO FOOD MART | 1836 W HILL AVE | VALDOSTA | Lowndes | 9092284 | 2B | Ball Float | 2000-08-17 | FALSE | 2000-08-17 | FALSE | Currently in Use | Diesel | 8000 | Composite Double Walled | 2000-04-26 | Double-Walled Flex | Pressurized
FLASH FOODS #273 | 4205 N VALDOSTA RD | VALDOSTA | Lowndes | 9092285 | 1 | Flapper Valve | 2001-07-20 | FALSE | 2001-07-20 | FALSE | Currently in Use | Diesel | 12000 | Composite | 2001-03-14 | Double-Walled Flex | Pressurized
FLASH FOODS #273 | 4205 N VALDOSTA RD | VALDOSTA | Lowndes | 9092285 | 2 | Flapper Valve | 2001-07-20 | FALSE | 2001-07-20 | FALSE | Currently in Use | E-10 | 12000 | Composite | 2001-03-14 | Double-Walled Flex | Pressurized
FLASH FOODS #273 | 4205 N VALDOSTA RD | VALDOSTA | Lowndes | 9092285 | 3 | Flapper Valve | 2001-07-20 | FALSE | 2001-07-20 | FALSE | Currently in Use | Premium | 12000 | Composite | 2001-03-14 | Double-Walled Flex | Pressurized
FLASH FOODS #274 | 4109 BEMISS RD | VALDOSTA | Lowndes | 9092286 | 1 | Flapper Valve | 2001-07-20 | FALSE | 2001-07-20 | FALSE | Currently in Use | E-10 | 12000 | Composite | 2001-05-31 | Double-Walled Flex | Pressurized
FLASH FOODS #274 | 4109 BEMISS RD | VALDOSTA | Lowndes | 9092286 | 2 | Flapper Valve | 2001-07-20 | FALSE | 2001-07-20 | FALSE | Currently in Use | Diesel | 12000 | Composite | 2001-05-31 | Double-Walled Flex | Pressurized
FLASH FOODS #274 | 4109 BEMISS RD | VALDOSTA | Lowndes | 9092286 | 3 | Flapper Valve | 2001-07-20 | FALSE | 2001-07-20 | FALSE | Currently in Use | Premium | 12000 | Composite | 2001-05-31 | Double-Walled Flex | Pressurized
ASB GRENVWORLD | 4236 HICKORY GROVE RD N | VALDOSTA | Lowndes | 9092287 | 1 | [5 empty] | Removed from Ground | Diesel | 5000 | Cathodically Protected Steel | 1998-01-01 | Fiberglass Reinforced Plastic | Suction (American)
Lowe's 66 | 1108 ST AUGUSTINE RD | VALDOSTA | Lowndes | 9092288 | 1 | Flapper Valve | 2001-06-01 | FALSE | 2001-06-01 | FALSE | Removed from Ground | Gas (Historical Use) | 10000 | Fiberglass Double Walled | 2001-06-01 | Double-Walled Flex | Pressurized
Lowe's 66 | 1108 ST AUGUSTINE RD | VALDOSTA | Lowndes | 9092288 | 2 | Flapper Valve | 2001-06-01 | FALSE | 2001-06-01 | FALSE | Removed from Ground | Gas (Historical Use) | 20000 | Fiberglass Double Walled | 2001-06-01 | Double-Walled Flex | Pressurized
DBA EXPREZIT! 350 | 2814 NORTH ASHLEY ST | VALDOSTA | Lowndes | 9000448 | 1 | [5 empty] | Removed from Ground | Gas (Historical Use) | 10000 | Fiberglass | 1984-01-01 | Fiberglass Reinforced Plastic
DBA EXPREZIT! 350 | 2814 NORTH ASHLEY ST | VALDOSTA | Lowndes | 9000448 | 2 | [5 empty] | Removed from Ground | Gas (Historical Use) | 10000 | Fiberglass | 1984-01-01 | Fiberglass Reinforced Plastic
DBA EXPREZIT! 350 | 2814 NORTH ASHLEY ST | VALDOSTA | Lowndes | 9000448 | 3 | [5 empty] | Removed from Ground | Gas (Historical Use) | 10000 | Fiberglass | 1984-01-01 | Fiberglass Reinforced Plastic
DBA EXPREZIT! 350 | 2814 NORTH ASHLEY ST | VALDOSTA | Lowndes | 9000448 | 4 |  |  | TRUE |  | TRUE | Removed from Ground | Used Oil | 1000 | Fiberglass | 1984-01-01 | Fiberglass Reinforced Plastic
DBA EXPREZIT! 350 | 2814 NORTH ASHLEY ST | VALDOSTA | Lowndes | 9000448 | 5 |  | 1991-02-01 | FALSE | 1991-02-01 | FALSE | Removed from Ground | Gas (Historical Use) | 10000 | Galvanic (STIP-3) | 1991-02-01 | Fiberglass Reinforced Plastic | Pressurized
DBA EXPREZIT! 350 | 2814 NORTH ASHLEY ST | VALDOSTA | Lowndes | 9000448 | 6 |  | 1991-02-01 | FALSE | 1991-02-01 | FALSE | Removed from Ground | Gas (Historical Use) | 8000 | Galvanic (STIP-3) | 1991-02-01 | Fiberglass Reinforced Plastic | Pressurized
DBA EXPREZIT! 350 | 2814 NORTH ASHLEY ST | VALDOSTA | Lowndes | 9000448 | 7 |  | 1991-02-01 | FALSE | 1991-02-01 | FALSE | Removed from Ground | Gas (Historical Use) | 6000 | Galvanic (STIP-3) | 1991-02-01
FAST BREAK #1 | 2006 WEST HILL ST | VALDOSTA | Lowndes | 9000560 | 1 | Flapper Valve | 1991-11-15 | FALSE | 1991-11-15 | FALSE | Currently in Use | E-10 | 20000 | Epoxy | 1991-11-15 | Double-Walled Fiberglass | Pressurized
FAST BREAK #1 | 2006 WEST HILL ST | VALDOSTA | Lowndes | 9000560 | 2 | Flapper Valve | 1991-11-15 | FALSE | 1991-11-15 | FALSE | Currently in Use | Plus | 8000 | Epoxy | 1991-11-15 | Double-Walled Fiberglass | Pressurized
FAST BREAK #1 | 2006 WEST HILL ST | VALDOSTA | Lowndes | 9000560 | 3 | Flapper Valve | 1991-11-15 | FALSE | 1991-11-15 | FALSE | Currently in Use | Premium | 8000 | Epoxy | 1991-11-15 | Double-Walled Fiberglass | Pressurized
FAST BREAK #1 | 2006 WEST HILL ST | VALDOSTA | Lowndes | 9000560 | 4 | Flapper Valve | 1991-11-15 | FALSE | 1991-11-15 | FALSE | Currently in Use | Diesel | 6000 | Epoxy | 1991-11-15 | Double-Walled Fiberglass | Pressurized
FAST BREAK #1 | 2006 WEST HILL ST | VALDOSTA | Lowndes | 9000560 | A | [5 empty] | Removed from Ground | Gas (Historical Use) | 4000 | Bare Steel | 1964-01-01 | Galvanized Steel
FAST BREAK #1 | 2006 WEST HILL ST | VALDOSTA | Lowndes | 9000560 | B | [5 empty] | Removed from Ground | Gas (Historical Use) | 4000 | Bare Steel | 1964-01-01 | Galvanized Steel
FAST BREAK #1 | 2006 WEST HILL ST | VALDOSTA | Lowndes | 9000560 | C | [5 empty] | Removed from Ground | Gas (Historical Use) | 4000 | Bare Steel | 1964-01-01 | Galvanized Steel
FAST BREAK #1 | 2006 WEST HILL ST | VALDOSTA | Lowndes | 9000560 | D | [5 empty] | Removed from Ground | Gas (Historical Use) | 4000 | Bare Steel | 1964-01-01 | Galvanized Steel
FAST BREAK #1 | 2006 WEST HILL ST | VALDOSTA | Lowndes | 9000560 | E | [5 empty] | Removed from Ground | Gas (Historical Use) | 4000 | Bare Steel | 1964-01-01 | Galvanized Steel
FAST BREAK #1 | 2006 WEST HILL ST | VALDOSTA | Lowndes | 9000560 | F | [5 empty] | Removed from Ground | Gas (Historical Use) | 4000 | Bare Steel | 1964-01-01 | Galvanized Steel
HERNDON SUPER C #204 | 1850 WEST HILL ST | VALDOSTA | Lowndes | 9000594 | 1 | [5 empty] | Permanently Out of Use - historical purposes | Gas (Historical Use) | 8000 | Bare Steel | 1971-05-12 | Galvanized Steel
HERNDON SUPER C #204 | 1850 WEST HILL ST | VALDOSTA | Lowndes | 9000594 | 2 | [5 empty] | Permanently Out of Use - historical purposes | Gas (Historical Use) | 12000 | Bare Steel | 1971-05-12 | Galvanized Steel
HERNDON SUPER C #204 | 1850 WEST HILL ST | VALDOSTA | Lowndes | 9000594 | 3 | [5 empty] | Permanently Out of Use - historical purposes | Gas (Historical Use) | 12000 | Bare Steel | 1971-05-12 | Galvanized Steel
VALDOSTA COCA-COLA BOTTLING WORK | 1409 NORTH ASHLEY ST | VALDOSTA | Lowndes | 9000550 | 1 | [5 empty] | Removed from Ground | Other | 4000 | Not Marked/Unknown | 1950-01-01 | Not Marked
VALDOSTA COCA-COLA BOTTLING WORK | 1409 NORTH ASHLEY ST | VALDOSTA | Lowndes | 9000550 | 2 | [5 empty] | Removed from Ground | Diesel | 6000 | Not Marked/Unknown | 1950-01-01 | Not Marked
BOS BP | 1405 ST AUGUSTINE RD | VALDOSTA | Lowndes | 9000689 | 1 | [5 empty] | Removed from Ground | Gas (Historical Use) | 10000 | Fiberglass | 1981-03-29 | Fiberglass Reinforced Plastic
BOS BP | 1405 ST AUGUSTINE RD | VALDOSTA | Lowndes | 9000689 | 2 | [5 empty] | Removed from Ground | Gas (Historical Use) | 10000 | Fiberglass | 1981-03-29 | Fiberglass Reinforced Plastic
BOS BP | 1405 ST AUGUSTINE RD | VALDOSTA | Lowndes | 9000689 | 3 | [5 empty] | Removed from Ground | Gas (Historical Use) | 10000 | Fiberglass | 1981-03-29 | Fiberglass Reinforced Plastic
BOS BP | 1405 ST AUGUSTINE RD | VALDOSTA | Lowndes | 9000689 | 4 |  |  | TRUE |  | TRUE | Removed from Ground | Used Oil | 1000 | Fiberglass | 1981-03-29 | Fiberglass Reinforced Plastic
BOS BP | 1405 ST AUGUSTINE RD | VALDOSTA | Lowndes | 9000689 | 5 | Ball Float | 1991-05-10 | FALSE | 1991-05-10 | FALSE | Currently in Use | E-10 | 10000 | Galvanic (STIP-3) | 1991-04-01 | Fiberglass Reinforced Plastic | Pressurized
BOS BP | 1405 ST AUGUSTINE RD | VALDOSTA | Lowndes | 9000689 | 6 | Ball Float | 1991-05-10 | FALSE | 1991-05-10 | FALSE | Currently in Use | Premium | 8000 | Galvanic (STIP-3) | 1991-04-01 | Fiberglass Reinforced Plastic | Pressurized
BOS BP | 1405 ST AUGUSTINE RD | VALDOSTA | Lowndes | 9000689 | 7 | Ball Float | 1991-05-10 | FALSE | 1991-05-10 | FALSE | Currently in Use | Diesel | 8000 | Galvanic (STIP-3) | 1991-04-01 | Fiberglass Reinforced Plastic | Pressurized
PILOT TRAVEL CENTER #073 | 3495 MADISON HWY | VALDOSTA | Lowndes | 9000053 | 1 |  | 1993-12-01 | FALSE | 1993-12-01 | FALSE | Removed from Ground | Diesel | 5000 | Steel-Impressed Current | 1984-03-17 | Fiberglass Reinforced Plastic | Pressurized
PILOT TRAVEL CENTER #073 | 3495 MADISON HWY | VALDOSTA | Lowndes | 9000053 | 10 | Flapper Valve | 2007-10-08 | FALSE | 2007-10-08 | FALSE | Removed from Ground | E-10 | 20000 | Composite Double Walled | 2007-10-08 | Fiberglass Reinforced Plastic | Pressurized
PILOT TRAVEL CENTER #073 | 3495 MADISON HWY | VALDOSTA | Lowndes | 9000053 | 11 | Flapper Valve | 2007-10-08 | FALSE | 2007-10-08 | FALSE | Removed from Ground | Diesel | 20000 | Composite Double Walled | 2007-10-08 | Fiberglass Reinforced Plastic | Pressurized
PILOT TRAVEL CENTER #073 | 3495 MADISON HWY | VALDOSTA | Lowndes | 9000053 | 2 |  | 1993-12-01 | FALSE | 1993-12-01 | FALSE | Removed from Ground | Premium | 8000 | Steel-Impressed Current | 1984-03-17 | Fiberglass Reinforced Plastic | Pressurized
PILOT TRAVEL CENTER #073 | 3495 MADISON HWY | VALDOSTA | Lowndes | 9000053 | 3 |  | 1993-12-01 | FALSE | 1993-12-01 | FALSE | Removed from Ground | Diesel | 12000 | Steel-Impressed Current | 1984-03-17 | Fiberglass Reinforced Plastic | Pressurized
PILOT TRAVEL CENTER #073 | 3495 MADISON HWY | VALDOSTA | Lowndes | 9000053 | 4 |  | 1993-12-01 | FALSE | 1993-12-01 | FALSE | Removed from Ground | Plus | 12000 | Steel-Impressed Current | 1984-03-17 | Fiberglass Reinforced Plastic | Pressurized
PILOT TRAVEL CENTER #073 | 3495 MADISON HWY | VALDOSTA | Lowndes | 9000053 | 5 | Flapper Valve | 1993-12-01 | FALSE | 1993-12-01 | FALSE | Removed from Ground | Diesel | 10000 | Steel-Impressed Current | 1984-03-17 | Fiberglass Reinforced Plastic | Pressurized
PILOT TRAVEL CENTER #073 | 3495 MADISON HWY | VALDOSTA | Lowndes | 9000053 | 6 | Flapper Valve | 1993-12-01 | FALSE | 1993-12-01 | FALSE | Removed from Ground | Diesel | 10000 | Steel-Impressed Current | 1984-01-01 | Fiberglass Reinforced Plastic | Pressurized
PILOT TRAVEL CENTER #073 | 3495 MADISON HWY | VALDOSTA | Lowndes | 9000053 | 7 | Flapper Valve | 1993-12-01 | FALSE | 1993-12-01 | FALSE | Removed from Ground | Premium | 8000 | Steel-Impressed Current | 1984-03-17 | Fiberglass Reinforced Plastic | Pressurized
PILOT TRAVEL CENTER #073 | 3495 MADISON HWY | VALDOSTA | Lowndes | 9000053 | 8 | [5 empty] | Removed from Ground | Other | 3000 | Cathodically Protected Steel | 1984-01-01 | Galvanized Steel | Pressurized
PILOT TRAVEL CENTER #073 | 3495 MADISON HWY | VALDOSTA | Lowndes | 9000053 | 9 | Flapper Valve | 1993-12-01 | FALSE | 1993-12-01 | FALSE | Removed from Ground | E-10 | 8000 | Steel-Impressed Current | 1984-03-17 | Fiberglass Reinforced Plastic | Pressurized
VALDOSTA DIESEL SERVICE INC | 3750 MADISON HWY | VALDOSTA | Lowndes | 9000054 | 1 |  |  | TRUE |  | TRUE | Removed from Ground | Used Oil | 1000 | Bare Steel | 1988-12-06 | Galvanized Steel | Gravity Fed
JAYS BBQ/TEXACO | I-75 & GA HWY 31 | VALDOSTA | Lowndes | 9000055 | 1 | [5 empty] | Removed from Ground | Empty | 4000 | Cathodically Protected Steel | 1980-05-09 | Galvanized Steel | Safe Suction (Euro)
JAYS BBQ/TEXACO | I-75 & GA HWY 31 | VALDOSTA | Lowndes | 9000055 | 2 | [5 empty] | Removed from Ground | Empty | 4000 | Cathodically Protected Steel | 1980-05-09 | Galvanized Steel | Safe Suction (Euro)
JAYS BBQ/TEXACO | I-75 & GA HWY 31 | VALDOSTA | Lowndes | 9000055 | 3 | [5 empty] | Removed from Ground | Empty | 4000 | Cathodically Protected Steel | 1980-05-09 | Galvanized Steel | Safe Suction (Euro)
JAYS BBQ/TEXACO | I-75 & GA HWY 31 | VALDOSTA | Lowndes | 9000055 | 4 | [5 empty] | Removed from Ground | Empty | 4000 | Cathodically Protected Steel | 1980-05-09 | Galvanized Steel | Safe Suction (Euro)
JAYS BBQ/TEXACO | I-75 & GA HWY 31 | VALDOSTA | Lowndes | 9000055 | 5 | [5 empty] | Removed from Ground | Empty | 10000 | Cathodically Protected Steel | 1980-05-09 | Galvanized Steel | Safe Suction (Euro)
PILOT #4561 | 3460 MADISON HWY | VALDOSTA | Lowndes | 9000056 | 1 | [5 empty] | Removed from Ground | Gas (Historical Use) | 3000 | Bare Steel | 1964-05-13 | Galvanized Steel
PILOT #4561 | 3460 MADISON HWY | VALDOSTA | Lowndes | 9000056 | 2 | [5 empty] | Removed from Ground | Gas (Historical Use) | 3000 | Bare Steel | 1964-05-13 | Galvanized Steel
PILOT #4561 | 3460 MADISON HWY | VALDOSTA | Lowndes | 9000056 | 3 | [5 empty] | Removed from Ground | Gas (Historical Use) | 3000 | Bare Steel | 1964-05-13 | Galvanized Steel
PILOT #4561 | 3460 MADISON HWY | VALDOSTA | Lowndes | 9000056 | 4 | [5 empty] | Removed from Ground | Gas (Historical Use) | 3000 | Bare Steel | 1964-05-13 | Galvanized Steel
PILOT #4561 | 3460 MADISON HWY | VALDOSTA | Lowndes | 9000056 | 5 | [5 empty] | Removed from Ground | Gas (Historical Use) | 10000 | Bare Steel | 1972-05-11 | Galvanized Steel
PILOT #4561 | 3460 MADISON HWY | VALDOSTA | Lowndes | 9000056 | 6 | Ball Float | 1999-01-01 | FALSE | 1999-01-01 | FALSE | Currently in Use | Premium | 12000 | Composite Double Walled | 1998-12-14 | Double-Walled Fiberglass | Pressurized
PILOT #4561 | 3460 MADISON HWY | VALDOSTA | Lowndes | 9000056 | 7 | Ball Float | 1999-01-01 | FALSE | 1999-01-01 | FALSE | Currently in Use | E-10 | 20000 | Composite Double Walled | 1998-12-14 | Double-Walled Fiberglass | Pressurized
PILOT #4561 | 3460 MADISON HWY | VALDOSTA | Lowndes | 9000056 | 8 | Ball Float | 1999-01-01 | FALSE | 1999-01-01 | FALSE | Currently in Use | Diesel | 30000 | Composite Double Walled | 1998-12-14 | Double-Walled Fiberglass | Pressurized
PILOT #4561 | 3460 MADISON HWY | VALDOSTA | Lowndes | 9000056 | 9 | Ball Float | 1999-01-01 | FALSE | 1999-01-01 | FALSE | Currently in Use | Diesel | 30000 | Composite Double Walled | 1998-12-14 | Double-Walled Fiberglass | Pressurized
AMOCO FOOD MART | 3832 CAT CREEK RD | VALDOSTA | Lowndes | 9000128 | 1 | Flapper Valve | 1999-10-26 | FALSE | 1999-10-26 | FALSE | Currently in Use | E-10 | 8000 | Galvanic (STIP-3) | 1985-05-13 | Double-Walled Flex | Pressurized
AMOCO FOOD MART | 3832 CAT CREEK RD | VALDOSTA | Lowndes | 9000128 | 2 | Flapper Valve | 1999-10-26 | FALSE | 1999-10-26 | FALSE | Currently in Use | Premium | 8000 | Galvanic (STIP-3) | 1985-05-13 | Double-Walled Flex | Pressurized
AMOCO FOOD MART | 3832 CAT CREEK RD | VALDOSTA | Lowndes | 9000128 | 3 | Flapper Valve | 1999-10-26 | FALSE | 1999-10-26 | FALSE | Currently in Use | Diesel | 8000 | Galvanic (STIP-3) | 1985-05-13 | Double-Walled Flex | Pressurized
#910 (BAY SHELL) | 1401 ST AUGUSTINE RD | VALDOSTA | Lowndes | 9000204 | 7 | Ball Float | 1990-12-19 | FALSE | 1990-12-19 | FALSE | Temporarily out of use | Premium | 10000 | Galvanic (STIP-3) | 1990-12-19 | Fiberglass Reinforced Plastic | Pressurized
#910 (BAY SHELL) | 1401 ST AUGUSTINE RD | VALDOSTA | Lowndes | 9000204 | 8 | Ball Float | 1990-12-19 | FALSE | 1990-12-19 | FALSE | Temporarily out of use | Regular | 10000 | Galvanic (STIP-3) | 1990-12-19 | Fiberglass Reinforced Plastic | Pressurized
#910 (BAY SHELL) | 1401 ST AUGUSTINE RD | VALDOSTA | Lowndes | 9000204 | 9 | Ball Float | 1990-12-19 | FALSE | 1990-12-19 | FALSE | Temporarily out of use | Plus | 10000 | Galvanic (STIP-3) | 1990-12-19 | Fiberglass Reinforced Plastic | Pressurized
RIDLEYS GROCERY | RTE 4 GEORGIA HWY 19 N | DAHLONEGA | Lumpkin | 9000058 | 1 | [5 empty] | Closed in Ground | Empty | 560 | Bare Steel | 1964-05-04 | Unknown
RIDLEYS GROCERY | RTE 4 GEORGIA HWY 19 N | DAHLONEGA | Lumpkin | 9000058 | 2 | [5 empty] | Closed in Ground | Empty | 560 | Bare Steel | 1964-05-04 | Unknown
RIDLEYS GROCERY | RTE 4 GEORGIA HWY 19 N | DAHLONEGA | Lumpkin | 9000058 | 3 | [5 empty] | Removed from Ground | Gas (Historical Use) | 1000 | Bare Steel | 1980-04-30 | Galvanized Steel | Suction (American)
RIDLEYS GROCERY | RTE 4 GEORGIA HWY 19 N | DAHLONEGA | Lumpkin | 9000058 | 4 | [5 empty] | Removed from Ground | Gas (Historical Use) | 1000 | Bare Steel | 1982-04-30 | Galvanized Steel | Suction (American)
CIRCLE K #2000/MR B'S 154 | 1175 SOUTH CHESTATEE | DAHLONEGA | Lumpkin | 9093001 | 1 | [5 empty] | Removed from Ground | Gas (Historical Use) | 8000 | Bare Steel | 1982-05-08 | Galvanized Steel
CIRCLE K #2000/MR B'S 154 | 1175 SOUTH CHESTATEE | DAHLONEGA | Lumpkin | 9093001 | 2 | [5 empty] | Removed from Ground | Gas (Historical Use) | 4000 | Bare Steel | 1977-05-09 | Galvanized Steel
CIRCLE K #2000/MR B'S 154 | 1175 SOUTH CHESTATEE | DAHLONEGA | Lumpkin | 9093001 | 3 | [5 empty] | Removed from Ground | Gas (Historical Use) | 1000 | Bare Steel | 1977-05-09 | Galvanized Steel
CIRCLE K #2000/MR B'S 154 | 1175 SOUTH CHESTATEE | DAHLONEGA | Lumpkin | 9093001 | 4 | [5 empty] | Removed from Ground | Gas (Historical Use) | 4000 | Bare Steel | 1977-05-09 | Galvanized Steel
QUICKMART #1 | 891 S CHESTATEE ST | DAHLONEGA | Lumpkin | 9093002 | 4501 | Ball Float | 1991-03-15 |  | 1991-03-15 |  | Currently in Use | Gas (Historical Use) | 10000 | Composite | 1991-03-15 | Fiberglass Reinforced Plastic | Pressurized
QUICKMART #1 | 891 S CHESTATEE ST | DAHLONEGA | Lumpkin | 9093002 | 4502 | Ball Float | 1991-03-15 |  | 1991-03-15 |  | Currently in Use | Gas (Historical Use) | 10000 | Composite | 1991-03-15 | Fiberglass Reinforced Plastic | Pressurized
QUICKMART #1 | 891 S CHESTATEE ST | DAHLONEGA | Lumpkin | 9093002 | 4503 | Ball Float | 1991-03-15 |  | 1991-03-15 |  | Currently in Use | Gas (Historical Use) | 10000 | Composite | 1991-03-15 | Fiberglass Reinforced Plastic | Pressurized
QUICKMART #1 | 891 S CHESTATEE ST | DAHLONEGA | Lumpkin | 9093002 | 4504 | Ball Float | 1991-03-15 |  | 1991-03-15 |  | Currently in Use | Diesel | 8000 | Composite | 1991-03-15 | Fiberglass Reinforced Plastic | Pressurized
NO FACILITY NAME | 1640 S CHESTATEE ST | DAHLONEGA | Lumpkin | 9093003 | 1 | [5 empty] | Removed from Ground | Gas (Historical Use) | 5000 | Cathodically Protected Steel | 1985-06-19 | Galvanized Steel | Suction (American)
NO FACILITY NAME | 1640 S CHESTATEE ST | DAHLONEGA | Lumpkin | 9093003 | 2 | [5 empty] | Removed from Ground | Gas (Historical Use) | 5000 | Cathodically Protected Steel | 1985-06-19 | Galvanized Steel | Suction (American)
NO FACILITY NAME | 1640 S CHESTATEE ST | DAHLONEGA | Lumpkin | 9093003 | 3 | [5 empty] | Removed from Ground | Gas (Historical Use) | 3000 | Cathodically Protected Steel | 1985-06-19 | Galvanized Steel | Suction (American)
NO FACILITY NAME | 1640 S CHESTATEE ST | DAHLONEGA | Lumpkin | 9093003 | 4 | [5 empty] | Removed from Ground | Diesel | 2000 | Cathodically Protected Steel | 1985-06-19 | Galvanized Steel | Suction (American)
STANDARD TELEPHONE CO | 202 JOHNSON ST | DAHLONEGA | Lumpkin | 9093004 | 1 | [5 empty] | Removed from Ground | Gas (Historical Use) | 10000 | Bare Steel | 1980-01-01 | Unknown
LONG BRANCH QWIK MART | 4766 GA HWY 52 E B | DAHLONEGA | Lumpkin | 9093005 | 1 | Flapper Valve | 1991-08-11 | FALSE | 1991-08-11 | TRUE | Currently in Use | Diesel | 4000 | Composite | 1991-01-01 | Fiberglass Reinforced Plastic | Pressurized
LONG BRANCH QWIK MART | 4766 GA HWY 52 E B | DAHLONEGA | Lumpkin | 9093005 | 184810 | Flapper Valve | 1991-08-12 | FALSE | 1991-08-12 | TRUE | Currently in Use | Regular | 12000 | Composite | 1991-01-01 | Fiberglass Reinforced Plastic | Pressurized
LONG BRANCH QWIK MART | 4766 GA HWY 52 E B | DAHLONEGA | Lumpkin | 9093005 | 184814 | Flapper Valve | 1991-08-12 | FALSE | 1991-08-12 | TRUE | Currently in Use | Premium | 8000 | Composite | 1991-01-01 | Fiberglass Reinforced Plastic | Pressurized
LONG BRANCH QWIK MART | 4766 GA HWY 52 E B | DAHLONEGA | Lumpkin | 9093005 | 185702 |  | 1991-08-12 |  | 1991-08-12 | TRUE | Currently in Use | Kerosene | 1000 | Composite | 1991-01-01 | Fiberglass Reinforced Plastic | Pressurized
TYSON FOODS INC | PINE TREE RD | DAHLONEGA | Lumpkin | 9093006 | 1 | [5 empty] | Removed from Ground | Diesel | 1000 | Bare Steel | 1990-12-06 | Galvanized Steel
S&S CORNERS | RTE 1 BOX 1252 TOWN CREEK CHURCH | DAHLONEGA | Lumpkin | 9093007 | 1 | Flapper Valve | 1998-10-14 | FALSE | 1998-10-14 | FALSE | Currently in Use | Gas (Historical Use) | 5000 | Galvanic (STIP-3) | 1987-01-01 | Fiberglass Reinforced Plastic | Pressurized
S&S CORNERS | RTE 1 BOX 1252 TOWN CREEK CHURCH | DAHLONEGA | Lumpkin | 9093007 | 2 | Flapper Valve | 1998-10-14 | FALSE | 1998-10-14 | FALSE | Currently in Use | Plus | 5000 | Galvanic (STIP-3) | 1987-01-01 | Fiberglass Reinforced Plastic | Pressurized
S&S CORNERS | RTE 1 BOX 1252 TOWN CREEK CHURCH | DAHLONEGA | Lumpkin | 9093007 | 3 | Flapper Valve | 1998-10-14 | FALSE | 1998-10-14 | FALSE | Currently in Use | Premium | 6000 | Galvanic (STIP-3) | 1987-01-01 | Fiberglass Reinforced Plastic | Pressurized
S&S CORNERS | RTE 1 BOX 1252 TOWN CREEK CHURCH | DAHLONEGA | Lumpkin | 9093007 | 4 | [5 empty] | Removed from Ground | Diesel | 3000 | Cathodically Protected Steel | 1987-01-01 | Galvanized Steel | Suction (American)
S&S CORNERS | RTE 1 BOX 1252 TOWN CREEK CHURCH | DAHLONEGA | Lumpkin | 9093007 | 5 | [5 empty] | Removed from Ground | Kerosene | 1000 | Cathodically Protected Steel | 1987-01-01 | Galvanized Steel | Suction (American)
CHARLIES GROCERY & GAS | 995 MORRISON MOORE PKWY | DAHLONEGA | Lumpkin | 9093010 | 1 | [5 empty] | Closed in Ground | Gas (Historical Use) | 5000 | Not Marked/Unknown | 1991-09-01 | Not Marked
CHARLIES GROCERY & GAS | 995 MORRISON MOORE PKWY | DAHLONEGA | Lumpkin | 9093010 | 2 | [5 empty] | Closed in Ground | Gas (Historical Use) | 5000 | Not Marked/Unknown | 1991-09-01 | Not Marked
CHARLIES GROCERY & GAS | 995 MORRISON MOORE PKWY | DAHLONEGA | Lumpkin | 9093010 | 3 | [5 empty] | Removed from Ground | Gas (Historical Use) | 2000 | Not Marked/Unknown | 1991-09-01 | Not Marked
CHARLIES GROCERY & GAS | 995 MORRISON MOORE PKWY | DAHLONEGA | Lumpkin | 9093010 | L164527 | Flapper Valve | 1991-11-03 |  | 1991-11-03 |  | Currently in Use | Gas (Historical Use) | 6000 | Galvanic (STIP-3) | 1991-10-06 | Fiberglass Reinforced Plastic | Suction (American)
CHARLIES GROCERY & GAS | 995 MORRISON MOORE PKWY | DAHLONEGA | Lumpkin | 9093010 | L164540 | Flapper Valve | 1991-11-03 |  | 1991-11-03 |  | Currently in Use | Gas (Historical Use) | 6000 | Galvanic (STIP-3) | 1991-10-06 | Fiberglass Reinforced Plastic | Suction (American)
BUTLER PROPERTY | NORTH GROVE ST & EAST MAIN ST | DAHLONEGA | Lumpkin | 9093011 | 1 | [5 empty] | Removed from Ground | Gas (Historical Use) | 0 | Not Marked/Unknown | 1965-01-01 | Not Marked
QUICKMART #3 | 5585 S CHESTATEE | DAHLONEGA | Lumpkin | 9093012 | 4801 | Ball Float | 1993-06-19 | FALSE | 1993-06-19 | FALSE | Currently in Use | Regular | 10000 | Galvanic (STIP-3) | 1993-06-18 | Fiberglass Reinforced Plastic | Pressurized
QUICKMART #3 | 5585 S CHESTATEE | DAHLONEGA | Lumpkin | 9093012 | 4802 | Ball Float | 1993-06-19 | FALSE | 1993-06-19 | FALSE | Currently in Use | Plus | 10000 | Galvanic (STIP-3) | 1993-06-18 | Fiberglass Reinforced Plastic | Pressurized
QUICKMART #3 | 5585 S CHESTATEE | DAHLONEGA | Lumpkin | 9093012 | 4803 | Ball Float | 1993-06-19 | FALSE | 1993-06-19 | FALSE | Currently in Use | Premium | 10000 | Galvanic (STIP-3) | 1993-06-18 | Fiberglass Reinforced Plastic | Pressurized
QUICKMART #3 | 5585 S CHESTATEE | DAHLONEGA | Lumpkin | 9093012 | 4804 | Ball Float | 1993-06-19 | FALSE | 1993-06-19 | FALSE | Currently in Use | Diesel | 6000 | Galvanic (STIP-3) | 1993-06-18 | Fiberglass Reinforced Plastic | Pressurized
MOUNTAIN VIEW CAMPGROUND | RT 3 BOX 3404 | CLEVELAND | Lumpkin | 9093013 | 1 | [5 empty] | Removed from Ground | Gas (Historical Use) | 3000 | Bare Steel | 1972-01-01 | Bare Steel | Safe Suction (Euro)
MOUNTAIN VIEW CAMPGROUND | RT 3 BOX 3404 | CLEVELAND | Lumpkin | 9093013 | 2 | [5 empty] | Removed from Ground | Gas (Historical Use) | 3000 | Bare Steel | 1972-01-01 | Bare Steel | Safe Suction (Euro)
MOUNTAIN VIEW CAMPGROUND | RT 3 BOX 3404 | CLEVELAND | Lumpkin | 9093013 | 3DOT | [5 empty] | Removed from Ground | Gas (Historical Use) | 550 | Bare Steel | 1954-01-01 | Bare Steel | Safe Suction (Euro)
MOUNTAIN VIEW CAMPGROUND | RT 3 BOX 3404 | CLEVELAND | Lumpkin | 9093013 | 4DOT | [5 empty] | Removed from Ground | Gas (Historical Use) | 550 | Bare Steel | 1954-01-01 | Bare Steel | Safe Suction (Euro)
S&S CHEVRON | 220 EAST MAIN ST/HWY 60 | DAHLONEGA | Lumpkin | 9093014 | 1 | [5 empty] | Removed from Ground | Gas (Historical Use) | 4000 | Not Marked/Unknown | 1989-01-01 | Not Marked
S&S CHEVRON | 220 EAST MAIN ST/HWY 60 | DAHLONEGA | Lumpkin | 9093014 | 10 | [5 empty] | Removed from Ground | Other | 6000 | Cathodically Protected Steel | 1996-03-13 | Galvanized Steel | Pressurized
S&S CHEVRON | 220 EAST MAIN ST/HWY 60 | DAHLONEGA | Lumpkin | 9093014 | 11 | [5 empty] | Removed from Ground | Other | 4000 | Cathodically Protected Steel | 1996-03-13 | Galvanized Steel | Pressurized
S&S CHEVRON | 220 EAST MAIN ST/HWY 60 | DAHLONEGA | Lumpkin | 9093014 | 12 | [5 empty] | Removed from Ground | Other | 4000 | Cathodically Protected Steel | 1996-03-13 | Galvanized Steel | Pressurized
S&S CHEVRON | 220 EAST MAIN ST/HWY 60 | DAHLONEGA | Lumpkin | 9093014 | 13 | [5 empty] | Removed from Ground | Other | 1000 | Cathodically Protected Steel | 1996-03-13 | Galvanized Steel | Pressurized
S&S CHEVRON | 220 EAST MAIN ST/HWY 60 | DAHLONEGA | Lumpkin | 9093014 | 2 | [5 empty] | Removed from Ground | Diesel | 4000 | Not Marked/Unknown | 1989-01-01 | Not Marked
S&S CHEVRON | 220 EAST MAIN ST/HWY 60 | DAHLONEGA | Lumpkin | 9093014 | 3 | [5 empty] | Removed from Ground | Gas (Historical Use) | 4000 | Not Marked/Unknown | 1989-01-01 | Not Marked
S&S CHEVRON | 220 EAST MAIN ST/HWY 60 | DAHLONEGA | Lumpkin | 9093014 | 4 | [5 empty] | Removed from Ground | Gas (Historical Use) | 4000 | Not Marked/Unknown | 1989-01-01 | Not Marked
S&S CHEVRON | 220 EAST MAIN ST/HWY 60 | DAHLONEGA | Lumpkin | 9093014 | 5 | [5 empty] | Removed from Ground | Gas (Historical Use) | 4000 | Not Marked/Unknown | 1989-01-01 | Not Marked
S&S CHEVRON | 220 EAST MAIN ST/HWY 60 | DAHLONEGA | Lumpkin | 9093014 | 6 | [5 empty] | Removed from Ground | Gas (Historical Use) | 2000 | Not Marked/Unknown | 1989-01-01 | Not Marked
S&S CHEVRON | 220 EAST MAIN ST/HWY 60 | DAHLONEGA | Lumpkin | 9093014 | 7 | [5 empty] | Removed from Ground | Gas (Historical Use) | 1000 | Not Marked/Unknown | 1989-01-01 | Not Marked
S&S CHEVRON | 220 EAST MAIN ST/HWY 60 | DAHLONEGA | Lumpkin | 9093014 | 8 | [5 empty] | Removed from Ground | Gas (Historical Use) | 550 | Not Marked/Unknown | 1989-01-01 | Not Marked
S&S CHEVRON | 220 EAST MAIN ST/HWY 60 | DAHLONEGA | Lumpkin | 9093014 | 9 | [5 empty] | Removed from Ground | Other | 6000 | Cathodically Protected Steel | 1996-03-13 | Galvanized Steel | Pressurized
FIELDALE/DAHLONEGA HATCHERY | GA HWY 60 SOUTH/4 MI SOUTH DAHLO | DAHLONEGA | Lumpkin | 9093015 | 1 | [5 empty] | Removed from Ground | Gas (Historical Use) | 1000 | Bare Steel | 1976-01-01 | Bare Steel
FIELDALE/DAHLONEGA HATCHERY | GA HWY 60 SOUTH/4 MI SOUTH DAHLO | DAHLONEGA | Lumpkin | 9093015 | 2 | [5 empty] | Removed from Ground | Diesel | 1000 | Bare Steel | 1976-01-01 | Bare Steel
FIELDALE/DAHLONEGA HATCHERY | GA HWY 60 SOUTH/4 MI SOUTH DAHLO | DAHLONEGA | Lumpkin | 9093015 | 3 | [5 empty] | Removed from Ground | Diesel | 1000 | Bare Steel | 1976-01-01 | Bare Steel
JOHN ALLGOOD FARM | RT 2 BOX 94/DAHLONEGA HWY | DAHLONEGA | Lumpkin | 9093018 | 1 | [5 empty] | Currently in Use | Gas (Historical Use) | 560 | Bare Steel | 1978-01-01 | Bare Steel
JOHN ALLGOOD FARM | RT 2 BOX 94/DAHLONEGA HWY | DAHLONEGA | Lumpkin | 9093018 | 2 | [5 empty] | Currently in Use | Diesel | 560 | Bare Steel | 1978-01-01 | Bare Steel
SILVER CREST FARMS | BOX 603 | DAHLONEGA | Lumpkin | 9093019 | 1 | [5 empty] | Currently in Use | Diesel | 1000 | Bare Steel | 1976-01-01 | Bare Steel
RAY CALHOUN CONSTRUCTION | RT 5 BOX 400 | DAHLONEGA | Lumpkin | 9093020 | 1 | [5 empty] | Currently in Use | Diesel | 560 | Bare Steel | 1978-01-01 | Bare Steel
RAY CALHOUN CONSTRUCTION | RT 5 BOX 400 | DAHLONEGA | Lumpkin | 9093020 | 2 | [5 empty] | Currently in Use | Gas (Historical Use) | 1000 | Bare Steel | 1978-01-01 | Bare Steel
GA DNR/BLACKBURN MAINT FAC | RT 3 BOX 3234 | DAWSONVILLE | Lumpkin | 9093035 | 1 | [5 empty] | Removed from Ground | Gas (Historical Use) | 1000 | Bare Steel | 1978-01-01 | Unknown
CLAY CREEK FALLS GROCERY | 2261 OAK GROVE RD | DAHLONEGA | Lumpkin | 9093036 | 1 | Ball Float | 1999-01-15 | FALSE | 1999-01-15 | FALSE | Currently in Use | Regular | 6000 | Galvanic (STIP-3) | 1990-01-01 | Fiberglass Reinforced Plastic | Pressurized
CLAY CREEK FALLS GROCERY | 2261 OAK GROVE RD | DAHLONEGA | Lumpkin | 9093036 | 2 | Flapper Valve | 1999-01-15 | FALSE | 1999-01-15 | FALSE | Currently in Use | Premium | 6000 | Galvanic (STIP-3) | 1990-01-01 | Fiberglass Reinforced Plastic | Pressurized
CLAY CREEK FALLS GROCERY | 2261 OAK GROVE RD | DAHLONEGA | Lumpkin | 9093036 | 3 | Flapper Valve | 1999-01-15 | FALSE | 1999-01-15 | FALSE | Currently in Use | Diesel | 6000 | Galvanic (STIP-3) | 1990-01-01 | Fiberglass Reinforced Plastic | Pressurized
CANE CREEK GROCERY, LLC | 730 CAMP WAHSEGA RD | DAHLONEGA | Lumpkin | 9093037 | 1 |  | 1989-10-13 |  | 1989-10-13 |  | Temporarily out of use | Gas (Historical Use) | 3000 | Steel-Impressed Current | 1989-10-01 | Cathodically Protected | Pressurized
CANE CREEK GROCERY, LLC | 730 CAMP WAHSEGA RD | DAHLONEGA | Lumpkin | 9093037 | 2 |  | 1989-10-13 |  | 1989-10-13 |  | Temporarily out of use | Gas (Historical Use) | 3000 | Steel-Impressed Current | 1989-10-01 | Cathodically Protected | Pressurized
CANE CREEK GROCERY, LLC | 730 CAMP WAHSEGA RD | DAHLONEGA | Lumpkin | 9093037 | 3 |  | 1989-10-13 |  | 1989-10-13 |  | Temporarily out of use | Gas (Historical Use) | 3000 | Steel-Impressed Current | 1989-10-01 | Cathodically Protected | Pressurized
CANE CREEK GROCERY, LLC | 730 CAMP WAHSEGA RD | DAHLONEGA | Lumpkin | 9093037 | A | [5 empty] | Removed from Ground | Gas (Historical Use) | 1100 | Bare Steel | 1971-05-12 | Unknown
CANE CREEK GROCERY, LLC | 730 CAMP WAHSEGA RD | DAHLONEGA | Lumpkin | 9093037 | B | [5 empty] | Removed from Ground | Gas (Historical Use) | 1100 | Bare Steel | 1971-05-12 | Unknown
CANE CREEK GROCERY, LLC | 730 CAMP WAHSEGA RD | DAHLONEGA | Lumpkin | 9093037 | C | [5 empty] | Removed from Ground | Gas (Historical Use) | 2200 | Bare Steel | 1971-05-12 | Unknown
CANE CREEK GROCERY, LLC | 730 CAMP WAHSEGA RD | DAHLONEGA | Lumpkin | 9093037 | D | [5 empty] | Removed from Ground | Gas (Historical Use) | 2200 | Bare Steel | 1971-05-12 | Unknown
CRANE STORE | 6614 DAWSONVILLE HWY HWY 9 | DAHLONEGA | Lumpkin | 9093038 | 1 | [5 empty] | Removed from Ground | Gas (Historical Use) | 1000 | Bare Steel | 2000-03-01 | Galvanized Steel | Suction (American)
CRANE STORE | 6614 DAWSONVILLE HWY HWY 9 | DAHLONEGA | Lumpkin | 9093038 | 2 | [5 empty] | Removed from Ground | Gas (Historical Use) | 1000 | Bare Steel | 2000-03-01 | Galvanized Steel | Suction (American)
CRANE STORE | 6614 DAWSONVILLE HWY HWY 9 | DAHLONEGA | Lumpkin | 9093038 | 3 | [5 empty] | Removed from Ground | Gas (Historical Use) | 500 | Bare Steel | 2000-03-01 | Galvanized Steel | Suction (American)
CRANE STORE | 6614 DAWSONVILLE HWY HWY 9 | DAHLONEGA | Lumpkin | 9093038 | 4 | Flapper Valve | 2000-03-01 | FALSE | 2000-03-01 | FALSE | Temporarily out of use | Diesel | 10000 | Galvanic (STIP-3) | 2000-03-01 | Fiberglass Reinforced Plastic | Pressurized
CRANE STORE | 6614 DAWSONVILLE HWY HWY 9 | DAHLONEGA | Lumpkin | 9093038 | 5 | Flapper Valve | 2000-03-01 | FALSE | 2000-03-01 | FALSE | Currently in Use | Regular | 10000 | Galvanic (STIP-3) | 2000-03-01 | Fiberglass Reinforced Plastic | Pressurized
CRANE STORE | 6614 DAWSONVILLE HWY HWY 9 | DAHLONEGA | Lumpkin | 9093038 | 6 | Flapper Valve | 2000-03-01 | FALSE | 2000-03-01 | FALSE | Currently in Use | Premium | 8000 | Galvanic (STIP-3) | 2000-03-01 | Fiberglass Reinforced Plastic | Pressurized
DAHLONEGA TRANSPORT INC | 452 BURNT STAND RD | DAHLONEGA | Lumpkin | 9093039 | 1 | Flapper Valve | 1993-06-01 |  | 1993-06-01 |  | Removed from Ground | Diesel | 12000 | Fiberglass | 1993-06-01 | Fiberglass Reinforced Plastic | Safe Suction (Euro)
JACK FERGUSON | 195 RIDER RD | DAWSONVILLE | Lumpkin | 9093040 | 1 | [5 empty] | Currently in Use | Gas (Historical Use) | 1000 | Bare Steel | 1985-01-01 | Bare Steel | Suction (American)
JACK FERGUSON | 195 RIDER RD | DAWSONVILLE | Lumpkin | 9093040 | 2 | [5 empty] | Currently in Use | Gas (Historical Use) | 500 | Bare Steel | 1985-01-01 | Bare Steel | Suction (American)
TRAMMELL TIRE & GAS | HWY 9 S | DAHLONEGA | Lumpkin | 9093041 | 1 | [5 empty] | Removed from Ground | Gas (Historical Use) | 6000 | Bare Steel | 1999-12-18 | Galvanized Steel | Suction (American)
TRAMMELL TIRE & GAS | HWY 9 S | DAHLONEGA | Lumpkin | 9093041 | 2 | [5 empty] | Removed from Ground | Gas (Historical Use) | 6000 | Bare Steel | 1999-12-18 | Galvanized Steel | Suction (American)
TRAMMELL TIRE & GAS | HWY 9 S | DAHLONEGA | Lumpkin | 9093041 | 3 | [5 empty] | Removed from Ground | Gas (Historical Use) | 3000 | Bare Steel | 1999-12-01 | Galvanized Steel | Suction (American)
QUICK STOP #8 | 703 N GROVE ST | DAHLONEGA | Lumpkin | 9093042 | 43001 |  | 1998-10-01 | FALSE | 1998-10-01 | FALSE | Currently in Use | Regular | 10000 | Galvanic (STIP-3) | 1988-03-01 | Fiberglass Reinforced Plastic | Pressurized
QUICK STOP #8 | 703 N GROVE ST | DAHLONEGA | Lumpkin | 9093042 | 43002 |  | 1998-10-01 | FALSE | 1998-10-01 | FALSE | Currently in Use | Plus | 10000 | Galvanic (STIP-3) | 1988-03-01 | Fiberglass Reinforced Plastic | Pressurized
QUICK STOP #8 | 703 N GROVE ST | DAHLONEGA | Lumpkin | 9093042 | 43003 |  | 1998-10-01 | FALSE | 1998-10-01 | FALSE | Currently in Use | Premium | 10000 | Galvanic (STIP-3) | 1988-03-01 | Fiberglass Reinforced Plastic | Pressurized
NGHS LUMPKIN, LLC | 227 MOUNTAIN DR | DAHLONEGA | Lumpkin | 9093043 | 1 | [5 empty] | Removed from Ground | Diesel | 1000 | Not Marked/Unknown | 1976-01-01 | Not Marked
NGHS LUMPKIN, LLC | 227 MOUNTAIN DR | DAHLONEGA | Lumpkin | 9093043 | 2 | [5 empty] | Removed from Ground | Diesel | 1000 | Bare Steel | 1976-01-01 | Bare Steel | Suction (American)
NGHS LUMPKIN, LLC | 227 MOUNTAIN DR | DAHLONEGA | Lumpkin | 9093043 | 3 | Flapper Valve | 1999-05-01 | FALSE | 1999-05-01 | FALSE | Currently in Use | Diesel | 2000 | Fiberglass | 1999-06-24 | Fiberglass Reinforced Plastic | Safe Suction (Euro)
PETROFAST FOOD STORE #17 | 2030 GEORGIA HWY 400 | DAHLONEGA | Lumpkin | 9093045 | 1 | Ball Float | 1997-08-01 | FALSE | 1997-08-01 | FALSE | Currently in Use | Regular | 10000 | Composite | 1997-08-01 | Fiberglass Reinforced Plastic | Pressurized
PETROFAST FOOD STORE #17 | 2030 GEORGIA HWY 400 | DAHLONEGA | Lumpkin | 9093045 | 2 | Ball Float | 1997-08-01 | FALSE | 1997-08-01 | FALSE | Currently in Use | Premium | 8000 | Composite | 1997-08-01 | Fiberglass Reinforced Plastic | Pressurized
PETROFAST FOOD STORE #17 | 2030 GEORGIA HWY 400 | DAHLONEGA | Lumpkin | 9093045 | 3A | Ball Float | 1997-08-01 | FALSE | 1997-08-01 | FALSE | Currently in Use | Diesel | 2000 | Composite | 1997-08-01 | Fiberglass Reinforced Plastic | Pressurized
PETROFAST FOOD STORE #17 | 2030 GEORGIA HWY 400 | DAHLONEGA | Lumpkin | 9093045 | 3B | Ball Float | 1997-08-01 | FALSE | 1997-08-01 | FALSE | Currently in Use | Diesel | 4000 | Composite | 1997-08-01 | Fiberglass Reinforced Plastic | Pressurized
PETROFAST FOOD STORE #17 | 2030 GEORGIA HWY 400 | DAHLONEGA | Lumpkin | 9093045 | 3C | Ball Float | 1997-08-01 | FALSE | 1997-08-01 | FALSE | Currently in Use | Kerosene | 2000 | Composite | 1997-08-01 | Fiberglass Reinforced Plastic | Pressurized
TURNERS CORNER GENERAL STORE | 13870 HWY 19N | CLEVELAND | Lumpkin | 9093046 | 1 | Ball Float | 1999-12-01 | FALSE | 1999-12-01 | FALSE | Currently in Use | Regular | 8000 | Fiberglass | 1999-12-01 | Fiberglass Reinforced Plastic | Pressurized
TURNERS CORNER GENERAL STORE | 13870 HWY 19N | CLEVELAND | Lumpkin | 9093046 | 2 | Ball Float | 1999-12-01 | FALSE | 1999-12-01 | FALSE | Currently in Use | Premium | 4000 | Fiberglass | 1999-12-01 | Fiberglass Reinforced Plastic | Pressurized
DAHLONEGA AUTO SERVICE CENTER | 1640 S CHESTATEE | DAHLONEGA | Lumpkin | 9093047 | 1 | [5 empty] | Removed from Ground | Gas (Historical Use) | 5000 | Cathodically Protected Steel | 2000-07-06 | Galvanized Steel | Pressurized
DAHLONEGA AUTO SERVICE CENTER | 1640 S CHESTATEE | DAHLONEGA | Lumpkin | 9093047 | 2 | [5 empty] | Removed from Ground | Gas (Historical Use) | 5000 | Cathodically Protected Steel | 2000-07-06 | Galvanized Steel | Pressurized
DAHLONEGA AUTO SERVICE CENTER | 1640 S CHESTATEE | DAHLONEGA | Lumpkin | 9093047 | 3 | [5 empty] | Removed from Ground | Gas (Historical Use) | 3000 | Cathodically Protected Steel | 2000-07-06 | Galvanized Steel | Pressurized
DAHLONEGA AUTO SERVICE CENTER | 1640 S CHESTATEE | DAHLONEGA | Lumpkin | 9093047 | 4 | [5 empty] | Removed from Ground | Diesel | 2000 | Cathodically Protected Steel | 2000-07-06 | Galvanized Steel | Pressurized
PETROFAST FOOD STORE #16 | 5461 S CHESTATEE ST | DAHLONEGA | Lumpkin | 9093048 | 1 | Ball Float | 1999-11-01 | FALSE | 1999-11-01 | FALSE | Currently in Use | Regular | 20000 | Fiberglass | 1999-10-01 | Flex | Pressurized
PETROFAST FOOD STORE #16 | 5461 S CHESTATEE ST | DAHLONEGA | Lumpkin | 9093048 | 2 | Ball Float | 1999-11-01 | FALSE | 1999-11-01 | FALSE | Currently in Use | Premium | 12000 | Fiberglass | 1999-10-01 | Flex | Pressurized
JOHN IRVIN GROCERY | 535 BANKS DRIVE | DAHLONEGA | Lumpkin | 9093049 | 1 | [5 empty] | Removed from Ground | Gas (Historical Use) | 1000 | Not Marked/Unknown | 1999-11-04 | Not Marked
JOHN IRVIN GROCERY | 535 BANKS DRIVE | DAHLONEGA | Lumpkin | 9093049 | 2 | [5 empty] | Removed from Ground | Gas (Historical Use) | 500 | Not Marked/Unknown | 1999-11-04 | Not Marked
CAINS AUTO PARTS | 1184 N GROVE ST | DAHLONEGA | Lumpkin | 9093050 | 1 | [5 empty] | Removed from Ground | Gas (Historical Use) | 500 | Bare Steel | 2000-11-17 | Galvanized Steel | Suction (American)
CAINS AUTO PARTS | 1184 N GROVE ST | DAHLONEGA | Lumpkin | 9093050 | 2 | [5 empty] | Removed from Ground | Gas (Historical Use) | 500 | Bare Steel | 2000-11-17 | Galvanized Steel | Suction (American)
CAINS AUTO PARTS | 1184 N GROVE ST | DAHLONEGA | Lumpkin | 9093050 | 3 | [5 empty] | Removed from Ground | Kerosene | 500 | Bare Steel | 2000-11-17 | Galvanized Steel | Suction (American)
LENA S ASH | 3689 CAVENDER CREEK RD | DAHLONEGA | Lumpkin | 9093051 | 1 | [5 empty] | Removed from Ground | Gas (Historical Use) | 3000 | Bare Steel | 1976-01-01 | Bare Steel | Safe Suction (Euro)
LENA S ASH | 3689 CAVENDER CREEK RD | DAHLONEGA | Lumpkin | 9093051 | 2 | [5 empty] | Removed from Ground | Gas (Historical Use) | 1000 | Bare Steel | 1976-01-01 | Bare Steel | Safe Suction (Euro)
LENA S ASH | 3689 CAVENDER CREEK RD | DAHLONEGA | Lumpkin | 9093051 | 3 | [5 empty] | Removed from Ground | Gas (Historical Use) | 2000 | Bare Steel | 1976-01-01 | Bare Steel | Safe Suction (Euro)
CONERSTORE | 6705 A HWY 52 E | MURRAYVILLE | Lumpkin | 9093052 | 1 | Ball Float | 1999-01-01 | FALSE | 1999-01-01 | FALSE | Currently in Use | Regular | 12000 | Epoxy | 1999-01-01 | Double-Walled Flex | Pressurized
CONERSTORE | 6705 A HWY 52 E | MURRAYVILLE | Lumpkin | 9093052 | 2A | Ball Float | 1999-01-01 | FALSE | 1999-01-01 | FALSE | Currently in Use | Premium | 10000 | Epoxy | 1999-01-01 | Double-Walled Flex | Pressurized
CONERSTORE | 6705 A HWY 52 E | MURRAYVILLE | Lumpkin | 9093052 | 2B | Ball Float | 1999-01-01 | FALSE | 1999-01-01 | FALSE | Currently in Use | Diesel | 5000 | Epoxy | 1999-01-01 | Double-Walled Flex | Pressurized
GA DOT 10116/LUMPKIN CO MAINT HQ | 0 .2 MI WEST OF GA HWY 60 SOUTH O | DAHLONEGA | Lumpkin | 930001 | 116D1 | [5 empty] | Removed from Ground | Diesel | 1000 | Bare Steel | 1967-05-04 | Galvanized Steel | Suction (American)
GA DOT 10116/LUMPKIN CO MAINT HQ | 0 .2 MI WEST OF GA HWY 60 SOUTH O | DAHLONEGA | Lumpkin | 930001 | 116G1 | [5 empty] | Removed from Ground | Gas (Historical Use) | 2000 | Bare Steel | 1986-03-01 | Galvanized Steel | Suction (American)
LUMPKIN CO FORESTRY UNIT | 1270 CROWN MTN DR | DAHLONEGA | Lumpkin | 930003 | 1 | [5 empty] | Removed from Ground | Gas (Historical Use) | 2000 | Bare Steel | 1981-04-23 | Galvanized Steel | Safe Suction (Euro)
LUMPKIN CO FORESTRY UNIT | 1270 CROWN MTN DR | DAHLONEGA | Lumpkin | 930003 | 2 | [5 empty] | Removed from Ground | Diesel | 560 | Bare Steel | 1956-04-29 | Galvanized Steel | Safe Suction (Euro)
GA FOREST COMM HANGAR | LUMPKIN CO-WIMPY ARIPORT | DAHLONEGA | Lumpkin | 930004 | 1 | [5 empty] | Removed from Ground | Gas (Historical Use) | 2000 | Bare Steel | 1983-04-23 | Galvanized Steel | Safe Suction (Euro)
GOLDEN PANTRY #27 | 462 N GROVE ST | DAHLONEGA | Lumpkin | 930005 | 1 | Flapper Valve | 1998-10-28 | FALSE | 1998-10-28 | FALSE | Currently in Use | Regular | 10000 | Steel-Impressed Current | 1985-04-17 | Fiberglass Reinforced Plastic | Pressurized
GOLDEN PANTRY #27 | 462 N GROVE ST | DAHLONEGA | Lumpkin | 930005 | 2 | Flapper Valve | 1998-10-28 | FALSE | 1998-10-28 | FALSE | Currently in Use | Plus | 8000 | Steel-Impressed Current | 1974-04-20 | Galvanized Steel | Pressurized
GOLDEN PANTRY #27 | 462 N GROVE ST | DAHLONEGA | Lumpkin | 930005 | 3 | Flapper Valve | 1998-10-28 | FALSE | 1998-10-28 | FALSE | Currently in Use | Premium | 8000 | Steel-Impressed Current | 1974-04-20 | Fiberglass Reinforced Plastic | Pressurized
US FOREST SVC | RT 4/YAHOOLA RD/OFF US 19 NORTH | DAHLONEGA | Lumpkin | 930006 | 1 | [5 empty] | Removed from Ground | Gas (Historical Use) | 500 | Bare Steel | 1965-02-18 | Galvanized Steel
US FOREST SVC | RT 4/YAHOOLA RD/OFF US 19 NORTH | DAHLONEGA | Lumpkin | 930006 | 2 | [5 empty] | Removed from Ground | Gas (Historical Use) | 1500 | Bare Steel | 1981-02-14 | Galvanized Steel
US FOREST SVC | RT 4/YAHOOLA RD/OFF US 19 NORTH | DAHLONEGA | Lumpkin | 930006 | 3 | [5 empty] | Removed from Ground | Gas (Historical Use) | 250 | Bare Steel | 1983-02-14 | Galvanized Steel
US FOREST SVC | RT 4/YAHOOLA RD/OFF US 19 NORTH | DAHLONEGA | Lumpkin | 930006 | 4 | [5 empty] | Removed from Ground | Diesel | 500 | Bare Steel | 1965-02-18 | Galvanized Steel
CITY OF DAHLONEGA | 201 WEST MAIN ST | DAHLONEGA | Lumpkin | 930007 | 1 | [5 empty] | Removed from Ground | Gas (Historical Use) | 0 | Bare Steel | 1986-02-24 | Galvanized Steel
ERSKINE F WHITMIRE | 305 NORTH PARK ST | DAHLONEGA | Lumpkin | 930008 | 1 | [5 empty] | Permanently Out of Use - historical purposes | Propane | 500 | Bare Steel | 1948-03-08 | Bare Steel
LUMPKIN CO SCHOOLS | BARLOW RD | DAHLONEGA | Lumpkin | 930009 | 1 | [5 empty] | Removed from Ground | Gas (Historical Use) | 12000 | Bare Steel | 1971-01-01 | Galvanized Steel
LUMPKIN CO SCHOOLS | BARLOW RD | DAHLONEGA | Lumpkin | 930009 | 2 |  | 1990-08-01 |  | 1990-08-01 |  | Removed from Ground | Gas (Historical Use) | 10000 | Composite | 1990-08-01 | Fiberglass Reinforced Plastic | Safe Suction (Euro)
LUMPKIN CO SCHOOLS | BARLOW RD | DAHLONEGA | Lumpkin | 930009 | 3 |  | 1990-08-01 |  | 1990-08-01 |  | Removed from Ground | Diesel | 10000 | Composite | 1987-01-01 | Fiberglass Reinforced Plastic | Safe Suction (Euro)
ANNEX BLDG/LUMPKIN CO BD OF EDUC | 101 MOUNTAIN VIEW DR | DAHLONEGA | Lumpkin | 930011 | 1 | [5 empty] | Permanently Out of Use - historical purposes | Diesel | 6000 | Bare Steel | 1986-01-22 | Unknown
LUMPKIN CO FARMERS ASSOC | 102 NORTH GROVE/HWY 9 NORTH | DAHLONEGA | Lumpkin | 930013 | 1 | [5 empty] | Removed from Ground | Empty | 0 | Bare Steel | 1956-03-10 | Bare Steel
LUMPKIN CO FARMERS ASSOC | 102 NORTH GROVE/HWY 9 NORTH | DAHLONEGA | Lumpkin | 930013 | 2 | [5 empty] | Removed from Ground | Empty | 0 | Bare Steel | 1956-03-10 | Bare Steel
LUMPKIN CO FARMERS ASSOC | 102 NORTH GROVE/HWY 9 NORTH | DAHLONEGA | Lumpkin | 930013 | 3 | [5 empty] | Removed from Ground | Empty | 0 | Bare Steel | 1956-03-10 | Bare Steel
LUMPKIN CO FARMERS ASSOC | 102 NORTH GROVE/HWY 9 NORTH | DAHLONEGA | Lumpkin | 930013 | 4 | [5 empty] | Removed from Ground | Other | 0 | Bare Steel | 1956-03-10 | Bare Steel
MOORES CASH & CARRY INC | 101 MOORE DR | DAHLONEGA | Lumpkin | 930014 | 1 | [5 empty] | Removed from Ground | Gas (Historical Use) | 1 | Bare Steel |  | Galvanized Steel
STANDARD TELEPHONE CO | GOUDLOCK ST | DAHLONEGA | Lumpkin | 930044 | 1 |  | 1991-01-01 |  | 1991-01-01 |  | Removed from Ground | Gas (Historical Use) | 10000 | Cathodically Protected Steel | 1982-02-25 | Fiberglass Reinforced Plastic | Suction (American)
Raines Grading Hauling & Paving LLC | 1234 DAWSONVILLE HWY | DAHLONEGA | Lumpkin | 930045 | 1 | Flapper Valve | 1998-08-28 | FALSE | 1998-08-28 | FALSE | Currently in Use | Regular | 5000 | Steel-Impressed Current | 1982-03-22 | Steel (Impressed Current) | Safe Suction (Euro)
Raines Grading Hauling & Paving LLC | 1234 DAWSONVILLE HWY | DAHLONEGA | Lumpkin | 930045 | 2 | Flapper Valve | 1998-08-28 | FALSE | 1998-08-28 | FALSE | Currently in Use | Diesel | 5000 | Steel-Impressed Current | 1982-03-22 | Steel (Impressed Current) | Safe Suction (Euro)
Mountain Express #271 | 4150 HWY 19 N | DAHLONEGA | Lumpkin | 930047 | 5301 |  | 1991-10-23 | FALSE | 1991-10-23 | FALSE | Currently in Use | Plus | 4000 | Galvanic (STIP-3) | 1987-01-01 | Fiberglass Reinforced Plastic | Pressurized
Mountain Express #271 | 4150 HWY 19 N | DAHLONEGA | Lumpkin | 930047 | 5302 |  | 1991-10-23 | FALSE | 1991-10-23 | FALSE | Currently in Use | Regular | 8000 | Galvanic (STIP-3) | 1991-12-01 | Fiberglass Reinforced Plastic | Pressurized
Mountain Express #271 | 4150 HWY 19 N | DAHLONEGA | Lumpkin | 930047 | 5303 |  | 1991-10-23 | FALSE | 1991-10-23 | FALSE | Currently in Use | Premium | 8000 | Galvanic (STIP-3) | 1991-12-01 | Fiberglass Reinforced Plastic | Pressurized
Mountain Express #271 | 4150 HWY 19 N | DAHLONEGA | Lumpkin | 930047 | 5304 |  | 1991-10-23 | FALSE | 1991-10-23 | FALSE | Currently in Use | Diesel | 1045 | Composite | 1991-12-01 | Fiberglass Reinforced Plastic | Pressurized
BONNELL BEASLEY GROCERY | RT 1 | DAHLONEGA | Lumpkin | 930048 | 1 | [5 empty] | Removed from Ground | Gas (Historical Use) | 550 | Bare Steel | 1976-04-25 | Galvanized Steel
BONNELL BEASLEY GROCERY | RT 1 | DAHLONEGA | Lumpkin | 930048 | 2 | [5 empty] | Removed from Ground | Gas (Historical Use) | 550 | Bare Steel | 1976-04-25 | Galvanized Steel
PIERCES HARDWARE | 6710 HWY 115 & 52 E | MURRAYVILLE | Lumpkin | 930050 | 1 |  | 1998-12-01 |  | 1998-12-01 |  | Removed from Ground | Other | 5000 | Steel-Impressed Current | 1981-04-30 | Cathodically Protected | Safe Suction (Euro)
PIERCES HARDWARE | 6710 HWY 115 & 52 E | MURRAYVILLE | Lumpkin | 930050 | 2 |  | 1998-12-01 |  | 1998-12-01 |  | Removed from Ground | Diesel | 6000 | Steel-Impressed Current | 1981-04-30 | Cathodically Protected | Safe Suction (Euro)
PIERCES HARDWARE | 6710 HWY 115 & 52 E | MURRAYVILLE | Lumpkin | 930050 | 3 |  | 1998-12-01 |  | 1998-12-01 |  | Removed from Ground | Kerosene | 6000 | Steel-Impressed Current | 1981-04-30 | Cathodically Protected | Safe Suction (Euro)
TORRINGTON CO | 300 TORRINGTON DR | DAHLONEGA | Lumpkin | 930051 | 1 | [5 empty] | Removed from Ground | Other | 10000 | Bare Steel | 1980-04-30 | Bare Steel
TORRINGTON CO | 300 TORRINGTON DR | DAHLONEGA | Lumpkin | 930051 | 2 | [5 empty] | Removed from Ground | Other | 8000 | Bare Steel | 1980-01-01 | Bare Steel
TORRINGTON CO | 300 TORRINGTON DR | DAHLONEGA | Lumpkin | 930051 | 3 | [5 empty] | Removed from Ground | Gas (Historical Use) | 1000 | Bare Steel | 1980-01-01 | Bare Steel
TORRINGTON CO | 300 TORRINGTON DR | DAHLONEGA | Lumpkin | 930051 | 4 | [5 empty] | Removed from Ground | Diesel | 1000 | Bare Steel | 1979-01-01 | Bare Steel
TORRINGTON CO | 300 TORRINGTON DR | DAHLONEGA | Lumpkin | 930051 | 5 | [5 empty] | Closed in Ground | Other | 10000 | Bare Steel | 1979-01-01 | Bare Steel
TORRINGTON CO | 300 TORRINGTON DR | DAHLONEGA | Lumpkin | 930051 | 6 | [5 empty] | Removed from Ground | Empty | 1000 | Bare Steel | 1979-01-01 | Bare Steel
TORRINGTON CO | 300 TORRINGTON DR | DAHLONEGA | Lumpkin | 930051 | 7 | [5 empty] | Removed from Ground | Hazardous Substance | 10000 | Bare Steel | 1979-01-01 | Bare Steel
QUICK FOOD MART | 1959 HWY 19 N | DAHLONEGA | Lumpkin | 930052 | 23001 | Ball Float | 1998-07-01 | FALSE | 1998-07-01 | FALSE | Currently in Use | Regular | 10134 | Steel-Impressed Current | 1977-05-07 | Fiberglass Reinforced Plastic | Pressurized
QUICK FOOD MART | 1959 HWY 19 N | DAHLONEGA | Lumpkin | 930052 | 23002 | Ball Float | 1998-07-01 | FALSE | 1998-07-01 | FALSE | Temporarily out of use | Gas (Historical Use) | 10134 | Steel-Impressed Current | 1977-05-07 | Fiberglass Reinforced Plastic | Pressurized
QUICK FOOD MART | 1959 HWY 19 N | DAHLONEGA | Lumpkin | 930052 | 23003 | Ball Float | 1998-07-01 | FALSE | 1998-07-01 | FALSE | Currently in Use | Premium | 8086 | Steel-Impressed Current | 1977-05-07 | Fiberglass Reinforced Plastic | Pressurized
ROSE OF SHARON | 205 N GROVE STREET | DAHLONEGA | Lumpkin | 930053 | 1 |  | 1999-12-01 |  | 1999-12-01 |  | Removed from Ground | Gas (Historical Use) | 10008 | Steel-Impressed Current | 1977-05-07 | Fiberglass Reinforced Plastic | Pressurized
ROSE OF SHARON | 205 N GROVE STREET | DAHLONEGA | Lumpkin | 930053 | 2 |  | 1999-12-01 |  | 1999-12-01 |  | Removed from Ground | Gas (Historical Use) | 10008 | Steel-Impressed Current | 1977-05-07 | Fiberglass Reinforced Plastic | Pressurized
TEXACO FOOD MART | 550 S CHESTATEE | DAHLONEGA | Lumpkin | 930054 | 11001 | Ball Float | 1998-02-16 | FALSE | 1998-02-16 | FALSE | Currently in Use | Regular | 10000 | Steel-Impressed Current | 1982-05-06 | Fiberglass Reinforced Plastic | Pressurized
TEXACO FOOD MART | 550 S CHESTATEE | DAHLONEGA | Lumpkin | 930054 | 11002 | Ball Float | 1998-02-16 | FALSE | 1998-02-16 | FALSE | Currently in Use | Premium | 10000 | Steel-Impressed Current | 1982-05-06 | Fiberglass Reinforced Plastic | Pressurized
TEXACO FOOD MART | 550 S CHESTATEE | DAHLONEGA | Lumpkin | 930054 | 11003 | Ball Float | 1998-02-16 | FALSE | 1998-02-16 | FALSE | Currently in Use | Plus | 6000 | Steel-Impressed Current | 1982-05-06 | Fiberglass Reinforced Plastic | Pressurized
LONG BRANCH STORE | HWYS 400 & 60 | DAHLONEGA | Lumpkin | 930055 | 1 | [5 empty] | Removed from Ground | Gas (Historical Use) | 8000 | Bare Steel | 1983-05-06 | Galvanized Steel
LONG BRANCH STORE | HWYS 400 & 60 | DAHLONEGA | Lumpkin | 930055 | 2 | [5 empty] | Removed from Ground | Gas (Historical Use) | 8000 | Bare Steel | 1983-05-06 | Galvanized Steel
LONG BRANCH STORE | HWYS 400 & 60 | DAHLONEGA | Lumpkin | 930055 | 3 | [5 empty] | Removed from Ground | Gas (Historical Use) | 8000 | Bare Steel | 1983-05-06 | Galvanized Steel
LONG BRANCH STORE | HWYS 400 & 60 | DAHLONEGA | Lumpkin | 930055 | 4 | [5 empty] | Removed from Ground | Diesel | 6000 | Bare Steel | 1983-05-06 | Galvanized Steel
ATC DAHLONEGA GA FACILITY | 5824 HWY 52 E | DAHLONEGA | Lumpkin | 930056 | 1 | [5 empty] | Removed from Ground | Diesel | 25000 | Bare Steel | 1975-01-01 | Copper | Suction (American)
ATC DAHLONEGA GA FACILITY | 5824 HWY 52 E | DAHLONEGA | Lumpkin | 930056 | 2 | [5 empty] | Removed from Ground | Diesel | 25000 | Bare Steel | 1975-01-01 | Copper | Suction (American)
ATC DAHLONEGA GA FACILITY | 5824 HWY 52 E | DAHLONEGA | Lumpkin | 930056 | 3 | [5 empty] | Removed from Ground | Diesel | 25000 | Bare Steel | 1975-01-01 | Copper | Suction (American)
ATC DAHLONEGA GA FACILITY | 5824 HWY 52 E | DAHLONEGA | Lumpkin | 930056 | 4 | [5 empty] | Removed from Ground | Diesel | 25000 | Bare Steel | 1975-01-01 | Copper | Suction (American)
ATC DAHLONEGA GA FACILITY | 5824 HWY 52 E | DAHLONEGA | Lumpkin | 930056 | 5 | [5 empty] | Removed from Ground | Diesel | 5000 | Bare Steel | 1975-01-01 | Copper | Suction (American)
ATC DAHLONEGA GA FACILITY | 5824 HWY 52 E | DAHLONEGA | Lumpkin | 930056 | 6 | [5 empty] | Removed from Ground | Diesel | 3000 | Bare Steel | 1975-01-01 | Copper | Suction (American)
ATC DAHLONEGA GA FACILITY | 5824 HWY 52 E | DAHLONEGA | Lumpkin | 930056 | 7 |  | 1992-03-30 |  | 1992-03-30 |  | Removed from Ground | Diesel | 10000 | Cathodically Protected Steel | 1992-03-30 | Fiberglass Reinforced Plastic | Suction (American)
AT&T RADIO RELAY STATION DAHLONE | GA HWY 115/EMORY STEPHENS RD/ | DAHLONEGA | Lumpkin | 930057 | 1 | [5 empty] | Removed from Ground | Diesel | 3000 | Bare Steel | 1986-05-07 | Copper | Suction (American)
HELTONS FAST FOOD | 200 WEST MAIN ST | DAHLONEGA | Lumpkin | 930058 | 1 | [5 empty] | Removed from Ground | Gas (Historical Use) | 8000 | Bare Steel | 1986-05-08 | Unknown | Suction (American)
HELTONS FAST FOOD | 200 WEST MAIN ST | DAHLONEGA | Lumpkin | 930058 | 2 | [5 empty] | Removed from Ground | Gas (Historical Use) | 4000 | Bare Steel | 1986-05-08 | Unknown | Suction (American)
HELTONS FAST FOOD | 200 WEST MAIN ST | DAHLONEGA | Lumpkin | 930058 | 3 | [5 empty] | Removed from Ground | Gas (Historical Use) | 4000 | Bare Steel | 1986-05-08 | Unknown | Suction (American)
CROSSROADS GROCERY | RT 4 BOX 272 | DAHLONEGA | Lumpkin | 930059 | 1 | [5 empty] | Removed from Ground | Gas (Historical Use) | 1100 | Bare Steel | 1971-05-12 | Unknown
CROSSROADS GROCERY | RT 4 BOX 272 | DAHLONEGA | Lumpkin | 930059 | 2 | [5 empty] | Removed from Ground | Gas (Historical Use) | 1100 | Bare Steel | 1971-05-12 | Unknown
JERRYS SUPERETTE | 776 GA HWY 52 E | DAHLONEGA | Lumpkin | 930061 | 1 | [5 empty] | Removed from Ground | Gas (Historical Use) | 1100 | Bare Steel | 1972-05-11 | Unknown
JERRYS SUPERETTE | 776 GA HWY 52 E | DAHLONEGA | Lumpkin | 930061 | 2 | [5 empty] | Removed from Ground | Gas (Historical Use) | 1100 | Bare Steel | 1972-05-11 | Unknown
JERRYS SUPERETTE | 776 GA HWY 52 E | DAHLONEGA | Lumpkin | 930061 | 3 |  | 1990-02-01 |  | 1990-02-01 |  | Currently in Use | Gas (Historical Use) | 4000 | Galvanic (STIP-3) | 1990-02-20 | Fiberglass Reinforced Plastic | Pressurized
JERRYS SUPERETTE | 776 GA HWY 52 E | DAHLONEGA | Lumpkin | 930061 | 4 |  | 1990-02-01 |  | 1990-02-01 |  | Currently in Use | Gas (Historical Use) | 4000 | Galvanic (STIP-3) | 1990-02-20 | Fiberglass Reinforced Plastic | Pressurized
JERRYS SUPERETTE | 776 GA HWY 52 E | DAHLONEGA | Lumpkin | 930061 | 5 |  | 1990-02-01 |  | 1990-02-01 |  | Currently in Use | Gas (Historical Use) | 4000 | Galvanic (STIP-3) | 1990-02-20 | Fiberglass Reinforced Plastic | Pressurized
TURKS SERVICE CENTER | RT 3 HWY 129 N | CLEVELAND | Lumpkin | 930062 | 1 | [5 empty] | Removed from Ground | Gas (Historical Use) | 2200 | Bare Steel | 1968-05-12 | Unknown
TURKS SERVICE CENTER | RT 3 HWY 129 N | CLEVELAND | Lumpkin | 930062 | 2 | [5 empty] | Removed from Ground | Gas (Historical Use) | 2200 | Bare Steel | 1968-05-12 | Unknown
TURKS SERVICE CENTER | RT 3 HWY 129 N | CLEVELAND | Lumpkin | 930062 | 3 | [5 empty] | Removed from Ground | Gas (Historical Use) | 1100 | Bare Steel | 1968-05-12 | Unknown
DAHLONEGA FEED POULTRY | 21 LEE ANDERSON RD | DAHLONEGA | Lumpkin | 930063 | 1 | [5 empty] | Closed in Ground | Diesel | 500 | Bare Steel | 1966-05-13 | Galvanized Steel
DAHLONEGA FEED POULTRY | 21 LEE ANDERSON RD | DAHLONEGA | Lumpkin | 930063 | 2 | [5 empty] | Removed from Ground | Gas (Historical Use) | 3000 | Bare Steel | 1978-05-10 | Galvanized Steel
J R CHAPMAN STORE | ST 115 | DAHLONEGA | Lumpkin | 930064 | 1 | [5 empty] | Removed from Ground | Empty | 550 | Bare Steel | 1936-05-20 | Unknown
J R CHAPMAN STORE | ST 115 | DAHLONEGA | Lumpkin | 930064 | 2 | [5 empty] | Removed from Ground | Empty | 550 | Bare Steel | 1936-05-20 | Unknown
BUCKHORNS GROCERY | ABANDONED- HWY 9 | DAHLONEGA | Lumpkin | 930067 | 1 |  | 1998-12-01 | FALSE | 1998-12-01 | FALSE | Temporarily out of use | Gas (Historical Use) | 6000 | Steel-Impressed Current | 1978-05-09 | Cathodically Protected | Suction (American)
BUCKHORNS GROCERY | ABANDONED- HWY 9 | DAHLONEGA | Lumpkin | 930067 | 2 |  | 1998-12-01 | FALSE | 1998-12-01 | FALSE | Temporarily out of use | Gas (Historical Use) | 4000 | Steel-Impressed Current | 1978-05-09 | Cathodically Protected | Suction (American)
BUCKHORNS GROCERY | ABANDONED- HWY 9 | DAHLONEGA | Lumpkin | 930067 | 3 |  | 1998-12-01 | FALSE | 1998-12-01 | FALSE | Temporarily out of use | Gas (Historical Use) | 4000 | Steel-Impressed Current | 1978-05-09 | Cathodically Protected | Suction (American)
BUCKHORNS GROCERY | ABANDONED- HWY 9 | DAHLONEGA | Lumpkin | 930067 | 4 | [5 empty] | Removed from Ground | Diesel | 1000 | Bare Steel | 1978-05-09 | Galvanized Steel | Suction (American)
BURLINGTON INDUSTRIES-PINE TREE | 1000 PINE TREE WAY | DAHLONEGA | Lumpkin | 930068 | 1 | [5 empty] | Removed from Ground | Hazardous Substance | 1000 | Bare Steel | 1967-05-13 | Bare Steel
BURLINGTON INDUSTRIES-PINE TREE | 1000 PINE TREE WAY | DAHLONEGA | Lumpkin | 930068 | 2 | [5 empty] | Removed from Ground | Hazardous Substance | 1000 | Bare Steel | 1975-05-11 | Bare Steel
BURLINGTON INDUSTRIES-PINE TREE | 1000 PINE TREE WAY | DAHLONEGA | Lumpkin | 930068 | 3 | [5 empty] | Removed from Ground | Other | 12000 | Not Marked/Unknown | 1991-04-19 | Not Marked
BURLINGTON INDUSTRIES-PINE TREE | 1000 PINE TREE WAY | DAHLONEGA | Lumpkin | 930068 | 4 | [5 empty] | Removed from Ground | Other | 12000 | Not Marked/Unknown | 1995-04-19 | Not Marked
BANK OF DAHLONEGA | 207 WEST MAIN ST | DAHLONEGA | Lumpkin | 930072 | 1 | [5 empty] | Closed in Ground | Empty | 1000 | Bare Steel | 1971-05-18 | Galvanized Steel
BANK OF DAHLONEGA | 207 WEST MAIN ST | DAHLONEGA | Lumpkin | 930072 | 2 | [5 empty] | Closed in Ground | Empty | 550 | Bare Steel | 1971-05-18 | Galvanized Steel
NGA COLLEGE | 82 College Circle | Dahlonega | Lumpkin | UST-SLOC-930015 | 1 | [5 empty] | Removed from Ground | Other | 500 | Bare Steel | 1949-01-01 | Bare Steel | Pressurized
NGA COLLEGE | 82 College Circle | Dahlonega | Lumpkin | UST-SLOC-930022 | 1 | [5 empty] | Removed from Ground | Other | 1000 | Bare Steel | 1949-02-09 | Copper | Pressurized
NGA COLLEGE | 82 College Circle | Dahlonega | Lumpkin | UST-SLOC-930023 | 1 | [5 empty] | Removed from Ground | Other | 1000 | Bare Steel | 1949-02-09 | Copper | Pressurized
NGA COLLEGE | 82 College Circle | Dahlonega | Lumpkin | UST-SLOC-930034 | 1 | [5 empty] | Removed from Ground | Empty | 300 | Bare Steel | 1951-02-09 | Copper | Suction (American)
NGA COLLEGE | 82 College Circle | Dahlonega | Lumpkin | UST-SLOC-930035 | 1 | [5 empty] | Removed from Ground | Empty | 300 | Bare Steel | 1951-02-09 | Copper | Suction (American)
NGA COLLEGE | 82 College Circle | Dahlonega | Lumpkin | UST-SLOC-930036 | 1 | [5 empty] | Removed from Ground | Empty | 300 | Bare Steel | 1951-02-09 | Copper | Suction (American)
NGA COLLEGE | 82 College Circle | Dahlonega | Lumpkin | UST-SLOC-930037 | 1 | [5 empty] | Removed from Ground | Diesel | 300 | Bare Steel | 1951-02-09 | Copper | Suction (American)
NGA COLLEGE | 82 College Circle | Dahlonega | Lumpkin | UST-SLOC-930041 | 1 |  |  | FALSE |  | FALSE | Closed in Ground | Empty | 500 | Bare Steel | 1971-02-04 | Bare Steel | Safe Suction (Euro)
CUTIE GAS & GROCERY | HWY 60 6849 S CHESTATEE ST | DAHLONEGA | Lumpkin | 10000968 | 1 | Ball Float | 2004-06-01 | FALSE | 2004-06-01 | TRUE | Currently in Use | Regular | 12000 | Composite | 2004-06-01 | Fiberglass Reinforced Plastic | Pressurized
CUTIE GAS & GROCERY | HWY 60 6849 S CHESTATEE ST | DAHLONEGA | Lumpkin | 10000968 | 2A | Ball Float | 2004-06-01 | FALSE | 2004-06-01 | TRUE | Currently in Use | Premium | 8000 | Composite | 2004-06-01 | Fiberglass Reinforced Plastic | Pressurized
CUTIE GAS & GROCERY | HWY 60 6849 S CHESTATEE ST | DAHLONEGA | Lumpkin | 10000968 | 2B | Ball Float | 2004-06-01 | FALSE | 2004-06-01 | TRUE | Currently in Use | Diesel | 4000 | Composite | 2004-06-01 | Fiberglass Reinforced Plastic | Pressurized
CAVENDER CORNER #2 | 2065 HWY 19 N | DAHLONEGA | Lumpkin | 10001033 | 1 | Ball Float | 2004-01-01 | FALSE | 2004-01-01 | FALSE | Currently in Use | Regular | 12000 | Composite | 2004-01-01 | Fiberglass Reinforced Plastic | Pressurized
CAVENDER CORNER #2 | 2065 HWY 19 N | DAHLONEGA | Lumpkin | 10001033 | 2A | Ball Float | 2004-01-01 | FALSE | 2004-01-01 | FALSE | Currently in Use | Premium | 6000 | Composite | 2004-01-01 | Fiberglass Reinforced Plastic | Pressurized
CAVENDER CORNER #2 | 2065 HWY 19 N | DAHLONEGA | Lumpkin | 10001033 | 2B | Ball Float | 2004-01-01 | FALSE | 2004-01-01 | FALSE | Currently in Use | Diesel | 6000 | Composite | 2004-01-01 | Fiberglass Reinforced Plastic | Pressurized
CAVENDERS CORNER | 30 CAVENDER CREEK RD | DAHLONEGA | Lumpkin | 10000209 | 1 | Ball Float | 2002-10-17 | FALSE | 2002-10-16 | FALSE | Currently in Use | Regular | 12000 | Composite | 2002-10-12 | Fiberglass Reinforced Plastic | Pressurized
CAVENDERS CORNER | 30 CAVENDER CREEK RD | DAHLONEGA | Lumpkin | 10000209 | 2A | Ball Float | 2002-10-17 | FALSE | 2002-10-16 | FALSE | Currently in Use | Premium | 5000 | Composite | 2002-10-12 | Fiberglass Reinforced Plastic | Pressurized
CAVENDERS CORNER | 30 CAVENDER CREEK RD | DAHLONEGA | Lumpkin | 10000209 | 2B | Ball Float | 2002-10-17 | FALSE | 2002-10-16 | FALSE | Currently in Use | Diesel | 5000 | Composite | 2002-10-12 | Fiberglass Reinforced Plastic | Pressurized
FAST STOP | 1724 MORRISON MOORE PKWY W | DAHLONEGA | Lumpkin | 10000523 | 1 | Ball Float | 2003-05-01 | FALSE | 2003-05-01 | FALSE | Currently in Use | Regular | 10000 | Composite | 2003-05-01 | Double-Walled Flex | Pressurized
FAST STOP | 1724 MORRISON MOORE PKWY W | DAHLONEGA | Lumpkin | 10000523 | 2 | Ball Float | 2003-05-01 | FALSE | 2003-05-01 | FALSE | Currently in Use | Premium | 8000 | Composite | 2003-05-01 | Double-Walled Flex | Pressurized
FAST STOP | 1724 MORRISON MOORE PKWY W | DAHLONEGA | Lumpkin | 10000523 | 3 | Flapper Valve | 2019-06-10 | FALSE | 2019-06-07 | FALSE | Currently in Use | Diesel | 4000 | Tank Jacket Double Walled | 2019-06-28 | Double-Walled Fiberglass | Pressurized
BEN HIGGINS CITGO | 3242 AURARIA RD | DAHLONEGA | Lumpkin | 10000412 | 1 | Ball Float | 2003-07-01 | FALSE | 2003-07-01 | FALSE | Currently in Use | Regular | 12000 | Composite | 2003-07-01 | Fiberglass Reinforced Plastic | Pressurized
BEN HIGGINS CITGO | 3242 AURARIA RD | DAHLONEGA | Lumpkin | 10000412 | 2A | Ball Float | 2003-07-01 | FALSE | 2003-07-01 | FALSE | Currently in Use | Premium | 8000 | Composite | 2003-07-01 | Fiberglass Reinforced Plastic | Pressurized
BEN HIGGINS CITGO | 3242 AURARIA RD | DAHLONEGA | Lumpkin | 10000412 | 2B | Ball Float | 2003-07-01 | FALSE | 2003-07-01 | FALSE | Currently in Use | Diesel | 4000 | Composite | 2003-07-01 | Fiberglass Reinforced Plastic | Pressurized
CITY OF DAHLONEGA | EAST MAIN STREET & NORTH GROVE STREET | DAHLONEGA | Lumpkin | 10000405 | 1 |  |  | FALSE |  | FALSE | Removed from Ground | Gas (Historical Use) | 2000 | Bare Steel | 2003-06-13
CITY OF DAHLONEGA | EAST MAIN STREET & NORTH GROVE STREET | DAHLONEGA | Lumpkin | 10000405 | 2 |  |  | FALSE |  | FALSE | Removed from Ground | Gas (Historical Use) | 2000 | Bare Steel | 2003-06-13
CITY OF DAHLONEGA | EAST MAIN STREET & NORTH GROVE STREET | DAHLONEGA | Lumpkin | 10000405 | 3 |  |  | FALSE |  | FALSE | Removed from Ground | Gas (Historical Use) | 2000 | Bare Steel | 2003-06-13
CIRCLE C RANCH | 227 GARNETT SCHOOL RD | DAHLONEGA | Lumpkin | 10001372 | 1 | Ball Float | 2007-06-01 | FALSE | 2007-06-01 | FALSE | Currently in Use | Regular | 3000 | Epoxy | 2007-07-01 | Fiberglass Reinforced Plastic | Safe Suction (Euro)
CIRCLE C RANCH | 227 GARNETT SCHOOL RD | DAHLONEGA | Lumpkin | 10001372 | 2 | Flapper Valve | 2007-06-01 | FALSE | 2007-06-01 | FALSE | Currently in Use | Diesel | 3000 | Epoxy | 2007-06-01 | Fiberglass Reinforced Plastic | Safe Suction (Euro)
Amicalola EMC Dahlonega District Office | 150 Hwy 52 W | Dahlonega | Lumpkin | 10002944 | 1A | Flapper Valve | 2018-08-29 | FALSE | 2018-09-24 | FALSE | Currently in Use | Regular | 8000 | Fiberglass Double Walled | 2018-08-29 | Double-Walled Flex | Pressurized
Amicalola EMC Dahlonega District Office | 150 Hwy 52 W | Dahlonega | Lumpkin | 10002944 | 1B | Flapper Valve | 2018-08-29 | FALSE | 2018-09-24 | FALSE | Currently in Use | Diesel On Road | 12000 | Fiberglass Double Walled | 2018-08-29 | Double-Walled Flex | Pressurized
FORMER GAS STATION | 601 TOWN CREEK RD | DAHLONEGA | Lumpkin | 10002658 | 1 |  |  | FALSE |  | FALSE | Removed from Ground | Not Marked | 1000 | Unknown | 1970-01-01 | Unknown
FORMER GAS STATION | 601 TOWN CREEK RD | DAHLONEGA | Lumpkin | 10002658 | 2 |  |  | FALSE |  | FALSE | Removed from Ground | New Oil | 1000 | Unknown | 1970-01-01 | Unknown
LUMPKIN COUNTY FUELING STATION | 406 BARLOW RD | DAHLONEGA | Lumpkin | 10002721 | 1 | Flapper Valve | 2017-08-04 | FALSE | 2017-08-04 | FALSE |  | Diesel | 12000 | Fiberglass Double Walled | 2017-08-04 | Double-Walled Fiberglass | Pressurized
LUMPKIN COUNTY FUELING STATION | 406 BARLOW RD | DAHLONEGA | Lumpkin | 10002721 | 2 | Flapper Valve | 2017-08-04 | FALSE | 2017-08-04 | FALSE | Currently in Use | Regular |  | Fiberglass Double Walled | 2017-08-04 | Double-Walled Fiberglass | Pressurized
GAS N GO | 630 SPAULDING RD | MONTEZUMA | Macon | 10002385 | 1 | Overfill Alarm | 2014-07-17 | FALSE | 2014-07-17 | FALSE | Currently in Use | E-85 | 5000 | Tank Jacket Double Walled | 2014-07-17 | Double-Walled Fiberglass | Pressurized
GAS N GO | 630 SPAULDING RD | MONTEZUMA | Macon | 10002385 | 2 | Overfill Alarm | 2014-07-17 | FALSE | 2014-07-17 | FALSE | Currently in Use | Diesel | 15000 | Tank Jacket Double Walled | 2014-07-17 | Double-Walled Fiberglass | Pressurized
GAS N GO | 630 SPAULDING RD | MONTEZUMA | Macon | 10002385 | 3 | Overfill Alarm | 2014-07-17 | FALSE | 2014-07-17 | FALSE | Currently in Use | Premium | 5000 | Tank Jacket Double Walled | 2014-07-17 | Double-Walled Fiberglass | Pressurized
GAS N GO | 630 SPAULDING RD | MONTEZUMA | Macon | 10002385 | 4 | Overfill Alarm | 2014-07-17 | FALSE | 2014-07-17 | FALSE | Currently in Use | E-10 | 15000 | Tank Jacket Double Walled | 2014-07-17 | Double-Walled Fiberglass | Pressurized
GAS N GO | 630 SPAULDING RD | MONTEZUMA | Macon | 10002385 | 5 | Overfill Alarm | 2014-07-17 | FALSE | 2014-07-17 | FALSE | Temporarily out of use | Diesel Off Road | 5000 | Tank Jacket Double Walled | 2014-07-17 | Double-Walled Fiberglass | Pressurized
GAS N GO | 630 SPAULDING RD | MONTEZUMA | Macon | 10002385 | 6 | Overfill Alarm | 2014-07-17 | FALSE | 2014-07-17 | FALSE | Currently in Use | Regular | 4000 | Tank Jacket Double Walled | 2014-07-17 | Double-Walled Fiberglass | Pressurized
MACON COUNTY PUBLIC WORKS | 950 CAMP ROAD | OGLETHORPE | Macon | 10001561 | 1 |  |  | FALSE |  | FALSE | Removed from Ground | Gas (Historical Use) | 575 | Bare Steel | 2008-04-01 | Bare Steel
FLINT AREA CONSOLIDATED HOUSING AUTHORITY | 530 CEDAR DRIVE | OGLETHORPE | Macon | 10000358 | 1A |  | 2003-05-01 | FALSE | 2003-05-01 | FALSE | Currently in Use | Gas (Historical Use) | 8000 | Composite | 2003-05-01 | Flex | Safe Suction (Euro)
FLINT AREA CONSOLIDATED HOUSING AUTHORITY | 530 CEDAR DRIVE | OGLETHORPE | Macon | 10000358 | 1B |  | 2003-05-01 | FALSE | 2003-05-01 | FALSE | Currently in Use | Diesel | 4000 | Composite | 2003-05-01 | Flex | Safe Suction (Euro)
MARSHALLVILLE QUICK STOP | 108 CAMELLIA BLVD | MARSHALLVILLE | Macon | 10000365 | 1 | Ball Float | 2001-03-28 | FALSE | 2001-03-28 | FALSE | Temporarily out of use | Diesel | 3000 | Composite | 2001-03-28 | Fiberglass Reinforced Plastic | Pressurized
MARSHALLVILLE QUICK STOP | 108 CAMELLIA BLVD | MARSHALLVILLE | Macon | 10000365 | 2 | Ball Float | 2001-03-28 | FALSE | 2001-03-28 | FALSE | Temporarily out of use | Gas (Historical Use) | 8000 | Composite | 2001-03-28 | Fiberglass Reinforced Plastic | Pressurized
MARSHALLVILLE QUICK STOP | 108 CAMELLIA BLVD | MARSHALLVILLE | Macon | 10000365 | 3 | Ball Float | 2001-03-28 | FALSE | 2001-03-28 | FALSE | Temporarily out of use | Gas (Historical Use) | 4000 | Composite | 2001-03-28 | Fiberglass Reinforced Plastic | Pressurized
FRANK BLEDSOE | BETWEEN 8-9 MI MARKER ON HWY 224 | PERRY | Macon | 110442 | 1 | [5 empty] | Removed from Ground | Gas (Historical Use) | 2000 | Bare Steel | 1981-01-02 | Galvanized Steel | Suction (American)
FRANK BLEDSOE | BETWEEN 8-9 MI MARKER ON HWY 224 | PERRY | Macon | 110442 | 2 | [5 empty] | Removed from Ground | Diesel | 8000 | Bare Steel | 1981-01-02 | Galvanized Steel | Suction (American)
MONTEZUMA MUN AIRPORT | AIRPORT RD | MONTEZUMA | Macon | 9046064 | 1 | [5 empty] | Removed from Ground | Other | 1000 | Not Marked/Unknown | 1998-12-15 | Not Marked
FILLERS #20 | 112 N DOOLEY ST | MONTEZUMA | Macon | 9094003 | 1 |  | 1996-10-01 | FALSE | 1996-10-01 | FALSE | Currently in Use | Gas (Historical Use) | 10000 | Steel-Impressed Current | 1979-05-03 | Steel/FG Secondary containment | Suction (American)
FILLERS #20 | 112 N DOOLEY ST | MONTEZUMA | Macon | 9094003 | 2 |  | 1996-10-01 | FALSE | 1996-10-01 | FALSE | Currently in Use | Gas (Historical Use) | 8000 | Steel-Impressed Current | 1979-05-03 | Steel/FG Secondary containment | Suction (American)
FILLERS #20 | 112 N DOOLEY ST | MONTEZUMA | Macon | 9094003 | 3 |  | 1996-10-01 | FALSE | 1996-10-01 | FALSE | Currently in Use | Gas (Historical Use) | 8000 | Steel-Impressed Current | 1979-05-03 | Steel/FG Secondary containment | Suction (American)
CITY OF MONTEZUMA | 408 SOUTH DOOLY ST | MONTEZUMA | Macon | 9094004 | 1 | [5 empty] | Removed from Ground | Gas (Historical Use) | 500 | Bare Steel | 1980-03-07 | Galvanized Steel
CITY OF MONTEZUMA | 408 SOUTH DOOLY ST | MONTEZUMA | Macon | 9094004 | 2 | [5 empty] | Removed from Ground | Gas (Historical Use) | 500 | Bare Steel | 1980-03-07 | Galvanized Steel
CITY OF MONTEZUMA | 266 AIRPORT RD | MONTEZUMA | Macon | 9094005 | 1 | [5 empty] | Removed from Ground | Empty | 250 | Bare Steel | 1971-03-10 | Galvanized Steel
GTE/CTC OF THE SOUTH-MONTEZUMA C | 110 DRAYTON ST | MONTEZUMA | Macon | 9094006 | 336050-1 | [5 empty] | Removed from Ground | Diesel | 1000 | Bare Steel | 1984-03-06 | Galvanized Steel
MACON CO BP | 116 NORTH DOOLY ST | MONTEZUMA | Macon | 9094008 | 1 | [5 empty] | Temporarily out of use | Gas (Historical Use) | 2000 | Bare Steel | 1956-03-03 | Galvanized Steel | Suction (American)
MACON CO BP | 116 NORTH DOOLY ST | MONTEZUMA | Macon | 9094008 | 2 | [5 empty] | Temporarily out of use | Gas (Historical Use) | 2000 | Bare Steel | 1956-03-03 | Galvanized Steel | Suction (American)
MACON CO BP | 116 NORTH DOOLY ST | MONTEZUMA | Macon | 9094008 | 3 | [5 empty] | Temporarily out of use | Gas (Historical Use) | 1000 | Bare Steel | 1956-03-03 | Unknown | Suction (American)
GA FC | PO BOX 669/GA HWY 49 EAST | MONTEZUMA | Macon | 9094009 | 12737 | [5 empty] | Removed from Ground | Diesel | 560 | Bare Steel | 1966-04-27 | Galvanized Steel
GA FC | PO BOX 669/GA HWY 49 EAST | MONTEZUMA | Macon | 9094009 | 2 |  | 1988-07-08 |  | 1988-07-08 |  | Removed from Ground | Gas (Historical Use) | 2000 | Galvanic (STIP-3) | 1988-07-08 | Cathodically Protected | Safe Suction (Euro)
GA FC | PO BOX 669/GA HWY 49 EAST | MONTEZUMA | Macon | 9094009 | 3 |  | 1988-07-08 |  | 1988-07-08 |  | Removed from Ground | Diesel | 2000 | Galvanic (STIP-3) | 1988-07-08 | Cathodically Protected | Safe Suction (Euro)
HORTMAN'S BP | 116 CHATHAN ST | OGLETHORPE | Macon | 9094010 | 1 | [5 empty] | Removed from Ground | Gas (Historical Use) | 3000 | Bare Steel | 1974-01-01 | Galvanized Steel | Suction (American)
HORTMAN'S BP | 116 CHATHAN ST | OGLETHORPE | Macon | 9094010 | 2 | [5 empty] | Removed from Ground | Gas (Historical Use) | 3000 | Bare Steel | 1974-01-01 | Galvanized Steel | Suction (American)
HORTMAN'S BP | 116 CHATHAN ST | OGLETHORPE | Macon | 9094010 | 3 | [5 empty] | Removed from Ground | Gas (Historical Use) | 3000 | Bare Steel | 1974-01-01 | Galvanized Steel | Suction (American)
HORTMAN'S BP | 116 CHATHAN ST | OGLETHORPE | Macon | 9094010 | 4 |  |  | TRUE |  | TRUE | Removed from Ground | Used Oil | 550 | Bare Steel | 1986-01-01 | Galvanized Steel | Gravity Fed
FAF #308 | 106 MACON ST | OGLETHORPE | Macon | 9094011 | 1 | [5 empty] | Removed from Ground | Gas (Historical Use) | 8000 | Bare Steel | 1976-05-18 | Galvanized Steel | Suction (American)
FAF #308 | 106 MACON ST | OGLETHORPE | Macon | 9094011 | 2 | [5 empty] | Removed from Ground | Gas (Historical Use) | 8000 | Bare Steel | 1976-05-18 | Galvanized Steel | Suction (American)
FAF #308 | 106 MACON ST | OGLETHORPE | Macon | 9094011 | 25604A |  | 1996-05-16 |  | 1996-05-16 |  | Currently in Use | Gas (Historical Use) | 10000 | Composite | 1996-05-02 | Double-Walled Flex | Pressurized
FAF #308 | 106 MACON ST | OGLETHORPE | Macon | 9094011 | 25604B |  | 1996-05-16 | FALSE | 1996-05-16 | FALSE | Currently in Use | Gas (Historical Use) | 6000 | Composite | 1996-05-02 | Double-Walled Flex | Pressurized
FAF #308 | 106 MACON ST | OGLETHORPE | Macon | 9094011 | 3 | [5 empty] | Removed from Ground | Gas (Historical Use) | 8000 | Bare Steel | 1976-05-18 | Galvanized Steel | Suction (American)
WATSON SHELL & SERVICE | 122 WEST MAIN ST | MARSHALLVILLE | Macon | 9094013 | 1 | [5 empty] | Removed from Ground | Gas (Historical Use) | 5000 | Bare Steel | 1976-05-02 | Galvanized Steel | Suction (American)
WATSON SHELL & SERVICE | 122 WEST MAIN ST | MARSHALLVILLE | Macon | 9094013 | 2 | [5 empty] | Removed from Ground | Gas (Historical Use) | 5000 | Bare Steel | 1976-05-02 | Galvanized Steel | Suction (American)
WATSON SHELL & SERVICE | 122 WEST MAIN ST | MARSHALLVILLE | Macon | 9094013 | 3 | [5 empty] | Removed from Ground | Gas (Historical Use) | 1000 | Bare Steel | 1976-05-02 | Galvanized Steel | Suction (American)
BARKERS BAIT & TACKLE | 208 SOUTH DOOLY ST | MONTEZUMA | Macon | 9094014 | 1 | [5 empty] | Removed from Ground | Gas (Historical Use) | 2000 | Bare Steel | 1981-05-07 | Galvanized Steel
BARKERS BAIT & TACKLE | 208 SOUTH DOOLY ST | MONTEZUMA | Macon | 9094014 | 2 | [5 empty] | Removed from Ground | Gas (Historical Use) | 4000 | Bare Steel | 1981-05-07 | Galvanized Steel
BARKERS BAIT & TACKLE | 208 SOUTH DOOLY ST | MONTEZUMA | Macon | 9094014 | 3 | [5 empty] | Removed from Ground | Gas (Historical Use) | 4000 | Bare Steel | 1981-05-07 | Galvanized Steel
BARKERS BAIT & TACKLE | 208 SOUTH DOOLY ST | MONTEZUMA | Macon | 9094014 | 4 | [5 empty] | Removed from Ground | Gas (Historical Use) | 6000 | Bare Steel | 1981-05-07 | Galvanized Steel
MONTEZUMA WELDING & RADIATOR INC | 236 SPAULDING RD | MONTEZUMA | Macon | 9094015 | 1 | [5 empty] | Removed from Ground | Gas (Historical Use) | 1000 | Bare Steel | 1979-03-26 | Galvanized Steel
QUIK STOP #8 | 322 SPAULDING RD | MONTEZUMA | Macon | 9094016 | A-UNL |  | 1996-10-01 | FALSE | 1996-10-01 | FALSE | Currently in Use | Gas (Historical Use) | 4000 | Steel-Impressed Current | 1965-05-05 | Steel/FG Secondary containment | Suction (American)
QUIK STOP #8 | 322 SPAULDING RD | MONTEZUMA | Macon | 9094016 | B-PLUS |  | 1996-10-01 | FALSE | 1996-10-01 | FALSE | Currently in Use | Gas (Historical Use) | 3000 | Steel-Impressed Current | 1965-05-05 | Steel/FG Secondary containment | Suction (American)
QUIK STOP #8 | 322 SPAULDING RD | MONTEZUMA | Macon | 9094016 | C-SUPUNL |  | 1996-10-01 | FALSE | 1996-10-01 | FALSE | Currently in Use | Gas (Historical Use) | 4000 | Steel-Impressed Current | 1965-05-05 | Steel/FG Secondary containment | Suction (American)
GOLDKIST | BOX 763 | OGLETHORPE | Macon | 9094019 | 1 | [5 empty] | Removed from Ground | Gas (Historical Use) | 1000 | Bare Steel | 1980-04-30 | Galvanized Steel
MACON CO ELEMENTARY SCHOOL | ENGRAN ST | MONTEZUMA | Macon | 9094020 | 1 | [5 empty] | Removed from Ground | Diesel | 6000 | Bare Steel | 1951-05-15 | Unknown
WALKER OIL CO | 111 EVANS ST | MARSHALLVILLE | Macon | 9094021 | 1 | Flapper Valve | 1997-04-30 | FALSE | 1997-07-30 | FALSE | Temporarily out of use | Kerosene | 4000 | Steel-Impressed Current | 1977-01-01 | Steel (Impressed Current) | Pressurized
FRIENDLY FOODS | 101 CAMELLIA BLVD | MARSHALLVILLE | Macon | 9094022 | 1 |  | 1997-05-01 |  | 1997-05-01 |  | Removed from Ground | Gas (Historical Use) | 6000 | Steel-Impressed Current | 1980-05-01 | Cathodically Protected | Safe Suction (Euro)
FRIENDLY FOODS | 101 CAMELLIA BLVD | MARSHALLVILLE | Macon | 9094022 | 2 |  | 1997-05-01 |  | 1997-05-01 |  | Removed from Ground | Gas (Historical Use) | 6000 | Steel-Impressed Current | 1980-05-01 | Cathodically Protected | Safe Suction (Euro)
FRIENDLY FOODS | 101 CAMELLIA BLVD | MARSHALLVILLE | Macon | 9094022 | 3 |  | 1997-05-01 |  | 1997-05-01 |  | Removed from Ground | Gas (Historical Use) | 4000 | Steel-Impressed Current | 1980-05-01 | Cathodically Protected | Safe Suction (Euro)
FRIENDLY FOODS | 101 CAMELLIA BLVD | MARSHALLVILLE | Macon | 9094022 | 4A |  | 1999-11-10 |  | 1999-11-10 |  | Currently in Use | Gas (Historical Use) | 8000 | Composite | 1999-11-10 | Fiberglass Reinforced Plastic | Suction (American)
FRIENDLY FOODS | 101 CAMELLIA BLVD | MARSHALLVILLE | Macon | 9094022 | 4B |  | 1999-11-10 |  | 1999-11-10 |  | Currently in Use | Gas (Historical Use) | 4000 | Composite | 1999-11-10 | Fiberglass Reinforced Plastic | Suction (American)
FRIENDLY FOODS | 101 CAMELLIA BLVD | MARSHALLVILLE | Macon | 9094022 | 5A |  | 1999-11-10 |  | 1999-11-10 |  | Currently in Use | Gas (Historical Use) | 6000 | Composite | 1999-11-10 | Fiberglass Reinforced Plastic | Suction (American)
FRIENDLY FOODS | 101 CAMELLIA BLVD | MARSHALLVILLE | Macon | 9094022 | 5B |  | 1999-11-10 |  | 1999-11-10 |  | Currently in Use | Diesel | 4000 | Composite | 1999-11-10 | Fiberglass Reinforced Plastic | Suction (American)
WRIGHTS GROCERY 2 | 2180 GA HWY 49 S | OGLETHORPE | Macon | 9094023 | 1 |  | 1996-05-01 |  | 1996-05-01 |  | Currently in Use | Gas (Historical Use) | 10152 | Composite | 1996-05-01 | Fiberglass Reinforced Plastic | Pressurized
WRIGHTS GROCERY 2 | 2180 GA HWY 49 S | OGLETHORPE | Macon | 9094023 | 2 |  | 1996-05-01 |  | 1996-05-01 |  | Currently in Use | Gas (Historical Use) | 8178 | Composite | 1996-05-01 | Fiberglass Reinforced Plastic | Pressurized
WRIGHTS GROCERY 2 | 2180 GA HWY 49 S | OGLETHORPE | Macon | 9094023 | 3 |  | 1996-05-01 |  | 1996-05-01 |  | Currently in Use | Diesel | 6016 | Composite | 1996-05-01 | Fiberglass Reinforced Plastic | Pressurized
WRIGHTS GROCERY 2 | 2180 GA HWY 49 S | OGLETHORPE | Macon | 9094023 | 4 |  | 1996-05-01 |  | 1996-05-01 |  | Currently in Use | Kerosene | 2019 | Composite | 1996-05-01 | Fiberglass Reinforced Plastic | Pressurized
WRIGHTS GROCERY 2 | 2180 GA HWY 49 S | OGLETHORPE | Macon | 9094023 | 5 |  | 1996-05-01 |  | 1996-05-01 |  | Currently in Use | Diesel | 12189 | Composite | 1996-05-01 | Fiberglass Reinforced Plastic | Pressurized
BARKERS FOOD MART | 432 SPAULDING RD | MONTEZUMA | Macon | 9094024 | 1 |  | 1998-07-15 |  | 1998-07-15 |  | Removed from Ground | Gas (Historical Use) | 6000 | Steel-Impressed Current | 1985-04-07 | Cathodically Protected | Pressurized
BARKERS FOOD MART | 432 SPAULDING RD | MONTEZUMA | Macon | 9094024 | 2 |  | 1998-07-15 |  | 1998-07-15 |  | Removed from Ground | Gas (Historical Use) | 6000 | Steel-Impressed Current | 1985-04-07 | Cathodically Protected | Pressurized
BARKERS FOOD MART | 432 SPAULDING RD | MONTEZUMA | Macon | 9094024 | 3 |  | 1998-07-15 |  | 1998-07-15 |  | Removed from Ground | Gas (Historical Use) | 5000 | Steel-Impressed Current | 1985-04-07 | Cathodically Protected | Pressurized
BARKERS FOOD MART | 432 SPAULDING RD | MONTEZUMA | Macon | 9094024 | 4 |  | 1998-07-15 |  | 1998-07-15 |  | Removed from Ground | Diesel | 2000 | Steel-Impressed Current | 1985-04-07 | Cathodically Protected | Pressurized
BARKERS FOOD MART | 432 SPAULDING RD | MONTEZUMA | Macon | 9094024 | 5 |  | 1998-07-15 |  | 1998-07-15 |  | Removed from Ground | Diesel | 2000 | Steel-Impressed Current | 1985-04-07 | Cathodically Protected | Pressurized
FLINT FAST FOODS | 248 RIVERVIEW DR | OGLETHORPE | Macon | 9094025 | 1 | [5 empty] | Removed from Ground | Gas (Historical Use) | 6000 | Bare Steel | 1983-04-08 | Galvanized Steel | Pressurized
FLINT FAST FOODS | 248 RIVERVIEW DR | OGLETHORPE | Macon | 9094025 | 2 | [5 empty] | Removed from Ground | Gas (Historical Use) | 6000 | Bare Steel | 1983-04-08 | Galvanized Steel | Pressurized
FLINT FAST FOODS | 248 RIVERVIEW DR | OGLETHORPE | Macon | 9094025 | 3 | [5 empty] | Removed from Ground | Gas (Historical Use) | 4000 | Bare Steel | 1983-04-08 | Galvanized Steel | Pressurized
FLINT FAST FOODS | 248 RIVERVIEW DR | OGLETHORPE | Macon | 9094025 | 4 | [5 empty] | Removed from Ground | Diesel | 6000 | Bare Steel | 1983-04-08 | Galvanized Steel | Pressurized
FLINT FAST FOODS | 248 RIVERVIEW DR | OGLETHORPE | Macon | 9094025 | 5 |  | 1997-06-30 |  | 1997-06-30 |  | Currently in Use | Gas (Historical Use) | 10000 | Epoxy | 1997-06-30 | Fiberglass Reinforced Plastic | Pressurized
FLINT FAST FOODS | 248 RIVERVIEW DR | OGLETHORPE | Macon | 9094025 | 6A |  | 1997-06-30 | FALSE | 1997-06-30 | FALSE | Currently in Use | Gas (Historical Use) | 6000 | Composite | 1998-06-30 | Double-Walled Fiberglass | Pressurized
FLINT FAST FOODS | 248 RIVERVIEW DR | OGLETHORPE | Macon | 9094025 | 6B |  | 1997-06-30 | FALSE | 1997-06-30 | FALSE | Currently in Use | Gas (Historical Use) | 6000 | Composite | 1998-06-30 | Double-Walled Fiberglass | Pressurized
FLINT FAST FOODS | 248 RIVERVIEW DR | OGLETHORPE | Macon | 9094025 | 7 |  | 1997-06-30 | FALSE | 1997-06-30 | FALSE | Currently in Use | Diesel | 10000 | Composite | 1998-06-30 | Double-Walled Fiberglass | Pressurized
FLINT FAST FOODS | 248 RIVERVIEW DR | OGLETHORPE | Macon | 9094025 | 8 |  | 1997-06-30 | FALSE | 1997-06-30 | FALSE | Currently in Use | Diesel | 6000 | Composite | 1998-06-30 | Double-Walled Fiberglass | Pressurized
NELSON AUTO | HWY 49 | OGLETHORPE | Macon | 9094026 | 1 | [5 empty] | Removed from Ground | Gas (Historical Use) | 4000 | Cathodically Protected Steel | 1961-05-05 | Not Marked
NELSON AUTO | HWY 49 | OGLETHORPE | Macon | 9094026 | 2 | [5 empty] | Removed from Ground | Gas (Historical Use) | 3000 | Cathodically Protected Steel | 1961-05-05 | Cathodically Protected
NELSON AUTO | HWY 49 | OGLETHORPE | Macon | 9094026 | 3 | [5 empty] | Removed from Ground | Gas (Historical Use) | 3000 | Cathodically Protected Steel | 1961-05-05 | Cathodically Protected
NELSON AUTO | HWY 49 | OGLETHORPE | Macon | 9094026 | 4 |  | 1989-12-08 | FALSE | 1989-12-08 | FALSE | Temporarily out of use | Gas (Historical Use) | 3000 | Galvanic (STIP-3) | 1989-12-08 | Fiberglass Reinforced Plastic | Pressurized
NELSON AUTO | HWY 49 | OGLETHORPE | Macon | 9094026 | 5 |  | 1989-12-08 | FALSE | 1989-12-08 | FALSE | Temporarily out of use | Gas (Historical Use) | 3000 | Galvanic (STIP-3) | 1989-12-08 | Fiberglass Reinforced Plastic | Pressurized
NELSON AUTO | HWY 49 | OGLETHORPE | Macon | 9094026 | 6 |  | 1989-12-08 | FALSE | 1989-12-08 | FALSE | Temporarily out of use | Gas (Historical Use) | 3000 | Galvanic (STIP-3) | 1989-12-08 | Fiberglass Reinforced Plastic | Pressurized
HILL TOP ONE STOP | HWY 49 | MONTEZUMA | Macon | 9094027 | 1 | [5 empty] | Removed from Ground | Gas (Historical Use) | 4000 | Bare Steel | 1961-05-05 | Galvanized Steel
HILL TOP ONE STOP | HWY 49 | MONTEZUMA | Macon | 9094027 | 2 | [5 empty] | Removed from Ground | Gas (Historical Use) | 3000 | Bare Steel | 1961-05-05 | Galvanized Steel
HILL TOP ONE STOP | HWY 49 | MONTEZUMA | Macon | 9094027 | 3 | [5 empty] | Removed from Ground | Gas (Historical Use) | 5000 | Bare Steel | 1961-05-05 | Galvanized Steel
HILL TOP ONE STOP | HWY 49 | MONTEZUMA | Macon | 9094027 | 4 |  | 1989-12-08 |  | 1989-12-08 |  | Temporarily out of use | Gas (Historical Use) | 3000 | Galvanic (STIP-3) | 1989-12-08 | Fiberglass Reinforced Plastic | Pressurized
HILL TOP ONE STOP | HWY 49 | MONTEZUMA | Macon | 9094027 | 5 |  | 1989-12-08 |  | 1989-12-08 |  | Currently in Use | Gas (Historical Use) | 3000 | Galvanic (STIP-3) | 1989-12-08 | Fiberglass Reinforced Plastic | Pressurized
HILL TOP ONE STOP | HWY 49 | MONTEZUMA | Macon | 9094027 | 6 |  | 1989-12-08 |  | 1989-12-08 |  | Currently in Use | Gas (Historical Use) | 3000 | Galvanic (STIP-3) | 1989-12-08 | Fiberglass Reinforced Plastic | Pressurized
MACON COUNTY BD OF ED/BUS SHOP | 31 BUCK CREEK BYPASS | OGLETHORPE | Macon | 9094028 | 1 | Flapper Valve | 1998-12-09 | FALSE | 1998-12-09 | FALSE | Currently in Use | Diesel | 10000 | Steel-Impressed Current | 1983-01-01 | Steel (Impressed Current)
MACON COUNTY BD OF ED/BUS SHOP | 31 BUCK CREEK BYPASS | OGLETHORPE | Macon | 9094028 | 2 | [5 empty] | Removed from Ground | Diesel | 6000 | Cathodically Protected Steel | 1988-01-01 | Galvanized Steel
MACON COUNTY BD OF ED/BUS SHOP | 31 BUCK CREEK BYPASS | OGLETHORPE | Macon | 9094028 | 3 | Flapper Valve | 1995-02-09 | FALSE | 1995-02-09 | FALSE | Currently in Use | E-10 | 6000 | Fiberglass | 1995-02-09 | Fiberglass Reinforced Plastic | Safe Suction (Euro)
QUICK SHOP | HWY 90 712 VIENNA RD | MONTEZUMA | Macon | 9094029 | 1 | [5 empty] | Removed from Ground | Gas (Historical Use) | 8000 | Bare Steel | 1976-01-01 | Galvanized Steel | Safe Suction (Euro)
QUICK SHOP | HWY 90 712 VIENNA RD | MONTEZUMA | Macon | 9094029 | 2 | [5 empty] | Removed from Ground | Gas (Historical Use) | 8000 | Bare Steel | 1976-01-01 | Galvanized Steel | Suction (American)
QUICK SHOP | HWY 90 712 VIENNA RD | MONTEZUMA | Macon | 9094029 | 25607A |  | 1996-05-30 | FALSE | 1996-05-30 | FALSE | Currently in Use | Gas (Historical Use) | 10000 | Composite | 1996-05-17 | Double-Walled Fiberglass | Pressurized
QUICK SHOP | HWY 90 712 VIENNA RD | MONTEZUMA | Macon | 9094029 | 25607B |  | 1996-05-30 | FALSE | 1996-05-30 | FALSE | Currently in Use | Gas (Historical Use) | 6000 | Composite | 1996-05-17 | Double-Walled Fiberglass | Pressurized
QUICK SHOP | HWY 90 712 VIENNA RD | MONTEZUMA | Macon | 9094029 | 3 | [5 empty] | Removed from Ground | Gas (Historical Use) | 8000 | Bare Steel | 1976-01-01 | Galvanized Steel | Suction (American)
BOBBYS IDEAL FOODS | 602 TOM WATSON ST | IDEAL | Macon | 9094031 | 1 | Flapper Valve | 1998-02-11 | FALSE | 1998-02-11 | FALSE | Currently in Use | E-10 | 6000 | Steel-Impressed Current | 1983-04-30 | Steel (Impressed Current)
BOBBYS IDEAL FOODS | 602 TOM WATSON ST | IDEAL | Macon | 9094031 | 2 |  | 1998-02-11 | FALSE | 1998-02-11 | FALSE | Currently in Use | E-10 | 6000 | Steel-Impressed Current | 1983-04-30 | Steel (Impressed Current)
BOBBYS IDEAL FOODS | 602 TOM WATSON ST | IDEAL | Macon | 9094031 | 3 |  | 1998-02-11 |  | 1998-02-11 |  | Currently in Use | Diesel | 4000 | Steel-Impressed Current | 1983-04-30 | Steel (Impressed Current)
CITY OF MARSHALLVILLE | OLD CITY HALL | MARSHALLVILLE | Macon | 9094032 | 1 | [5 empty] | Removed from Ground | Gas (Historical Use) | 500 | Bare Steel | 1991-10-26 | Galvanized Steel | Safe Suction (Euro)
CITY OF MARSHALLVILLE | OLD CITY HALL | MARSHALLVILLE | Macon | 9094032 | 2 | [5 empty] | Removed from Ground | Diesel | 150 | Bare Steel | 1991-10-26 | Galvanized Steel | Safe Suction (Euro)
BUCKEYE CELLULOSE CORP | PO BOX 238 | OGLETHORPE | Macon | 9094034 | 1 | [5 empty] | Removed from Ground | Diesel | 10000 | Composite | 1979-05-09 | Bare Steel
BUCKEYE CELLULOSE CORP | PO BOX 238 | OGLETHORPE | Macon | 9094034 | 2 | [5 empty] | Removed from Ground | Diesel | 10000 | Composite | 1979-05-09 | Bare Steel
BUCKEYE CELLULOSE CORP | PO BOX 238 | OGLETHORPE | Macon | 9094034 | 3 | [5 empty] | Removed from Ground | Gas (Historical Use) | 5000 | Composite | 1979-05-09 | Bare Steel
BUCKEYE CELLULOSE CORP | PO BOX 238 | OGLETHORPE | Macon | 9094034 | 4 | [5 empty] | Removed from Ground | Gas (Historical Use) | 3000 | Composite | 1979-05-09 | Bare Steel
DOT 10333 MONTEZUMA MAINT HQ | GA HWY 90 SOUTH | MONTEZUMA | Macon | 9094035 | 333G1 | [5 empty] | Removed from Ground | Gas (Historical Use) | 1060 | Bare Steel | 1972-05-02 | Galvanized Steel | Safe Suction (Euro)
SOUTHSIDE/COOPERS SERVICE STATIO | 304 SOUTH DOOLEY ST | MONTEZUMA | Macon | 9094036 | 1 | [5 empty] | Removed from Ground | Gas (Historical Use) | 6000 | Bare Steel | 1971-05-12 | Galvanized Steel
SOUTHSIDE/COOPERS SERVICE STATIO | 304 SOUTH DOOLEY ST | MONTEZUMA | Macon | 9094036 | 2 | [5 empty] | Removed from Ground | Gas (Historical Use) | 6000 | Bare Steel | 1971-05-12 | Galvanized Steel
SOUTHSIDE/COOPERS SERVICE STATIO | 304 SOUTH DOOLEY ST | MONTEZUMA | Macon | 9094036 | 3 | [5 empty] | Removed from Ground | Gas (Historical Use) | 2000 | Bare Steel | 1971-05-12 | Galvanized Steel
SOUTHSIDE/COOPERS SERVICE STATIO | 304 SOUTH DOOLEY ST | MONTEZUMA | Macon | 9094036 | 4 | [5 empty] | Removed from Ground | Diesel | 2000 | Bare Steel | 1971-05-12 | Galvanized Steel
THOMPSON AUTO REPAIR | SOUTH DOOLEY ST | MONTEZUMA | Macon | 9094037 | 1 |  | 1998-12-01 |  | 1998-12-01 |  | Temporarily out of use | Gas (Historical Use) | 2000 | Steel-Impressed Current | 1982-04-30 | Cathodically Protected | Suction (American)
THOMPSON AUTO REPAIR | SOUTH DOOLEY ST | MONTEZUMA | Macon | 9094037 | 2 | [5 empty] | Removed from Ground | Gas (Historical Use) | 4000 | Bare Steel | 1961-05-05 | Galvanized Steel
THOMPSON AUTO REPAIR | SOUTH DOOLEY ST | MONTEZUMA | Macon | 9094037 | 3 | [5 empty] | Removed from Ground | Gas (Historical Use) | 3000 | Bare Steel | 1961-05-05 | Galvanized Steel
WHITE HEAD UNION 76 | SPAULDING AVE | MONTEZUMA | Macon | 9094038 | 1 | [5 empty] | Removed from Ground | Gas (Historical Use) | 4000 | Bare Steel | 1961-05-05 | Galvanized Steel
WHITE HEAD UNION 76 | SPAULDING AVE | MONTEZUMA | Macon | 9094038 | 2 | [5 empty] | Removed from Ground | Gas (Historical Use) | 3000 | Bare Steel | 1961-05-05 | Galvanized Steel
WHITE HEAD UNION 76 | SPAULDING AVE | MONTEZUMA | Macon | 9094038 | 3 | [5 empty] | Removed from Ground | Gas (Historical Use) | 3000 | Bare Steel | 1961-05-05 | Galvanized Steel
WHITE HEAD UNION 76 | SPAULDING AVE | MONTEZUMA | Macon | 9094038 | 4 |  |  | TRUE |  | TRUE | Removed from Ground | Used Oil | 550 | Marked Unknown |  | Unknown
MACON COUNTY JR HIGH | SUMTER ST | OGLETHORPE | Macon | 9094039 | 1 | [5 empty] | Permanently Out of Use - historical purposes | Diesel | 8000 | Bare Steel | 1958-05-13 | Unknown
CHASE FARMS INC | STAGECOACH RD | OGLETHORPE | Macon | 9094042 | 1 | [5 empty] | Removed from Ground | Gas (Historical Use) | 4000 | Bare Steel | 1981-01-01 | Bare Steel | Suction (American)
CHASE FARMS INC | STAGECOACH RD | OGLETHORPE | Macon | 9094042 | 3 | [5 empty] | Removed from Ground | Diesel | 4000 | Bare Steel | 1979-01-01 | Bare Steel | Suction (American)
NO FACILITY NAME | HWY 29 & BOMEN MILL RD | OGLETHORPE | Macon | 9094043 | 1 | [5 empty] | Removed from Ground | Diesel | 1000 | Bare Steel | 1978-01-01 | Galvanized Steel
KAISER ESTECH | KELSOE ST | OGLETHORPE | Macon | 9094045 | 1 | [5 empty] | Removed from Ground | Gas (Historical Use) | 1000 | Bare Steel | 1976-01-01 | Galvanized Steel
ROLLINS LEASING CORP/BR #337 | 910 TRAVELERS REST RD | MONTEZUMA | Macon | 9094046 | 1 | [5 empty] | Removed from Ground | Diesel | 10000 | Bare Steel | 1965-01-01 | Bare Steel | Pressurized
ROLLINS LEASING CORP/BR #337 | 910 TRAVELERS REST RD | MONTEZUMA | Macon | 9094046 | 2 |  |  | TRUE |  | TRUE | Removed from Ground | Used Oil | 4000 | Bare Steel | 1965-01-01 | Bare Steel
HENRY W OVERHOLT | RT 1 BOX 165 | MARSHALLVILLE | Macon | 9094047 | 1 | [5 empty] | Removed from Ground | Gas (Historical Use) | 560 | Bare Steel | 1980-01-01 | Unknown
HENRY W OVERHOLT | RT 1 BOX 165 | MARSHALLVILLE | Macon | 9094047 | 5 | [5 empty] | Removed from Ground | Diesel | 1000 | Bare Steel | 1978-01-01 | Unknown
ANDERSONVILLE NATIONAL HISTORIC | GA HWY 49 | ANDERSONVILLE | Macon | 9094048 | 1 | [5 empty] | Removed from Ground | Gas (Historical Use) | 550 | Marked Unknown | 1992-10-20 | Unknown
MACON STATE PRISON | HWY 49/ON PRISON GROUNDS | OGLETHORPE | Macon | 9094049 | 1 | [5 empty] | Removed from Ground | Diesel | 2500 | Fiberglass | 1993-11-01 | Fiberglass Reinforced Plastic
MACON STATE PRISON | HWY 49/ON PRISON GROUNDS | OGLETHORPE | Macon | 9094049 | 2 | [5 empty] | Removed from Ground | Gas (Historical Use) | 10000 | Fiberglass | 1993-11-01 | Fiberglass Reinforced Plastic
MACON STATE PRISON | HWY 49/ON PRISON GROUNDS | OGLETHORPE | Macon | 9094049 | 3 | [5 empty] | Removed from Ground | Diesel | 2500 | Fiberglass | 1998-10-05 | Fiberglass Reinforced Plastic
MACON STATE PRISON | HWY 49/ON PRISON GROUNDS | OGLETHORPE | Macon | 9094049 | 4 | Flapper Valve | 1998-11-01 | FALSE | 1998-11-01 | FALSE | Currently in Use | Regular | 2500 | Fiberglass Double Walled | 1998-11-01 | Fiberglass Reinforced Plastic | Safe Suction (Euro)
MACON STATE PRISON | HWY 49/ON PRISON GROUNDS | OGLETHORPE | Macon | 9094049 | 5 | Flapper Valve | 1998-11-01 | FALSE | 1998-11-01 | FALSE | Currently in Use | Diesel | 1000 | Fiberglass Double Walled | 1998-11-01 | Fiberglass Reinforced Plastic | Safe Suction (Euro)
BIRCHMORE DAIRY SUPPLY INC | 655 AIRPORT DR | MONTEZUMA | Macon | 9094050 | 1 | [5 empty] | Removed from Ground | Gas (Historical Use) | 1000 | Not Marked/Unknown | 1994-12-05 | Not Marked
DOT #10376 | EAST BUSINESS ST/APPX 700' OFF S | IDEAL | Macon | 9094051 | 1 | [5 empty] | Closed in Ground | Gas (Historical Use) | 1000 | Bare Steel | 1972-05-02 | Galvanized Steel | Safe Suction (Euro)
DEW DROP INN | 324 CHATHAM ST- HWY 49 | OGLETHORPE | Macon | 9094052 | 154098 | Ball Float | 1989-11-28 | TRUE | 1989-11-28 | TRUE | Currently in Use | Gas (Historical Use) | 4000 | Galvanic (STIP-3) | 1989-11-28 | Fiberglass Reinforced Plastic | Pressurized
DEW DROP INN | 324 CHATHAM ST- HWY 49 | OGLETHORPE | Macon | 9094052 | 154150 | Ball Float | 1989-11-28 | TRUE | 1989-11-28 | TRUE | Currently in Use | Gas (Historical Use) | 4000 | Galvanic (STIP-3) | 1989-11-28 | Fiberglass Reinforced Plastic | Pressurized
DEW DROP INN | 324 CHATHAM ST- HWY 49 | OGLETHORPE | Macon | 9094052 | 85634 | Ball Float | 1989-11-28 | TRUE | 1989-11-28 | TRUE | Temporarily out of use | Gas (Historical Use) | 4000 | Galvanic (STIP-3) | 1989-11-28 | Fiberglass Reinforced Plastic | Pressurized
DEW DROP INN | 324 CHATHAM ST- HWY 49 | OGLETHORPE | Macon | 9094052 | 85688 | Ball Float | 1989-11-28 | TRUE | 1989-11-28 | TRUE | Currently in Use | Gas (Historical Use) | 4000 | Galvanic (STIP-3) | 1989-11-28 | Fiberglass Reinforced Plastic | Pressurized
FIVE POINTS GROCERY | RT 1 BOX 91 | MONTEZUMA | Macon | 9094053 | RU | [5 empty] | Removed from Ground | Gas (Historical Use) | 2000 | Marked Unknown | 1998-12-22 | Unknown | Safe Suction (Euro)
PUBLIC WORKS MAINT SHOP | CAMP RD OFF HWY 128 | OGLETHORPE | Macon | 9094054 | 1 | [5 empty] | Removed from Ground | Gas (Historical Use) | 1000 | Bare Steel | 1976-01-01 | Bare Steel | Safe Suction (Euro)
PUBLIC WORKS MAINT SHOP | CAMP RD OFF HWY 128 | OGLETHORPE | Macon | 9094054 | 2 | [5 empty] | Removed from Ground | Gas (Historical Use) | 1000 | Bare Steel | 1976-01-01 | Bare Steel | Safe Suction (Euro)
PUBLIC WORKS MAINT SHOP | CAMP RD OFF HWY 128 | OGLETHORPE | Macon | 9094054 | 003AST | [5 empty] | Removed from Ground | Diesel | 10000 | Bare Steel | 1976-01-01 | Bare Steel | Safe Suction (Euro)
PUBLIC WORKS MAINT SHOP | CAMP RD OFF HWY 128 | OGLETHORPE | Macon | 9094054 | 3 | [5 empty] | Removed from Ground | Diesel | 500 | Not Marked/Unknown | 1998-12-01 | Not Marked
PUBLIC WORKS MAINT SHOP | CAMP RD OFF HWY 128 | OGLETHORPE | Macon | 9094054 | 4 | [5 empty] | Removed from Ground | Gas (Historical Use) | 500 | Not Marked/Unknown | 1976-01-01 | Not Marked
A M BICKLEY INC | 218 CAMELLIA BLVD (HWY 49) | MARSHALLVILLE | Macon | 9094055 | 1-D | [5 empty] | Removed from Ground | Diesel | 4000 | Marked Unknown | 1997-04-01 | Unknown | Suction (American)
A M BICKLEY INC | 218 CAMELLIA BLVD (HWY 49) | MARSHALLVILLE | Macon | 9094055 | 2-D | [5 empty] | Removed from Ground | Diesel | 4000 | Marked Unknown | 1997-04-01 | Unknown | Suction (American)
A M BICKLEY INC | 218 CAMELLIA BLVD (HWY 49) | MARSHALLVILLE | Macon | 9094055 | 3-UL | [5 empty] | Closed in Ground | Gas (Historical Use) | 4000 | Marked Unknown | 1997-04-01 | Unknown | Suction (American)
A M BICKLEY INC | 218 CAMELLIA BLVD (HWY 49) | MARSHALLVILLE | Macon | 9094055 | 4-UL | [5 empty] | Closed in Ground | Gas (Historical Use) | 4000 | Marked Unknown | 1997-04-01 | Unknown | Suction (American)
FLINT RIVER FUEL CENTER INC | 2568 GA HWY S | OGLETHORPE | Macon | 9094056 | 1 |  | 1995-05-01 | FALSE | 1995-05-01 | FALSE | Currently in Use | Diesel | 15000 | Composite | 1995-05-01 | Fiberglass Reinforced Plastic | Pressurized
IDEAL SERVICE STATION | 303 BUSINESS ST | IDEAL | Macon | 9094057 | 1 | [5 empty] | Removed from Ground | Gas (Historical Use) | 6000 | Bare Steel | 1982-02-01 | Galvanized Steel | Pressurized
IDEAL SERVICE STATION | 303 BUSINESS ST | IDEAL | Macon | 9094057 | 2 | [5 empty] | Removed from Ground | Gas (Historical Use) | 4000 | Bare Steel | 1982-02-01 | Galvanized Steel | Pressurized
IDEAL SERVICE STATION | 303 BUSINESS ST | IDEAL | Macon | 9094057 | 3 | [5 empty] | Removed from Ground | Diesel | 4000 | Bare Steel | 1982-02-01 | Galvanized Steel | Pressurized
GOLD KIST COMPLEX | HWY 49 | OGLETHORPE | Macon | 9094058 | 1 | [5 empty] | Removed from Ground | Gas (Historical Use) | 1000 | Marked Unknown | 1980-01-01 | Unknown
MANSON GROCERY | STATE HIGHWAY 128 & 127 | OGLETHORPE | Macon | 9094059 | 1 | [5 empty] | Removed from Ground | Gas (Historical Use) | 1000 | Bare Steel | 1984-01-01 | Bare Steel | Suction (American)
WILLIAM L BROWN FARMS | 664 BROWN RD | MONTEZUMA | Macon | 9094061 | 1 | [5 empty] | Removed from Ground | Diesel | 10000 | Bare Steel | 2005-12-08 | Bare Steel | Suction (American)
WILLIAM L BROWN FARMS | 664 BROWN RD | MONTEZUMA | Macon | 9094061 | 2 | [5 empty] | Removed from Ground | Diesel | 8500 | Bare Steel | 2005-12-08 | Bare Steel | Suction (American)
WILLIAM L BROWN FARMS | 664 BROWN RD | MONTEZUMA | Macon | 9094061 | 3 | [5 empty] | Removed from Ground | Gas (Historical Use) | 4000 | Not Marked/Unknown | 2005-12-08 | Not Marked
KAUFFMAN FARMS | RT 2 BOX 196 | MONTEZUMA | Macon | 9094062 | 1 | [5 empty] | Permanently Out Of Use | Diesel | 10000 | Bare Steel | 1978-01-01 | Galvanized Steel | Suction (American)
WHITEWATER GROCERY | BOX 42A HWY 128 | OGLETHORPE | Macon | 9094063 | 1 | [5 empty] | Removed from Ground | Gas (Historical Use) | 2000 | Bare Steel | 1997-07-01 | Galvanized Steel
WHITEWATER GROCERY | BOX 42A HWY 128 | OGLETHORPE | Macon | 9094063 | 2 | [5 empty] | Removed from Ground | Gas (Historical Use) | 1000 | Bare Steel | 1997-07-01 | Galvanized Steel
WHITEWATER GROCERY | BOX 42A HWY 128 | OGLETHORPE | Macon | 9094063 | 3 | [5 empty] | Removed from Ground | Gas (Historical Use) | 1000 | Bare Steel | 1997-07-01 | Galvanized Steel
WACHOVIA (BRANCH SITE) | 110 OGLETHORPE RD | MONTEZUMA | Macon | 9094064 | 1 | [5 empty] | Removed from Ground | Gas (Historical Use) | 3000 | Marked Unknown | 1997-10-01 | Unknown
WACHOVIA (BRANCH SITE) | 110 OGLETHORPE RD | MONTEZUMA | Macon | 9094064 | 2 | [5 empty] | Removed from Ground | Gas (Historical Use) | 3000 | Marked Unknown | 1997-10-01 | Unknown
WACHOVIA (BRANCH SITE) | 110 OGLETHORPE RD | MONTEZUMA | Macon | 9094064 | 3 | [5 empty] | Removed from Ground | Gas (Historical Use) | 3000 | Marked Unknown | 1998-10-01 | Unknown
SPAULDING SERVICE STATION | TRAVELERS REST RD | MONTEZUMA | Macon | 9094065 | 1 | [5 empty] | Temporarily out of use | Gas (Historical Use) | 5000 | Marked Unknown | 1998-07-22 | Unknown
SPAULDING SERVICE STATION | TRAVELERS REST RD | MONTEZUMA | Macon | 9094065 | 2 | [5 empty] | Temporarily out of use | Gas (Historical Use) | 5000 | Marked Unknown | 1998-07-24 | Unknown
SPAULDING SERVICE STATION | TRAVELERS REST RD | MONTEZUMA | Macon | 9094065 | 3 | [5 empty] | Temporarily out of use | Diesel | 0 | Marked Unknown | 1998-07-24 | Unknown
NELSONS GROCERY STORE | 501 SPAULDING DR | MONTEZUMA | Macon | 9094066 | 1 | [5 empty] | Removed from Ground | Gas (Historical Use) | 0 | Not Marked/Unknown |  | Not Marked
CITY OF MONTEZUMA SERVICE CENTER | 136 AIRPORT DR | MONTEZUMA | Macon | 9094067 | 1A | Flapper Valve | 1996-09-06 |  | 1996-09-06 |  | Temporarily out of use | Gas (Historical Use) | 1000 | Composite | 1996-09-06 | Fiberglass Reinforced Plastic | Safe Suction (Euro)
CITY OF MONTEZUMA SERVICE CENTER | 136 AIRPORT DR | MONTEZUMA | Macon | 9094067 | 1B | Flapper Valve | 1996-09-06 |  | 1996-09-06 |  | Temporarily out of use | Diesel | 1000 | Composite | 1996-09-06 | Fiberglass Reinforced Plastic | Safe Suction (Euro)
KOUNTRY FARM CENTER | HWY 26 | MONTEZUMA | Macon | 9094069 | 1 | [5 empty] | Removed from Ground | Diesel | 1000 | Bare Steel | 1998-12-01 | Galvanized Steel | Safe Suction (Euro)
KOUNTRY FARM CENTER | HWY 26 | MONTEZUMA | Macon | 9094069 | 2 | [5 empty] | Removed from Ground | Kerosene | 560 | Bare Steel | 1998-12-01 | Galvanized Steel | Safe Suction (Euro)
MONTEZUMA AIRPORT | 210 AIRPORT RD | MONTEZUMA | Macon | 9094070 | 1 | [5 empty] | Removed from Ground | Other | 4000 | Bare Steel | 1998-11-10 | Galvanized Steel | Safe Suction (Euro)
MONTEZUMA AIRPORT | 210 AIRPORT RD | MONTEZUMA | Macon | 9094070 | 2 | [5 empty] | Removed from Ground | Other | 1800 | Bare Steel | 1990-01-01 | Galvanized Steel | Safe Suction (Euro)
MONTEZUMA AIRPORT | 210 AIRPORT RD | MONTEZUMA | Macon | 9094070 | 3 | [5 empty] | Removed from Ground | Other | 1500 | Bare Steel | 1990-01-01 | Galvanized Steel | Safe Suction (Euro)
SOUTHWEST GEORGIA WHOLESALE BUIL | 202 CAMELLIA BLVD | MARSHALLVILLE | Macon | 9094071 | 1 | [5 empty] | Removed from Ground | Gas (Historical Use) | 1200 | Bare Steel | 1970-01-01 | Unknown
SOUTHWEST GEORGIA WHOLESALE BUIL | 202 CAMELLIA BLVD | MARSHALLVILLE | Macon | 9094071 | 2 | [5 empty] | Removed from Ground | Gas (Historical Use) | 1200 | Bare Steel | 1970-01-01 | Unknown
SOUTHWEST GEORGIA WHOLESALE BUIL | 202 CAMELLIA BLVD | MARSHALLVILLE | Macon | 9094071 | 3 | [5 empty] | Removed from Ground | Diesel | 1000 | Bare Steel | 1970-01-01 | Unknown
JOE JOHNSON GROCERY | GA HWY 72 | COMER | Madison | 9095001 | 1 | [5 empty] | Removed from Ground | Empty | 1000 | Bare Steel | 1961-05-14 | Galvanized Steel
JOE JOHNSON GROCERY | GA HWY 72 | COMER | Madison | 9095001 | 2 | [5 empty] | Removed from Ground | Empty | 550 | Bare Steel | 1961-05-14 | Galvanized Steel
BREAD BASKET #5/SMITHS TEXACO | 3 RD ST & HWY 72 EAST/NW QUAD | COLBERT | Madison | 9095005 | 1 | [5 empty] | Removed from Ground | Gas (Historical Use) | 3000 | Bare Steel | 1961-04-17 | Galvanized Steel
BREAD BASKET #5/SMITHS TEXACO | 3 RD ST & HWY 72 EAST/NW QUAD | COLBERT | Madison | 9095005 | 10 | Flapper Valve | 2009-06-01 | FALSE | 1990-02-01 | FALSE | Currently in Use | Diesel Off Road | 2000 | Galvanic (STIP-3) | 1990-02-01 | Fiberglass Reinforced Plastic | Safe Suction (Euro)
BREAD BASKET #5/SMITHS TEXACO | 3 RD ST & HWY 72 EAST/NW QUAD | COLBERT | Madison | 9095005 | 2 | [5 empty] | Removed from Ground | Gas (Historical Use) | 3000 | Bare Steel | 1961-04-17 | Galvanized Steel
BREAD BASKET #5/SMITHS TEXACO | 3 RD ST & HWY 72 EAST/NW QUAD | COLBERT | Madison | 9095005 | 3 | [5 empty] | Removed from Ground | Gas (Historical Use) | 3000 | Bare Steel | 1961-04-17 | Galvanized Steel
BREAD BASKET #5/SMITHS TEXACO | 3 RD ST & HWY 72 EAST/NW QUAD | COLBERT | Madison | 9095005 | 4 |  |  | TRUE |  | TRUE | Removed from Ground | Used Oil | 550 | Bare Steel | 1961-04-17 | Not Marked
BREAD BASKET #5/SMITHS TEXACO | 3 RD ST & HWY 72 EAST/NW QUAD | COLBERT | Madison | 9095005 | 5 | [5 empty] | Removed from Ground | Diesel | 2000 | Bare Steel | 1981-04-12 | Galvanized Steel
BREAD BASKET #5/SMITHS TEXACO | 3 RD ST & HWY 72 EAST/NW QUAD | COLBERT | Madison | 9095005 | 6 | Ball Float | 1990-02-01 | FALSE | 1990-02-01 | FALSE | Currently in Use | Regular | 8000 | Galvanic (STIP-3) | 1990-02-01 | Fiberglass Reinforced Plastic | Pressurized
BREAD BASKET #5/SMITHS TEXACO | 3 RD ST & HWY 72 EAST/NW QUAD | COLBERT | Madison | 9095005 | 7 | Ball Float | 1990-02-01 | FALSE | 1990-02-01 | FALSE | Currently in Use | Regular | 8000 | Galvanic (STIP-3) | 1990-02-01 | Fiberglass Reinforced Plastic | Pressurized
BREAD BASKET #5/SMITHS TEXACO | 3 RD ST & HWY 72 EAST/NW QUAD | COLBERT | Madison | 9095005 | 8 | Ball Float | 1990-02-01 | FALSE | 1990-02-01 | FALSE | Currently in Use | Premium | 8000 | Galvanic (STIP-3) | 1990-02-01 | Fiberglass Reinforced Plastic | Pressurized
BREAD BASKET #5/SMITHS TEXACO | 3 RD ST & HWY 72 EAST/NW QUAD | COLBERT | Madison | 9095005 | 9 | Ball Float | 1990-02-01 | FALSE | 1990-02-01 | FALSE | Currently in Use | Diesel On Road | 8000 | Galvanic (STIP-3) | 1990-02-01 | Fiberglass Reinforced Plastic | Pressurized
CHEVRON FOODMART #105 | 4052 DANIELSVILLE RD | HULL | Madison | 9095006 | 1 | Flapper Valve | 1996-03-01 | FALSE | 1996-03-01 | FALSE | Currently in Use | Regular | 10000 | STIP-3/Impressed Current | 1985-06-01 | Fiberglass Reinforced Plastic | Pressurized
CHEVRON FOODMART #105 | 4052 DANIELSVILLE RD | HULL | Madison | 9095006 | 2 | Flapper Valve | 1996-03-01 | FALSE | 1996-03-01 | FALSE | Currently in Use | Premium | 10000 | STIP-3/Impressed Current | 1985-06-01 | Fiberglass Reinforced Plastic | Pressurized
CHEVRON FOODMART #105 | 4052 DANIELSVILLE RD | HULL | Madison | 9095006 | 3 | Flapper Valve | 1996-03-01 | FALSE | 1996-03-01 | FALSE | Currently in Use | Diesel | 5000 | STIP-3/Impressed Current | 1985-06-01 | Fiberglass Reinforced Plastic | Pressurized
CHEVRON FOODMART #105 | 4052 DANIELSVILLE RD | HULL | Madison | 9095006 | 4 | Flapper Valve | 1996-03-01 | FALSE | 1996-03-01 | FALSE | Currently in Use | E-0 | 5000 | STIP-3/Impressed Current | 1985-06-01 | Fiberglass Reinforced Plastic | Safe Suction (Euro)
BETHEL FOODLANE | 810 SUNSET AVE | COMER | Madison | 9095007 | 1 | [5 empty] | Removed from Ground | Gas (Historical Use) | 8000 | Bare Steel | 1984-05-07 | Galvanized Steel | Pressurized
BETHEL FOODLANE | 810 SUNSET AVE | COMER | Madison | 9095007 | 2 | [5 empty] | Removed from Ground | Gas (Historical Use) | 8000 | Bare Steel | 1984-05-07 | Galvanized Steel | Pressurized
BETHEL FOODLANE | 810 SUNSET AVE | COMER | Madison | 9095007 | 3 | [5 empty] | Removed from Ground | Gas (Historical Use) | 8000 | Bare Steel | 1984-05-07 | Galvanized Steel | Pressurized
PORTERFIELDS | 4 TH ST PO BOX 37 | COLBERT | Madison | 9095008 | 1 | [5 empty] | Removed from Ground | Empty | 550 | Bare Steel | 1936-05-20 | Unknown
WINDSTREAM GEORGIA INC | 145 CHEROKEE RD | WINTERVILLE | Madison | 9095011 | 1 |  | 1989-01-01 |  | 1989-01-01 |  | Removed from Ground | Diesel | 1000 | Double Walled | 1989-05-08 | Double Walled | Suction (American)
FORMER COMER TEXACO | 307 SUNSET | COMER | Madison | 9095012 | 1 | [5 empty] | Removed from Ground | Gas (Historical Use) | 2000 | Bare Steel | 1956-04-18 | Galvanized Steel
FORMER COMER TEXACO | 307 SUNSET | COMER | Madison | 9095012 | 2 | [5 empty] | Removed from Ground | Gas (Historical Use) | 2000 | Bare Steel | 1956-04-18 | Galvanized Steel
FORMER COMER TEXACO | 307 SUNSET | COMER | Madison | 9095012 | 3 | [5 empty] | Removed from Ground | Gas (Historical Use) | 3000 | Bare Steel | 1974-04-14 | Galvanized Steel
COUNTRY SUPERETTE | 7841 HWY 29N | DANIELSVILLE | Madison | 9095013 | 1 | [5 empty] | Permanently Out of Use - historical purposes | Gas (Historical Use) | 2000 | Bare Steel | 1961-01-01 | Galvanized Steel | Suction (American)
COUNTRY SUPERETTE | 7841 HWY 29N | DANIELSVILLE | Madison | 9095013 | 2 | [5 empty] | Permanently Out of Use - historical purposes | Gas (Historical Use) | 2000 | Bare Steel | 1961-01-01 | Galvanized Steel | Suction (American)
COUNTRY SUPERETTE | 7841 HWY 29N | DANIELSVILLE | Madison | 9095013 | 3 | [5 empty] | Permanently Out of Use - historical purposes | Gas (Historical Use) | 2000 | Bare Steel | 1974-01-01 | Galvanized Steel | Suction (American)
COUNTRY SUPERETTE | 7841 HWY 29N | DANIELSVILLE | Madison | 9095013 | 4 | [5 empty] | Permanently Out of Use - historical purposes | Diesel | 550 | Bare Steel | 1956-01-01 | Galvanized Steel | Suction (American)
COUNTRY SUPERETTE | 7841 HWY 29N | DANIELSVILLE | Madison | 9095013 | 5 |  | 1999-05-10 | FALSE | 1999-05-10 | FALSE | Currently in Use | Regular | 10000 | Composite | 1999-04-29 | Fiberglass Reinforced Plastic | Pressurized
COUNTRY SUPERETTE | 7841 HWY 29N | DANIELSVILLE | Madison | 9095013 | 6 | Flapper Valve | 1999-05-10 | FALSE | 1999-05-10 | FALSE | Currently in Use | Premium | 8000 | Composite | 1999-04-29 | Fiberglass Reinforced Plastic | Pressurized
COUNTRY SUPERETTE | 7841 HWY 29N | DANIELSVILLE | Madison | 9095013 | 7 | Flapper Valve | 1999-05-10 | FALSE | 1999-05-10 | FALSE | Currently in Use | Diesel | 8000 | Composite | 1999-04-29 | Fiberglass Reinforced Plastic | Pressurized
GHOLSTON STAND GROC | CORNER HWY 172 & 98 | COMER | Madison | 9095014 | 1 |  |  | FALSE |  | FALSE | Permanently Out of Use - historical purposes | Gas (Historical Use) | 1000 | Bare Steel | 1951-04-20 | Galvanized Steel
GHOLSTON STAND GROC | CORNER HWY 172 & 98 | COMER | Madison | 9095014 | 2 |  |  | FALSE |  | FALSE | Permanently Out of Use - historical purposes | Gas (Historical Use) | 1000 | Bare Steel | 1971-04-15 | Galvanized Steel
BO ALEWINE AUTO SALVAGE | DANIELSVILLE RD | ATHENS | Madison | 9095015 | 1 | [5 empty] | Removed from Ground | Gas (Historical Use) | 1000 | Bare Steel | 1978-04-24 | Galvanized Steel
AT&T POCATALIGO RADIO RELAY STAT | FIRETOWER RD-OFF GA 106/1 MILE S | ILA | Madison | 9095016 | 1 | [5 empty] | Removed from Ground | Diesel | 6000 | Bare Steel | 1965-01-01 | Copper | Suction (American)
JOT EM DOWN STORE | 2920 JOT EM DOWN RD | ILA | Madison | 9095018 | 1 |  | 1998-11-12 |  | 1998-11-12 |  | Removed from Ground | Gas (Historical Use) | 2000 | Steel-Impressed Current | 1982-03-01 | Cathodically Protected | Suction (American)
JOT EM DOWN STORE | 2920 JOT EM DOWN RD | ILA | Madison | 9095018 | 2 |  | 1998-11-12 |  | 1998-11-12 |  | Removed from Ground | Gas (Historical Use) | 2000 | Steel-Impressed Current | 1982-03-01 | Cathodically Protected | Suction (American)
JOT EM DOWN STORE | 2920 JOT EM DOWN RD | ILA | Madison | 9095018 | 3 |  | 1998-11-12 |  | 1998-11-12 |  | Removed from Ground | Gas (Historical Use) | 2000 | Steel-Impressed Current | 1982-03-01 | Cathodically Protected | Safe Suction (Euro)
ADAMS CONVENIENCE STORE | GA HWY 106 SOUTH | ILA | Madison | 9095020 | 1 | [5 empty] | Closed in Ground | Gas (Historical Use) | 5000 | Bare Steel | 1971-06-01 | Galvanized Steel | Safe Suction (Euro)
ADAMS CONVENIENCE STORE | GA HWY 106 SOUTH | ILA | Madison | 9095020 | 2 | [5 empty] | Closed in Ground | Gas (Historical Use) | 5000 | Bare Steel | 1971-06-01 | Galvanized Steel | Safe Suction (Euro)
ADAMS CONVENIENCE STORE | GA HWY 106 SOUTH | ILA | Madison | 9095020 | 3 | [5 empty] | Closed in Ground | Gas (Historical Use) | 1000 | Bare Steel | 1980-03-01 | Galvanized Steel | Safe Suction (Euro)
FORMER GULF STATION | GA HWY 106 & GA HWY 98 | ILA | Madison | 9095021 | 1 | [5 empty] | Closed in Ground | Gas (Historical Use) | 0 | Not Marked/Unknown | 1976-01-01 | Not Marked
FORMER GULF STATION | GA HWY 106 & GA HWY 98 | ILA | Madison | 9095021 | 2 | [5 empty] | Closed in Ground | Gas (Historical Use) | 0 | Not Marked/Unknown | 1976-01-01 | Not Marked
DANIELSVILLE TIRE CENTER | 16 GENERAL DANIELS AVE | DANIELSVILLE | Madison | 9095022 | 1 |  | 1996-09-25 | TRUE | 1996-09-25 |  | Temporarily out of use | Gas (Historical Use) | 4000 | Steel-Impressed Current | 1956-04-18 | Steel (Impressed Current) | Suction (American)
DANIELSVILLE TIRE CENTER | 16 GENERAL DANIELS AVE | DANIELSVILLE | Madison | 9095022 | 2 |  | 1996-09-25 | TRUE | 1996-09-25 |  | Temporarily out of use | Gas (Historical Use) | 3000 | Steel-Impressed Current | 1956-04-18 | Steel (Impressed Current) | Suction (American)
DANIELSVILLE TIRE CENTER | 16 GENERAL DANIELS AVE | DANIELSVILLE | Madison | 9095022 | 3 |  | 1996-09-25 | TRUE | 1996-09-25 |  | Temporarily out of use | Gas (Historical Use) | 3000 | Steel-Impressed Current | 1956-04-18 | Steel (Impressed Current) | Suction (American)
DANIELSVILLE TIRE CENTER | 16 GENERAL DANIELS AVE | DANIELSVILLE | Madison | 9095022 | 4 |  |  | TRUE | 1996-09-25 | TRUE | Currently in Use | Used Oil | 550 | Steel-Impressed Current | 1996-09-09 | Fiberglass Reinforced Plastic | Pressurized
ALLTEL GA INC | 500 GHOLSTON ST | COMER | Madison | 9095023 | 1 | [5 empty] | Removed from Ground | Diesel | 550 | Bare Steel | 1984-05-08 | Unknown
ALLTEL GA INC | 500 GHOLSTON ST | COMER | Madison | 9095023 | 2 | [5 empty] | Removed from Ground | Diesel | 2000 | Bare Steel | 1970-05-09 | Unknown
LAKE CIRCLE GROCERY | HWY 98 NORTHWEST | DANIELSVILLE | Madison | 9095024 | 1 | [5 empty] | Removed from Ground | Gas (Historical Use) | 2000 | Bare Steel | 1991-08-11 | Galvanized Steel | Suction (American)
LAKE CIRCLE GROCERY | HWY 98 NORTHWEST | DANIELSVILLE | Madison | 9095024 | 2 | [5 empty] | Removed from Ground | Gas (Historical Use) | 1000 | Bare Steel | 1980-12-02 | Galvanized Steel | Suction (American)
LAKE CIRCLE GROCERY | HWY 98 NORTHWEST | DANIELSVILLE | Madison | 9095024 | 3 | [5 empty] | Removed from Ground | Diesel | 560 | Bare Steel | 1980-12-02 | Galvanized Steel | Suction (American)
NEESE GROCERY | 6790 HWY 106S | HULL | Madison | 9095025 | 1 | [5 empty] | Removed from Ground | Gas (Historical Use) | 4000 | Bare Steel | 1981-05-09 | Galvanized Steel | Suction (American)
NEESE GROCERY | 6790 HWY 106S | HULL | Madison | 9095025 | 2 | [5 empty] | Removed from Ground | Gas (Historical Use) | 2000 | Bare Steel | 1981-05-09 | Galvanized Steel | Suction (American)
NEESE GROCERY | 6790 HWY 106S | HULL | Madison | 9095025 | 3 | [5 empty] | Removed from Ground | Gas (Historical Use) | 560 | Bare Steel | 1966-05-13 | Galvanized Steel | Suction (American)
NEESE GROCERY | 6790 HWY 106S | HULL | Madison | 9095025 | 4 |  | 1994-01-01 |  | 1994-01-01 |  | Currently in Use | Diesel | 2000 | Galvanic (STIP-3) | 1990-01-01 | Cathodically Protected | Safe Suction (Euro)
NEESE GROCERY | 6790 HWY 106S | HULL | Madison | 9095025 | 5 |  | 1999-04-01 |  | 1999-04-01 |  | Currently in Use | Gas (Historical Use) | 10000 | Composite | 1999-03-01 | Fiberglass Reinforced Plastic | Pressurized
NEESE GROCERY | 6790 HWY 106S | HULL | Madison | 9095025 | 6 |  | 1999-04-01 |  | 1999-04-01 |  | Currently in Use | Gas (Historical Use) | 8000 | Composite | 1999-03-01 | Fiberglass Reinforced Plastic | Pressurized
BILL CAREY STATION | HWY 106 | DANIELSVILLE | Madison | 9095026 | 1 | [5 empty] | Closed in Ground | Gas (Historical Use) | 500 | Bare Steel | 1986-05-07 | Galvanized Steel
BILL CAREY STATION | HWY 106 | DANIELSVILLE | Madison | 9095026 | 2 | [5 empty] | Closed in Ground | Gas (Historical Use) | 2000 | Bare Steel | 1986-05-07 | Galvanized Steel
BILL CAREY STATION | HWY 106 | DANIELSVILLE | Madison | 9095026 | 3 | [5 empty] | Closed in Ground | Gas (Historical Use) | 2000 | Bare Steel | 1986-05-07 | Galvanized Steel
T G P L STATION #0130 | HWY 191 EAST | COMER | Madison | 9095027 | E-1 | [5 empty] | Removed from Ground | Other | 800 | Bare Steel | 1976-05-10 | Galvanized Steel
T G P L STATION #0130 | HWY 191 EAST | COMER | Madison | 9095027 | E-2 | [5 empty] | Removed from Ground | Gas (Historical Use) | 1000 | Bare Steel | 1985-05-08 | Galvanized Steel
T G P L STATION #0130 | HWY 191 EAST | COMER | Madison | 9095027 | E-3 | [5 empty] | Removed from Ground | Gas (Historical Use) | 1000 | Bare Steel | 1985-05-08 | Galvanized Steel
T G P L STATION #0130 | HWY 191 EAST | COMER | Madison | 9095027 | E-4 | [5 empty] | Removed from Ground | Other | 250 | Bare Steel | 1951-05-17 | Galvanized Steel
T G P L STATION #0130 | HWY 191 EAST | COMER | Madison | 9095027 | E-5 | [5 empty] | Removed from Ground | Diesel | 1000 | Bare Steel | 1971-05-12 | Galvanized Steel
CLAY WARD'S GROCERY/DIAMOND MILL | HWY 29 NORTH | HULL | Madison | 9095028 | 1 | [5 empty] | Removed from Ground | Gas (Historical Use) | 1000 | Bare Steel | 1956-04-29 | Galvanized Steel
CLAY WARD'S GROCERY/DIAMOND MILL | HWY 29 NORTH | HULL | Madison | 9095028 | 2 | [5 empty] | Removed from Ground | Gas (Historical Use) | 500 | Bare Steel | 1956-04-29 | Galvanized Steel
CLAY WARD'S GROCERY/DIAMOND MILL | HWY 29 NORTH | HULL | Madison | 9095028 | 3 | [5 empty] | Removed from Ground | Gas (Historical Use) | 500 | Bare Steel | 1956-04-29 | Galvanized Steel
STRICKLANDS | 1741 HWY 29 N | DANIELSVILLE | Madison | 9095030 | 1 | [5 empty] | Removed from Ground | Kerosene | 500 | Bare Steel | 1984-04-21 | Galvanized Steel
STRICKLANDS | 1741 HWY 29 N | DANIELSVILLE | Madison | 9095030 | 10 |  | 1998-12-05 |  | 1998-12-05 |  | Currently in Use | Diesel | 8000 | Composite | 1998-12-05 | Fiberglass Reinforced Plastic | Pressurized
STRICKLANDS | 1741 HWY 29 N | DANIELSVILLE | Madison | 9095030 | 11 |  | 1998-12-05 |  | 1998-12-05 |  | Currently in Use | Kerosene | 2000 | Composite | 1998-12-05 | Fiberglass Reinforced Plastic | Pressurized
STRICKLANDS | 1741 HWY 29 N | DANIELSVILLE | Madison | 9095030 | 2 | [5 empty] | Removed from Ground | Gas (Historical Use) | 6000 | Bare Steel | 1980-04-22 | Galvanized Steel | Safe Suction (Euro)
STRICKLANDS | 1741 HWY 29 N | DANIELSVILLE | Madison | 9095030 | 3 | [5 empty] | Removed from Ground | Gas (Historical Use) | 6000 | Bare Steel | 1978-04-23 | Galvanized Steel | Safe Suction (Euro)
STRICKLANDS | 1741 HWY 29 N | DANIELSVILLE | Madison | 9095030 | 4 | [5 empty] | Removed from Ground | Gas (Historical Use) | 6000 | Bare Steel | 1978-04-23 | Galvanized Steel | Safe Suction (Euro)
STRICKLANDS | 1741 HWY 29 N | DANIELSVILLE | Madison | 9095030 | 5 | [5 empty] | Removed from Ground | Diesel | 8000 | Bare Steel | 1981-04-22 | Galvanized Steel | Safe Suction (Euro)
STRICKLANDS | 1741 HWY 29 N | DANIELSVILLE | Madison | 9095030 | 6 | [5 empty] | Removed from Ground | Kerosene | 2000 | Cathodically Protected Steel | 1991-10-01 | Galvanized Steel | Safe Suction (Euro)
STRICKLANDS | 1741 HWY 29 N | DANIELSVILLE | Madison | 9095030 | 7 |  | 1998-12-05 |  | 1998-12-05 |  | Currently in Use | Gas (Historical Use) | 8000 | Composite | 1998-12-05 | Fiberglass Reinforced Plastic | Pressurized
STRICKLANDS | 1741 HWY 29 N | DANIELSVILLE | Madison | 9095030 | 8 |  | 1998-12-05 |  | 1998-12-05 |  | Currently in Use | Gas (Historical Use) | 4000 | Composite | 1998-12-05 | Fiberglass Reinforced Plastic | Pressurized
STRICKLANDS | 1741 HWY 29 N | DANIELSVILLE | Madison | 9095030 | 9 |  | 1998-12-05 |  | 1998-12-05 |  | Currently in Use | Diesel | 2000 | Composite | 1998-12-05 | Fiberglass Reinforced Plastic | Pressurized
DIAMOND HILL GRO | 5657 HIGHWAY 29 SOUTH | HULL | Madison | 9095031 | 1 | Flapper Valve | 1999-02-01 | FALSE | 1999-02-01 | FALSE | Currently in Use | Regular | 4000 | Steel-Impressed Current | 1971-05-12 | Steel (Impressed Current) | Pressurized
DIAMOND HILL GRO | 5657 HIGHWAY 29 SOUTH | HULL | Madison | 9095031 | 2 | Ball Float | 1999-02-01 | FALSE | 1999-02-01 | FALSE | Temporarily out of use | Regular | 4000 | Steel-Impressed Current | 1971-05-12 | Steel (Impressed Current) | Pressurized
DIAMOND HILL GRO | 5657 HIGHWAY 29 SOUTH | HULL | Madison | 9095031 | 3 |  | 1999-02-01 | FALSE | 1999-02-01 | FALSE | Temporarily out of use | Empty | 5000 | Steel-Impressed Current | 1971-05-12 | Steel (Impressed Current) | Pressurized
DIAMOND HILL GRO | 5657 HIGHWAY 29 SOUTH | HULL | Madison | 9095031 | 4 | [5 empty] | Removed from Ground | Gas (Historical Use) | 560 | Bare Steel | 1971-05-12 | Galvanized Steel | Suction (American)
DIAMOND HILL GRO | 5657 HIGHWAY 29 SOUTH | HULL | Madison | 9095031 | 5 | [5 empty] | Removed from Ground | Gas (Historical Use) | 560 | Bare Steel | 1971-05-12 | Galvanized Steel | Suction (American)
DIAMOND HILL GRO | 5657 HIGHWAY 29 SOUTH | HULL | Madison | 9095031 | 6 | [5 empty] | Removed from Ground | Diesel | 1000 | Bare Steel | 1977-05-12 | Galvanized Steel | Suction (American)
DIAMOND HILL GRO | 5657 HIGHWAY 29 SOUTH | HULL | Madison | 9095031 | 7 | Flapper Valve | 1997-08-07 | FALSE | 1997-08-07 | FALSE | Currently in Use | Diesel | 2000 | Steel-Impressed Current | 1997-08-01 | Steel (Impressed Current) | Pressurized
CATAWBA TIMBER CO/COLBERT WY | HWY 72 | COLBERT | Madison | 9095034 | 1 | [5 empty] | Removed from Ground | Diesel | 1000 | Bare Steel | 1974-05-11 | Galvanized Steel
SEAN COMER MANAGEMENT LLC | 27 HWY 72 | COMER | Madison | 9095035 | 1 | Ball Float | 1998-09-08 | FALSE | 1998-09-08 | FALSE | Currently in Use | Regular | 8000 | Steel-Impressed Current | 1983-05-20 | Fiberglass Reinforced Plastic | Pressurized
SEAN COMER MANAGEMENT LLC | 27 HWY 72 | COMER | Madison | 9095035 | 2 | Flapper Valve | 1998-09-08 | FALSE | 1998-09-08 | FALSE | Currently in Use | Regular | 8000 | Steel-Impressed Current | 1983-05-20 | Fiberglass Reinforced Plastic | Pressurized
SEAN COMER MANAGEMENT LLC | 27 HWY 72 | COMER | Madison | 9095035 | 3 | Ball Float | 1998-09-08 | FALSE | 1998-09-08 | FALSE | Currently in Use | Premium | 6000 | Steel-Impressed Current | 1983-05-20 | Fiberglass Reinforced Plastic | Pressurized
SEAN COMER MANAGEMENT LLC | 27 HWY 72 | COMER | Madison | 9095035 | 4 | Ball Float | 1998-09-08 | FALSE | 1998-09-08 | FALSE | Currently in Use | Diesel | 6000 | Steel-Impressed Current | 1983-05-20 | Fiberglass Reinforced Plastic | Pressurized
BREAD BASKET FOOD STORE #1 | HWY 72 EAST & 3RS ST/NE QUAD | COLBERT | Madison | 9095036 | 1 | [5 empty] | Removed from Ground | Gas (Historical Use) | 8000 | Cathodically Protected Steel | 1982-05-20 | Galvanized Steel | Pressurized
BREAD BASKET FOOD STORE #1 | HWY 72 EAST & 3RS ST/NE QUAD | COLBERT | Madison | 9095036 | 2 | [5 empty] | Removed from Ground | Gas (Historical Use) | 8000 | Cathodically Protected Steel | 1982-05-20 | Galvanized Steel | Pressurized
BREAD BASKET FOOD STORE #1 | HWY 72 EAST & 3RS ST/NE QUAD | COLBERT | Madison | 9095036 | 3 | [5 empty] | Removed from Ground | Gas (Historical Use) | 8000 | Cathodically Protected Steel | 1982-05-20 | Galvanized Steel | Pressurized
BREAD BASKET FOOD STORE #1 | HWY 72 EAST & 3RS ST/NE QUAD | COLBERT | Madison | 9095036 | 4 | [5 empty] | Removed from Ground | Diesel | 8000 | Cathodically Protected Steel | 1982-05-20 | Galvanized Steel | Pressurized
FLEMING GARAGE | HWY 72 E | COMER | Madison | 9095037 | 1 | [5 empty] | Temporarily out of use | Gas (Historical Use) | 1000 | Concrete | 1967-01-06 | Galvanized Steel
FLEMING GARAGE | HWY 72 E | COMER | Madison | 9095037 | 2 | [5 empty] | Removed from Ground | Gas (Historical Use) | 560 | Concrete | 1967-01-06 | Galvanized Steel
ALLTEL GA INC | GA HWY 98 EAST | ILA | Madison | 9095038 | 1 | [5 empty] | Removed from Ground | Diesel | 550 | Bare Steel | 1985-05-08 | Unknown
ALLTEL GA INC | 120 MAIN STREET | COMER | Madison | 9095039 | 1 | [5 empty] | Removed from Ground | Gas (Historical Use) | 4000 | Bare Steel | 1980-05-06 | Unknown
THE SPECIAL STORE INC/PICK OF TH | 43 N MAIN ST | ILA | Madison | 9095041 | 1 |  | 1998-12-18 | FALSE | 1998-11-19 | FALSE | Removed from Ground | Gas (Historical Use) | 6110 | Steel-Impressed Current | 1974-04-01 | Steel (Impressed Current) | Suction (American)
THE SPECIAL STORE INC/PICK OF TH | 43 N MAIN ST | ILA | Madison | 9095041 | 2 |  | 1998-12-18 | FALSE | 1998-11-19 | FALSE | Removed from Ground | Gas (Historical Use) | 6110 | Steel-Impressed Current | 1974-04-01 | Steel (Impressed Current) | Suction (American)
THE SPECIAL STORE INC/PICK OF TH | 43 N MAIN ST | ILA | Madison | 9095041 | 3 |  | 1998-12-18 | FALSE | 1998-11-19 | FALSE | Removed from Ground | Diesel | 6110 | Steel-Impressed Current | 1974-04-01 | Steel (Impressed Current) | Suction (American)
THE SPECIAL STORE INC/PICK OF TH | 43 N MAIN ST | ILA | Madison | 9095041 | 4 |  | 1998-12-18 |  | 1998-11-19 |  | Removed from Ground | Gas (Historical Use) | 3000 | Bare Steel |  | Galvanized Steel
THE SPECIAL STORE INC/PICK OF TH | 43 N MAIN ST | ILA | Madison | 9095041 | 5 | [5 empty] | Removed from Ground | Other | 1000 | Marked Unknown
THE SPECIAL STORE INC/PICK OF TH | 43 N MAIN ST | ILA | Madison | 9095041 | 6 | [5 empty] | Removed from Ground | Other | 550 | Marked Unknown
THE SPECIAL STORE INC/PICK OF TH | 43 N MAIN ST | ILA | Madison | 9095041 | 7 |  | 1998-12-18 | FALSE | 1998-11-19 | FALSE | Removed from Ground | Gas (Historical Use) | 2005 | Steel-Impressed Current | 1974-04-01 | Steel (Impressed Current) | Suction (American)
GA DOT 10117/MADISON CO MTC HQ | CORNER GA HWY 98 EAST/CR 214 | DANIELSVILLE | Madison | 9095043 | 117-D1 | [5 empty] | Removed from Ground | Diesel | 1000 | Bare Steel | 1967-05-04 | Galvanized Steel | Suction (American)
GA DOT 10117/MADISON CO MTC HQ | CORNER GA HWY 98 EAST/CR 214 | DANIELSVILLE | Madison | 9095043 | 117-D2 |  | 1994-09-08 |  | 1994-09-08 |  | Removed from Ground | Diesel | 1000 | Tank Jacket | 1994-09-02 | Fiberglass Reinforced Plastic | Pressurized
GA DOT 10117/MADISON CO MTC HQ | CORNER GA HWY 98 EAST/CR 214 | DANIELSVILLE | Madison | 9095043 | 117-G1 | [5 empty] | Removed from Ground | Gas (Historical Use) | 1000 | Bare Steel | 1968-01-01 | Galvanized Steel | Suction (American)
GA DOT 10117/MADISON CO MTC HQ | CORNER GA HWY 98 EAST/CR 214 | DANIELSVILLE | Madison | 9095043 | 117-G2 |  | 1994-09-08 |  | 1994-09-08 |  | Removed from Ground | Gas (Historical Use) | 1000 | Tank Jacket | 1994-09-02 | Fiberglass Reinforced Plastic | Pressurized
GOLDEN PANTRY #51 | MAIN ST HWY 72 | HULL | Madison | 9095045 | 1 |  | 1990-02-01 |  | 1990-02-01 |  | Removed from Ground | Gas (Historical Use) | 10000 | Bare Steel | 1979-04-19 | Galvanized Steel | Pressurized
GOLDEN PANTRY #51 | MAIN ST HWY 72 | HULL | Madison | 9095045 | 2 |  | 1990-02-01 |  | 1990-02-01 |  | Removed from Ground | Gas (Historical Use) | 10000 | Bare Steel | 1979-04-19 | Galvanized Steel | Pressurized
GOLDEN PANTRY #51 | MAIN ST HWY 72 | HULL | Madison | 9095045 | 3 |  | 1990-02-01 |  | 1990-02-01 |  | Removed from Ground | Gas (Historical Use) | 10000 | Bare Steel | 1979-04-19 | Galvanized Steel | Pressurized
QUICK PANTRY #2 | 9029 Hwy 29 SOUTH | HULL | Madison | 9095046 | 1 | Flapper Valve | 1996-09-01 | FALSE | 1996-09-01 | FALSE | Currently in Use | Regular | 10000 | Steel-Impressed Current | 1984-02-19 | Steel (Impressed Current) | Pressurized
QUICK PANTRY #2 | 9029 Hwy 29 SOUTH | HULL | Madison | 9095046 | 2 | Flapper Valve | 1996-09-01 | FALSE | 1996-09-01 | FALSE | Currently in Use | Gas (Historical Use) | 8000 | Steel-Impressed Current | 1984-02-19 | Fiberglass Reinforced Plastic | Pressurized
QUICK PANTRY #2 | 9029 Hwy 29 SOUTH | HULL | Madison | 9095046 | 3 | Flapper Valve | 1996-09-01 | FALSE | 1996-09-01 | FALSE | Currently in Use | Premium | 8000 | Steel-Impressed Current | 1984-02-19 | Steel (Impressed Current) | Pressurized
QUICK PANTRY #2 | 9029 Hwy 29 SOUTH | HULL | Madison | 9095046 | 4 | Flapper Valve | 1996-09-01 | FALSE | 1996-09-01 | FALSE | Currently in Use | Diesel | 8000 | Steel-Impressed Current | 1984-02-19 | Fiberglass Reinforced Plastic | Pressurized
SCHOOL BUS GARAGE | 968 MADISON ST | DANIELSVILLE | Madison | 9095047 | 1 | [5 empty] | Removed from Ground | Gas (Historical Use) | 10000 | Bare Steel | 1965-04-01 | Bare Steel | Suction (American)
SCHOOL BUS GARAGE | 968 MADISON ST | DANIELSVILLE | Madison | 9095047 | 2 |  | 1990-06-01 | FALSE | 1990-06-01 | FALSE | Currently in Use | Diesel | 10000 | Fiberglass | 1990-06-01 | Fiberglass Reinforced Plastic | Pressurized
SCHOOL BUS GARAGE | 968 MADISON ST | DANIELSVILLE | Madison | 9095047 | 3 | Flapper Valve | 1998-09-01 | FALSE | 1998-09-01 | FALSE | Currently in Use | Regular | 5000 | Composite | 1998-09-01 | Fiberglass Reinforced Plastic | Safe Suction (Euro)
SAMS SPORT SHOP | R-2-ROYSTON GA | ROYSTON | Madison | 9095048 | 1 | [5 empty] | Removed from Ground | Gas (Historical Use) | 1000 | Bare Steel | 1981-04-30 | Galvanized Steel
SAMS SPORT SHOP | R-2-ROYSTON GA | ROYSTON | Madison | 9095048 | 2 | [5 empty] | Removed from Ground | Gas (Historical Use) | 1000 | Bare Steel | 1981-04-30 | Galvanized Steel
MRS J J SMITH STA | 7412 GA HWY 72 | CARLTON | Madison | 9095049 | 1 | [5 empty] | Removed from Ground | Empty | 1000 | Bare Steel |  | Unknown
MRS J J SMITH STA | 7412 GA HWY 72 | CARLTON | Madison | 9095049 | 2 | [5 empty] | Removed from Ground | Empty | 1000 | Bare Steel |  | Unknown
MRS J J SMITH STA | 7412 GA HWY 72 | CARLTON | Madison | 9095049 | 3 | [5 empty] | Removed from Ground | Empty | 500 | Bare Steel |  | Unknown
MRS J J SMITH STA | 7412 GA HWY 72 | CARLTON | Madison | 9095049 | 4 | [5 empty] | Removed from Ground | Empty | 500 | Bare Steel |  | Unknown
DANIELSVILLE CORNER STORE | 500 GENERAL DANIELS AVENUE | DANIELSVILLE | Madison | 9095051 | 1 | [5 empty] | Removed from Ground | Other | 2000 | Bare Steel | 1976-02-21 | Galvanized Steel | Suction (American)
DANIELSVILLE CORNER STORE | 500 GENERAL DANIELS AVENUE | DANIELSVILLE | Madison | 9095051 | 2 | [5 empty] | Removed from Ground | Other | 2000 | Bare Steel | 1976-02-21 | Galvanized Steel | Suction (American)
DANIELSVILLE CORNER STORE | 500 GENERAL DANIELS AVENUE | DANIELSVILLE | Madison | 9095051 | 3 | [5 empty] | Removed from Ground | Other | 2000 | Bare Steel | 1976-02-21 | Galvanized Steel
DANIELSVILLE CORNER STORE | 500 GENERAL DANIELS AVENUE | DANIELSVILLE | Madison | 9095051 | 4 | [5 empty] | Closed in Ground | Gas (Historical Use) | 2000 | Bare Steel | 1976-02-21 | Galvanized Steel | Suction (American)
DANIELSVILLE CORNER STORE | 500 GENERAL DANIELS AVENUE | DANIELSVILLE | Madison | 9095051 | 5 | [5 empty] | Closed in Ground | Gas (Historical Use) | 2000 | Bare Steel | 1966-02-23 | Not Marked | Suction (American)
DANIELSVILLE CORNER STORE | 500 GENERAL DANIELS AVENUE | DANIELSVILLE | Madison | 9095051 | 6 | [5 empty] | Closed in Ground | Gas (Historical Use) | 2000 | Bare Steel | 1966-02-23 | Galvanized Steel | Suction (American)
DANIELSVILLE CORNER STORE | 500 GENERAL DANIELS AVENUE | DANIELSVILLE | Madison | 9095051 | 7 | Flapper Valve | 1989-08-15 | FALSE | 1989-08-15 | FALSE | Currently in Use | Regular | 6000 | Steel-Impressed Current | 1989-08-15 | Fiberglass Reinforced Plastic | Pressurized
DANIELSVILLE CORNER STORE | 500 GENERAL DANIELS AVENUE | DANIELSVILLE | Madison | 9095051 | 8 |  | 1989-08-15 |  | 1989-08-15 |  | Temporarily out of use | Gas (Historical Use) | 6000 | Steel-Impressed Current | 1989-08-15 | Fiberglass Reinforced Plastic | Pressurized
DANIELSVILLE CORNER STORE | 500 GENERAL DANIELS AVENUE | DANIELSVILLE | Madison | 9095051 | 9 | Flapper Valve | 1989-08-15 | FALSE | 1989-08-15 | FALSE | Currently in Use | Regular | 6000 | Steel-Impressed Current | 1989-08-15 | Fiberglass Reinforced Plastic | Pressurized
GA FC/MADISON CO UNIT | RT 1 BOX 1096 GA HWY 98 | DANIELSVILLE | Madison | 9095052 | 1 | [5 empty] | Removed from Ground | Gas (Historical Use) | 560 | Bare Steel | 1982-04-23 | Galvanized Steel | Safe Suction (Euro)
GA FC/MADISON CO UNIT | RT 1 BOX 1096 GA HWY 98 | DANIELSVILLE | Madison | 9095052 | 2 |  | 1991-05-17 |  | 1991-05-17 |  | Removed from Ground | Gas (Historical Use) | 1000 | Galvanic (STIP-3) | 1991-05-17 | Cathodically Protected | Safe Suction (Euro)
GA FC/MADISON CO UNIT | RT 1 BOX 1096 GA HWY 98 | DANIELSVILLE | Madison | 9095052 | 3 |  | 1991-05-17 |  | 1991-05-17 |  | Removed from Ground | Diesel | 1000 | Galvanic (STIP-3) | 1991-05-17 | Cathodically Protected | Safe Suction (Euro)
POCI GROCERY | 870 POCA RD | DANIELSVILLE | Madison | 9095053 | 1 | [5 empty] | Removed from Ground | Gas (Historical Use) | 1000 | Bare Steel | 1984-02-19 | Galvanized Steel
POCI GROCERY | 870 POCA RD | DANIELSVILLE | Madison | 9095053 | 2 | [5 empty] | Removed from Ground | Gas (Historical Use) | 1000 | Bare Steel | 1960-02-25 | Galvanized Steel
POCI GROCERY | 870 POCA RD | DANIELSVILLE | Madison | 9095053 | 3 | [5 empty] | Removed from Ground | Gas (Historical Use) | 1000 | Bare Steel | 1960-02-25 | Galvanized Steel
POCI GROCERY | 870 POCA RD | DANIELSVILLE | Madison | 9095053 | 4 | [5 empty] | Removed from Ground | Gas (Historical Use) | 1000 | Bare Steel | 1960-02-25 | Galvanized Steel
POCI GROCERY | 870 POCA RD | DANIELSVILLE | Madison | 9095053 | 866128 | Flapper Valve | 1997-10-06 | FALSE | 1997-10-06 | FALSE | Currently in Use | Regular | 4000 | Composite | 1997-10-06 | Fiberglass Reinforced Plastic | Suction (American)
POCI GROCERY | 870 POCA RD | DANIELSVILLE | Madison | 9095053 | 866129-A | Flapper Valve | 1997-10-06 | FALSE | 1997-10-06 | FALSE | Currently in Use | Diesel | 2000 | Composite | 1997-10-06 | Fiberglass Reinforced Plastic | Suction (American)
POCI GROCERY | 870 POCA RD | DANIELSVILLE | Madison | 9095053 | 866129-B | Flapper Valve | 1997-10-06 | FALSE | 1997-10-06 | FALSE | Currently in Use | Premium | 2000 | Composite | 1997-10-06 | Fiberglass Reinforced Plastic | Suction (American)
JONES GROCERY | 1412 DELLA STATION ROAD | COMER | Madison | 9095055 | 1 | [5 empty] | Removed from Ground | Gas (Historical Use) | 1600 | Bare Steel | 1985-04-29 | Galvanized Steel
JONES GROCERY | 1412 DELLA STATION ROAD | COMER | Madison | 9095055 | 2 | [5 empty] | Removed from Ground | Gas (Historical Use) | 1600 | Bare Steel | 1985-04-29 | Galvanized Steel
GOLDEN PANTRY #43 | 214 GENERAL DANIELS AVE | DANIELSVILLE | Madison | 9095056 | 1 | [5 empty] | Removed from Ground | Gas (Historical Use) | 4000 | Bare Steel | 1977-04-19 | Galvanized Steel | Pressurized
GOLDEN PANTRY #43 | 214 GENERAL DANIELS AVE | DANIELSVILLE | Madison | 9095056 | 2 | [5 empty] | Removed from Ground | Gas (Historical Use) | 4000 | Bare Steel | 1977-04-19 | Galvanized Steel | Pressurized
GOLDEN PANTRY #43 | 214 GENERAL DANIELS AVE | DANIELSVILLE | Madison | 9095056 | 3 | [5 empty] | Removed from Ground | Gas (Historical Use) | 4000 | Bare Steel | 1977-04-19 | Galvanized Steel | Pressurized
GOLDEN PANTRY #43 | 214 GENERAL DANIELS AVE | DANIELSVILLE | Madison | 9095056 | 4 | Ball Float | 1994-12-01 | FALSE | 1994-12-01 | FALSE | Currently in Use | Premium | 10000 | Fiberglass Double Walled | 1994-12-12 | Fiberglass Reinforced Plastic | Pressurized
GOLDEN PANTRY #43 | 214 GENERAL DANIELS AVE | DANIELSVILLE | Madison | 9095056 | 5 | Ball Float | 1994-12-01 | FALSE | 1994-12-01 | FALSE | Currently in Use | Regular | 10000 | Fiberglass Double Walled | 1994-12-12 | Fiberglass Reinforced Plastic | Pressurized
GOLDEN PANTRY #43 | 214 GENERAL DANIELS AVE | DANIELSVILLE | Madison | 9095056 | 6 | Ball Float | 1994-12-01 | FALSE | 1994-12-01 | FALSE | Currently in Use | Regular | 10000 | Fiberglass Double Walled | 1994-12-12 | Fiberglass Reinforced Plastic | Pressurized
GOLDEN PANTRY #43 | 214 GENERAL DANIELS AVE | DANIELSVILLE | Madison | 9095056 | 7 |  | 1994-12-01 |  | 1994-12-01 |  | Currently in Use | Gas (Historical Use) | 4000 | Double Walled | 1994-12-12 | Fiberglass Reinforced Plastic | Pressurized
CARLTON TRUCK SERVICE | RT 1 CARLTON | CARLTON | Madison | 9095058 | D-3 | [5 empty] | Removed from Ground | Diesel | 1000 | Bare Steel | 1977-05-10 | Galvanized Steel
CARLTON TRUCK SERVICE | RT 1 CARLTON | CARLTON | Madison | 9095058 | L-2 | [5 empty] | Removed from Ground | Gas (Historical Use) | 1000 | Bare Steel | 1977-05-10 | Galvanized Steel
CARLTON TRUCK SERVICE | RT 1 CARLTON | CARLTON | Madison | 9095058 | R-1 | [5 empty] | Removed from Ground | Gas (Historical Use) | 1000 | Bare Steel | 1977-05-10 | Galvanized Steel
JACKSON ELECTRIC MEMBERSHIP CORP | 7356 HWY 106 S | HULL | Madison | 9095059 | 1 |  |  | FALSE |  | FALSE | Removed from Ground | Gas (Historical Use) | 4000 | Bare Steel | 1974-01-31 | Galvanized Steel
JACKSON ELECTRIC MEMBERSHIP CORP | 7356 HWY 106 S | HULL | Madison | 9095059 | D |  | 1991-04-10 | FALSE | 1991-04-10 | FALSE | Removed from Ground | Diesel | 3000 | Steel-Impressed Current | 1991-04-10 | Fiberglass Reinforced Plastic | Pressurized
JACKSON ELECTRIC MEMBERSHIP CORP | 7356 HWY 106 S | HULL | Madison | 9095059 | U |  | 1991-04-10 | FALSE | 1991-04-10 | FALSE | Removed from Ground | Gas (Historical Use) | 8000 | Steel-Impressed Current | 1991-04-10 | Fiberglass Reinforced Plastic | Pressurized
TINY TOWN LOONEY MART INC | 7217 HWY 72 EAST | CARLTON | Madison | 9095060 | D-4 | Flapper Valve | 1999-12-22 | FALSE | 1999-12-22 | FALSE | Temporarily out of use | Empty | 1000 | Steel-Impressed Current | 1978-05-09 | Fiberglass Reinforced Plastic | Safe Suction (Euro)
TINY TOWN LOONEY MART INC | 7217 HWY 72 EAST | CARLTON | Madison | 9095060 | R-1 | Flapper Valve | 1999-12-22 | FALSE | 1999-12-22 | FALSE | Currently in Use | Diesel | 4000 | Steel-Impressed Current | 1978-05-09 | Fiberglass Reinforced Plastic | Safe Suction (Euro)
TINY TOWN LOONEY MART INC | 7217 HWY 72 EAST | CARLTON | Madison | 9095060 | S-3 | Flapper Valve | 1999-12-22 | FALSE | 1999-12-22 | FALSE | Currently in Use | E-0 | 1000 | Steel-Impressed Current | 1978-05-09 | Fiberglass Reinforced Plastic | Safe Suction (Euro)
TINY TOWN LOONEY MART INC | 7217 HWY 72 EAST | CARLTON | Madison | 9095060 | U-2 | Flapper Valve | 1999-12-22 | FALSE | 1999-12-22 | FALSE | Currently in Use | Regular | 4000 | Steel-Impressed Current | 1978-05-09 | Fiberglass Reinforced Plastic | Safe Suction (Euro)
W H BROWN | 2563 HWY 29 S | COLBERT | Madison | 9095061 | 1 | [5 empty] | Removed from Ground | Gas (Historical Use) | 1000 | Bare Steel | 1972-05-02 | Bare Steel
W H BROWN | 2563 HWY 29 S | COLBERT | Madison | 9095061 | 2 | [5 empty] | Removed from Ground | Gas (Historical Use) | 1000 | Bare Steel | 1972-05-02 | Bare Steel
W H BROWN | 2563 HWY 29 S | COLBERT | Madison | 9095061 | 3 | [5 empty] | Removed from Ground | Gas (Historical Use) | 1000 | Bare Steel | 1972-05-02 | Bare Steel
THIRKELD GROC | RT 2 CARLTON | CARLTON | Madison | 9095062 | L-2 | [5 empty] | Removed from Ground | Gas (Historical Use) | 550 | Bare Steel | 1966-05-13 | Galvanized Steel
THIRKELD GROC | RT 2 CARLTON | CARLTON | Madison | 9095062 | R-1 | [5 empty] | Removed from Ground | Gas (Historical Use) | 550 | Bare Steel | 1966-05-13 | Galvanized Steel
CHAMBERS GROC | RT 2 SR 172 | COMER | Madison | 9095063 | 1 | [5 empty] | Removed from Ground | Gas (Historical Use) | 500 | Bare Steel | 1986-05-07 | Galvanized Steel
CHAMBERS GROC | RT 2 SR 172 | COMER | Madison | 9095063 | 2 | [5 empty] | Removed from Ground | Gas (Historical Use) | 1000 | Bare Steel | 1986-05-07 | Galvanized Steel
CHAMBERS GROC | RT 2 SR 172 | COMER | Madison | 9095063 | 3 | [5 empty] | Removed from Ground | Gas (Historical Use) | 1000 | Bare Steel | 1986-05-07 | Galvanized Steel
CONWELL GROCERY | RT 2/PLANTATION PIPE LINE RD | DANIELSVILLE | Madison | 9095064 | 1 | [5 empty] | Removed from Ground | Gas (Historical Use) | 1000 | Bare Steel | 1981-01-02 | Galvanized Steel
CONWELL GROCERY | RT 2/PLANTATION PIPE LINE RD | DANIELSVILLE | Madison | 9095064 | 2 | [5 empty] | Removed from Ground | Gas (Historical Use) | 560 | Bare Steel | 1971-01-05 | Galvanized Steel
CONWELL GROCERY | RT 2/PLANTATION PIPE LINE RD | DANIELSVILLE | Madison | 9095064 | 3 | [5 empty] | Removed from Ground | Gas (Historical Use) | 560 | Bare Steel | 1975-01-04 | Galvanized Steel
ELECTRIC MOTORS CO INC | RTE 2 HWY 29 N | HULL | Madison | 9095065 | 1 | [5 empty] | Removed from Ground | Gas (Historical Use) | 1500 | Bare Steel | 1986-03-26 | Unknown
W E SIMMONS CONTRACTORS INC | RT 1/191 POST RD | DANIELSVILLE | Madison | 9095066 | 1 | [5 empty] | Removed from Ground | Gas (Historical Use) | 1000 | Bare Steel | 1966-04-28 | Galvanized Steel | Suction (American)
W E SIMMONS CONTRACTORS INC | RT 1/191 POST RD | DANIELSVILLE | Madison | 9095066 | 2 | [5 empty] | Removed from Ground | Diesel | 3000 | Bare Steel | 1976-04-25 | Galvanized Steel | Suction (American)
COMER WOODYARD | SUNSET AVE HWY 72E | COMER | Madison | 9095067 | 1 | [5 empty] | Removed from Ground | Gas (Historical Use) | 1000 | Bare Steel | 1974-04-24 | Galvanized Steel
COMER WOODYARD | SUNSET AVE HWY 72E | COMER | Madison | 9095067 | 2 | [5 empty] | Removed from Ground | Diesel | 1000 | Bare Steel | 1974-04-24 | Galvanized Steel
J S FORTSON | US HWY 29 | HULL | Madison | 9095068 | 1 | [5 empty] | Removed from Ground | Gas (Historical Use) | 10000 | Bare Steel | 1976-02-22 | Bare Steel | Safe Suction (Euro)
J S FORTSON | US HWY 29 | HULL | Madison | 9095068 | 2 | [5 empty] | Removed from Ground | Gas (Historical Use) | 3000 | Bare Steel | 1982-02-20 | Bare Steel | Safe Suction (Euro)
J S FORTSON | US HWY 29 | HULL | Madison | 9095068 | 3 | [5 empty] | Removed from Ground | Gas (Historical Use) | 3000 | Bare Steel | 1982-02-20 | Bare Steel | Safe Suction (Euro)
ROYAL FOOD STORE #12 | 746 HWY 29 NORTH | DANIELSVILLE | Madison | 9095069 | 1 |  | 1998-07-01 |  | 1987-12-06 |  | Currently in Use | Gas (Historical Use) | 4000 | Galvanic (STIP-3) | 1987-12-06 | Cathodically Protected | Pressurized
ROYAL FOOD STORE #12 | 746 HWY 29 NORTH | DANIELSVILLE | Madison | 9095069 | 2 |  | 1998-07-01 |  | 1987-12-06 |  | Currently in Use | Gas (Historical Use) | 4000 | Galvanic (STIP-3) | 1987-12-06 | Cathodically Protected | Pressurized
ROYAL FOOD STORE #12 | 746 HWY 29 NORTH | DANIELSVILLE | Madison | 9095069 | 3 |  | 1998-07-01 |  | 1987-12-06 |  | Currently in Use | Gas (Historical Use) | 4000 | Galvanic (STIP-3) | 1987-12-06 | Cathodically Protected | Pressurized
ROYAL FOOD STORE #12 | 746 HWY 29 NORTH | DANIELSVILLE | Madison | 9095069 | 4 |  | 1998-07-01 |  | 1987-12-06 |  | Currently in Use | Diesel | 1000 | Galvanic (STIP-3) | 1987-12-06 | Cathodically Protected | Pressurized
BENTON BRO GRO | 6087 GA HWY 72 | CARLTON | Madison | 9095070 | 1 | [5 empty] | Removed from Ground | Gas (Historical Use) | 560 | Bare Steel | 1951-05-17 | Galvanized Steel
BENTON BRO GRO | 6087 GA HWY 72 | CARLTON | Madison | 9095070 | 2 | [5 empty] | Removed from Ground | Gas (Historical Use) | 1000 | Bare Steel | 1985-05-08 | Galvanized Steel
BENTON BRO GRO | 6087 GA HWY 72 | CARLTON | Madison | 9095070 | 3 | [5 empty] | Removed from Ground | Empty | 560 | Bare Steel | 1951-05-17 | Galvanized Steel
ALLTELL GA/DANIELSVILLE | HWY 98 | DANIELSVILLE | Madison | 9095073 | 1 | [5 empty] | Removed from Ground | Diesel | 550 | Bare Steel | 1992-04-06 | Copper
WNGC RADIO TRANSMITTER SITE | CAUSEY BOSWELL RD | NEESE | Madison | 9095075 | 1 | [5 empty] | Removed from Ground | Diesel | 3000 | Bare Steel | 1984-01-24 | Copper | Safe Suction (Euro)
ALLTELL GA INC | 415 SUNSET AVE | COMER | Madison | 9095076 | 1 | [5 empty] | Removed from Ground | Gas (Historical Use) | 2000 | Bare Steel | 1983-01-01 | Unknown
ANN'S TRADING POST | BETWEEN HWY 106 & POKY COMMUNITY | DANIELSVILLE | Madison | 9095077 | 1 | [5 empty] | Removed from Ground | Gas (Historical Use) | 1000 | Bare Steel | 1983-01-01 | Galvanized Steel
ANN'S TRADING POST | BETWEEN HWY 106 & POKY COMMUNITY | DANIELSVILLE | Madison | 9095077 | 2 | [5 empty] | Removed from Ground | Gas (Historical Use) | 1000 | Bare Steel | 1983-01-01 | Galvanized Steel
ANN'S TRADING POST | BETWEEN HWY 106 & POKY COMMUNITY | DANIELSVILLE | Madison | 9095077 | 3 | [5 empty] | Removed from Ground | Gas (Historical Use) | 560 | Bare Steel | 1983-01-01 | Galvanized Steel
ROYALTY/BERKELEY QUARRIES | BERKELEY RD | CARLTON | Madison | 9095078 | 1 | [5 empty] | Permanently Out of Use - historical purposes | Diesel | 560 | Bare Steel |  | Galvanized Steel
ROYALTY/BERKELEY QUARRIES | BERKELEY RD | CARLTON | Madison | 9095078 | 2 | [5 empty] | Permanently Out of Use - historical purposes | Gas (Historical Use) | 560 | Bare Steel |  | Galvanized Steel
ROYALTY/BERKELEY QUARRIES | BERKELEY RD | CARLTON | Madison | 9095078 | 3 | [5 empty] | Permanently Out of Use - historical purposes | Gas (Historical Use) | 560 | Bare Steel |  | Galvanized Steel
Quick Pantry | HWY 72 & 98/NE CORNER | COMER | Madison | 9095079 | 1 | [5 empty] | Removed from Ground | Empty | 5000 | Bare Steel | 1974-02-21 | Galvanized Steel
Quick Pantry | HWY 72 & 98/NE CORNER | COMER | Madison | 9095079 | 2 |  | 1991-10-24 | TRUE | 1991-10-24 | FALSE | Currently in Use | Regular | 10000 | Composite | 1991-10-24 | Fiberglass Reinforced Plastic | Pressurized
Quick Pantry | HWY 72 & 98/NE CORNER | COMER | Madison | 9095079 | 3 |  | 1991-10-24 | TRUE | 1991-10-24 | FALSE | Currently in Use | Diesel | 5000 | Composite | 1991-10-24 | Fiberglass Reinforced Plastic | Pressurized
Quick Pantry | HWY 72 & 98/NE CORNER | COMER | Madison | 9095079 | 4 |  | 1991-10-24 | TRUE | 1991-10-24 | FALSE | Currently in Use | Premium | 5000 | Composite | 1991-10-24 | Fiberglass Reinforced Plastic | Pressurized
JIM MINIT MARKET #6 | HWY 72 & 98 | COMER | Madison | 9095080 | 1 | [5 empty] | Removed from Ground | Gas (Historical Use) | 2000 | Bare Steel | 1961-05-11 | Galvanized Steel
JIM MINIT MARKET #6 | HWY 72 & 98 | COMER | Madison | 9095080 | 2 | [5 empty] | Removed from Ground | Gas (Historical Use) | 2000 | Bare Steel | 1961-05-11 | Galvanized Steel
JIM MINIT MARKET #6 | HWY 72 & 98 | COMER | Madison | 9095080 | 3 | [5 empty] | Removed from Ground | Gas (Historical Use) | 2000 | Bare Steel | 1961-05-11 | Galvanized Steel
JIM MINIT MARKET #6 | HWY 72 & 98 | COMER | Madison | 9095080 | 4 | [5 empty] | Removed from Ground | Gas (Historical Use) | 2000 | Bare Steel | 1961-05-11 | Galvanized Steel
ALLTEL GA INC | 5 TH ST | COLBERT | Madison | 9095081 | 1 | [5 empty] | Removed from Ground | Diesel | 550 | Bare Steel | 1986-01-01 | Unknown
NO FACILITY NAME | S/W CORNER SR 98 & SR 106 | ILA | Madison | 9095082 | 1 | [5 empty] | Removed from Ground | Other | 552 | Bare Steel | 1992-07-20 | Not Marked
NO FACILITY NAME | S/W CORNER SR 98 & SR 106 | ILA | Madison | 9095082 | 2 | [5 empty] | Removed from Ground | Other | 552 | Bare Steel | 1992-07-20 | Not Marked
GOLDEN FARM STORE & GAS | 9628 WILDCAT BRIDGE RD | DANIELSVILLE | Madison | 9095084 | 1 | [5 empty] | Removed from Ground | Diesel | 1000 | Bare Steel | 1967-01-01 | Galvanized Steel | Safe Suction (Euro)
GOLDEN FARM STORE & GAS | 9628 WILDCAT BRIDGE RD | DANIELSVILLE | Madison | 9095084 | 10 | Flapper Valve | 1997-05-01 |  | 1997-05-01 | TRUE | Currently in Use | Kerosene | 2000 | Composite | 1997-05-01 | Fiberglass Reinforced Plastic | Safe Suction (Euro)
GOLDEN FARM STORE & GAS | 9628 WILDCAT BRIDGE RD | DANIELSVILLE | Madison | 9095084 | 2 | [5 empty] | Removed from Ground | Gas (Historical Use) | 6000 | Bare Steel | 1979-01-01 | Galvanized Steel | Safe Suction (Euro)
GOLDEN FARM STORE & GAS | 9628 WILDCAT BRIDGE RD | DANIELSVILLE | Madison | 9095084 | 3 | [5 empty] | Removed from Ground | Gas (Historical Use) | 6000 | Bare Steel | 1979-01-01 | Galvanized Steel | Safe Suction (Euro)
GOLDEN FARM STORE & GAS | 9628 WILDCAT BRIDGE RD | DANIELSVILLE | Madison | 9095084 | 4 | [5 empty] | Removed from Ground | Diesel | 1000 | Bare Steel | 1979-01-01 | Galvanized Steel | Safe Suction (Euro)
GOLDEN FARM STORE & GAS | 9628 WILDCAT BRIDGE RD | DANIELSVILLE | Madison | 9095084 | 5 | [5 empty] | Removed from Ground | Other | 1000 | Bare Steel | 1997-05-01 | Galvanized Steel
GOLDEN FARM STORE & GAS | 9628 WILDCAT BRIDGE RD | DANIELSVILLE | Madison | 9095084 | 6 | Flapper Valve | 1997-05-01 |  | 1997-05-01 | TRUE | Currently in Use | Gas (Historical Use) | 10000 | Composite | 1997-05-01 | Fiberglass Reinforced Plastic | Safe Suction (Euro)
GOLDEN FARM STORE & GAS | 9628 WILDCAT BRIDGE RD | DANIELSVILLE | Madison | 9095084 | 7 | Flapper Valve | 1997-05-01 |  | 1997-05-01 | TRUE | Currently in Use | Gas (Historical Use) | 6000 | Composite | 1997-05-01 | Fiberglass Reinforced Plastic | Safe Suction (Euro)
GOLDEN FARM STORE & GAS | 9628 WILDCAT BRIDGE RD | DANIELSVILLE | Madison | 9095084 | 8 |  | 1997-05-01 |  | 1997-05-01 | TRUE | Currently in Use | Gas (Historical Use) | 4000 | Composite | 1997-05-01 | Fiberglass Reinforced Plastic | Safe Suction (Euro)
GOLDEN FARM STORE & GAS | 9628 WILDCAT BRIDGE RD | DANIELSVILLE | Madison | 9095084 | 9A |  | 1997-05-01 |  | 1997-05-01 | TRUE | Currently in Use | Diesel | 6000 | Composite | 1997-05-01 | Fiberglass Reinforced Plastic | Safe Suction (Euro)
GOLDEN FARM STORE & GAS | 9628 WILDCAT BRIDGE RD | DANIELSVILLE | Madison | 9095084 | 9B | Flapper Valve | 1997-05-01 |  | 1997-05-01 | TRUE | Currently in Use | Diesel | 2000 | Composite | 1997-05-01 | Fiberglass Reinforced Plastic | Safe Suction (Euro)
PAOLI JUNCTION BP | 5106 HWY 98 EAST | COMER | Madison | 9095085 | 1 | Ball Float | 1994-09-01 | FALSE | 1994-09-01 | FALSE | Currently in Use | Premium | 8000 | Galvanic (STIP-3) | 1994-09-01 | Fiberglass Reinforced Plastic | Pressurized
PAOLI JUNCTION BP | 5106 HWY 98 EAST | COMER | Madison | 9095085 | 2 | Ball Float | 1994-09-01 | FALSE | 1994-09-01 | FALSE | Currently in Use | Regular | 6000 | Galvanic (STIP-3) | 1994-09-01 | Fiberglass Reinforced Plastic | Pressurized
PAOLI JUNCTION BP | 5106 HWY 98 EAST | COMER | Madison | 9095085 | 3 | Ball Float | 1994-09-01 | FALSE | 1994-09-01 | FALSE | Currently in Use | Diesel | 6000 | Galvanic (STIP-3) | 1994-09-01 | Fiberglass Reinforced Plastic | Pressurized
PAOLI JUNCTION BP | 5106 HWY 98 EAST | COMER | Madison | 9095085 | 4 |  | 1994-09-01 | FALSE | 1994-09-01 | FALSE | Currently in Use | E-0 | 6000 | Galvanic (STIP-3) | 1994-09-01 | Fiberglass Reinforced Plastic | Pressurized
GA DOT ROW | HWY 106 & 98 INTERSECTION | ILA | Madison | 9095086 | 1 | [5 empty] | Closed in Ground | Empty | 550 | Bare Steel | 1992-07-21 | Galvanized Steel
GA DOT ROW | HWY 106 & 98 INTERSECTION | ILA | Madison | 9095086 | 2 | [5 empty] | Closed in Ground | Empty | 550 | Bare Steel | 1992-07-21 | Galvanized Steel
DANIELSVILLE BP | 694 HWY 29 N | DANIELSVILLE | Madison | 9095088 | 1 | Flapper Valve | 1992-01-01 | FALSE | 1992-01-01 | TRUE | Currently in Use | Premium | 8000 | Galvanic (STIP-3) | 1992-01-01 | Fiberglass Reinforced Plastic | Pressurized
DANIELSVILLE BP | 694 HWY 29 N | DANIELSVILLE | Madison | 9095088 | 2 | Flapper Valve | 1992-01-01 | FALSE | 1992-01-01 | TRUE | Currently in Use | Regular | 8000 | Galvanic (STIP-3) | 1992-01-01 | Fiberglass Reinforced Plastic | Pressurized
DANIELSVILLE BP | 694 HWY 29 N | DANIELSVILLE | Madison | 9095088 | 3 | Flapper Valve | 1992-01-01 | FALSE | 1992-01-01 | TRUE | Currently in Use | Diesel | 6000 | Galvanic (STIP-3) | 1992-01-01 | Fiberglass Reinforced Plastic | Safe Suction (Euro)
MIDWAY GROCERY & FARM SUPPLY | 9766 HWY 98W | COMMERCE | Madison | 9095089 | 1 | Flapper Valve | 1990-01-01 |  | 1990-01-01 |  | Temporarily out of use | Gas (Historical Use) | 6000 | Galvanic (STIP-3) | 1990-01-01 | Fiberglass Reinforced Plastic | Pressurized
MIDWAY GROCERY & FARM SUPPLY | 9766 HWY 98W | COMMERCE | Madison | 9095089 | 2 | Flapper Valve | 1990-01-01 |  | 1990-01-01 |  | Temporarily out of use | Diesel | 6000 | Galvanic (STIP-3) | 1990-01-01 | Double Walled | Pressurized
MIDWAY GROCERY & FARM SUPPLY | 9766 HWY 98W | COMMERCE | Madison | 9095089 | 3 | Flapper Valve | 1990-01-01 |  | 1990-01-01 |  | Temporarily out of use | Diesel | 6000 | Galvanic (STIP-3) | 1990-01-01 | Fiberglass Reinforced Plastic | Safe Suction (Euro)
MIDWAY GROCERY & FARM SUPPLY | 9766 HWY 98W | COMMERCE | Madison | 9095089 | 4 |  | 2001-06-10 |  | 2001-06-10 |  | Temporarily out of use | Gas (Historical Use) | 8000 | Composite | 2001-06-10 | Double Walled | Pressurized
MADISON COUNTY ROAD DEPT | GA HWY 98 | DANIELSVILLE | Madison | 9095090 | 1 | [5 empty] | Removed from Ground | Gas (Historical Use) | 10000 | Cathodically Protected Steel | 1986-01-01 | Galvanized Steel | Suction (American)
MADISON COUNTY ROAD DEPT | GA HWY 98 | DANIELSVILLE | Madison | 9095090 | 2 | [5 empty] | Removed from Ground | Gas (Historical Use) | 10000 | Bare Steel | 1976-01-01 | Galvanized Steel | Pressurized
MADISON COUNTY ROAD DEPT | GA HWY 98 | DANIELSVILLE | Madison | 9095090 | 3 | [5 empty] | Removed from Ground | Diesel | 10000 | Bare Steel | 1976-01-01 | Galvanized Steel | Suction (American)
MADISON COUNTY ROAD DEPT | GA HWY 98 | DANIELSVILLE | Madison | 9095090 | 4 | Flapper Valve | 1996-01-01 | FALSE | 1996-01-01 | FALSE | Currently in Use | Premium | 10000 | Composite | 1996-01-20 | Fiberglass Reinforced Plastic | Suction (American)
MADISON COUNTY ROAD DEPT | GA HWY 98 | DANIELSVILLE | Madison | 9095090 | 5 | Flapper Valve | 1996-01-01 | FALSE | 1996-01-01 | FALSE | Currently in Use | Diesel | 10000 | Composite | 1996-01-20 | Fiberglass Reinforced Plastic | Suction (American)
COMMUNITY GROCERY & DELI | ROUTE 1 BOX 243 | COMER | Madison | 9095093 | 1 | [5 empty] | Removed from Ground | Gas (Historical Use) | 0 | Bare Steel |  | Galvanized Steel | Suction (American)
COMMUNITY GROCERY & DELI | ROUTE 1 BOX 243 | COMER | Madison | 9095093 | 2 | [5 empty] | Removed from Ground | Gas (Historical Use) | 0 | Bare Steel |  | Galvanized Steel | Suction (American)
COMMUNITY GROCERY & DELI | ROUTE 1 BOX 243 | COMER | Madison | 9095093 | 3 | [5 empty] | Removed from Ground | Gas (Historical Use) | 0 | Not Marked/Unknown |  | Not Marked
JAIS COUNTRY CORNER | 3936 HWY 106 S | HULL | Madison | 9095094 | 1 | Flapper Valve | 1998-12-20 | FALSE | 1998-12-20 | FALSE | Currently in Use | Regular | 5000 | Steel-Impressed Current | 1983-01-01 | Steel (Impressed Current) | Pressurized
JAIS COUNTRY CORNER | 3936 HWY 106 S | HULL | Madison | 9095094 | 2 | Flapper Valve | 1998-12-20 | FALSE | 1998-12-20 | FALSE | Currently in Use | Regular | 3000 | Steel-Impressed Current | 1983-01-01 | Steel (Impressed Current) | Pressurized
JAIS COUNTRY CORNER | 3936 HWY 106 S | HULL | Madison | 9095094 | 3 |  | 1998-12-20 | FALSE | 1998-12-20 | FALSE | Temporarily out of use | Empty | 3000 | Steel-Impressed Current | 1983-01-01 | Steel (Impressed Current) | Pressurized
JAIS COUNTRY CORNER | 3936 HWY 106 S | HULL | Madison | 9095094 | 4 |  | 1998-12-20 | FALSE | 1998-12-20 | FALSE | Currently in Use | Diesel | 2000 | Steel-Impressed Current | 1988-01-01 | Steel (Impressed Current) | Safe Suction (Euro)
HWY 98 GROCERY | 9095 HIGHWAY 98W | COMMERCE | Madison | 9095095 | 1 |  | 1999-12-01 |  | 1999-12-01 |  | Removed from Ground | Gas (Historical Use) | 3000 | Steel-Impressed Current | 1989-10-01 | Cathodically Protected | Suction (American)
HWY 98 GROCERY | 9095 HIGHWAY 98W | COMMERCE | Madison | 9095095 | 2 |  | 1999-12-01 |  | 1999-12-01 |  | Removed from Ground | Gas (Historical Use) | 3000 | Steel-Impressed Current | 1989-10-01 | Cathodically Protected | Suction (American)
HWY 98 GROCERY | 9095 HIGHWAY 98W | COMMERCE | Madison | 9095095 | 3 |  | 1999-12-01 |  | 1999-12-01 |  | Removed from Ground | Gas (Historical Use) | 4000 | Steel-Impressed Current | 1989-10-01 | Cathodically Protected | Suction (American)
FORTSON WELL DRILLING & BORING I | 8568 WILDCAT BRIDGE RD | DANIELSVILLE | Madison | 9095096 | 1 | [5 empty] | Closed in Ground | Diesel | 1000 | Cathodically Protected Steel | 1991-02-01 | Cathodically Protected | Safe Suction (Euro)
GOLDEN PANTRY #37 | 8874 HWY 29 SOUTH | HULL | Madison | 9095100 | 1 | Ball Float | 1996-05-20 | FALSE | 1996-05-20 | FALSE | Currently in Use | Premium | 10000 |  | 1996-05-20 | Double-Walled Fiberglass | Pressurized
GOLDEN PANTRY #37 | 8874 HWY 29 SOUTH | HULL | Madison | 9095100 | 2 | Ball Float | 1996-05-20 | FALSE | 1996-05-20 | FALSE | Currently in Use | E-0 | 10000 |  | 1996-05-20 | Double-Walled Fiberglass | Pressurized
GOLDEN PANTRY #37 | 8874 HWY 29 SOUTH | HULL | Madison | 9095100 | 3 | Ball Float | 1996-05-20 | FALSE | 1996-05-20 | FALSE | Currently in Use | Regular | 10000 |  | 1996-05-20 |  | Pressurized
GOLDEN PANTRY #37 | 8874 HWY 29 SOUTH | HULL | Madison | 9095100 | 4 |  | 1996-05-20 | FALSE | 1996-05-20 | FALSE | Currently in Use | Diesel | 4000 |  | 1996-05-20 | Double-Walled Fiberglass | Pressurized
CIRCLE K #2723349 | 18 HWY 72 W | COMER | Madison | 9095101 | 1 |  | 1998-07-01 | FALSE | 1998-07-01 | FALSE | Currently in Use | Gas (Historical Use) | 12000 | Fiberglass | 1998-07-10 |  | Pressurized
CIRCLE K #2723349 | 18 HWY 72 W | COMER | Madison | 9095101 | 2 |  | 1998-07-01 | FALSE | 1998-07-01 | FALSE | Currently in Use | Gas (Historical Use) | 10000 | Fiberglass | 1998-07-10 |  | Pressurized
CIRCLE K #2723349 | 18 HWY 72 W | COMER | Madison | 9095101 | 3 | Flapper Valve | 1998-07-01 | FALSE | 1998-07-01 | FALSE | Currently in Use | Kerosene | 2000 | Fiberglass | 1998-07-10 |  | Safe Suction (Euro)
CIRCLE K #2723349 | 18 HWY 72 W | COMER | Madison | 9095101 | 4 |  | 1998-07-01 | FALSE | 1998-07-01 | FALSE | Currently in Use | Diesel | 10000 | Fiberglass | 1998-07-10 |  | Pressurized
ROYAL FOOD STORE #35 | 15 S MAIN ST | ILA | Madison | 9095102 | 1 |  | 1998-03-01 | FALSE | 1998-03-01 | FALSE | Currently in Use | Regular | 10000 | Composite | 1998-03-01 | Fiberglass Reinforced Plastic | Pressurized
ROYAL FOOD STORE #35 | 15 S MAIN ST | ILA | Madison | 9095102 | 2 | Ball Float | 1998-03-01 | FALSE | 1998-03-01 | FALSE | Currently in Use | Premium | 10000 | Composite | 1998-03-01 | Fiberglass Reinforced Plastic | Pressurized
ROYAL FOOD STORE #35 | 15 S MAIN ST | ILA | Madison | 9095102 | 3 | Ball Float | 1998-03-01 | FALSE | 1998-03-01 | FALSE | Currently in Use | Diesel | 3000 | Composite | 1998-03-01 | Fiberglass Reinforced Plastic | Pressurized
FOOD MART | 9523 HWY 98 W | COMMERCE | Madison | 9078083 | 1A |  | 2001-04-15 | FALSE | 2001-04-15 | FALSE | Currently in Use | Premium | 4112.6 | Composite | 2001-04-15 | Fiberglass Reinforced Plastic | Pressurized
FOOD MART | 9523 HWY 98 W | COMMERCE | Madison | 9078083 | 1B | Ball Float | 2001-04-15 | FALSE | 2001-04-15 | FALSE | Currently in Use | Regular | 8223.93 | Composite | 2001-04-15 | Fiberglass Reinforced Plastic | Pressurized
FOOD MART | 9523 HWY 98 W | COMMERCE | Madison | 9078083 | 1C |  | 2001-04-15 | FALSE | 2001-04-15 | FALSE | Currently in Use | Diesel | 8223.93 | Composite | 2001-04-15 | Fiberglass Reinforced Plastic | Pressurized
10244 HULL LLC | 10244 HWY 72 WEST | HULL | Madison | 10000123 | 1 | Ball Float | 2001-12-01 | FALSE | 2001-12-01 | FALSE | Currently in Use | Premium | 8000 | Fiberglass Double Walled | 2001-12-01 | Double-Walled Fiberglass | Pressurized
10244 HULL LLC | 10244 HWY 72 WEST | HULL | Madison | 10000123 | 2 | Ball Float | 2001-12-01 | FALSE | 2001-12-01 | FALSE | Currently in Use | Regular | 12000 | Fiberglass Double Walled | 2001-12-01 | Double-Walled Fiberglass | Pressurized
10244 HULL LLC | 10244 HWY 72 WEST | HULL | Madison | 10000123 | 3 |  | 2001-12-01 | FALSE | 2001-12-01 | FALSE | Currently in Use | E-0 | 4000 | Fiberglass Double Walled | 2001-12-01 | Double-Walled Fiberglass | Pressurized
WARDS GROCERY | HWY 29 AT DIAMOND HILL- COLBERT RD | DANIELSVILLE | Madison | 10000994 | 1 |  |  | FALSE |  | FALSE | Removed from Ground | Gas (Historical Use) | 550 | Unknown | 2005-04-22 | Unknown
WARDS GROCERY | HWY 29 AT DIAMOND HILL- COLBERT RD | DANIELSVILLE | Madison | 10000994 | 2 |  |  | FALSE |  | FALSE | Removed from Ground | Gas (Historical Use) | 550 | Unknown | 2005-04-22 | Unknown
WARDS GROCERY | HWY 29 AT DIAMOND HILL- COLBERT RD | DANIELSVILLE | Madison | 10000994 | 3 |  |  | FALSE |  | FALSE | Removed from Ground | Gas (Historical Use) | 550 | Unknown | 2005-04-22 | Unknown
WARDS GROCERY | HWY 29 AT DIAMOND HILL- COLBERT RD | DANIELSVILLE | Madison | 10000994 | 4 |  |  | FALSE |  | FALSE | Permanently Out Of Use | Gas (Historical Use) | 1000 | Unknown | 2005-04-22 | Unknown
HILDA F JOHNSON (DOT PARCEL #19) | S R 72 | HULL | Madison | 10000754 | 1 |  |  | FALSE |  | FALSE | Removed from Ground | Gas (Historical Use) | 3500 | Bare Steel | 1974-01-01
HILDA F JOHNSON (DOT PARCEL #19) | S R 72 | HULL | Madison | 10000754 | 2 |  |  | FALSE |  | FALSE | Removed from Ground | Gas (Historical Use) | 3500 | Bare Steel | 1974-01-01
VARIETY SALES (DOT PARCEL 24A) | HWY 72 EAST | HULL | Madison | 10000743 | 1 |  |  | FALSE |  | FALSE | Removed from Ground | Gas (Historical Use) | 1000 | Bare Steel | 1998-09-17 | Bare Steel
VARIETY SALES (DOT PARCEL 24A) | HWY 72 EAST | HULL | Madison | 10000743 | 2 |  |  | FALSE |  | FALSE | Removed from Ground | Gas (Historical Use) | 1000 | Bare Steel | 1998-09-17 | Bare Steel
VARIETY SALES (DOT PARCEL 24A) | HWY 72 EAST | HULL | Madison | 10000743 | 3 |  |  | FALSE |  | FALSE | Removed from Ground | Gas (Historical Use) | 1000 | Bare Steel | 1998-09-17 | Bare Steel
COLBERT LAWNMOVER SHOP (DOT PARCEL 80) | 6110 HWY 72 WEST | COLBERT | Madison | 10000744 | 1 |  |  | FALSE |  | FALSE | Removed from Ground | Gas (Historical Use) | 3000 | Bare Steel | 1998-10-22 | Bare Steel
COLBERT LAWNMOVER SHOP (DOT PARCEL 80) | 6110 HWY 72 WEST | COLBERT | Madison | 10000744 | 2 |  |  | FALSE |  | FALSE | Removed from Ground | Gas (Historical Use) | 3000 | Bare Steel | 1998-10-22 | Bare Steel
COLBERT LAWNMOVER SHOP (DOT PARCEL 80) | 6110 HWY 72 WEST | COLBERT | Madison | 10000744 | 3 |  |  | FALSE |  | FALSE | Removed from Ground | Gas (Historical Use) | 3000 | Bare Steel | 1998-10-22 | Bare Steel
D&D PACKAGE STORE (DOT PARCEL 73) | 6372 HWY 72 WEST | COLBERT | Madison | 10000745 | 1 |  |  | FALSE |  | FALSE | Removed from Ground | Gas (Historical Use) | 6000 | Bare Steel | 1998-11-20 | Bare Steel
D&D PACKAGE STORE (DOT PARCEL 73) | 6372 HWY 72 WEST | COLBERT | Madison | 10000745 | 2 |  |  | FALSE |  | FALSE | Removed from Ground | Gas (Historical Use) | 3500 | Bare Steel | 1998-11-20 | Bare Steel
MADISON MIDDLE SCHOOL | 500 MADISON STREET | DANIELSVILLE | Madison | 10001571 | 1 |  |  | FALSE |  | FALSE | Removed from Ground | Diesel | 6000 | Unknown | 2008-06-18 | Unknown
DANIELSVILLE GULF | CORNER 29 & 98 | DANIELSVILLE | Madison | 10001262 | 1 |  |  | FALSE |  | FALSE | Removed from Ground | Gas (Historical Use) | 550 | Bare Steel | 1995-01-01
DANIELSVILLE GULF | CORNER 29 & 98 | DANIELSVILLE | Madison | 10001262 | 2 |  |  | FALSE |  | FALSE | Removed from Ground | Gas (Historical Use) | 550 | Bare Steel | 1995-01-01
DANIELSVILLE GULF | CORNER 29 & 98 | DANIELSVILLE | Madison | 10001262 | 3 |  |  | FALSE |  | FALSE | Removed from Ground | Gas (Historical Use) | 550 | Bare Steel | 1995-01-01
INGLES GAS EXPRESS #450 | 9141 HWY 29 S | HULL | Madison | 10001150 | 1 | Flapper Valve | 2006-07-31 | FALSE | 2006-07-31 | FALSE | Currently in Use | Regular | 25000 | Fiberglass Double Walled | 2006-07-26 | Double-Walled Flex | Pressurized
INGLES GAS EXPRESS #450 | 9141 HWY 29 S | HULL | Madison | 10001150 | 2 | Flapper Valve | 2006-07-31 | FALSE | 2006-07-31 | FALSE | Currently in Use | Premium | 7000 | Fiberglass Double Walled | 2006-07-26 | Double-Walled Flex | Pressurized
INGLES GAS EXPRESS #450 | 9141 HWY 29 S | HULL | Madison | 10001150 | 3 | Flapper Valve | 2006-07-31 | FALSE | 2006-07-31 | FALSE | Currently in Use | Diesel | 8000 | Fiberglass Double Walled | 2006-07-26 | Double-Walled Flex | Pressurized
QUICK PICK | 7066 HWY 72 | COLBERT | Madison | 10001225 | 1 | Flapper Valve | 2006-10-01 | FALSE | 2006-10-01 | FALSE | Currently in Use | Regular | 12000 | Composite | 2006-10-01 | Fiberglass Reinforced Plastic | Pressurized
QUICK PICK | 7066 HWY 72 | COLBERT | Madison | 10001225 | 2 | Flapper Valve | 2006-10-01 | FALSE | 2006-10-01 | FALSE | Currently in Use | Premium | 6000 | Composite | 2006-10-01 | Fiberglass Reinforced Plastic | Pressurized
QUICK PICK | 7066 HWY 72 | COLBERT | Madison | 10001225 | 3 | Flapper Valve | 2006-10-01 | FALSE | 2006-10-01 | FALSE | Currently in Use | Diesel | 6000 | Composite | 2006-10-01 | Fiberglass Reinforced Plastic | Pressurized
HARDEMAN | 621 HIGHWAY 72 | COMER | Madison | 10001850 | 1 |  |  | FALSE |  | FALSE | Removed from Ground | Gas (Historical Use) | 550 | Unknown | 2010-04-26 | Unknown
HARDEMAN | 621 HIGHWAY 72 | COMER | Madison | 10001850 | 2 |  |  | FALSE |  | FALSE | Removed from Ground | Gas (Historical Use) | 550 | Unknown | 2010-04-26 | Unknown
JP ILA | 14 N MAIN ST | DANIELSVILLE | Madison | 10001852 | 1 | Flapper Valve | 2010-05-15 | FALSE | 2010-05-15 | FALSE | Currently in Use | Regular | 12000 | Composite Double Walled | 2010-05-05 | Double-Walled Flex | Pressurized
JP ILA | 14 N MAIN ST | DANIELSVILLE | Madison | 10001852 | 2A | Flapper Valve | 2010-05-15 | FALSE | 2010-05-15 | FALSE | Currently in Use | Diesel On Road | 8000 | Composite Double Walled | 2010-05-05 | Double-Walled Flex | Pressurized
JP ILA | 14 N MAIN ST | DANIELSVILLE | Madison | 10001852 | 2B | Flapper Valve | 2010-05-15 | FALSE | 2010-05-15 | FALSE | Currently in Use | Premium | 4000 | Composite Double Walled | 2010-05-05 | Double-Walled Flex | Pressurized
JP ILA | 14 N MAIN ST | DANIELSVILLE | Madison | 10001852 | 3 | Flapper Valve | 2015-02-01 | FALSE | 2015-02-01 | FALSE | Currently in Use | E-0 | 4000 | Composite Double Walled | 2015-01-15 | Double-Walled Fiberglass | Pressurized
JP ILA | 14 N MAIN ST | DANIELSVILLE | Madison | 10001852 | 4 | Flapper Valve | 2015-02-01 | FALSE | 2015-02-01 | FALSE | Currently in Use | Diesel Off Road | 4000 | Composite Double Walled | 2015-01-15 | Double-Walled Fiberglass | Pressurized
JACKSON ELECTRIC MEMBERSHIP CORP | 85 SPRATLIN MILL RD | HULL | Madison | 10002329 | 1 | Flapper Valve | 2013-12-13 | FALSE | 2013-12-13 | FALSE | Currently in Use | Regular | 10000 | Fiberglass Double Walled | 2013-12-13 | Double-Walled Fiberglass | Pressurized
JACKSON ELECTRIC MEMBERSHIP CORP | 85 SPRATLIN MILL RD | HULL | Madison | 10002329 | 2 | Flapper Valve | 2013-12-13 | FALSE | 2013-12-13 | FALSE | Currently in Use | Diesel | 10000 | Fiberglass Double Walled | 2013-12-13 | Double-Walled Fiberglass | Pressurized
FORMER GAS STATION | 2722 HIGHWAY 72 WEST | COLBERT | Madison | 10002309 | 1 |  |  | FALSE |  | FALSE | Removed from Ground |  | 0 | Unknown |  | Bare Steel
FORMER GAS STATION | 2722 HIGHWAY 72 WEST | COLBERT | Madison | 10002309 | 2 |  |  | FALSE |  | FALSE | Removed from Ground |  | 0 | Unknown |  | Bare Steel
AARON PULLIAM GROCERY | GA HWY 281 | ROYSTON | Madison | 590058 | 1 | [5 empty] | Currently in Use | Gas (Historical Use) | 500 | Bare Steel |  | Galvanized Steel
AARON PULLIAM GROCERY | GA HWY 281 | ROYSTON | Madison | 590058 | 2 | [5 empty] | Currently in Use | Gas (Historical Use) | 1000 | Bare Steel |  | Galvanized Steel
AARON PULLIAM GROCERY | GA HWY 281 | ROYSTON | Madison | 590058 | 3 | [5 empty] | Currently in Use | Gas (Historical Use) | 1000 | Bare Steel |  | Galvanized Steel
JOE PAUL GROCERY | LEXINGTON RD | COMER | Madison | 1080022 | 1 | [5 empty] | Removed from Ground | Gas (Historical Use) | 260 | Bare Steel | 1956-04-29 | Galvanized Steel
JOE PAUL GROCERY | LEXINGTON RD | COMER | Madison | 1080022 | 2 | [5 empty] | Removed from Ground | Gas (Historical Use) | 560 | Bare Steel | 1956-04-29 | Galvanized Steel
AM PM FOOD MART #342 | 1230 GA HWY 26 E | BUENA VISTA | Marion | 10001276 | 1 | Ball Float | 2006-12-01 | FALSE | 2006-12-01 | FALSE | Currently in Use | Premium | 6000 | Fiberglass | 2006-12-01 | Fiberglass Reinforced Plastic | Pressurized
AM PM FOOD MART #342 | 1230 GA HWY 26 E | BUENA VISTA | Marion | 10001276 | 2 | Ball Float | 2006-12-01 | FALSE | 2006-12-01 | FALSE | Currently in Use | Regular | 4000 | Fiberglass | 2006-12-01 | Fiberglass Reinforced Plastic | Pressurized
AM PM FOOD MART #342 | 1230 GA HWY 26 E | BUENA VISTA | Marion | 10001276 | 3 | Ball Float | 2006-12-01 | FALSE | 2006-12-01 | FALSE | Currently in Use | Diesel | 6000 | Fiberglass | 2006-12-01 | Fiberglass Reinforced Plastic | Pressurized
OAKLAND IGA | 5419 HWY 41 N | MAUK | Marion | 10000482 | 1 |  |  | FALSE |  | FALSE | Removed from Ground | Gas (Historical Use) | 1000 | Unknown | 2006-02-01
OAKLAND IGA | 5419 HWY 41 N | MAUK | Marion | 10000482 | 2 |  |  | FALSE |  | FALSE | Removed from Ground | Not Marked | 1000 | Unknown | 2006-02-01
OAKLAND IGA | 5419 HWY 41 N | MAUK | Marion | 10000482 | 3 |  |  | FALSE |  | FALSE | Removed from Ground | Not Marked | 4000 | Unknown | 2006-02-01
OAKLAND IGA | 5419 HWY 41 N | MAUK | Marion | 10000482 | 4 |  |  | FALSE |  | FALSE | Removed from Ground | Gas (Historical Use) | 5000 | Unknown | 2006-02-06
OAKLAND IGA | 5419 HWY 41 N | MAUK | Marion | 10000482 | 5 |  |  | FALSE |  | FALSE | Removed from Ground | Gas (Historical Use) | 5000 | Unknown | 2006-02-06
OAKLAND IGA | 5419 HWY 41 N | MAUK | Marion | 10000482 | 6 | Flapper Valve | 2007-05-18 | FALSE | 2007-05-18 | FALSE | Currently in Use | Regular | 10000 | Fiberglass Double Walled | 2007-05-18 | Double-Walled Fiberglass | Pressurized
OAKLAND IGA | 5419 HWY 41 N | MAUK | Marion | 10000482 | 7 | Flapper Valve | 2007-05-18 | FALSE | 2007-05-18 | FALSE | Currently in Use | Premium | 5000 | Fiberglass Double Walled | 2007-05-18 | Double-Walled Fiberglass | Pressurized
OAKLAND IGA | 5419 HWY 41 N | MAUK | Marion | 10000482 | 8 | Flapper Valve | 2007-05-18 | FALSE | 2007-05-18 | FALSE | Currently in Use | Diesel | 10000 | Fiberglass Double Walled | 2007-05-18 | Double-Walled Fiberglass | Pressurized
GA SILICA DIVISION | RT 1 | MAUK | Marion | 9096002 | G1 | [5 empty] | Permanently Out of Use - historical purposes | Gas (Historical Use) | 4000 | Bare Steel | 1982-03-28 | Galvanized Steel
GA FC | RT 1 BOX 5B | BUENA VISTA | Marion | 9096003 | 1 | [5 empty] | Removed from Ground | Diesel | 560 | Bare Steel | 1955-04-30 | Galvanized Steel | Safe Suction (Euro)
GA FC | RT 1 BOX 5B | BUENA VISTA | Marion | 9096003 | 2 | [5 empty] | Removed from Ground | Gas (Historical Use) | 2000 | Bare Steel | 1984-04-22 | Galvanized Steel | Safe Suction (Euro)
GA FC | RT 1 BOX 5B | BUENA VISTA | Marion | 9096003 | 248865 |  | 1993-04-01 |  | 1993-04-01 |  | Removed from Ground | Gas (Historical Use) | 1000 | Galvanic (STIP-3) | 1993-04-01 | Cathodically Protected | Safe Suction (Euro)
GA FC | RT 1 BOX 5B | BUENA VISTA | Marion | 9096003 | 248866 |  | 1993-04-01 |  | 1993-04-01 |  | Removed from Ground | Diesel | 1000 | Galvanic (STIP-3) | 1993-04-01 | Cathodically Protected | Safe Suction (Euro)
FARMERS & MERCHANTS WHSE CO | 121 SIXTH AVE | BUENA VISTA | Marion | 9096004 | 1 | [5 empty] | Removed from Ground | Gas (Historical Use) | 0 | Bare Steel | 1999-06-16 | Galvanized Steel
TRI-COUNTY HIGH SCHOOL | HWY 30 PO BOX 177 | BUENA VISTA | Marion | 9096006 | 2 | [5 empty] | Removed from Ground | Diesel | 500 | Bare Steel | 1983-01-10 | Galvanized Steel
TRI-COUNTY HIGH SCHOOL | HWY 30 PO BOX 177 | BUENA VISTA | Marion | 9096006 | 3 | [5 empty] | Removed from Ground | Gas (Historical Use) | 1000 | Bare Steel | 1976-01-12 | Galvanized Steel
TRI-COUNTY HIGH SCHOOL | HWY 30 PO BOX 177 | BUENA VISTA | Marion | 9096006 | 4 | [5 empty] | Removed from Ground | Other | 1000 | Bare Steel | 1976-01-12 | Galvanized Steel
GIBSONS SVC STAT | THIRD AVE AND BROAD ST | BUENA VISTA | Marion | 9096007 | 1 | [5 empty] | Removed from Ground | Gas (Historical Use) | 1000 | Bare Steel | 1994-11-16 | Bare Steel
GIBSONS SVC STAT | THIRD AVE AND BROAD ST | BUENA VISTA | Marion | 9096007 | 2 | [5 empty] | Removed from Ground | Gas (Historical Use) | 1000 | Bare Steel | 1994-11-16 | Bare Steel
GIBSONS SVC STAT | THIRD AVE AND BROAD ST | BUENA VISTA | Marion | 9096007 | 3 | [5 empty] | Removed from Ground | Gas (Historical Use) | 1000 | Bare Steel | 1994-11-16 | Bare Steel
GIBSONS SVC STAT | THIRD AVE AND BROAD ST | BUENA VISTA | Marion | 9096007 | 4 | [5 empty] | Removed from Ground | Gas (Historical Use) | 3800 | Bare Steel | 1994-11-16 | Bare Steel
GIBSONS SVC STAT | THIRD AVE AND BROAD ST | BUENA VISTA | Marion | 9096007 | 5 | [5 empty] | Removed from Ground | Gas (Historical Use) | 3000 | Bare Steel | 1994-11-16 | Bare Steel
GIBSONS SVC STAT | THIRD AVE AND BROAD ST | BUENA VISTA | Marion | 9096007 | 6 | [5 empty] | Removed from Ground | Gas (Historical Use) | 3000 | Bare Steel | 1994-11-16 | Bare Steel
GIBSONS SVC STAT | THIRD AVE AND BROAD ST | BUENA VISTA | Marion | 9096007 | 7 | [5 empty] | Removed from Ground | Gas (Historical Use) | 2000 | Bare Steel | 1994-11-16 | Bare Steel
GIBSONS SVC STAT | THIRD AVE AND BROAD ST | BUENA VISTA | Marion | 9096007 | 8 |  |  | TRUE |  | TRUE | Removed from Ground | Used Oil | 1000 | Bare Steel | 1994-11-16 | Bare Steel
M L FOOD MART | 201 SIXTH AVENUE | BUENA VISTA | Marion | 9096009 | 1 | Ball Float | 1998-08-18 | FALSE | 1998-08-18 | FALSE | Currently in Use | Premium | 0 | Steel-Impressed Current | 1998-07-22 |  | Pressurized
M L FOOD MART | 201 SIXTH AVENUE | BUENA VISTA | Marion | 9096009 | 2 | Ball Float | 1998-08-18 | FALSE | 1998-08-18 | FALSE | Currently in Use | Regular | 0 | Steel-Impressed Current | 1998-07-22 |  | Pressurized
M L FOOD MART | 201 SIXTH AVENUE | BUENA VISTA | Marion | 9096009 | 3 | Ball Float | 1998-08-18 | FALSE | 1998-08-18 | FALSE | Currently in Use | Plus | 0 | Steel-Impressed Current | 1998-07-22 |  | Pressurized
M L FOOD MART | 201 SIXTH AVENUE | BUENA VISTA | Marion | 9096009 | 4 | Ball Float | 1998-08-18 | FALSE | 1998-08-18 | FALSE | Currently in Use | Diesel | 0 | Steel-Impressed Current | 1998-07-22 |  | Pressurized
T B WIGHT OIL CO INC | FOURTH AVE | BUENA VISTA | Marion | 9096010 | 1 |  | 1998-12-10 |  | 1998-12-10 |  | Removed from Ground | Gas (Historical Use) | 20000 | Steel-Impressed Current | 1974-05-09 | Fiberglass Reinforced Plastic | Pressurized
T B WIGHT OIL CO INC | FOURTH AVE | BUENA VISTA | Marion | 9096010 | 2 |  | 1998-12-10 |  | 1998-12-10 |  | Removed from Ground | Gas (Historical Use) | 20000 | Steel-Impressed Current | 1974-05-09 | Fiberglass Reinforced Plastic | Pressurized
T B WIGHT OIL CO INC | FOURTH AVE | BUENA VISTA | Marion | 9096010 | 3 | [5 empty] | Removed from Ground | Kerosene | 2000 | Bare Steel | 1978-01-01 | Galvanized Steel | Suction (American)
T B WIGHT OIL CO INC | FOURTH AVE | BUENA VISTA | Marion | 9096010 | 4 | [5 empty] | Removed from Ground | Kerosene | 1000 | Bare Steel | 1964-05-11 | Galvanized Steel | Suction (American)
THOMAS STATION ON THE SQUARE LLC | 107 FOURTH AVE | BUENA VISTA | Marion | 9096011 | 1 |  | 1998-12-10 |  | 1998-12-10 |  | Closed in Ground | Gas (Historical Use) | 2000 | Steel-Impressed Current | 1985-05-06 | Cathodically Protected | Suction (American)
THOMAS STATION ON THE SQUARE LLC | 107 FOURTH AVE | BUENA VISTA | Marion | 9096011 | 2 |  | 1998-12-10 |  | 1998-12-10 |  | Closed in Ground | Gas (Historical Use) | 2000 | Steel-Impressed Current | 1954-05-14 | Fiberglass Reinforced Plastic | Suction (American)
THOMAS STATION ON THE SQUARE LLC | 107 FOURTH AVE | BUENA VISTA | Marion | 9096011 | 3 |  | 1998-12-10 |  | 1998-12-10 |  | Closed in Ground | Gas (Historical Use) | 1000 | Steel-Impressed Current | 1983-01-01 | Cathodically Protected | Suction (American)
NEW BUENA VISTA FOOD MART | 101 Broad Street | BUENA VISTA | Marion | 9096012 | 1 | Flapper Valve | 1998-01-01 | FALSE | 1998-01-01 | FALSE | Currently in Use | Regular | 6000 | Steel-Impressed Current | 1981-05-09 |  | Pressurized
NEW BUENA VISTA FOOD MART | 101 Broad Street | BUENA VISTA | Marion | 9096012 | 2 | Flapper Valve | 1998-01-01 | FALSE | 1998-01-01 | FALSE | Currently in Use | Plus | 6000 | Steel-Impressed Current | 1981-05-09 |  | Pressurized
NEW BUENA VISTA FOOD MART | 101 Broad Street | BUENA VISTA | Marion | 9096012 | 3 | Flapper Valve | 1998-01-01 | FALSE | 1998-01-01 | FALSE | Currently in Use | Premium | 5000 | Steel-Impressed Current | 1981-05-09 |  | Safe Suction (Euro)
NEW BUENA VISTA FOOD MART | 101 Broad Street | BUENA VISTA | Marion | 9096012 | 4 | Flapper Valve | 1998-01-01 | FALSE | 1998-01-01 | FALSE | Currently in Use | Diesel | 5000 | Steel-Impressed Current | 1981-05-09 |  | Safe Suction (Euro)
MILLERS GROCERY | GA HWY 137 | TAZEWELL | Marion | 9096013 | 1 | [5 empty] | Removed from Ground | Gas (Historical Use) | 3000 | Bare Steel | 1982-05-09 | Galvanized Steel
MILLERS GROCERY | GA HWY 137 | TAZEWELL | Marion | 9096013 | 2 | [5 empty] | Removed from Ground | Gas (Historical Use) | 2000 | Bare Steel | 1982-05-09 | Galvanized Steel
MILLERS GROCERY | GA HWY 137 | TAZEWELL | Marion | 9096013 | 3 | [5 empty] | Removed from Ground | Gas (Historical Use) | 2000 | Bare Steel | 1982-05-09 | Galvanized Steel
MORGAN GROCERY | GA HWY 137 RFD #4 | BUENA VISTA | Marion | 9096014 | 1 | [5 empty] | Closed in Ground | Gas (Historical Use) | 550 | Bare Steel | 1970-05-10 | Galvanized Steel
MORGAN GROCERY | GA HWY 137 RFD #4 | BUENA VISTA | Marion | 9096014 | 2 | [5 empty] | Closed in Ground | Gas (Historical Use) | 550 | Bare Steel | 1970-05-10 | Galvanized Steel
N & W SERVICE STATION | GA HWY 41 NORTH | BUENA VISTA | Marion | 9096016 | 1 | [5 empty] | Removed from Ground | Gas (Historical Use) | 3000 | Bare Steel | 1954-05-14 | Galvanized Steel
N & W SERVICE STATION | GA HWY 41 NORTH | BUENA VISTA | Marion | 9096016 | 2 | [5 empty] | Removed from Ground | Gas (Historical Use) | 3000 | Bare Steel | 1954-05-14 | Galvanized Steel
N & W SERVICE STATION | GA HWY 41 NORTH | BUENA VISTA | Marion | 9096016 | 3 | [5 empty] | Removed from Ground | Gas (Historical Use) | 3000 | Bare Steel | 1954-05-14 | Galvanized Steel
MARION COUNTY ROAD DEPARTMENT | 328 GENEVA RD | BUENA VISTA | Marion | 9096017 | 1 | Flapper Valve | 1998-10-06 | FALSE | 1998-10-06 | FALSE | Currently in Use | Diesel | 10000 | Steel-Impressed Current | 1972-05-02 | Steel (Impressed Current) | Safe Suction (Euro)
MARION COUNTY ROAD DEPARTMENT | 328 GENEVA RD | BUENA VISTA | Marion | 9096017 | 2 | Flapper Valve | 1998-10-06 | FALSE | 1998-10-06 | FALSE | Currently in Use | Gas (Historical Use) | 10000 | Steel-Impressed Current | 1972-05-02 | Steel (Impressed Current) | Safe Suction (Euro)
MARION COUNTY SCHOOL BUS GARAGE | 329 PUTTVILLE ST | BUENA VISTA | Marion | 9096018 | 1 | Flapper Valve | 1998-10-01 | FALSE | 1998-10-01 | FALSE | Currently in Use | Diesel | 10000 | Steel-Impressed Current | 1976-01-12 |  | Safe Suction (Euro)
MARION COUNTY SCHOOL BUS GARAGE | 329 PUTTVILLE ST | BUENA VISTA | Marion | 9096018 | 2 | Flapper Valve | 1998-10-01 | FALSE | 1998-10-01 | FALSE | Currently in Use | Gas (Historical Use) | 2000 | Steel-Impressed Current | 1986-01-01 |  | Safe Suction (Euro)
GA KRAFT CO | PO BOX 44 GA 137 WEST | BUENA VISTA | Marion | 9096019 | 1 | [5 empty] | Removed from Ground | Gas (Historical Use) | 1000 | Bare Steel | 1965-05-13 | Galvanized Steel
GA KRAFT CO | PO BOX 44 GA 137 WEST | BUENA VISTA | Marion | 9096019 | 2 | [5 empty] | Removed from Ground | Diesel | 500 | Bare Steel | 1965-05-13 | Galvanized Steel
J W MORGAN GROCERY | RFD # 1 | JUNIPER | Marion | 9096021 | 1 | [5 empty] | Removed from Ground | Gas (Historical Use) | 550 | Bare Steel | 1975-05-09 | Galvanized Steel
J W MORGAN GROCERY | RFD # 1 | JUNIPER | Marion | 9096021 | 2 | [5 empty] | Removed from Ground | Gas (Historical Use) | 550 | Bare Steel | 1954-05-14 | Galvanized Steel
MARION COUNTY PUBLIC OFFICE BUIL | ROGERS ST | BUENA VISTA | Marion | 9096022 | 8 | [5 empty] | Removed from Ground | Other | 500 | Bare Steel | 1955-01-17 | Galvanized Steel
MARION COUNTY PUBLIC OFFICE BUIL | ROGERS ST | BUENA VISTA | Marion | 9096022 | 9 | [5 empty] | Removed from Ground | Diesel | 8000 | Bare Steel | 1955-01-17 | Galvanized Steel
GEORGIA DEPARTMENT OF TRANSPORTA | GA HWY 26/ 1/2 MI WEST OF SR 41 | BUENA VISTA | Marion | 9096023 | 330D1 | [5 empty] | Removed from Ground | Diesel | 2000 | Bare Steel | 1987-01-01 | Galvanized Steel | Safe Suction (Euro)
GEORGIA DEPARTMENT OF TRANSPORTA | GA HWY 26/ 1/2 MI WEST OF SR 41 | BUENA VISTA | Marion | 9096023 | 330G1 | [5 empty] | Removed from Ground | Gas (Historical Use) | 2000 | Bare Steel | 1987-01-01 | Galvanized Steel | Safe Suction (Euro)
WATSONS BODY SHOP/DOT #10394 OLD | GA HWY 41 WEST | BUENA VISTA | Marion | 9096024 | 10394-1 | [5 empty] | Removed from Ground | Gas (Historical Use) | 1000 | Bare Steel | 1972-05-02 | Galvanized Steel | Safe Suction (Euro)
WATSONS BODY SHOP/DOT #10394 OLD | GA HWY 41 WEST | BUENA VISTA | Marion | 9096024 | 10394-2 | [5 empty] | Removed from Ground | Gas (Historical Use) | 500 | Bare Steel | 1973-05-02 | Galvanized Steel | Safe Suction (Euro)
B & C AUTO | RT 1 HWY 41 S /1215 BROAD ST | BUENA VISTA | Marion | 9096025 | 1A |  | 1996-03-16 |  | 1996-03-16 |  | Temporarily out of use | Gas (Historical Use) | 5000 | Composite | 1996-03-16 | Fiberglass Reinforced Plastic | Suction (American)
B & C AUTO | RT 1 HWY 41 S /1215 BROAD ST | BUENA VISTA | Marion | 9096025 | 1B |  | 1996-03-16 |  | 1996-03-16 |  | Temporarily out of use | Gas (Historical Use) | 3000 | Composite | 1996-03-16 | Fiberglass Reinforced Plastic | Suction (American)
B & C AUTO | RT 1 HWY 41 S /1215 BROAD ST | BUENA VISTA | Marion | 9096025 | 1C |  | 1996-03-16 |  | 1996-03-16 |  | Temporarily out of use | Diesel | 2000 | Composite | 1996-03-16 | Fiberglass Reinforced Plastic | Suction (American)
B & C AUTO | RT 1 HWY 41 S /1215 BROAD ST | BUENA VISTA | Marion | 9096025 | 1R | [5 empty] | Removed from Ground | Gas (Historical Use) | 6000 | Bare Steel | 1971-05-12 | Unknown
B & C AUTO | RT 1 HWY 41 S /1215 BROAD ST | BUENA VISTA | Marion | 9096025 | 2PREM | [5 empty] | Removed from Ground | Gas (Historical Use) | 3000 | Bare Steel | 1971-05-12 | Galvanized Steel
B & C AUTO | RT 1 HWY 41 S /1215 BROAD ST | BUENA VISTA | Marion | 9096025 | 3DIESEL | [5 empty] | Removed from Ground | Diesel | 3000 | Bare Steel | 1971-05-12 | Unknown
CARGILL INC | WILLIAMS ST | BUENA VISTA | Marion | 9096026 | 1 | [5 empty] | Removed from Ground | Diesel | 1000 | Bare Steel | 1961-05-14 | Galvanized Steel
CARGILL INC | WILLIAMS ST | BUENA VISTA | Marion | 9096026 | 2 | [5 empty] | Removed from Ground | Gas (Historical Use) | 500 | Bare Steel | 1961-05-14 | Galvanized Steel
MORGAN'S GROCERY | 3761 HWY 137 | BUENA VISTA | Marion | 9096027 | 1 | Flapper Valve | 1990-01-01 | FALSE | 1990-01-01 | FALSE | Currently in Use | Plus | 6000 | Galvanic (STIP-3) | 1990-01-01 | Fiberglass Reinforced Plastic | Pressurized
MORGAN'S GROCERY | 3761 HWY 137 | BUENA VISTA | Marion | 9096027 | 2 | Flapper Valve | 1990-01-01 | FALSE | 1990-01-01 | FALSE | Currently in Use | Regular | 6000 | Galvanic (STIP-3) | 1990-01-01 | Fiberglass Reinforced Plastic | Pressurized
MORGAN'S GROCERY | 3761 HWY 137 | BUENA VISTA | Marion | 9096027 | 3 | Flapper Valve | 1990-01-01 | FALSE | 1990-01-01 | FALSE | Currently in Use | Premium | 6000 | Galvanic (STIP-3) | 1990-01-01 | Fiberglass Reinforced Plastic | Pressurized
MORGAN'S GROCERY | 3761 HWY 137 | BUENA VISTA | Marion | 9096027 | 4 | Flapper Valve | 1990-01-01 | FALSE | 1990-01-01 | FALSE | Currently in Use | Diesel | 2000 | Galvanic (STIP-3) | 1990-01-01 | Fiberglass Reinforced Plastic | Safe Suction (Euro)
MORGAN'S GROCERY | 3761 HWY 137 | BUENA VISTA | Marion | 9096027 | 5 |  | 1990-01-01 | FALSE | 1990-01-01 | FALSE | Currently in Use | Diesel | 1000 | Galvanic (STIP-3) | 1990-01-01 | Fiberglass Reinforced Plastic | Safe Suction (Euro)
Goot Gas & Go | 1040 HWY 41 NORTH | BUENA VISTA | Marion | 9096028 | 1 | [5 empty] | Removed from Ground | Gas (Historical Use) | 1000 | Not Marked/Unknown | 1997-04-10 | Not Marked
Goot Gas & Go | 1040 HWY 41 NORTH | BUENA VISTA | Marion | 9096028 | 2 | [5 empty] | Removed from Ground | Gas (Historical Use) | 5000 | Not Marked/Unknown | 1997-04-10 | Not Marked
Goot Gas & Go | 1040 HWY 41 NORTH | BUENA VISTA | Marion | 9096028 | 3 | [5 empty] | Removed from Ground | Diesel | 5000 | Not Marked/Unknown | 1997-04-10 | Not Marked
Goot Gas & Go | 1040 HWY 41 NORTH | BUENA VISTA | Marion | 9096028 | 4 | [5 empty] | Removed from Ground | Diesel | 4000 | Not Marked/Unknown | 1997-04-10 | Not Marked
Goot Gas & Go | 1040 HWY 41 NORTH | BUENA VISTA | Marion | 9096028 | 5 | [5 empty] | Removed from Ground | Gas (Historical Use) | 10000 | Not Marked/Unknown | 1997-04-10 | Not Marked
Goot Gas & Go | 1040 HWY 41 NORTH | BUENA VISTA | Marion | 9096028 | 6 | Ball Float | 1997-04-17 | FALSE | 1997-04-17 | FALSE | Currently in Use | Regular | 6000 | Composite | 1997-04-17 | Double-Walled Fiberglass | Pressurized
Goot Gas & Go | 1040 HWY 41 NORTH | BUENA VISTA | Marion | 9096028 | 7 | Ball Float | 1997-04-17 | FALSE | 1997-04-17 | FALSE | Currently in Use | Premium | 6000 | Composite | 1997-04-17 | Double-Walled Fiberglass | Pressurized
Goot Gas & Go | 1040 HWY 41 NORTH | BUENA VISTA | Marion | 9096028 | 8 | Ball Float | 1997-04-17 | FALSE | 1997-04-17 | FALSE | Currently in Use | Plus | 10000 | Composite | 1997-04-17 | Double-Walled Fiberglass | Pressurized
Goot Gas & Go | 1040 HWY 41 NORTH | BUENA VISTA | Marion | 9096028 | 9 |  | 1997-04-17 | FALSE | 1997-04-17 | FALSE | Currently in Use | Diesel | 10000 | Fiberglass | 1997-04-17 | Double-Walled Fiberglass | Pressurized
WALLEYS 102 | 669 HWY 30 | BUENA VISTA | Marion | 9096029 | 1 | [5 empty] | Removed from Ground | Gas (Historical Use) | 1000 | Not Marked/Unknown | 1994-10-27 | Not Marked
WALLEYS 102 | 669 HWY 30 | BUENA VISTA | Marion | 9096029 | 2 | [5 empty] | Removed from Ground | Gas (Historical Use) | 1000 | Not Marked/Unknown | 1994-10-27 | Not Marked
WALLEYS 102 | 669 HWY 30 | BUENA VISTA | Marion | 9096029 | 3 | Ball Float | 1994-10-27 | FALSE | 1994-10-27 | FALSE | Temporarily out of use | Empty | 4000 | Composite | 1992-09-01 | Fiberglass Reinforced Plastic | Pressurized
WALLEYS 102 | 669 HWY 30 | BUENA VISTA | Marion | 9096029 | 4 | Ball Float | 1994-10-27 | FALSE | 1994-10-27 | FALSE | Temporarily out of use | Empty | 3000 | Composite | 1992-09-01 | Fiberglass Reinforced Plastic | Pressurized
TOMS STANDARD STATION | INTERSECTION OF HWY 41 & HWY 26 | BUENA VISTA | Marion | 9096030 | 1 | [5 empty] | Removed from Ground | Diesel | 8000 | Not Marked/Unknown | 1991-05-01 | Not Marked
TOMS STANDARD STATION | INTERSECTION OF HWY 41 & HWY 26 | BUENA VISTA | Marion | 9096030 | 2 | [5 empty] | Removed from Ground | Gas (Historical Use) | 3000 | Not Marked/Unknown | 1991-05-01 | Not Marked
TOMS STANDARD STATION | INTERSECTION OF HWY 41 & HWY 26 | BUENA VISTA | Marion | 9096030 | 3 | [5 empty] | Removed from Ground | Gas (Historical Use) | 3000 | Not Marked/Unknown | 1991-05-01 | Not Marked
TOMS STANDARD STATION | INTERSECTION OF HWY 41 & HWY 26 | BUENA VISTA | Marion | 9096030 | 4 | [5 empty] | Removed from Ground | Gas (Historical Use) | 3000 | Not Marked/Unknown | 1994-05-01 | Not Marked
TOMS STANDARD STATION | INTERSECTION OF HWY 41 & HWY 26 | BUENA VISTA | Marion | 9096030 | 5 | [5 empty] | Removed from Ground | Kerosene | 1000 | Not Marked/Unknown | 1991-05-01 | Not Marked
E N MURRAY CONTRACTOR | GA HWY 41 N | BUENA VISTA | Marion | 9096031 | 1 | [5 empty] | Closed in Ground | Gas (Historical Use) | 550 | Bare Steel | 1954-05-14 | Galvanized Steel | Suction (American)
E N MURRAY CONTRACTOR | GA HWY 41 N | BUENA VISTA | Marion | 9096031 | 2 | [5 empty] | Closed in Ground | Diesel | 550 | Bare Steel | 1954-05-14 | Galvanized Steel | Suction (American)
PINE KNOT GENERAL STORE | 77 PINE KNOT LOOP | BUENA VISTA | Marion | 9096032 | 1 |  | 1995-06-01 |  | 1995-06-01 |  | Temporarily out of use | Gas (Historical Use) | 2000 | Composite | 1995-06-01 | Fiberglass Reinforced Plastic | Safe Suction (Euro)
THE LITTLE COUNTRY STORE | 4749 GA HWY 352 | BOX SPRINGS | Marion | 9096033 | 1 |  | 1999-12-20 |  | 1990-01-10 |  | Currently in Use | Gas (Historical Use) | 4000 | Cathodically Protected Steel | 1990-01-01 |  | Suction (American)
MTD FOODS #4 | 105 E 6th Ave | BUENA VISTA | Marion | 9096035 | 1 | Flapper Valve | 1999-03-08 | FALSE | 1999-03-08 | FALSE | Currently in Use | Regular | 12000 | Composite | 1999-03-08 |  | Pressurized
MTD FOODS #4 | 105 E 6th Ave | BUENA VISTA | Marion | 9096035 | 2 | Flapper Valve | 1999-03-08 | FALSE | 1999-03-08 | FALSE | Currently in Use | Premium | 8000 | Composite | 1999-03-08 |  | Pressurized
MTD FOODS #4 | 105 E 6th Ave | BUENA VISTA | Marion | 9096035 | 3 | Flapper Valve | 1999-03-08 | FALSE | 1999-03-08 | FALSE | Currently in Use | Diesel | 12000 | Composite | 1999-03-08 |  | Pressurized
MTD FOODS #4 | 105 E 6th Ave | BUENA VISTA | Marion | 9096035 | 4 | Flapper Valve | 1999-03-08 | FALSE | 1999-03-08 | FALSE | Currently in Use | Diesel | 6000 | Composite | 1999-03-08 |  | Pressurized
MARION MEMORIAL NURSING HOME | HWY 41 NORTH | BUENA VISTA | Marion | 9096036 | 1 | [5 empty] | Removed from Ground | Gas (Historical Use) | 550 | Fiberglass | 2000-02-29 | Copper
AT&T/THOMSON RADIO RELAY | GA HWY 150 2 MI NE OF THOMSON | THOMSON | McDuffie | 9097001 | 1 | [5 empty] | Removed from Ground | Diesel | 3000 | Bare Steel | 1963-01-01 | Copper | Suction (American)
JOHNSONS SVC STATION | 642 WASHINGTON HWY | THOMSON | McDuffie | 9097002 | 1 | [5 empty] | Removed from Ground | Gas (Historical Use) | 2000 | Bare Steel | 1975-06-01 | Galvanized Steel | Safe Suction (Euro)
JOHNSONS SVC STATION | 642 WASHINGTON HWY | THOMSON | McDuffie | 9097002 | 2 | [5 empty] | Removed from Ground | Gas (Historical Use) | 2000 | Bare Steel | 1975-06-01 | Galvanized Steel | Safe Suction (Euro)
JOHNSONS SVC STATION | 642 WASHINGTON HWY | THOMSON | McDuffie | 9097002 | 3 | [5 empty] | Removed from Ground | Gas (Historical Use) | 1000 | Bare Steel | 1975-06-01 | Galvanized Steel | Safe Suction (Euro)
SPRINT FOOD STORES #14 | 104 W HILL ST | THOMSON | McDuffie | 9097003 | 1 |  |  | FALSE |  | FALSE | Removed from Ground | Gas (Historical Use) | 560 | Bare Steel | 1974-01-04 | Galvanized Steel
SPRINT FOOD STORES #14 | 104 W HILL ST | THOMSON | McDuffie | 9097003 | 10 | Flapper Valve | 2001-07-02 | FALSE | 2001-07-02 | FALSE | Currently in Use | Gas (Historical Use) | 12000 | Fiberglass Double Walled | 2001-06-20 | Double-Walled Flex | Pressurized
SPRINT FOOD STORES #14 | 104 W HILL ST | THOMSON | McDuffie | 9097003 | 11 | Flapper Valve | 2001-07-02 | FALSE | 2001-07-02 | FALSE | Currently in Use | Diesel On Road | 8000 | Fiberglass Double Walled | 2001-06-20 | Double-Walled Flex | Pressurized
SPRINT FOOD STORES #14 | 104 W HILL ST | THOMSON | McDuffie | 9097003 | 12 | Flapper Valve | 2001-07-02 | FALSE | 2001-07-02 | FALSE | Currently in Use | Diesel Off Road | 4000 | Fiberglass Double Walled | 2001-06-20 | Double-Walled Flex | Pressurized
SPRINT FOOD STORES #14 | 104 W HILL ST | THOMSON | McDuffie | 9097003 | 2 |  |  | FALSE |  | FALSE | Removed from Ground | Gas (Historical Use) | 560 | Bare Steel | 1974-01-04 | Galvanized Steel
SPRINT FOOD STORES #14 | 104 W HILL ST | THOMSON | McDuffie | 9097003 | 3 |  |  | FALSE |  | FALSE | Removed from Ground | Gas (Historical Use) | 1000 | Bare Steel | 1974-01-04 | Galvanized Steel
SPRINT FOOD STORES #14 | 104 W HILL ST | THOMSON | McDuffie | 9097003 | 4 |  |  | FALSE |  | FALSE | Removed from Ground | Gas (Historical Use) | 6000 | Bare Steel | 1974-01-04 | Galvanized Steel
SPRINT FOOD STORES #14 | 104 W HILL ST | THOMSON | McDuffie | 9097003 | 5 |  |  | FALSE |  | FALSE | Removed from Ground | Diesel | 6000 | Bare Steel | 1974-01-04 | Galvanized Steel
SPRINT FOOD STORES #14 | 104 W HILL ST | THOMSON | McDuffie | 9097003 | 6 |  |  | FALSE |  | FALSE | Removed from Ground | Diesel | 6000 | Bare Steel | 1974-01-04 | Galvanized Steel
SPRINT FOOD STORES #14 | 104 W HILL ST | THOMSON | McDuffie | 9097003 | 7 |  |  | FALSE |  | FALSE | Removed from Ground |  | 6000
SPRINT FOOD STORES #14 | 104 W HILL ST | THOMSON | McDuffie | 9097003 | 8 | Flapper Valve | 2001-07-02 | FALSE | 2001-07-02 | FALSE | Currently in Use | Gas (Historical Use) | 12000 | Fiberglass Double Walled | 2001-06-20 | Double-Walled Flex | Pressurized
SPRINT FOOD STORES #14 | 104 W HILL ST | THOMSON | McDuffie | 9097003 | 9 | Flapper Valve | 2001-07-02 | FALSE | 2001-07-02 | FALSE | Currently in Use | Gas (Historical Use) | 12000 | Fiberglass Double Walled | 2001-06-20 | Double-Walled Flex | Pressurized
BST/THOMSON CO/R3521 | 104 GORDON ST | THOMSON | McDuffie | 9097004 | 1 |  |  | FALSE |  | FALSE | Removed from Ground | Diesel | 550 | Bare Steel | 1963-01-01 | Bare Steel | Suction (American)
BST/THOMSON CO/R3521 | 104 GORDON ST | THOMSON | McDuffie | 9097004 | 2 |  |  | FALSE |  | FALSE | Removed from Ground | Gas (Historical Use) | 1000 | Bare Steel | 1999-10-28
BST/THOMSON CO/R3521 | 104 GORDON ST | THOMSON | McDuffie | 9097004 | 3 | Flapper Valve | 1999-11-03 | FALSE | 1999-11-03 | FALSE | Currently in Use | Diesel | 2500 | Fiberglass Double Walled | 1999-11-03 | Copper | Suction (American)
DEARING AUTO SERVICE | US HWY 278 | DEARING | McDuffie | 810032 | 1 | [5 empty] | Removed from Ground | Gas (Historical Use) | 2000 | Bare Steel | 1993-11-05 | Galvanized Steel | Suction (American)
DEARING AUTO SERVICE | US HWY 278 | DEARING | McDuffie | 810032 | 2 | [5 empty] | Removed from Ground | Gas (Historical Use) | 2000 | Bare Steel | 1993-11-05 | Galvanized Steel | Suction (American)
DEARING AUTO SERVICE | US HWY 278 | DEARING | McDuffie | 810032 | 3 | [5 empty] | Removed from Ground | Gas (Historical Use) | 1000 | Bare Steel | 1993-11-05 | Galvanized Steel | Suction (American)
WASHINGTON RD EXXON | 1436 WASHINGTON RD | THOMSON | McDuffie | 810033 | 1 |  | 1995-03-01 |  | 1995-03-01 |  | Removed from Ground | Gas (Historical Use) | 3000 | Bare Steel | 1986-05-06 | Galvanized Steel | Pressurized
WASHINGTON RD EXXON | 1436 WASHINGTON RD | THOMSON | McDuffie | 810033 | 2 |  | 1995-03-01 |  | 1995-03-01 |  | Removed from Ground | Gas (Historical Use) | 3000 | Bare Steel | 1986-05-06 | Galvanized Steel | Pressurized
WASHINGTON RD EXXON | 1436 WASHINGTON RD | THOMSON | McDuffie | 810033 | 3 |  | 1995-03-01 |  | 1995-03-01 |  | Removed from Ground | Gas (Historical Use) | 3000 | Bare Steel | 1986-05-06 | Galvanized Steel | Pressurized
BULK PLANT | 424 EAST HILL ST | THOMSON | McDuffie | 810036 | 1 |  | 1997-10-01 |  | 1997-10-01 |  | Removed from Ground | Gas (Historical Use) | 4000 | Steel-Impressed Current | 1986-05-06 | Galvanized Steel | Pressurized
BULK PLANT | 424 EAST HILL ST | THOMSON | McDuffie | 810036 | 2 |  | 1997-10-01 |  | 1997-10-01 |  | Removed from Ground | Diesel | 4000 | Steel-Impressed Current | 1986-05-06 | Galvanized Steel | Pressurized
THOMSON MOTOR CENTER/LORI FOWLER | 146 E HILL ST | THOMSON | McDuffie | 7097001 | 1 |  |  | TRUE |  | TRUE | Removed from Ground | Used Oil | 1000 | Not Marked/Unknown | 1994-01-06 | Not Marked
SHAW INDUSTRIES INC PLANT 22/89 | US HWY 78 W | THOMSON | McDuffie | 7097002 | 1 | [5 empty] | Removed from Ground | Other | 10000 | Marked Unknown | 1963-01-01 | Unknown
SHAW INDUSTRIES INC PLANT 22/89 | US HWY 78 W | THOMSON | McDuffie | 7097002 | 2 | [5 empty] | Removed from Ground | Diesel | 30000 | Marked Unknown | 1970-01-01 | Unknown
SHAW INDUSTRIES INC PLANT 22/89 | US HWY 78 W | THOMSON | McDuffie | 7097002 | 3 | [5 empty] | Removed from Ground | Other | 20000 | Marked Unknown | 1969-01-01 | Unknown
SHAW INDUSTRIES INC PLANT 22/89 | US HWY 78 W | THOMSON | McDuffie | 7097002 | 4 | [5 empty] | Removed from Ground | Other | 20000 | Marked Unknown | 1969-01-01 | Unknown
SHAW INDUSTRIES INC PLANT 22/89 | US HWY 78 W | THOMSON | McDuffie | 7097002 | 5 | [5 empty] | Removed from Ground | Other | 20000 | Marked Unknown | 1975-01-04 | Unknown
A & A FUEL MART #1 | 211 W HILL ST | THOMSON | McDuffie | 9097006 | 1 | [5 empty] | Closed in Ground | Empty | 6000 | Bare Steel | 1966-01-01 | Galvanized Steel
A & A FUEL MART #1 | 211 W HILL ST | THOMSON | McDuffie | 9097006 | 1A |  | 1998-12-01 |  | 1998-12-01 |  | Removed from Ground | Gas (Historical Use) | 6000 | Steel-Impressed Current | 1971-01-01 | Cathodically Protected
A & A FUEL MART #1 | 211 W HILL ST | THOMSON | McDuffie | 9097006 | 2 | [5 empty] | Closed in Ground | Gas (Historical Use) | 6000 | Bare Steel | 1966-01-01 | Galvanized Steel
A & A FUEL MART #1 | 211 W HILL ST | THOMSON | McDuffie | 9097006 | 2A |  | 1998-12-01 |  | 1998-12-01 |  | Removed from Ground | Gas (Historical Use) | 6000 | Steel-Impressed Current | 1971-01-01 | Cathodically Protected
A & A FUEL MART #1 | 211 W HILL ST | THOMSON | McDuffie | 9097006 | 3 |  | 1998-12-01 |  | 1998-12-01 |  | Removed from Ground | Gas (Historical Use) | 6000 | Cathodically Protected Steel | 1971-01-01 | Cathodically Protected
A & A FUEL MART #1 | 211 W HILL ST | THOMSON | McDuffie | 9097006 | 4 |  | 1998-12-01 |  | 1998-12-01 |  | Removed from Ground | Diesel | 5000 | Steel-Impressed Current | 1971-01-01 | Cathodically Protected
WALLYS | 402 MAIN ST | THOMSON | McDuffie | 9097007 | 1 | Flapper Valve | 1997-09-15 | FALSE | 1997-09-15 | FALSE | Currently in Use | Regular | 10000 | Steel-Impressed Current | 1981-05-02 | Steel (Impressed Current) | Pressurized
WALLYS | 402 MAIN ST | THOMSON | McDuffie | 9097007 | 2 | Flapper Valve | 1997-09-15 | FALSE | 1997-09-15 | FALSE | Currently in Use | Premium | 10000 | Steel-Impressed Current | 1981-05-02 | Steel (Impressed Current) | Pressurized
WALLYS | 402 MAIN ST | THOMSON | McDuffie | 9097007 | 3 | Flapper Valve | 1997-09-15 | FALSE | 1997-09-15 | FALSE | Currently in Use | Diesel | 5000 | Steel-Impressed Current | 1981-05-02 | Steel (Impressed Current) | Pressurized
WALLYS | 402 MAIN ST | THOMSON | McDuffie | 9097007 | 4 | Flapper Valve | 2009-09-21 | FALSE | 2009-09-21 | FALSE | Currently in Use | Kerosene | 2000 | Fiberglass | 2009-09-21 | Double-Walled Fiberglass | Safe Suction (Euro)
AUGUSTA RD EXXON | 410 EAST HILL ST | THOMSON | McDuffie | 9097008 | 1 |  | 1997-11-14 | FALSE | 1997-11-14 | FALSE | Temporarily out of use | Gas (Historical Use) | 6000 | Steel-Impressed Current | 1965-06-01 | Fiberglass Reinforced Plastic | Pressurized
AUGUSTA RD EXXON | 410 EAST HILL ST | THOMSON | McDuffie | 9097008 | 2 |  | 1997-11-14 | FALSE | 1997-11-14 | FALSE | Temporarily out of use | Gas (Historical Use) | 6000 | Steel-Impressed Current | 1965-06-01 | Fiberglass Reinforced Plastic | Pressurized
AUGUSTA RD EXXON | 410 EAST HILL ST | THOMSON | McDuffie | 9097008 | 3 |  |  | FALSE |  | FALSE | Removed from Ground | Gas (Historical Use) | 4000 | Bare Steel | 1965-06-01 | Fiberglass Reinforced Plastic | Pressurized
AUGUSTA RD EXXON | 410 EAST HILL ST | THOMSON | McDuffie | 9097008 | 4 |  | 1997-11-14 | FALSE | 1997-11-14 | FALSE | Temporarily out of use | Gas (Historical Use) | 3000 | Steel-Impressed Current | 1984-06-01 | Fiberglass Reinforced Plastic | Pressurized
AUGUSTA RD EXXON | 410 EAST HILL ST | THOMSON | McDuffie | 9097008 | 5 |  |  | FALSE |  | FALSE | Removed from Ground | Gas (Historical Use) | 500 | Bare Steel | 1965-06-01 | Galvanized Steel
CRESWELL WHITEHEAD & JAMES INC | 415 W HILL ST | THOMSON | McDuffie | 9097009 | 1 |  |  | TRUE |  | TRUE | Removed from Ground | Used Oil | 550 | Bare Steel | 1971-05-09 | Unknown
JACKSON ST FAST FARE | 418 JACKSON ST | THOMSON | McDuffie | 9097010 | 1 | Flapper Valve | 1993-02-17 | FALSE | 1993-02-17 | FALSE | Currently in Use | Gas (Historical Use) | 10000 | Steel-Impressed Current | 1976-05-09 | Fiberglass Reinforced Plastic | Pressurized
JACKSON ST FAST FARE | 418 JACKSON ST | THOMSON | McDuffie | 9097010 | 2 | Flapper Valve | 1993-02-17 | FALSE | 1993-02-17 | FALSE | Currently in Use | Gas (Historical Use) | 10000 | Steel-Impressed Current | 1976-05-09 | Fiberglass Reinforced Plastic | Pressurized
BURNLEY'S OIL INC BULK PLANT/HUN | 600 EAST HILL ST | THOMSON | McDuffie | 9097011 | 1 |  |  | FALSE |  | FALSE | Temporarily out of use | Gas (Historical Use) | 3000 | Bare Steel | 1972-01-05 | Galvanized Steel
BURNLEY'S OIL INC BULK PLANT/HUN | 600 EAST HILL ST | THOMSON | McDuffie | 9097011 | 2 |  |  | FALSE |  | FALSE | Temporarily out of use | Gas (Historical Use) | 3000 | Bare Steel | 1972-01-05 | Galvanized Steel
BURNLEY'S OIL INC BULK PLANT/HUN | 600 EAST HILL ST | THOMSON | McDuffie | 9097011 | 3 |  |  | FALSE |  | FALSE | Temporarily out of use | Gas (Historical Use) | 1000 | Bare Steel | 1972-01-05 | Galvanized Steel
BURNLEY'S OIL INC BULK PLANT/HUN | 600 EAST HILL ST | THOMSON | McDuffie | 9097011 | 4 |  |  | FALSE |  | FALSE | Temporarily out of use | Gas (Historical Use) | 1000 | Bare Steel | 1972-01-05 | Galvanized Steel
BURNLEY'S OIL INC BULK PLANT/HUN | 600 EAST HILL ST | THOMSON | McDuffie | 9097011 | 5 |  |  | TRUE |  | TRUE | Temporarily out of use | Used Oil | 500 | Bare Steel | 1972-01-05 | Galvanized Steel
TRIANGLE FOOD STORE | 628 AUGUSTA RD | THOMSON | McDuffie | 9097013 | 1 |  |  | FALSE |  | FALSE | Removed from Ground | Gas (Historical Use) | 10000 | Bare Steel | 1979-01-01 | Fiberglass Reinforced Plastic
TRIANGLE FOOD STORE | 628 AUGUSTA RD | THOMSON | McDuffie | 9097013 | 2 |  |  | FALSE |  | FALSE | Removed from Ground | Gas (Historical Use) | 10000 | Bare Steel | 1979-01-01 | Fiberglass Reinforced Plastic
TRIANGLE FOOD STORE | 628 AUGUSTA RD | THOMSON | McDuffie | 9097013 | 3 |  |  | FALSE |  | FALSE | Removed from Ground | Gas (Historical Use) | 10000 | Bare Steel | 1979-01-01 | Fiberglass Reinforced Plastic
TRIANGLE FOOD STORE | 628 AUGUSTA RD | THOMSON | McDuffie | 9097013 | 4 | Flapper Valve | 1991-11-14 | FALSE | 1991-11-14 | FALSE | Currently in Use | Gas (Historical Use) | 12000 | Fiberglass | 1991-11-14 | Fiberglass Reinforced Plastic | Pressurized
TRIANGLE FOOD STORE | 628 AUGUSTA RD | THOMSON | McDuffie | 9097013 | 5 | Flapper Valve | 1991-11-14 | FALSE | 1991-11-14 | FALSE | Currently in Use | Diesel | 10000 | Fiberglass | 1991-11-14 | Fiberglass Reinforced Plastic | Pressurized
TRIANGLE FOOD STORE | 628 AUGUSTA RD | THOMSON | McDuffie | 9097013 | 6 | Flapper Valve | 1991-11-14 | FALSE | 1991-11-14 | FALSE | Currently in Use | Gas (Historical Use) | 10000 | Fiberglass | 1991-11-14 | Fiberglass Reinforced Plastic | Pressurized
JOHN USRY/BIG JOHN | 6104 LINCOLNTON RD | THOMSON | McDuffie | 9097014 | 1 | [5 empty] | Permanently Out of Use - historical purposes | Gas (Historical Use) | 1000 | Bare Steel | 1966-05-12 | Galvanized Steel
JOHN USRY/BIG JOHN | 6104 LINCOLNTON RD | THOMSON | McDuffie | 9097014 | 2 | [5 empty] | Permanently Out of Use - historical purposes | Gas (Historical Use) | 550 | Bare Steel | 1966-05-12 | Galvanized Steel
JOHN USRY/BIG JOHN | 6104 LINCOLNTON RD | THOMSON | McDuffie | 9097014 | 3 | [5 empty] | Permanently Out of Use - historical purposes | Gas (Historical Use) | 550 | Bare Steel | 1966-05-12 | Galvanized Steel
THOMSON CONST & SUPPLY CO INC | 101 ANSLEY DR | THOMSON | McDuffie | 9097015 | 1 | [5 empty] | Removed from Ground | Gas (Historical Use) | 500 | Marked Unknown | 1968-05-04 | Unknown
SOUTHERN BELL/THSNGAOO/AUTO OPR | AUGUSTA HWY | THOMSON | McDuffie | 9097017 | 1 | [5 empty] | Removed from Ground | Gas (Historical Use) | 1000 | Bare Steel | 1971-01-01 | Galvanized Steel
SOUTHERN BELL/THSNGAOO/AUTO OPR | AUGUSTA HWY | THOMSON | McDuffie | 9097017 | 2 | [5 empty] | Removed from Ground | Gas (Historical Use) | 12000 | Bare Steel | 1981-01-02 | Galvanized Steel
MONTGOMERY CONTRACTING | GA 150 COBHAM RD | THOMSON | McDuffie | 9097020 | 1 | [5 empty] | Removed from Ground | Diesel | 2000 | Bare Steel | 1991-01-01 | Galvanized Steel
MONTGOMERY CONTRACTING | GA 150 COBHAM RD | THOMSON | McDuffie | 9097020 | 2 | [5 empty] | Removed from Ground | Gas (Historical Use) | 2000 | Bare Steel | 1991-01-01 | Galvanized Steel
CHEVRON FOODMART | 2657 COBBHAM RD | THOMSON | McDuffie | 9097021 | 1 | Flapper Valve | 1996-09-01 | FALSE | 1996-09-01 | FALSE | Currently in Use | Regular | 6000 | Steel-Impressed Current | 1979-05-02 | Fiberglass Reinforced Plastic | Pressurized
CHEVRON FOODMART | 2657 COBBHAM RD | THOMSON | McDuffie | 9097021 | 2 |  | 1996-09-01 |  | 1996-09-01 |  | Currently in Use | Gas (Historical Use) | 10000 | Steel-Impressed Current | 1979-05-02 | Fiberglass Reinforced Plastic | Pressurized
CHEVRON FOODMART | 2657 COBBHAM RD | THOMSON | McDuffie | 9097021 | 3 |  | 1996-09-01 |  | 1996-09-01 |  | Currently in Use | Gas (Historical Use) | 10000 | Steel-Impressed Current | 1979-05-02 | Fiberglass Reinforced Plastic | Pressurized
CHEVRON FOODMART | 2657 COBBHAM RD | THOMSON | McDuffie | 9097021 | 4 |  | 1996-09-01 |  | 1996-09-01 |  | Currently in Use | Diesel | 20000 | Steel-Impressed Current | 1979-05-02 | Fiberglass Reinforced Plastic | Pressurized
RAYSVILLE MARINA INC | 6584 Lincolnton Hwy | THOMSON | McDuffie | 9097022 | 1 | Flapper Valve | 1999-03-30 | FALSE | 1999-03-30 | FALSE | Currently in Use | E-0 | 1000 | Steel-Impressed Current | 1973-03-20 | Steel (Impressed Current) | Suction (American)
RAYSVILLE MARINA INC | 6584 Lincolnton Hwy | THOMSON | McDuffie | 9097022 | 2 | Ball Float | 1999-03-30 | FALSE | 1999-03-30 | FALSE | Currently in Use | E-0 | 1000 | Steel-Impressed Current | 1973-03-20 | Steel (Impressed Current) | Suction (American)
WAL-MART STORE #1658 | 2205 HARRISON RD | THOMSON | McDuffie | 9097023 | 1 | [5 empty] | Removed from Ground | Gas (Historical Use) | 10000 | Bare Steel | 1981-01-09 | Galvanized Steel
WAL-MART STORE #1658 | 2205 HARRISON RD | THOMSON | McDuffie | 9097023 | 2 | [5 empty] | Removed from Ground | Diesel | 10000 | Bare Steel | 1983-01-09 | Galvanized Steel
WAL-MART STORE #1658 | 2205 HARRISON RD | THOMSON | McDuffie | 9097023 | 3 | [5 empty] | Removed from Ground | Empty | 7500 | Bare Steel | 1961-01-14 | Galvanized Steel
CLAUSSEN CONCRETE | HARRISON RD | THOMSON | McDuffie | 9097024 | 1 | [5 empty] | Removed from Ground | Diesel | 550 | Bare Steel | 1986-05-06 | Galvanized Steel
J & K SHELL | HWY 12 W | THOMSON | McDuffie | 9097026 | 1 | [5 empty] | Removed from Ground | Gas (Historical Use) | 6000 | Bare Steel | 1971-05-12 | Galvanized Steel | Safe Suction (Euro)
J & K SHELL | HWY 12 W | THOMSON | McDuffie | 9097026 | 2 | [5 empty] | Removed from Ground | Gas (Historical Use) | 6000 | Bare Steel | 1971-05-12 | Galvanized Steel | Safe Suction (Euro)
J & K SHELL | HWY 12 W | THOMSON | McDuffie | 9097026 | 3 | [5 empty] | Removed from Ground | Gas (Historical Use) | 4000 | Bare Steel | 1971-05-12 | Galvanized Steel | Safe Suction (Euro)
J & K SHELL | HWY 12 W | THOMSON | McDuffie | 9097026 | 4 | [5 empty] | Removed from Ground | Diesel | 3000 | Bare Steel | 1971-05-12 | Galvanized Steel | Safe Suction (Euro)
JEFFERSON ENERGY CO OP | 1002 WRENS HWY | THOMSON | McDuffie | 9097027 | 3A | Flapper Valve | 2006-01-30 | FALSE | 2006-01-30 | FALSE | Currently in Use | Regular | 2000 | Composite | 2006-01-30 | Fiberglass Reinforced Plastic | Safe Suction (Euro)
JEFFERSON ENERGY CO OP | 1002 WRENS HWY | THOMSON | McDuffie | 9097027 | 3B | Flapper Valve | 2006-01-30 | FALSE | 2006-01-30 | FALSE | Currently in Use | Diesel | 10000 | Composite | 2006-01-30 | Fiberglass Reinforced Plastic | Safe Suction (Euro)
JEFFERSON ENERGY CO OP | 1002 WRENS HWY | THOMSON | McDuffie | 9097027 | DIESEL |  |  | FALSE |  | FALSE | Removed from Ground | Diesel | 1000 | Bare Steel | 1998-12-01 | Galvanized Steel | Suction (American)
JEFFERSON ENERGY CO OP | 1002 WRENS HWY | THOMSON | McDuffie | 9097027 | UNLEADED |  |  | FALSE |  | FALSE | Removed from Ground |  | 10000 | Bare Steel | 1998-12-01 | Galvanized Steel | Suction (American)
BADCOCK DISTRIBUTION CENTER | 690 AUGUSTA ROAD SE | THOMSON | McDuffie | 9097028 | 1 |  | 1998-12-18 |  | 1998-12-18 |  | Closed in Ground | Diesel | 30000 | Steel-Impressed Current | 1983-02-27 | Cathodically Protected | Suction (American)
BADCOCK DISTRIBUTION CENTER | 690 AUGUSTA ROAD SE | THOMSON | McDuffie | 9097028 | 2 |  | 1998-12-18 |  | 1998-12-18 |  | Closed in Ground | Diesel | 12000 | Steel-Impressed Current | 1983-02-27 | Cathodically Protected | Suction (American)
BADCOCK DISTRIBUTION CENTER | 690 AUGUSTA ROAD SE | THOMSON | McDuffie | 9097028 | 3 |  | 1998-12-18 |  | 1998-12-18 |  | Closed in Ground | Gas (Historical Use) | 12000 | Steel-Impressed Current | 1983-02-27 | Cathodically Protected | Suction (American)
BADCOCK DISTRIBUTION CENTER | 690 AUGUSTA ROAD SE | THOMSON | McDuffie | 9097028 | 4 |  | 1998-12-18 |  | 1998-12-18 |  | Closed in Ground | Other | 500 | Steel-Impressed Current | 1983-02-27 | Cathodically Protected | Suction (American)
BADCOCK DISTRIBUTION CENTER | 690 AUGUSTA ROAD SE | THOMSON | McDuffie | 9097028 | 5 |  | 1998-12-31 | TRUE | 1998-12-31 | TRUE | Closed in Ground | Used Oil | 250 | Steel-Impressed Current | 1983-02-27 | Cathodically Protected | Suction (American)
GA FC/MCDUFFIE CO UNIT | HWY 278 W (RTE 1 BOX 971G) | THOMSON | McDuffie | 9097029 | 1 | [5 empty] | Removed from Ground | Gas (Historical Use) | 2000 | Bare Steel | 1976-04-24 | Galvanized Steel
GA FC/MCDUFFIE CO UNIT | HWY 278 W (RTE 1 BOX 971G) | THOMSON | McDuffie | 9097029 | 2 | [5 empty] | Removed from Ground | Diesel | 560 | Bare Steel | 1966-04-27 | Galvanized Steel
GA FC/MCDUFFIE CO UNIT | HWY 278 W (RTE 1 BOX 971G) | THOMSON | McDuffie | 9097029 | 3 |  | 1989-01-01 |  | 1989-01-01 |  | Removed from Ground | Gas (Historical Use) | 2000 | Galvanic (STIP-3) | 1989-01-01 | Cathodically Protected
GA FC/MCDUFFIE CO UNIT | HWY 278 W (RTE 1 BOX 971G) | THOMSON | McDuffie | 9097029 | 4 |  | 1989-01-01 |  | 1989-01-01 |  | Removed from Ground | Diesel | 1000 | Galvanic (STIP-3) | 1989-01-01 | Cathodically Protected
LOKEY HOME BUILDERS INC | HWY 78 | THOMSON | McDuffie | 9097030 | 1 | [5 empty] | Removed from Ground | Gas (Historical Use) | 500 | Bare Steel | 1978-02-26 | Galvanized Steel
SWAN STOP | 1068 WASHINGTON RD | THOMSON | McDuffie | 9097031 | 1 | [5 empty] | Removed from Ground | Gas (Historical Use) | 10000 | Bare Steel | 1981-05-09 | Galvanized Steel
SWAN STOP | 1068 WASHINGTON RD | THOMSON | McDuffie | 9097031 | 2 | [5 empty] | Removed from Ground | Gas (Historical Use) | 10000 | Bare Steel | 1986-05-08 | Galvanized Steel
SWAN STOP | 1068 WASHINGTON RD | THOMSON | McDuffie | 9097031 | 3 | [5 empty] | Removed from Ground | Gas (Historical Use) | 10000 | Bare Steel | 1981-05-09 | Galvanized Steel
SWAN STOP | 1068 WASHINGTON RD | THOMSON | McDuffie | 9097031 | 4 | [5 empty] | Removed from Ground | Diesel | 10000 | Bare Steel | 1981-05-09 | Galvanized Steel
EXXON RETAIL STORE #4-6492 | I-20 & US HWY 78 | THOMSON | McDuffie | 9097034 | 1 | [5 empty] | Currently in Use | Gas (Historical Use) | 8000 | Fiberglass | 1968-05-10 | Galvanized Steel
EXXON RETAIL STORE #4-6492 | I-20 & US HWY 78 | THOMSON | McDuffie | 9097034 | 10 | [5 empty] | Currently in Use | Gas (Historical Use) | 1000 | Fiberglass | 1987-01-01 | Fiberglass Reinforced Plastic | Pressurized
EXXON RETAIL STORE #4-6492 | I-20 & US HWY 78 | THOMSON | McDuffie | 9097034 | 11 |  |  | TRUE |  | TRUE | Currently in Use | Used Oil | 1000 | Fiberglass | 1987-01-01 | Fiberglass Reinforced Plastic | Gravity Fed
EXXON RETAIL STORE #4-6492 | I-20 & US HWY 78 | THOMSON | McDuffie | 9097034 | 2 | [5 empty] | Currently in Use | Gas (Historical Use) | 6000 | Bare Steel | 1968-05-10 | Cathodically Protected
EXXON RETAIL STORE #4-6492 | I-20 & US HWY 78 | THOMSON | McDuffie | 9097034 | 3 | [5 empty] | Currently in Use | Gas (Historical Use) | 6000 | Bare Steel | 1968-05-10 | Galvanized Steel
EXXON RETAIL STORE #4-6492 | I-20 & US HWY 78 | THOMSON | McDuffie | 9097034 | 4 | [5 empty] | Currently in Use | Gas (Historical Use) | 4000 | Bare Steel | 1968-05-10 | Galvanized Steel
EXXON RETAIL STORE #4-6492 | I-20 & US HWY 78 | THOMSON | McDuffie | 9097034 | 5 | [5 empty] | Currently in Use | Gas (Historical Use) | 500 | Bare Steel | 1968-05-10 | Galvanized Steel
EXXON RETAIL STORE #4-6492 | I-20 & US HWY 78 | THOMSON | McDuffie | 9097034 | 6 | [5 empty] | Currently in Use | Kerosene | 500 | Bare Steel | 1968-05-10 | Galvanized Steel
EXXON RETAIL STORE #4-6492 | I-20 & US HWY 78 | THOMSON | McDuffie | 9097034 | 7 | [5 empty] | Currently in Use | Gas (Historical Use) | 12000 | Fiberglass | 1987-01-01 | Fiberglass Reinforced Plastic | Pressurized
EXXON RETAIL STORE #4-6492 | I-20 & US HWY 78 | THOMSON | McDuffie | 9097034 | 8 | [5 empty] | Currently in Use | Gas (Historical Use) | 10000 | Fiberglass | 1987-01-01 | Fiberglass Reinforced Plastic | Pressurized
EXXON RETAIL STORE #4-6492 | I-20 & US HWY 78 | THOMSON | McDuffie | 9097034 | 9 | [5 empty] | Currently in Use | Gas (Historical Use) | 10000 | Fiberglass | 1987-01-01 | Fiberglass Reinforced Plastic | Pressurized
KNOX-RIVERS CONST CO (FORMER) | 167 KNOX RIVERS RD | THOMSON | McDuffie | 9097036 | 1 |  |  | TRUE |  | TRUE | Removed from Ground | Used Oil | 500 | Marked Unknown | 1980-01-01 | Unknown
AXONS MINI MART | 4550 AUGUSTA HWY SE | DEARING | McDuffie | 9097037 | 1 |  |  | FALSE |  | FALSE | Removed from Ground | Gas (Historical Use) | 6000 | Bare Steel | 1968-11-08
AXONS MINI MART | 4550 AUGUSTA HWY SE | DEARING | McDuffie | 9097037 | 2 |  |  | FALSE |  | FALSE | Removed from Ground | Gas (Historical Use) | 3000 | Bare Steel | 1968-11-08
AXONS MINI MART | 4550 AUGUSTA HWY SE | DEARING | McDuffie | 9097037 | 3 |  |  | FALSE |  | FALSE | Removed from Ground | Gas (Historical Use) | 6000 | Bare Steel | 1981-11-05
AXONS MINI MART | 4550 AUGUSTA HWY SE | DEARING | McDuffie | 9097037 | 4 |  | 1994-05-16 | FALSE | 1994-05-16 | FALSE | Currently in Use | Regular | 10000 | Composite | 1994-05-16 | Fiberglass Reinforced Plastic | Pressurized
AXONS MINI MART | 4550 AUGUSTA HWY SE | DEARING | McDuffie | 9097037 | 5 |  | 1994-05-16 | FALSE | 1994-05-16 | FALSE | Currently in Use | Premium | 10000 | Composite | 1994-05-16 | Fiberglass Reinforced Plastic | Pressurized
AXONS MINI MART | 4550 AUGUSTA HWY SE | DEARING | McDuffie | 9097037 | 6 |  | 1994-05-16 | FALSE | 1994-05-16 | FALSE | Currently in Use | Diesel On Road | 10000 | Composite | 1994-05-16 | Fiberglass Reinforced Plastic | Pressurized
AXONS MINI MART | 4550 AUGUSTA HWY SE | DEARING | McDuffie | 9097037 | 7 | Flapper Valve | 1994-05-16 | FALSE | 1994-05-16 | FALSE | Currently in Use | Diesel Off Road | 2000 | Composite | 1994-05-16 | Fiberglass Reinforced Plastic | Safe Suction (Euro)
TEMPLE-INLAND FOREST PROD CORP/T | 1241 HARRISON RD | THOMSON | McDuffie | 9097038 | G-11D | [5 empty] | Removed from Ground | Diesel | 1000 | Bare Steel | 1974-01-01 | Galvanized Steel
TEMPLE-INLAND FOREST PROD CORP/T | 1241 HARRISON RD | THOMSON | McDuffie | 9097038 | G-12G | [5 empty] | Removed from Ground | Gas (Historical Use) | 2000 | Bare Steel | 1974-01-01 | Galvanized Steel
CAMAK QUARRY | PO BOX 187 | THOMSON | McDuffie | 9097039 | 1 | [5 empty] | Removed from Ground | Gas (Historical Use) | 1075 | Bare Steel | 1976-04-19 | Galvanized Steel
CAMAK QUARRY | PO BOX 187 | THOMSON | McDuffie | 9097039 | 2 |  |  | TRUE |  | TRUE | Removed from Ground | Used Oil | 2000 | Bare Steel | 1976-04-19 | Galvanized Steel
THOMSON MAINT SHOP | 317 RAILROAD ST | THOMSON | McDuffie | 9097041 | 1 | Flapper Valve | 1997-10-01 | FALSE | 1997-10-01 | FALSE | Currently in Use | Diesel | 2000 | Steel-Impressed Current | 1982-05-17 |  | Safe Suction (Euro)
THOMSON MAINT SHOP | 317 RAILROAD ST | THOMSON | McDuffie | 9097041 | 2 | Flapper Valve | 1997-10-01 | FALSE | 1997-10-01 | FALSE | Currently in Use | Regular | 1000 | Steel-Impressed Current | 1975-05-19 |  | Safe Suction (Euro)
THOMSON MAINT SHOP | 317 RAILROAD ST | THOMSON | McDuffie | 9097041 | 3 | Flapper Valve | 1997-10-01 | FALSE | 1997-10-01 | FALSE | Currently in Use | Regular | 1000 | Steel-Impressed Current | 1975-05-19 |  | Safe Suction (Euro)
HOLLIMAN SAND & GRAVEL | 4865 NEAL MILL ROAD SE | DEARING | McDuffie | 9097042 | 1 |  | 1998-12-22 |  | 1998-12-22 |  | Removed from Ground | Diesel | 3000 | Cathodically Protected Steel | 1986-01-01 | Galvanized Steel | Safe Suction (Euro)
H HOLLIMAN | RT 1 | DEARING | McDuffie | 9097043 | 1 | [5 empty] | Removed from Ground | Gas (Historical Use) | 1000 | Bare Steel | 1966-05-12 | Unknown | Suction (American)
H HOLLIMAN | RT 1 | DEARING | McDuffie | 9097043 | 2 | [5 empty] | Removed from Ground | Diesel | 550 | Bare Steel | 1966-05-12 | Unknown | Suction (American)
MCCORKLE NURSERIES INC | 4904 LUCKEYS BRIDGE RD SE | DEARING | McDuffie | 9097044 | 1 | [5 empty] | Removed from Ground | Gas (Historical Use) | 4000 | Bare Steel | 1978-03-19 | Galvanized Steel
MCCORKLE NURSERIES INC | 4904 LUCKEYS BRIDGE RD SE | DEARING | McDuffie | 9097044 | 2 | [5 empty] | Removed from Ground | Diesel | 4000 | Bare Steel | 1979-01-01 | Galvanized Steel
JOE BAKER | RT 1 BOX 135 (CENTER RD ) | THOMSON | McDuffie | 9097045 | 1 | [5 empty] | Removed from Ground | Other | 500 | Bare Steel | 1960-05-14 | Galvanized Steel
VIGORTONE AG PRODUCTS | 148 VIGORTINE RD | THOMSON | McDuffie | 9097046 | 1 | [5 empty] | Removed from Ground | Diesel | 10000 | Bare Steel | 1983-01-02 | Galvanized Steel
DAVID MCGAHEE | 4414 IRON HILL RD SE | DEARING | McDuffie | 9097047 | 1 | [5 empty] | Removed from Ground | Diesel | 1000 | Bare Steel | 1978-07-12 | Galvanized Steel
THOMSON OAK FLOORING CO | 946 MESENA RD NW | THOMSON | McDuffie | 9097048 | 1 |  | 1998-05-05 |  | 1998-05-05 |  | Removed from Ground | Diesel | 10000 | Epoxy | 1979-05-31 | Fiberglass Reinforced Plastic | Safe Suction (Euro)
THOMSON OAK FLOORING CO | 946 MESENA RD NW | THOMSON | McDuffie | 9097048 | 2 |  | 1998-05-05 |  | 1998-05-05 |  | Removed from Ground | Gas (Historical Use) | 1065 | Epoxy | 1950-05-01 | Fiberglass Reinforced Plastic | Safe Suction (Euro)
THOMSON OAK FLOORING CO | 946 MESENA RD NW | THOMSON | McDuffie | 9097048 | 3 | [5 empty] | Removed from Ground | Diesel | 560 | Bare Steel | 1950-05-01 | Galvanized Steel | Suction (American)
THOMSON OAK FLOORING CO | 946 MESENA RD NW | THOMSON | McDuffie | 9097048 | 4 |  | 1998-04-28 |  | 1998-04-28 |  | Removed from Ground | Diesel | 10000 | Epoxy | 1998-04-01 | Fiberglass Reinforced Plastic | Safe Suction (Euro)
THOMSON OAK FLOORING CO | 946 MESENA RD NW | THOMSON | McDuffie | 9097048 | 5 |  | 1998-04-28 |  | 1998-04-28 |  | Removed from Ground | Gas (Historical Use) | 1000 | Epoxy | 1998-04-01 | Fiberglass Reinforced Plastic | Safe Suction (Euro)
MCDUFFIE CO HATCHERY & PFA | 4695 FISH HATCHERY RD SE | DEARING | McDuffie | 9097050 | 1 | [5 empty] | Removed from Ground | Gas (Historical Use) | 1000 | Bare Steel | 1981-04-18 | Galvanized Steel
MCDUFFIE CO HATCHERY & PFA | 4695 FISH HATCHERY RD SE | DEARING | McDuffie | 9097050 | 2 | [5 empty] | Removed from Ground | Diesel | 500 | Bare Steel | 1961-04-23 | Galvanized Steel
MONTGOMERY CONTRACTING CO | COBHAM RD | THOMSON | McDuffie | 9097051 | DIESEL-E | [5 empty] | Removed from Ground | Gas (Historical Use) | 2000 | Bare Steel | 1991-04-01 | Galvanized Steel
MONTGOMERY CONTRACTING CO | COBHAM RD | THOMSON | McDuffie | 9097051 | DIESEL-T | [5 empty] | Removed from Ground | Gas (Historical Use) | 2000 | Bare Steel | 1991-04-01 | Galvanized Steel
MONTGOMERY CONTRACTING CO | COBHAM RD | THOMSON | McDuffie | 9097051 | GASOLINE | [5 empty] | Removed from Ground | Gas (Historical Use) | 4000 | Bare Steel | 1991-04-01 | Galvanized Steel
APEX-COBBHAM RD | 639 COBBHAM RD | THOMSON | McDuffie | 9097052 | 1 |  | 1998-05-29 | FALSE | 1998-05-29 | FALSE | Temporarily out of use | Gas (Historical Use) | 8000 | Steel-Impressed Current | 1974-04-20 |  | Pressurized
APEX-COBBHAM RD | 639 COBBHAM RD | THOMSON | McDuffie | 9097052 | 2 |  | 1998-05-29 | FALSE | 1998-05-29 | FALSE | Temporarily out of use | Gas (Historical Use) | 8000 | Steel-Impressed Current | 1974-04-20 |  | Pressurized
APEX-COBBHAM RD | 639 COBBHAM RD | THOMSON | McDuffie | 9097052 | 3 |  | 1998-05-29 | FALSE | 1998-05-29 | FALSE | Temporarily out of use | Gas (Historical Use) | 6000 | Steel-Impressed Current | 1974-04-20 |  | Pressurized
RUSSELL HUNT & FISH SUPPLY | RT 3 BOX 256 | THOMSON | McDuffie | 9097053 | 1 | [5 empty] | Removed from Ground | Gas (Historical Use) | 1000 | Bare Steel | 1966-05-12 | Unknown | Suction (American)
RUSSELL HUNT & FISH SUPPLY | RT 3 BOX 256 | THOMSON | McDuffie | 9097053 | 2 | [5 empty] | Removed from Ground | Gas (Historical Use) | 1000 | Bare Steel | 1966-05-12 | Unknown
GA DEPT PUBLIC SAFETY/GA STATE P | RT 3 BOX 714 | THOMSON | McDuffie | 9097054 | 1 | [5 empty] | Removed from Ground | Gas (Historical Use) | 3000 | Bare Steel | 1966-03-11 | Galvanized Steel
KINGSLEY PLANT | WASHINGTON HWY | THOMSON | McDuffie | 9097055 | 1 | [5 empty] | Removed from Ground | Diesel | 600 | Bare Steel | 1951-05-17 | Bare Steel
GA DOT #10222 MCDUFFIE CO MAINT | RT 4 BOX 447B | THOMSON | McDuffie | 9097057 | 10222-1 | [5 empty] | Closed in Ground | Gas (Historical Use) | 540 | Bare Steel | 1961-05-05 | Galvanized Steel
GA DOT #10222 MCDUFFIE CO MAINT | RT 4 BOX 447B | THOMSON | McDuffie | 9097057 | 222D1 | [5 empty] | Removed from Ground | Diesel | 2000 | Cathodically Protected Steel | 1988-06-01 | Cathodically Protected | Suction (American)
GA DOT #10222 MCDUFFIE CO MAINT | RT 4 BOX 447B | THOMSON | McDuffie | 9097057 | 222G1 | [5 empty] | Removed from Ground | Gas (Historical Use) | 2000 | Cathodically Protected Steel | 1988-06-01 | Cathodically Protected | Suction (American)
THOMPSON TANKER STATION | 676 EAST HILL STREET | THOMSON | McDuffie | 9097058 | 1 | [5 empty] | Removed from Ground | Gas (Historical Use) | 8000 | Bare Steel | 1979-11-06 | Galvanized Steel | Suction (American)
THOMPSON TANKER STATION | 676 EAST HILL STREET | THOMSON | McDuffie | 9097058 | 2 | [5 empty] | Removed from Ground | Gas (Historical Use) | 4000 | Bare Steel | 1968-11-08 | Galvanized Steel | Suction (American)
THOMPSON TANKER STATION | 676 EAST HILL STREET | THOMSON | McDuffie | 9097058 | 3 | [5 empty] | Removed from Ground | Gas (Historical Use) | 4000 | Bare Steel | 1968-11-08 | Galvanized Steel | Suction (American)
THOMPSON TANKER STATION | 676 EAST HILL STREET | THOMSON | McDuffie | 9097058 | 4 | [5 empty] | Removed from Ground | Gas (Historical Use) | 3000 | Bare Steel | 1978-11-06 | Galvanized Steel | Suction (American)
THOMPSON TANKER STATION | 676 EAST HILL STREET | THOMSON | McDuffie | 9097058 | 5 | [5 empty] | Removed from Ground | Diesel | 2000 | Bare Steel | 1978-11-06 | Galvanized Steel | Suction (American)
MCTIER USED AUTO PARTS | RT 4 BOX 501 | THOMSON | McDuffie | 9097059 | 1 | [5 empty] | Removed from Ground | Gas (Historical Use) | 2000 | Bare Steel | 1976-04-10 | Unknown
BILLY NORRIS | RT 5 (GINGER HILL RD) | THOMSON | McDuffie | 9097060 | 1 | [5 empty] | Currently in Use | Other | 500 | Bare Steel | 1974-05-11 | Galvanized Steel
SARA B HARRISON | 1689 SCUFFLE RD | THOMSON | McDuffie | 9097061 | 1 | [5 empty] | Removed from Ground | Diesel | 3000 | Bare Steel | 1986-05-06 | Galvanized Steel
FRED KING | RT 5 THOMSON | THOMSON | McDuffie | 9097062 | 1 | [5 empty] | Permanently Out of Use - historical purposes | Other | 500 | Bare Steel | 1969-05-12 | Galvanized Steel
BILL ZIMMERMAN | RT 5 THOMSON | THOMSON | McDuffie | 9097063 | 1 | [5 empty] | Currently in Use | Other | 500 | Bare Steel | 1969-05-12 | Galvanized Steel
CLARK HILL WILDLIFE MGMT AREA | 2610 SMITH MILL RD | THOMSON | McDuffie | 9097064 | 1 | [5 empty] | Removed from Ground | Gas (Historical Use) | 1000 | Bare Steel | 1973-01-01 | Galvanized Steel
CLARK HILL WILDLIFE MGMT AREA | 2610 SMITH MILL RD | THOMSON | McDuffie | 9097064 | 2 | [5 empty] | Removed from Ground | Gas (Historical Use) | 550 | Bare Steel | 1970-05-01 | Galvanized Steel | Safe Suction (Euro)
CLARK HILL WILDLIFE MGMT AREA | 2610 SMITH MILL RD | THOMSON | McDuffie | 9097064 | 3 | Flapper Valve | 2006-05-01 | FALSE | 2006-05-01 | FALSE | Currently in Use | Regular | 2500 | Fiberglass Double Walled | 2006-05-01 | Fiberglass Reinforced Plastic | Safe Suction (Euro)
CLARK HILL WILDLIFE MGMT AREA | 2610 SMITH MILL RD | THOMSON | McDuffie | 9097064 | 4 | Flapper Valve | 2006-05-01 | FALSE | 2006-05-01 | FALSE | Currently in Use | Diesel | 2500 | Fiberglass Double Walled | 2006-05-01 | Fiberglass Reinforced Plastic | Safe Suction (Euro)
JIMMY HARRISON | STAGECOACH RD | THOMSON | McDuffie | 9097065 | 1 | [5 empty] | Currently in Use | Other | 500 | Bare Steel | 1970-01-01 | Galvanized Steel
LIFT STATION | 428 WESTWOOD DR | THOMSON | McDuffie | 9097066 | #1WESTWOOD | [5 empty] | Removed from Ground | Other | 3000 | Concrete | 1982-12-01 | Galvanized Steel
LIFT STATION | 428 WESTWOOD DR | THOMSON | McDuffie | 9097066 | #2WESTWOOD | [5 empty] | Removed from Ground | Other | 3000 | Concrete | 1982-12-01 | Galvanized Steel
LIFT STATION | 428 WESTWOOD DR | THOMSON | McDuffie | 9097066 | #3WESTWOOD | [5 empty] | Removed from Ground | Other | 3000 | Concrete | 1982-12-01 | Galvanized Steel
LIFT STATION | 428 WESTWOOD DR | THOMSON | McDuffie | 9097066 | 4WESTWOOD | [5 empty] | Removed from Ground | Diesel | 300 | Not Marked/Unknown | 1982-12-01 | Copper | Suction (American)
LIFT STATION | 387 SCOTT DR | THOMSON | McDuffie | 9097067 | 1 | [5 empty] | Removed from Ground | Other | 3000 | Concrete | 1982-12-01 | Galvanized Steel | Suction (American)
LIFT STATION | 387 SCOTT DR | THOMSON | McDuffie | 9097067 | 2 | [5 empty] | Removed from Ground | Diesel | 300 | Bare Steel | 1982-12-01 | Copper | Suction (American)
CULPEPPER LUMBER CO INC | 4800 AUGUSTA HWY. S.E. | DEARING | McDuffie | 9097070 | DIESEL#1 | [5 empty] | Removed from Ground | Diesel | 1 | Bare Steel | 1995-06-01 | Galvanized Steel
CULPEPPER LUMBER CO INC | 4800 AUGUSTA HWY. S.E. | DEARING | McDuffie | 9097070 | DIESEL#2 | [5 empty] | Removed from Ground | Gas (Historical Use) | 1 | Bare Steel | 1986-05-06 | Galvanized Steel
THOMPSON GAS OIL INC | 409 HILL ST | THOMSON | McDuffie | 9097071 | 1 | Flapper Valve | 1998-02-01 | FALSE | 1994-05-01 | FALSE | Currently in Use | Diesel On Road | 10000 | Steel-Impressed Current | 1969-01-01 | Fiberglass Reinforced Plastic | Pressurized
THOMPSON GAS OIL INC | 409 HILL ST | THOMSON | McDuffie | 9097071 | 2 | Flapper Valve | 1998-02-01 | FALSE | 1994-05-01 | FALSE | Currently in Use | Diesel On Road | 10000 | Steel-Impressed Current | 1969-01-01 | Fiberglass Reinforced Plastic | Pressurized
THOMPSON GAS OIL INC | 409 HILL ST | THOMSON | McDuffie | 9097071 | 3 | Flapper Valve | 1998-02-01 | FALSE | 1994-05-01 | FALSE | Currently in Use | Diesel Off Road | 10000 | Steel-Impressed Current | 1969-01-01 | Fiberglass Reinforced Plastic | Pressurized
THOMPSON GAS OIL INC | 409 HILL ST | THOMSON | McDuffie | 9097071 | 4 | Flapper Valve | 1998-02-01 | FALSE | 1994-05-01 | FALSE | Currently in Use | Regular | 10000 | Steel-Impressed Current | 1969-01-01 | Fiberglass Reinforced Plastic | Pressurized
THOMPSON GAS OIL INC | 409 HILL ST | THOMSON | McDuffie | 9097071 | 5 | Flapper Valve | 1998-02-01 | FALSE | 1994-05-01 | FALSE | Currently in Use | Premium | 10000 | Steel-Impressed Current | 1969-01-01 | Fiberglass Reinforced Plastic | Pressurized
THOMPSON GAS OIL INC | 409 HILL ST | THOMSON | McDuffie | 9097071 | 6 |  |  | FALSE |  | FALSE | Removed from Ground | Gas (Historical Use) | 2000 | Bare Steel | 2000-03-23 | Galvanized Steel
THOMPSON GAS OIL INC | 409 HILL ST | THOMSON | McDuffie | 9097071 | 7 |  |  | TRUE |  | TRUE | Removed from Ground | Used Oil | 550 | Bare Steel | 2000-03-23 | Galvanized Steel
RA DUDLEY LANDSCAPE CO INC | US HWY 78 & I-20 | THOMSON | McDuffie | 9097072 | 1 | [5 empty] | Removed from Ground | Diesel | 550 | Bare Steel | 1971-03-21 | Galvanized Steel
RA DUDLEY LANDSCAPE CO INC | US HWY 78 & I-20 | THOMSON | McDuffie | 9097072 | 2 | [5 empty] | Removed from Ground | Kerosene | 550 | Bare Steel | 1971-03-21 | Galvanized Steel
B&S TRANSMISSION SVC | US HWY 278 | THOMSON | McDuffie | 9097073 | 1 | [5 empty] | Removed from Ground | Empty | 1000 | Bare Steel |  | Unknown
B&S TRANSMISSION SVC | US HWY 278 | THOMSON | McDuffie | 9097073 | 2 | [5 empty] | Removed from Ground | Empty | 1000 | Bare Steel |  | Unknown
B&S TRANSMISSION SVC | US HWY 278 | THOMSON | McDuffie | 9097073 | 3 | [5 empty] | Removed from Ground | Empty | 1000 | Bare Steel |  | Unknown
B&S TRANSMISSION SVC | US HWY 278 | THOMSON | McDuffie | 9097073 | 4 | [5 empty] | Removed from Ground | Empty | 1000 | Bare Steel |  | Unknown
M & A MART AND GAS | 1941 WASHINGTON ROAD | THOMSON | McDuffie | 9097075 | 1 | Flapper Valve | 1998-05-20 | FALSE | 1998-05-20 | FALSE | Currently in Use | Regular | 8000 | Steel-Impressed Current | 1970-05-03 | Steel (Impressed Current) | Pressurized
M & A MART AND GAS | 1941 WASHINGTON ROAD | THOMSON | McDuffie | 9097075 | 2 | Flapper Valve | 1998-05-20 | FALSE | 1998-05-20 | FALSE | Currently in Use | Regular | 8000 | Steel-Impressed Current | 1970-05-03 | Steel (Impressed Current) | Pressurized
M & A MART AND GAS | 1941 WASHINGTON ROAD | THOMSON | McDuffie | 9097075 | 3 | Flapper Valve | 1998-05-20 | FALSE | 1998-05-20 | FALSE | Currently in Use | Gas (Historical Use) | 8000 | Steel-Impressed Current | 1970-05-03 | Steel (Impressed Current) | Pressurized
M & A MART AND GAS | 1941 WASHINGTON ROAD | THOMSON | McDuffie | 9097075 | 4 | Flapper Valve | 1998-05-20 | FALSE | 1998-05-20 | FALSE | Currently in Use | Diesel | 12000 | Steel-Impressed Current | 1970-05-03 | Steel (Impressed Current) | Pressurized
RaceWay #6726 - Thomson | 1920 WASHINGTON RD | THOMSON | McDuffie | 9097076 | 1 |  | 1987-01-01 | FALSE | 1987-01-01 | FALSE | Removed from Ground | Gas (Historical Use) | 12000 | Fiberglass | 1987-11-04 | Fiberglass Reinforced Plastic | Pressurized
RaceWay #6726 - Thomson | 1920 WASHINGTON RD | THOMSON | McDuffie | 9097076 | 2 |  | 1987-01-01 | FALSE | 1987-01-01 | FALSE | Removed from Ground | Gas (Historical Use) | 12000 | Fiberglass | 1987-11-04 | Fiberglass Reinforced Plastic | Pressurized
RaceWay #6726 - Thomson | 1920 WASHINGTON RD | THOMSON | McDuffie | 9097076 | 3 |  | 1987-01-01 | FALSE | 1987-01-01 | FALSE | Removed from Ground | Gas (Historical Use) | 12000 | Fiberglass | 1987-11-04 | Fiberglass Reinforced Plastic | Pressurized
RaceWay #6726 - Thomson | 1920 WASHINGTON RD | THOMSON | McDuffie | 9097076 | 4 |  | 1987-01-01 | FALSE | 1987-01-01 | FALSE | Removed from Ground | Gas (Historical Use) | 12000 | Fiberglass | 1987-11-04 | Fiberglass Reinforced Plastic | Pressurized
RaceWay #6726 - Thomson | 1920 WASHINGTON RD | THOMSON | McDuffie | 9097076 | 5 | Overfill Alarm | 2018-01-26 | FALSE |  | FALSE | Currently in Use | Regular | 20000 | Fiberglass Double Walled | 2018-01-26 | Double-Walled Fiberglass | Pressurized
RaceWay #6726 - Thomson | 1920 WASHINGTON RD | THOMSON | McDuffie | 9097076 | 6A | Overfill Alarm | 2018-01-26 | FALSE |  | FALSE | Currently in Use | Diesel On Road | 10000 | Fiberglass Double Walled | 2018-01-26 | Double-Walled Fiberglass | Pressurized
RaceWay #6726 - Thomson | 1920 WASHINGTON RD | THOMSON | McDuffie | 9097076 | 6B | Overfill Alarm | 2018-01-26 | FALSE |  | FALSE | Currently in Use | Premium |  | Fiberglass Double Walled | 2018-01-26 | Double-Walled Fiberglass | Pressurized
RaceWay #6726 - Thomson | 1920 WASHINGTON RD | THOMSON | McDuffie | 9097076 | 7A | Overfill Alarm | 2018-01-26 | FALSE |  | FALSE | Currently in Use | E-85 | 10000 | Fiberglass Double Walled | 2018-01-26 | Double-Walled Fiberglass | Pressurized
RaceWay #6726 - Thomson | 1920 WASHINGTON RD | THOMSON | McDuffie | 9097076 | 7B | Overfill Alarm | 2018-01-26 | FALSE |  | FALSE | Currently in Use | Diesel On Road | 10000 | Fiberglass Double Walled | 2018-01-26 | Double-Walled Fiberglass | Pressurized
HOOVER TREATED WOOD PRODUCTS | WIRE RD | THOMSON | McDuffie | 9097078 | 10AST | [5 empty] | Currently in Use | Other | 1500 | Bare Steel | 1965-05-06 | Not Marked
HOOVER TREATED WOOD PRODUCTS | WIRE RD | THOMSON | McDuffie | 9097078 | 1AST | [5 empty] | Currently in Use | Other | 1500 | Concrete | 1980-05-02 | Not Marked
HOOVER TREATED WOOD PRODUCTS | WIRE RD | THOMSON | McDuffie | 9097078 | 2AST | [5 empty] | Currently in Use | Other | 1500 | Concrete | 1980-05-02 | Not Marked
HOOVER TREATED WOOD PRODUCTS | WIRE RD | THOMSON | McDuffie | 9097078 | 3AST | [5 empty] | Currently in Use | Other | 1500 | Concrete | 1980-05-02 | Not Marked
HOOVER TREATED WOOD PRODUCTS | WIRE RD | THOMSON | McDuffie | 9097078 | 4AST | [5 empty] | Currently in Use | Other | 1500 | Concrete | 1980-05-02 | Not Marked
HOOVER TREATED WOOD PRODUCTS | WIRE RD | THOMSON | McDuffie | 9097078 | 5AST | [5 empty] | Currently in Use | Other | 15000 | Concrete | 1980-05-02 | Not Marked
HOOVER TREATED WOOD PRODUCTS | WIRE RD | THOMSON | McDuffie | 9097078 | 6AST | [5 empty] | Currently in Use | Diesel | 3000 | Bare Steel | 1980-05-02 | Not Marked
HOOVER TREATED WOOD PRODUCTS | WIRE RD | THOMSON | McDuffie | 9097078 | 7AST | [5 empty] | Currently in Use | Diesel | 3000 | Bare Steel | 1980-05-02 | Not Marked
HOOVER TREATED WOOD PRODUCTS | WIRE RD | THOMSON | McDuffie | 9097078 | 8AST | [5 empty] | Currently in Use | Diesel | 10000 | Bare Steel | 1980-05-02 | Not Marked
HOOVER TREATED WOOD PRODUCTS | WIRE RD | THOMSON | McDuffie | 9097078 | 9AST | [5 empty] | Currently in Use | Other | 2000 | Bare Steel | 1970-05-05 | Not Marked
MCI | MAIN ST | DEARING | McDuffie | 9097079 | 1 |  |  | FALSE |  | FALSE | Closed in Ground | Diesel | 500 | Fiberglass | 1985-01-01 | Not Marked
MCI | MAIN ST | DEARING | McDuffie | 9097079 | 2 | Flapper Valve | 1993-12-01 | FALSE | 1993-12-01 | FALSE | Currently in Use | Diesel | 600 | Fiberglass Double Walled | 1993-12-08 | Fiberglass Reinforced Plastic | Suction (American)
BST/THOMSON SOC/R3526 | 767 AUGUSTA HWY | THOMSON | McDuffie | 9097080 | 1 | [5 empty] | Removed from Ground | Gas (Historical Use) | 12000 | Marked Unknown | 1980-01-01 | Unknown
BST/THOMSON SOC/R3526 | 767 AUGUSTA HWY | THOMSON | McDuffie | 9097080 | 2 | [5 empty] | Removed from Ground | Kerosene | 3000 | Marked Unknown | 1971-01-01 | Unknown
CIRCLE K #5367 | 1786 WASHINGTON RD | THOMSON | McDuffie | 9097082 | 1 |  | 1990-01-01 | FALSE | 1990-01-01 | FALSE | Currently in Use | Regular | 12000 | Galvanic (STIP-3) | 1990-01-01 | Fiberglass Reinforced Plastic | Pressurized
CIRCLE K #5367 | 1786 WASHINGTON RD | THOMSON | McDuffie | 9097082 | 2 |  | 1990-01-01 | FALSE | 1990-01-01 | FALSE | Currently in Use | Regular | 12000 | Galvanic (STIP-3) | 1990-01-01 | Fiberglass Reinforced Plastic | Pressurized
CIRCLE K #5367 | 1786 WASHINGTON RD | THOMSON | McDuffie | 9097082 | 3 |  | 1990-01-01 | FALSE | 1990-01-01 | FALSE | Currently in Use | Premium | 12000 | Galvanic (STIP-3) | 1990-01-01 | Fiberglass Reinforced Plastic | Pressurized
CIRCLE K #5367 | 1786 WASHINGTON RD | THOMSON | McDuffie | 9097082 | 4 |  | 1990-01-01 | FALSE | 1990-01-01 | FALSE | Currently in Use | Diesel | 20000 | Galvanic (STIP-3) | 1990-01-01 | Fiberglass Reinforced Plastic | Pressurized
CIRCLE K #5367 | 1786 WASHINGTON RD | THOMSON | McDuffie | 9097082 | 5 |  | 1990-01-01 | FALSE | 1990-01-01 | FALSE | Currently in Use | Diesel | 20000 | Galvanic (STIP-3) | 1990-01-01 | Fiberglass Reinforced Plastic | Pressurized
CIRCLE K #5367 | 1786 WASHINGTON RD | THOMSON | McDuffie | 9097082 | 6 |  | 1990-01-01 | FALSE | 1990-01-01 | FALSE | Currently in Use | Diesel | 12000 | Galvanic (STIP-3) | 1990-01-01 | Fiberglass Reinforced Plastic | Pressurized
CIRCLE K #5367 | 1786 WASHINGTON RD | THOMSON | McDuffie | 9097082 | 7 |  | 1990-01-01 | FALSE | 1990-01-01 | FALSE | Currently in Use |  | 10000 | Galvanic (STIP-3) | 1990-01-01 | Fiberglass Reinforced Plastic | Pressurized
DEPOT EXXON | 111 JACKSON ST | THOMSON | McDuffie | 9097083 | 1 | [5 empty] | Removed from Ground | Gas (Historical Use) | 3000 | Bare Steel | 1986-05-06 | Galvanized Steel | Safe Suction (Euro)
DEPOT EXXON | 111 JACKSON ST | THOMSON | McDuffie | 9097083 | 2 | [5 empty] | Removed from Ground | Gas (Historical Use) | 3000 | Bare Steel | 1986-05-06 | Galvanized Steel | Safe Suction (Euro)
DEPOT EXXON | 111 JACKSON ST | THOMSON | McDuffie | 9097083 | 3 | [5 empty] | Removed from Ground | Gas (Historical Use) | 3000 | Bare Steel | 1986-05-06 | Galvanized Steel | Safe Suction (Euro)
DEPOT EXXON | 111 JACKSON ST | THOMSON | McDuffie | 9097083 | 4 | [5 empty] | Removed from Ground | Gas (Historical Use) | 550 | Bare Steel | 1996-03-27 | Galvanized Steel
FOOD MART #2 | 2093 WASHINGTON HIGHWAY | THOMSON | McDuffie | 9097084 | 1 | [5 empty] | Removed from Ground | Gas (Historical Use) | 10000 | Bare Steel | 1968-01-01 | Galvanized Steel | Pressurized
FOOD MART #2 | 2093 WASHINGTON HIGHWAY | THOMSON | McDuffie | 9097084 | 2 | [5 empty] | Removed from Ground | Gas (Historical Use) | 10000 | Bare Steel | 1968-01-01 | Galvanized Steel | Pressurized
FOOD MART #2 | 2093 WASHINGTON HIGHWAY | THOMSON | McDuffie | 9097084 | 3 | [5 empty] | Removed from Ground | Gas (Historical Use) | 10000 | Bare Steel | 1968-01-01 | Galvanized Steel | Pressurized
FOOD MART #2 | 2093 WASHINGTON HIGHWAY | THOMSON | McDuffie | 9097084 | 4 | [5 empty] | Removed from Ground | Diesel | 3000 | Epoxy | 1978-01-01 | Galvanized Steel | Suction (American)
FOOD MART #2 | 2093 WASHINGTON HIGHWAY | THOMSON | McDuffie | 9097084 | 5 |  | 1996-02-29 | FALSE | 1996-02-29 | TRUE | Removed from Ground | Gas (Historical Use) | 10000 | Galvanic (STIP-3) | 1988-02-02 | Fiberglass Reinforced Plastic | Pressurized
FOOD MART #2 | 2093 WASHINGTON HIGHWAY | THOMSON | McDuffie | 9097084 | 6 |  | 1996-02-29 | FALSE | 1996-02-29 | TRUE | Removed from Ground | Gas (Historical Use) | 10000 | Galvanic (STIP-3) | 1988-01-01 | Fiberglass Reinforced Plastic | Pressurized
FOOD MART #2 | 2093 WASHINGTON HIGHWAY | THOMSON | McDuffie | 9097084 | 7 |  | 1996-02-29 | FALSE | 1996-02-29 | TRUE | Removed from Ground | Gas (Historical Use) | 10000 | Galvanic (STIP-3) | 1988-01-01 | Fiberglass Reinforced Plastic | Pressurized
FOOD MART #2 | 2093 WASHINGTON HIGHWAY | THOMSON | McDuffie | 9097084 | 8 |  | 1996-02-29 | FALSE | 1996-02-29 | TRUE | Removed from Ground | Diesel | 6000 | Galvanic (STIP-3) | 1996-02-15 | Fiberglass Reinforced Plastic | Pressurized
FOOD MART #2 | 2093 WASHINGTON HIGHWAY | THOMSON | McDuffie | 9097084 | 9 |  | 1996-02-29 | FALSE | 1996-02-29 | TRUE | Removed from Ground | Diesel | 2000 | Galvanic (STIP-3) | 1996-02-15 | Fiberglass Reinforced Plastic | Pressurized
WHITE OAK MART | 1011 WHITE OAK ROAD | THOMSON | McDuffie | 9097085 | 1 |  | 1997-10-17 | FALSE | 1997-10-17 | FALSE | Temporarily out of use | Gas (Historical Use) | 8000 | Steel-Impressed Current | 1979-03-01 | Steel (Impressed Current) | Pressurized
WHITE OAK MART | 1011 WHITE OAK ROAD | THOMSON | McDuffie | 9097085 | 2 |  | 1997-10-17 | FALSE | 1997-10-17 | FALSE | Temporarily out of use | Gas (Historical Use) | 8000 | Steel-Impressed Current | 1979-03-01 | Steel (Impressed Current) | Pressurized
WHITE OAK MART | 1011 WHITE OAK ROAD | THOMSON | McDuffie | 9097085 | 3 |  | 1997-10-17 | FALSE | 1997-10-17 | FALSE | Temporarily out of use | Gas (Historical Use) | 6000 | Steel-Impressed Current | 1979-03-01 | Steel (Impressed Current) | Pressurized
BOSWELL OIL CO | 135 ANSLEY DR | THOMSON | McDuffie | 9097086 | 1 | Flapper Valve | 1999-12-21 | FALSE | 1999-12-21 | FALSE | Currently in Use | Kerosene | 10000 | Steel-Impressed Current | 1974-01-01 | Steel (Impressed Current) | Suction (American)
BOSWELL OIL CO | 135 ANSLEY DR | THOMSON | McDuffie | 9097086 | 2 | Flapper Valve | 1999-12-21 | FALSE | 1999-12-21 | FALSE | Currently in Use | Regular | 500 | Steel-Impressed Current | 1974-01-01 | Steel (Impressed Current) | Suction (American)
BOSWELL OIL CO | 135 ANSLEY DR | THOMSON | McDuffie | 9097086 | 3 | Exempted | 2007-01-19 | TRUE | 1974-01-01 | FALSE | Currently in Use | Used Oil | 500 | Steel-Impressed Current | 1974-01-01
GA POWER-THOMSON DIST OPER HQ | 993 Thomson EAST BY PASS | THOMSON | McDuffie | 9097087 | 1 |  | 1994-05-05 | FALSE | 1994-05-05 | FALSE | Currently in Use | Diesel | 10000 | Fiberglass | 1986-01-01 | Fiberglass Reinforced Plastic | Pressurized
GA POWER-THOMSON DIST OPER HQ | 993 Thomson EAST BY PASS | THOMSON | McDuffie | 9097087 | 2 |  | 1994-05-05 | FALSE | 1994-05-05 | FALSE | Closed in Ground | Diesel | 10000 | Fiberglass | 1998-10-01 | Fiberglass Reinforced Plastic | Pressurized
UNITED TECHNOLOGIES AUTOMOTIVE | 1884 WARRENTON HWY | THOMSON | McDuffie | 9097088 | 1 | [5 empty] | Removed from Ground | Other | 550 | Marked Unknown | 1992-09-14 | Unknown
KMART #9303 | RR #4/US HWY 78 | THOMSON | McDuffie | 9097089 | 1 |  |  | TRUE |  | TRUE | Removed from Ground | Used Oil | 1000 | Bare Steel | 1980-01-01 | Galvanized Steel
SAICON INDUSTRIES | 1798 WARRENTON RD | THOMSON | McDuffie | 9097090 | 1 |  | 1993-09-04 | FALSE | 1993-09-04 | FALSE | Currently in Use | Regular | 10000 | Composite | 1993-08-30 | Fiberglass Reinforced Plastic | Pressurized
SAICON INDUSTRIES | 1798 WARRENTON RD | THOMSON | McDuffie | 9097090 | 2 |  | 1993-09-04 | FALSE | 1993-09-04 | FALSE | Currently in Use | Gas (Historical Use) | 10000 | Composite | 1993-08-30 | Fiberglass Reinforced Plastic | Pressurized
HAWES-KNOX GENERAL STORE | 212 RAILROAD ST | THOMSON | McDuffie | 9097091 | 1 | [5 empty] | Removed from Ground | Gas (Historical Use) | 1000 | Bare Steel | 1993-12-01 | Bare Steel | Suction (American)
HAWES-KNOX GENERAL STORE | 212 RAILROAD ST | THOMSON | McDuffie | 9097091 | 2 | [5 empty] | Removed from Ground | Gas (Historical Use) | 1000 | Bare Steel | 1993-12-01 | Bare Steel | Suction (American)
HAWES-KNOX GENERAL STORE | 212 RAILROAD ST | THOMSON | McDuffie | 9097091 | 3 |  |  | FALSE |  | FALSE | Removed from Ground | Kerosene | 500 | Bare Steel | 2009-05-18 | Bare Steel
THOMSON AMOCO | 1850 WASHINGTON ROAD | THOMSON | McDuffie | 9097092 | 1 |  | 1995-03-01 | FALSE | 1995-03-01 | FALSE | Currently in Use | Regular | 10000 |  | 1995-03-01 | Fiberglass Reinforced Plastic | Pressurized
THOMSON AMOCO | 1850 WASHINGTON ROAD | THOMSON | McDuffie | 9097092 | 2 |  | 1995-03-01 | FALSE | 1995-03-01 | FALSE | Currently in Use | Gas (Historical Use) | 10000 |  | 1995-03-01 | Fiberglass Reinforced Plastic | Pressurized
THOMSON AMOCO | 1850 WASHINGTON ROAD | THOMSON | McDuffie | 9097092 | 3 |  | 1995-03-01 | FALSE | 1995-03-01 | FALSE | Currently in Use | Gas (Historical Use) | 10000 |  | 1995-03-01 | Fiberglass Reinforced Plastic | Pressurized
THOMSON AMOCO | 1850 WASHINGTON ROAD | THOMSON | McDuffie | 9097092 | 4 |  | 1995-03-01 | FALSE | 1995-03-01 | FALSE | Currently in Use | Diesel | 10000 |  | 1995-03-01
THOMSON AMOCO | 1850 WASHINGTON ROAD | THOMSON | McDuffie | 9097092 | A |  |  | FALSE |  | FALSE | Removed from Ground | Gas (Historical Use) | 10000 |  | 1976-01-01 | Not Marked
THOMSON AMOCO | 1850 WASHINGTON ROAD | THOMSON | McDuffie | 9097092 | B |  |  | FALSE |  | FALSE | Removed from Ground | Gas (Historical Use) | 10000 |  | 1976-01-01 | Not Marked
THOMSON AMOCO | 1850 WASHINGTON ROAD | THOMSON | McDuffie | 9097092 | C |  |  | FALSE |  | FALSE | Removed from Ground | Gas (Historical Use) | 10000 |  | 1976-01-01 | Not Marked
THOMSON AMOCO | 1850 WASHINGTON ROAD | THOMSON | McDuffie | 9097092 | D |  |  | FALSE |  | FALSE | Removed from Ground | Diesel | 10000 |  | 1976-01-01 | Not Marked
MCDUFFIE COUNTY ROAD DEPARTMENT | 504 RAILROAD ST | THOMSON | McDuffie | 9097093 | 1 |  | 1997-12-01 |  | 1997-12-01 |  | Removed from Ground | Gas (Historical Use) | 6000 | Steel-Impressed Current | 1970-07-01 | Steel (Impressed Current) | Pressurized
MCDUFFIE COUNTY ROAD DEPARTMENT | 504 RAILROAD ST | THOMSON | McDuffie | 9097093 | 2 |  | 1997-12-01 |  | 1997-12-01 |  | Currently in Use | Diesel | 6000 | Steel-Impressed Current | 1986-07-01 | Steel (Impressed Current) | Suction (American)
MCDUFFIE COUNTY ROAD DEPARTMENT | 504 RAILROAD ST | THOMSON | McDuffie | 9097093 | 3 |  | 2005-11-01 | FALSE | 2005-11-01 | FALSE | Currently in Use | Gas (Historical Use) | 6000 | Composite | 2005-11-01 | Double Walled | Safe Suction (Euro)
REEVES CONSTRUCTION CO | 167 KNOX RIVERS RD NW | THOMSON | McDuffie | 9097095 | 1-GAS | [5 empty] | Removed from Ground | Gas (Historical Use) | 1000 | Bare Steel | 1970-01-01 | Galvanized Steel
REEVES CONSTRUCTION CO | 167 KNOX RIVERS RD NW | THOMSON | McDuffie | 9097095 | 2-GAS | [5 empty] | Removed from Ground | Gas (Historical Use) | 1000 | Bare Steel | 1970-01-01 | Galvanized Steel
REEVES CONSTRUCTION CO | 167 KNOX RIVERS RD NW | THOMSON | McDuffie | 9097095 | 3-DIESEL | [5 empty] | Removed from Ground | Diesel | 1000 | Bare Steel | 1970-01-01 | Galvanized Steel
REEVES CONSTRUCTION CO | 167 KNOX RIVERS RD NW | THOMSON | McDuffie | 9097095 | 4A |  | 1993-01-01 |  | 1993-01-01 |  | Removed from Ground | Gas (Historical Use) | 3000 | Cathodically Protected Steel | 1993-01-25 | Cathodically Protected | Pressurized
REEVES CONSTRUCTION CO | 167 KNOX RIVERS RD NW | THOMSON | McDuffie | 9097095 | 4B |  | 1993-01-01 |  | 1993-01-01 |  | Removed from Ground | Gas (Historical Use) | 3000 | Cathodically Protected Steel | 1993-01-25 | Cathodically Protected | Pressurized
REEVES CONSTRUCTION CO | 167 KNOX RIVERS RD NW | THOMSON | McDuffie | 9097095 | 4C |  | 1993-01-01 |  | 1993-01-01 |  | Removed from Ground | Diesel | 2000 | Cathodically Protected Steel | 1993-01-25 | Cathodically Protected | Pressurized
THOMSON MCDUFFIE COUNTY AIRPORT | 501 JOHN T LANE RD | THOMSON | McDuffie | 9097096 | AVGAS |  | 1998-09-01 |  | 1998-09-01 |  | Removed from Ground | Gas (Historical Use) | 2000 | Steel-Impressed Current | 1968-07-01 | Cathodically Protected | Safe Suction (Euro)
THOMSON MCDUFFIE COUNTY AIRPORT | 501 JOHN T LANE RD | THOMSON | McDuffie | 9097096 | GAS |  | 1998-09-01 |  | 1998-09-01 |  | Removed from Ground | Gas (Historical Use) | 6000 | Steel-Impressed Current | 1968-07-01 | Cathodically Protected | Safe Suction (Euro)
THOMSON MCDUFFIE COUNTY AIRPORT | 501 JOHN T LANE RD | THOMSON | McDuffie | 9097096 | JETA |  | 1998-09-01 |  | 1998-09-01 |  | Removed from Ground | Gas (Historical Use) | 10000 | Steel-Impressed Current | 1981-07-01 | Cathodically Protected | Safe Suction (Euro)
SHELL FOOD MART | 1965 WASHINGTON RD | THOMSON | McDuffie | 9097097 | 1 | Flapper Valve | 1996-04-01 | FALSE | 1996-04-01 | FALSE | Currently in Use | Gas (Historical Use) | 10000 | Fiberglass | 1996-04-01 | Flex | Pressurized
SHELL FOOD MART | 1965 WASHINGTON RD | THOMSON | McDuffie | 9097097 | 2 | Flapper Valve | 1996-04-01 | FALSE | 1996-04-01 | FALSE | Currently in Use | Gas (Historical Use) | 10000 | Fiberglass | 1996-04-01 | Flex | Pressurized
SHELL FOOD MART | 1965 WASHINGTON RD | THOMSON | McDuffie | 9097097 | 3 | Flapper Valve | 1996-04-01 | FALSE | 1996-04-01 | FALSE | Currently in Use | Diesel | 12000 | Fiberglass | 1996-04-01 | Flex | Pressurized
120 BP | 2090 WASHINGTON RD | THOMSON | McDuffie | 9097098 | 1RU |  | 1998-05-01 |  | 1998-05-01 |  | Removed from Ground | Gas (Historical Use) | 6000 | Steel-Impressed Current | 1970-01-01 | Fiberglass Reinforced Plastic | Pressurized
120 BP | 2090 WASHINGTON RD | THOMSON | McDuffie | 9097098 | 2RU |  | 1998-05-01 |  | 1998-05-01 |  | Removed from Ground | Gas (Historical Use) | 6000 | Steel-Impressed Current | 1970-01-01 | Fiberglass Reinforced Plastic | Pressurized
120 BP | 2090 WASHINGTON RD | THOMSON | McDuffie | 9097098 | 3P |  | 1998-05-01 |  | 1998-05-01 |  | Removed from Ground | Gas (Historical Use) | 10000 | Steel-Impressed Current | 1970-01-01 | Fiberglass Reinforced Plastic | Pressurized
120 BP | 2090 WASHINGTON RD | THOMSON | McDuffie | 9097098 | 4S |  | 1998-05-01 |  | 1998-05-01 |  | Removed from Ground | Diesel | 6000 | Steel-Impressed Current | 1970-01-01 | Fiberglass Reinforced Plastic | Pressurized
DUDLEY NURSERIES | 2417 WASHINGTON HWY | THOMSON | McDuffie | 9097099 | 1 | [5 empty] | Removed from Ground | Gas (Historical Use) | 500 | Bare Steel | 1996-03-27 | Galvanized Steel | Suction (American)
RAYSVILLE BAIT & TACKLE | 5240 LINCOLNTON RD NE | THOMSON | McDuffie | 9097100 | 1 |  |  | FALSE |  | FALSE | Removed from Ground | Gas (Historical Use) | 6000 | Bare Steel | 1985-01-05 | Galvanized Steel | Suction (American)
RAYSVILLE BAIT & TACKLE | 5240 LINCOLNTON RD NE | THOMSON | McDuffie | 9097100 | 2 |  |  | FALSE |  | FALSE | Removed from Ground | Gas (Historical Use) | 6000 | Bare Steel | 1985-01-05 | Galvanized Steel | Suction (American)
RAYSVILLE BAIT & TACKLE | 5240 LINCOLNTON RD NE | THOMSON | McDuffie | 9097100 | 3 |  |  | FALSE |  | FALSE | Removed from Ground | Gas (Historical Use) | 1000 | Bare Steel | 1985-01-05 | Galvanized Steel | Suction (American)
RAYSVILLE BAIT & TACKLE | 5240 LINCOLNTON RD NE | THOMSON | McDuffie | 9097100 | 4 | Flapper Valve | 1997-01-23 | FALSE | 1997-01-23 | FALSE | Currently in Use | Regular | 6000 | Steel-Impressed Current | 1997-01-23 | Steel (Impressed Current) | Suction (American)
RAYSVILLE BAIT & TACKLE | 5240 LINCOLNTON RD NE | THOMSON | McDuffie | 9097100 | 5 | Flapper Valve | 1997-01-23 | FALSE | 1997-01-23 | FALSE | Currently in Use | Gas (Historical Use) | 3000 | Steel-Impressed Current | 1997-01-23 | Steel (Impressed Current) | Suction (American)
RAYSVILLE BAIT & TACKLE | 5240 LINCOLNTON RD NE | THOMSON | McDuffie | 9097100 | 6 | Flapper Valve | 1997-01-23 | FALSE | 1997-01-23 | FALSE | Currently in Use | Premium | 3000 | Steel-Impressed Current | 1997-01-23 | Steel (Impressed Current) | Suction (American)
HAPPY VALLEY STORE | 4211 WRENS HWY | THOMSON | McDuffie | 9097101 | 1 | Flapper Valve | 1998-01-01 | FALSE | 1998-01-01 | FALSE | Currently in Use | Gas (Historical Use) | 3000 | Galvanic (STIP-3) | 1987-11-01 | Galvanized Steel | Suction (American)
HAPPY VALLEY STORE | 4211 WRENS HWY | THOMSON | McDuffie | 9097101 | 2 | Flapper Valve | 1998-01-01 | FALSE | 1998-01-01 | FALSE | Currently in Use | Gas (Historical Use) | 3000 | Galvanic (STIP-3) | 1987-11-01 | Galvanized Steel | Suction (American)
HAPPY VALLEY STORE | 4211 WRENS HWY | THOMSON | McDuffie | 9097101 | 3 | Flapper Valve | 1998-01-01 | FALSE | 1998-01-01 | FALSE | Currently in Use | Gas (Historical Use) | 3000 | Galvanic (STIP-3) | 1987-11-01 | Galvanized Steel | Suction (American)
HAPPY VALLEY STORE | 4211 WRENS HWY | THOMSON | McDuffie | 9097101 | 4 | Flapper Valve | 1998-01-01 | FALSE | 1998-01-01 | FALSE | Temporarily out of use | Diesel | 1000 | Galvanic (STIP-3) | 1987-11-01 | Galvanized Steel | Suction (American)
SPEE-DEE FOODS | COBBHAM RD | THOMSON | McDuffie | 9097102 | 1 | [5 empty] | Removed from Ground | Used Oil | 8000 | Not Marked/Unknown | 1972-01-01 | Not Marked
SPEE-DEE FOODS | COBBHAM RD | THOMSON | McDuffie | 9097102 | 2 | [5 empty] | Removed from Ground | Diesel | 8000 | Not Marked/Unknown | 1972-01-01 | Not Marked
ROBERSON TRUCKING CO | AUGUSTA HWY | THOMSON | McDuffie | 9097103 | 1 | [5 empty] | Closed in Ground | Diesel | 3000 | Bare Steel | 1986-08-02 | Galvanized Steel | Safe Suction (Euro)
COBBHAM COUNTRY STORE | 4943 COBBHAM RD NE | THOMSON | McDuffie | 9097104 | 1 | [5 empty] | Removed from Ground | Gas (Historical Use) | 1000 | Not Marked/Unknown | 1996-04-03 | Not Marked
COBBHAM COUNTRY STORE | 4943 COBBHAM RD NE | THOMSON | McDuffie | 9097104 | 2 | [5 empty] | Removed from Ground | Gas (Historical Use) | 1000 | Not Marked/Unknown | 1996-04-03 | Not Marked
COBBHAM COUNTRY STORE | 4943 COBBHAM RD NE | THOMSON | McDuffie | 9097104 | 3 | [5 empty] | Removed from Ground | Gas (Historical Use) | 500 | Not Marked/Unknown | 1996-04-03 | Not Marked
GA PEACH CORPS | 835 AUGUSTA HWY | THOMSON | McDuffie | 9097105 | 1 | [5 empty] | Closed in Ground | Gas (Historical Use) | 500 | Marked Unknown | 1971-04-21 | Galvanized Steel
MILLS CONVENIENCE STORE | 3132 ELLINGTON AIRLINE RD | DEARING | McDuffie | 9097106 | 1 | Flapper Valve | 1991-12-01 | FALSE | 1991-12-01 | FALSE | Temporarily out of use | Gas (Historical Use) | 2000 | Galvanic (STIP-3) | 1991-12-01 | Fiberglass Reinforced Plastic | Safe Suction (Euro)
MILLS CONVENIENCE STORE | 3132 ELLINGTON AIRLINE RD | DEARING | McDuffie | 9097106 | 2 | Flapper Valve | 1991-12-01 | FALSE | 1991-12-01 | FALSE | Temporarily out of use | Gas (Historical Use) | 2000 | Galvanic (STIP-3) | 1991-12-01 | Fiberglass Reinforced Plastic | Safe Suction (Euro)
TWO STATE CONSTRUCTION CO | 2292 WASHINGTON RD | THOMSON | McDuffie | 9097107 | 1 | Ball Float | 1998-05-15 | FALSE | 1998-05-15 | FALSE | Currently in Use | Regular | 10000 | Composite | 1998-05-14 | Fiberglass Reinforced Plastic | Pressurized
MCDUFFIE COUNTY BOARD OF EDUCATI | 1404 HARRISON RD | THOMSON | McDuffie | 9097108 | 1 | Flapper Valve | 1990-07-16 | FALSE | 1990-07-16 | FALSE | Currently in Use | Diesel | 10000 | Composite | 1990-07-16 | Fiberglass Reinforced Plastic | Safe Suction (Euro)
MCDUFFIE COUNTY BOARD OF EDUCATI | 1404 HARRISON RD | THOMSON | McDuffie | 9097108 | 2 | Flapper Valve | 1990-07-16 | FALSE | 1990-07-16 | FALSE | Currently in Use | Regular | 10000 | Composite | 1990-07-16 | Fiberglass Reinforced Plastic | Safe Suction (Euro)
GARYS FOOD MART | 1042 WHITE OAK RD | THOMSON | McDuffie | 9097109 | 1 |  | 1992-06-01 |  | 1992-06-01 |  | Currently in Use | Gas (Historical Use) | 8000 | Cathodically Protected Steel | 1992-06-01 | Fiberglass Reinforced Plastic | Pressurized
GARYS FOOD MART | 1042 WHITE OAK RD | THOMSON | McDuffie | 9097109 | 2 |  | 1992-06-01 |  | 1992-06-01 |  | Currently in Use | Gas (Historical Use) | 6000 | Cathodically Protected Steel | 1992-06-01 | Fiberglass Reinforced Plastic | Pressurized
GARYS FOOD MART | 1042 WHITE OAK RD | THOMSON | McDuffie | 9097109 | 3 |  | 1992-06-01 |  | 1992-06-01 |  | Currently in Use | Gas (Historical Use) | 6000 | Cathodically Protected Steel | 1992-06-01 | Fiberglass Reinforced Plastic | Pressurized
GARYS FOOD MART | 1042 WHITE OAK RD | THOMSON | McDuffie | 9097109 | 4 |  | 1992-06-01 |  | 1992-06-01 |  | Currently in Use | Diesel | 4000 | Cathodically Protected Steel | 1992-06-01 | Fiberglass Reinforced Plastic | Pressurized
GARYS FOOD MART | 1042 WHITE OAK RD | THOMSON | McDuffie | 9097109 | 5 |  | 1992-06-01 | FALSE | 1992-06-01 | FALSE | Currently in Use | Kerosene | 1000 |  | 1992-06-01 | Fiberglass Reinforced Plastic | Pressurized
MURPHY USA #6733 | 2211 HARRISON RD NE | THOMSON | McDuffie | 9097110 | 1A | Flapper Valve | 2001-10-24 | FALSE | 2001-10-24 | FALSE | Currently in Use | Regular | 14000 | Fiberglass Double Walled | 2001-10-17 | Double-Walled Flex | Pressurized
MURPHY USA #6733 | 2211 HARRISON RD NE | THOMSON | McDuffie | 9097110 | 1B |  | 2001-10-24 |  | 2001-10-24 |  | Currently in Use | Gas (Historical Use) | 7000 | Fiberglass Double Walled | 2001-10-17 | Double-Walled Flex | Pressurized
MURPHY USA #6733 | 2211 HARRISON RD NE | THOMSON | McDuffie | 9097110 | 2A |  | 2001-10-24 | FALSE | 2001-10-24 | FALSE | Currently in Use | Regular | 1400 | Fiberglass Double Walled | 2001-10-17 | Double-Walled Flex | Pressurized
MURPHY USA #6733 | 2211 HARRISON RD NE | THOMSON | McDuffie | 9097110 | 2B |  | 2001-10-24 |  | 2001-10-24 |  | Currently in Use | Diesel | 7000 | Fiberglass Double Walled | 2001-10-17 | Double-Walled Flex | Pressurized
ELIZ SHARPTON (DECEASED) | 1729 WASHINGTON ROAD | THOMSON | McDuffie | 10000511 | 1 |  |  | FALSE |  | FALSE | Removed from Ground | Not Marked/Tank Removed | 0 | Unknown | 1978-01-01
ELIZ SHARPTON (DECEASED) | 1729 WASHINGTON ROAD | THOMSON | McDuffie | 10000511 | 2 |  |  | FALSE |  | FALSE | Removed from Ground | Not Marked/Tank Removed | 0 | Unknown | 1978-01-01
FORMER SERVICE STATION | 204 EAST HILL STREET | THOMSON | McDuffie | 10000180 | 1 |  |  | FALSE |  | FALSE | Removed from Ground | Not Marked/Tank Removed | 500 | Bare Steel | 2002-08-01
FORMER SERVICE STATION | 204 EAST HILL STREET | THOMSON | McDuffie | 10000180 | 2 |  |  | FALSE |  | FALSE | Removed from Ground | Not Marked/Tank Removed | 500 | Bare Steel | 2002-08-01
FORMER SERVICE STATION | 204 EAST HILL STREET | THOMSON | McDuffie | 10000180 | 3 |  |  | FALSE |  | FALSE | Removed from Ground | Not Marked/Tank Removed | 500 | Bare Steel | 2002-08-01
FORMER SERVICE STATION | 204 EAST HILL STREET | THOMSON | McDuffie | 10000180 | 4 |  |  | FALSE |  | FALSE | Removed from Ground | Not Marked/Tank Removed | 500 | Bare Steel | 2002-08-01
FORMER SERVICE STATION | 204 EAST HILL STREET | THOMSON | McDuffie | 10000180 | 5 |  |  | FALSE |  | FALSE | Removed from Ground | Not Marked/Tank Removed | 500 | Bare Steel | 2002-08-01
LOVE'S TRAVEL STOP #354 | 2129 WASHINGTON RD NW | THOMSON | McDuffie | 10001201 | 1 | Ball Float | 2006-10-02 | FALSE | 2006-10-02 | FALSE | Currently in Use | Diesel | 20000 | Composite Double Walled | 2006-09-01 | Double-Walled Fiberglass | Pressurized
LOVE'S TRAVEL STOP #354 | 2129 WASHINGTON RD NW | THOMSON | McDuffie | 10001201 | 2 | Ball Float | 2006-10-02 | FALSE | 2006-10-02 | FALSE | Currently in Use | Diesel | 20000 | Composite Double Walled | 2006-09-01 | Double-Walled Fiberglass | Pressurized
LOVE'S TRAVEL STOP #354 | 2129 WASHINGTON RD NW | THOMSON | McDuffie | 10001201 | 3 | Ball Float | 2006-10-02 | FALSE | 2006-10-02 | FALSE | Currently in Use | Diesel | 20000 | Composite Double Walled | 2006-09-01 | Double-Walled Fiberglass | Pressurized
LOVE'S TRAVEL STOP #354 | 2129 WASHINGTON RD NW | THOMSON | McDuffie | 10001201 | 4A | Ball Float | 2006-10-02 | FALSE | 2006-10-02 | FALSE | Currently in Use | Regular | 8000 | Composite Double Walled | 2006-09-01 | Double-Walled Fiberglass | Pressurized
LOVE'S TRAVEL STOP #354 | 2129 WASHINGTON RD NW | THOMSON | McDuffie | 10001201 | 4B | Ball Float | 2006-10-02 | FALSE | 2006-10-02 | FALSE | Currently in Use | Regular | 12000 | Composite Double Walled | 2006-09-01 | Double-Walled Fiberglass | Pressurized
LOVE'S TRAVEL STOP #354 | 2129 WASHINGTON RD NW | THOMSON | McDuffie | 10001201 | 5 | Ball Float | 2006-10-02 | FALSE | 2006-10-02 | FALSE | Currently in Use | Regular | 20000 | Composite Double Walled | 2006-09-01 | Double-Walled Fiberglass | Pressurized
LOVE'S TRAVEL STOP #354 | 2129 WASHINGTON RD NW | THOMSON | McDuffie | 10001201 | 6 | Overfill Alarm | 2012-08-12 | FALSE | 2012-08-15 | FALSE | Currently in Use | Diesel | 20000 | Fiberglass Double Walled | 2012-08-15 | Double-Walled Fiberglass | Pressurized
FORMER STANDARD OIL GAS STATION | 109 WEST HILL STREET | THOMSON | McDuffie | 10001641 | 1 |  |  | FALSE |  | FALSE | Removed from Ground | Not Marked | 0 | Unknown | 1980-01-01 | Unknown
FORMER STANDARD OIL GAS STATION | 109 WEST HILL STREET | THOMSON | McDuffie | 10001641 | 2 |  |  | FALSE |  | FALSE | Removed from Ground | Not Marked | 0 | Unknown | 1980-01-01 | Unknown
FORMER DRY CLEANERS | ADAMS STREET AT MARKET STREET | DARIEN | McIntosh | 10001122 | 1 |  |  | FALSE |  | FALSE | Removed from Ground | Other | 1000 | Bare Steel | 2006-02-08 | Bare Steel
ENK768 | 2410 SHELLMANS BLUFF RD | TOWNSEND | McIntosh | 10001138 | 1 |  | 2006-06-01 | FALSE | 2006-06-01 | FALSE | Currently in Use | Regular | 10000 | Composite | 2006-06-01 | Double-Walled Fiberglass | Pressurized
ENK768 | 2410 SHELLMANS BLUFF RD | TOWNSEND | McIntosh | 10001138 | 2A |  | 2006-06-01 | FALSE | 2006-06-01 | FALSE | Currently in Use | E-0 | 5000 | Composite | 2006-06-01 | Double-Walled Fiberglass | Pressurized
ENK768 | 2410 SHELLMANS BLUFF RD | TOWNSEND | McIntosh | 10001138 | 2B |  | 2006-06-01 | FALSE | 2006-06-01 | FALSE | Currently in Use | Diesel | 5000 | Composite | 2006-06-01 | Double-Walled Fiberglass | Pressurized
CAFE RISQUE | I-95 AND SR 251 | DARIEN | McIntosh | 10000666 | 1 |  |  | FALSE |  | FALSE | Removed from Ground | Gas (Historical Use) | 10000 | Bare Steel | 2004-06-01
CAFE RISQUE | I-95 AND SR 251 | DARIEN | McIntosh | 10000666 | 2 |  |  | FALSE |  | FALSE | Removed from Ground | Gas (Historical Use) | 10000 | Bare Steel | 2004-06-01
CAFE RISQUE | I-95 AND SR 251 | DARIEN | McIntosh | 10000666 | 3 |  |  | FALSE |  | FALSE | Removed from Ground | Gas (Historical Use) | 10000 | Bare Steel | 2004-06-01
CAFE RISQUE | I-95 AND SR 251 | DARIEN | McIntosh | 10000666 | 4 |  |  | FALSE |  | FALSE | Removed from Ground | Gas (Historical Use) | 10000 | Bare Steel | 2004-06-01
1121 US HIGHWAY 17 | 1121 US HIGHWAY 17 | DARIEN | McIntosh | 10001077 | 1 |  |  | FALSE |  | FALSE | Removed from Ground | Gas (Historical Use) | 3000 | Bare Steel | 2006-01-25 | Copper
MCINTOSH CO JAIL | GA HWY 251 WEST | DARIEN | McIntosh | 10000909 | 1 | Flapper Valve | 2001-03-01 | FALSE | 2001-03-01 | FALSE | Currently in Use | Regular | 4000 | Composite | 2001-03-14 |  | Pressurized
OLD GAS STATION | 803 NORTH WAY | DARIEN | McIntosh | 10000825 | 1 |  |  | FALSE |  | FALSE | Removed from Ground | Gas (Historical Use) | 2000 | Bare Steel | 2004-12-09 | Bare Steel | Suction (American)
OLD GAS STATION | 803 NORTH WAY | DARIEN | McIntosh | 10000825 | 2 |  |  | FALSE |  | FALSE | Removed from Ground | Gas (Historical Use) | 1000 | Bare Steel | 2004-12-09 | Bare Steel | Suction (American)
OLD GAS STATION | 803 NORTH WAY | DARIEN | McIntosh | 10000825 | 3 |  |  | FALSE |  | FALSE | Removed from Ground | Gas (Historical Use) | 1000 | Bare Steel | 2004-12-09 | Bare Steel | Suction (American)
SNAPPY FOODS (DARIEN) | 5152 US Highway 17 | DARIEN | McIntosh | 9098001 | 1 |  | 1994-07-01 | FALSE | 1994-07-01 | FALSE | Removed from Ground | Gas (Historical Use) | 3000 |  | 1970-02-28 |  | Pressurized
SNAPPY FOODS (DARIEN) | 5152 US Highway 17 | DARIEN | McIntosh | 9098001 | 2 |  | 1994-07-01 | FALSE | 1994-07-01 | FALSE | Removed from Ground | Gas (Historical Use) | 3000 |  | 1970-02-28 |  | Pressurized
SNAPPY FOODS (DARIEN) | 5152 US Highway 17 | DARIEN | McIntosh | 9098001 | 3 |  |  | FALSE |  | FALSE | Removed from Ground | Gas (Historical Use) | 6000 | Bare Steel | 1970-02-28 | Galvanized Steel
SNAPPY FOODS (DARIEN) | 5152 US Highway 17 | DARIEN | McIntosh | 9098001 | 4 |  | 1994-07-01 | FALSE | 1994-07-01 | FALSE | Currently in Use | Regular | 10000 | Fiberglass Double Walled | 1994-07-28 | Double-Walled Fiberglass | Pressurized
SNAPPY FOODS (DARIEN) | 5152 US Highway 17 | DARIEN | McIntosh | 9098001 | 5 |  | 1994-07-01 | FALSE | 1994-07-01 | FALSE | Currently in Use | Premium | 8000 | Fiberglass Double Walled | 1994-07-28 | Double-Walled Fiberglass | Pressurized
BLACKBEARD ISLAND NATIONAL WILDL | BLACKBEARD ISLAND | TOWNSEND | McIntosh | 9098002 | 1 | [5 empty] | Removed from Ground | Diesel | 500 | Bare Steel | 1982-05-09 | Unknown
BLACKBEARD ISLAND NATIONAL WILDL | BLACKBEARD ISLAND | TOWNSEND | McIntosh | 9098002 | 2 | [5 empty] | Removed from Ground | Gas (Historical Use) | 500 | Bare Steel | 1982-05-09 | Unknown
DNR | US HIGHWAY 17 SOUTH | DARIEN | McIntosh | 9098003 | 1 | [5 empty] | Removed from Ground | Gas (Historical Use) | 1000 | Bare Steel | 1971-04-13 | Galvanized Steel
DNR | US HIGHWAY 17 SOUTH | DARIEN | McIntosh | 9098003 | 2 | [5 empty] | Removed from Ground | Gas (Historical Use) | 1000 | Bare Steel | 1981-04-10 | Galvanized Steel
DNR | US HIGHWAY 17 SOUTH | DARIEN | McIntosh | 9098003 | 3 | [5 empty] | Removed from Ground | Gas (Historical Use) | 1000 | Marked Unknown | 1956-04-16 | Unknown
DNR | US HIGHWAY 17 SOUTH | DARIEN | McIntosh | 9098003 | 4 | [5 empty] | Removed from Ground | Gas (Historical Use) | 0 | Marked Unknown | 1956-04-16 | Unknown
BRANNENS SEAFOOD | BELLVILLE COMMUNITY | CRESCENT | McIntosh | 9098004 | 1 | [5 empty] | Removed from Ground | Gas (Historical Use) | 560 | Bare Steel | 1956-05-15 | Galvanized Steel
BLACKBEARD COVE MARINA | BLUE NORTH HALL RD | TOWNSEND | McIntosh | 9098005 | 1 | [5 empty] | Removed from Ground | Empty | 560 | Bare Steel | 1966-05-10 | Galvanized Steel
CITY OF DARIEN | CITY HALL | DARIEN | McIntosh | 9098006 | 1 | [5 empty] | Removed from Ground | Gas (Historical Use) | 1000 | Bare Steel | 1985-05-08 | Galvanized Steel
CITY OF DARIEN | CITY HALL | DARIEN | McIntosh | 9098006 | 2 | [5 empty] | Removed from Ground | Gas (Historical Use) | 1000 | Bare Steel | 1985-05-08 | Galvanized Steel
KOX KOUNTRY KORNER | COXX RD | COX | McIntosh | 9098007 | 1 | [5 empty] | Removed from Ground | Gas (Historical Use) | 1000 | Bare Steel | 1983-05-09 | Galvanized Steel
KOX KOUNTRY KORNER | COXX RD | COX | McIntosh | 9098007 | 2 | [5 empty] | Removed from Ground | Diesel | 2000 | Not Marked/Unknown | 1998-11-30 | Not Marked
KOX KOUNTRY KORNER | COXX RD | COX | McIntosh | 9098007 | 3 | [5 empty] | Removed from Ground | Kerosene | 530 | Not Marked/Unknown | 1998-11-30 | Not Marked
FRIENDLY EXPRESS #77 | GEORGIA HWY 251 & I-95 EXIT 10 | DARIEN | McIntosh | 9098009 | 1 |  | 1997-09-17 | FALSE | 1994-01-01 | FALSE | Temporarily out of use | Gas (Historical Use) | 10000 | Fiberglass | 1982-05-08 | Fiberglass Reinforced Plastic | Pressurized
FRIENDLY EXPRESS #77 | GEORGIA HWY 251 & I-95 EXIT 10 | DARIEN | McIntosh | 9098009 | 2 |  | 1997-09-17 | FALSE | 1994-01-01 | FALSE | Temporarily out of use | Gas (Historical Use) | 10000 | Fiberglass | 1982-05-08 | Fiberglass Reinforced Plastic | Pressurized
FRIENDLY EXPRESS #77 | GEORGIA HWY 251 & I-95 EXIT 10 | DARIEN | McIntosh | 9098009 | 3 |  | 1997-09-17 | FALSE | 1994-01-01 | FALSE | Temporarily out of use | Gas (Historical Use) | 10000 | Fiberglass | 1982-05-08 | Fiberglass Reinforced Plastic | Pressurized
FRIENDLY EXPRESS #77 | GEORGIA HWY 251 & I-95 EXIT 10 | DARIEN | McIntosh | 9098009 | 4 |  | 1997-09-17 | FALSE | 1994-01-01 | FALSE | Temporarily out of use | Gas (Historical Use) | 10000 | Fiberglass | 1982-05-08 | Fiberglass Reinforced Plastic | Pressurized
FRIENDLY EXPRESS #77 | GEORGIA HWY 251 & I-95 EXIT 10 | DARIEN | McIntosh | 9098009 | 5 |  |  | TRUE |  | TRUE | Removed from Ground | Used Oil | 250 | Fiberglass | 1982-05-08 | Galvanized Steel
MCINTOSH COUNTY SHERIFF'S DEPT | HWY 17 | DARIEN | McIntosh | 9098011 | 1 | [5 empty] | Removed from Ground | Gas (Historical Use) | 2000 | Bare Steel | 1981-05-09 | Galvanized Steel
CARROLL'S PLUMBING CO | HWY 17 NORTH | DARIEN | McIntosh | 9098014 | 1 | [5 empty] | Removed from Ground | Gas (Historical Use) | 560 | Bare Steel | 1981-05-09 | Galvanized Steel
FRIENDLY EXPRESS #32 | HWY 17 S & 3RD ST | DARIEN | McIntosh | 9098015 | 1 |  | 1997-09-15 |  | 1989-01-01 |  | Removed from Ground | Gas (Historical Use) | 6000 | Steel-Impressed Current | 1970-02-28 | Cathodically Protected | Suction (American)
FRIENDLY EXPRESS #32 | HWY 17 S & 3RD ST | DARIEN | McIntosh | 9098015 | 2 |  | 1997-09-15 |  | 1989-01-01 |  | Removed from Ground | Gas (Historical Use) | 6000 | Steel-Impressed Current | 1970-02-28 | Cathodically Protected | Suction (American)
FRIENDLY EXPRESS #32 | HWY 17 S & 3RD ST | DARIEN | McIntosh | 9098015 | 3 |  | 1997-09-15 |  | 1989-01-01 |  | Removed from Ground | Gas (Historical Use) | 6000 | Steel-Impressed Current | 1970-02-28 | Cathodically Protected | Suction (American)
SUNSHINE STORE | HWY 99 | CRESCENT | McIntosh | 9098017 | 1 |  | 1998-01-01 |  | 1990-01-01 |  | Removed from Ground | Gas (Historical Use) | 4000 | Cathodically Protected Steel | 1984-02-25 | Cathodically Protected | Suction (American)
SUNSHINE STORE | HWY 99 | CRESCENT | McIntosh | 9098017 | 2 |  | 1998-01-01 |  | 1990-01-01 |  | Removed from Ground | Gas (Historical Use) | 4000 | Cathodically Protected Steel | 1984-02-25 | Cathodically Protected | Suction (American)
ROZIERS SERVICE STATION | HWY 99 | TOWNSEND | McIntosh | 9098018 | 1 | [5 empty] | Removed from Ground | Gas (Historical Use) | 1000 | Bare Steel | 1956-05-15 | Galvanized Steel
ROZIERS SERVICE STATION | HWY 99 | TOWNSEND | McIntosh | 9098018 | 2 | [5 empty] | Removed from Ground | Gas (Historical Use) | 1000 | Bare Steel | 1956-05-15 | Galvanized Steel
DRIGGER STORE | HWY 99 CRESCENT | CRESCENT | McIntosh | 9098019 | 1 | [5 empty] | Removed from Ground | Empty | 560 | Bare Steel | 1961-03-19 | Galvanized Steel
DRIGGER STORE | HWY 99 CRESCENT | CRESCENT | McIntosh | 9098019 | 2 | [5 empty] | Removed from Ground | Empty | 560 | Bare Steel | 1961-03-19 | Galvanized Steel
DRIGGER STORE | HWY 99 CRESCENT | CRESCENT | McIntosh | 9098019 | 3 | [5 empty] | Removed from Ground | Empty | 560 | Bare Steel | 1961-03-19 | Galvanized Steel
SNAPPY FOODS (TOWNSEND) | 2201 GA HWY 57 C I-95 EXIT 58 | TOWNSEND | McIntosh | 9098022 | 1 |  |  | FALSE |  | FALSE | Removed from Ground | Gas (Historical Use) | 4000 | Bare Steel | 1974-03-21 | Unknown
SNAPPY FOODS (TOWNSEND) | 2201 GA HWY 57 C I-95 EXIT 58 | TOWNSEND | McIntosh | 9098022 | 2 |  |  | FALSE |  | FALSE | Removed from Ground | Gas (Historical Use) | 4000 | Bare Steel | 1974-03-21 | Unknown
SNAPPY FOODS (TOWNSEND) | 2201 GA HWY 57 C I-95 EXIT 58 | TOWNSEND | McIntosh | 9098022 | 3 |  |  | FALSE |  | FALSE | Removed from Ground | Gas (Historical Use) | 4000 | Bare Steel | 1974-03-21 | Unknown
SNAPPY FOODS (TOWNSEND) | 2201 GA HWY 57 C I-95 EXIT 58 | TOWNSEND | McIntosh | 9098022 | 4 | Flapper Valve | 1991-07-01 | TRUE | 1991-07-01 | FALSE | Currently in Use | Regular | 8000 | Galvanic (STIP-3) | 1991-07-01 | Fiberglass Reinforced Plastic | Pressurized
SNAPPY FOODS (TOWNSEND) | 2201 GA HWY 57 C I-95 EXIT 58 | TOWNSEND | McIntosh | 9098022 | 5 | Flapper Valve | 1991-07-01 | TRUE | 1991-07-01 | FALSE | Currently in Use | Premium | 8000 | Galvanic (STIP-3) | 1991-07-01 | Fiberglass Reinforced Plastic | Pressurized
FRIENDLY EXPRESS #29 | 602 GA HWY 251 EXIT 10 | DARIEN | McIntosh | 9098023 | 1 | [5 empty] | Removed from Ground | Gas (Historical Use) | 8022 | Bare Steel | 1978-02-26 | Galvanized Steel | Pressurized
FRIENDLY EXPRESS #29 | 602 GA HWY 251 EXIT 10 | DARIEN | McIntosh | 9098023 | 2 | [5 empty] | Removed from Ground | Gas (Historical Use) | 8022 | Bare Steel | 1979-02-26 | Galvanized Steel | Pressurized
FRIENDLY EXPRESS #29 | 602 GA HWY 251 EXIT 10 | DARIEN | McIntosh | 9098023 | 3 | [5 empty] | Removed from Ground | Gas (Historical Use) | 8022 | Bare Steel | 1979-02-26 | Galvanized Steel | Pressurized
FRIENDLY EXPRESS #29 | 602 GA HWY 251 EXIT 10 | DARIEN | McIntosh | 9098023 | 4 | [5 empty] | Removed from Ground | Diesel | 6016 | Bare Steel | 1979-02-26 | Galvanized Steel | Pressurized
FRIENDLY EXPRESS #29 | 602 GA HWY 251 EXIT 10 | DARIEN | McIntosh | 9098023 | 5 |  | 1996-05-10 |  | 1996-05-10 |  | Temporarily out of use | Gas (Historical Use) | 12000 | Composite | 1996-05-06 | Fiberglass Reinforced Plastic | Pressurized
FRIENDLY EXPRESS #29 | 602 GA HWY 251 EXIT 10 | DARIEN | McIntosh | 9098023 | 6A |  | 1996-05-10 |  | 1996-05-10 |  | Temporarily out of use | Gas (Historical Use) | 6000 | Composite | 1996-05-06 | Fiberglass Reinforced Plastic | Pressurized
FRIENDLY EXPRESS #29 | 602 GA HWY 251 EXIT 10 | DARIEN | McIntosh | 9098023 | 6B |  | 1996-05-10 |  | 1996-05-10 |  | Temporarily out of use | Gas (Historical Use) | 6000 | Composite | 1996-05-06 | Fiberglass Reinforced Plastic | Pressurized
FRIENDLY EXPRESS #29 | 602 GA HWY 251 EXIT 10 | DARIEN | McIntosh | 9098023 | 7 |  | 1996-05-10 | FALSE | 1996-05-10 | FALSE | Temporarily out of use | Diesel | 5000 | Composite | 2008-04-21 | Fiberglass Reinforced Plastic | Pressurized
DOWNTOWN EULONIA | I-95 & GA 57 EXIT 11 | TOWNSEND | McIntosh | 9098024 | 1 | [5 empty] | Removed from Ground | Gas (Historical Use) | 8000 | Bare Steel | 1979-04-25 | Galvanized Steel
DOWNTOWN EULONIA | I-95 & GA 57 EXIT 11 | TOWNSEND | McIntosh | 9098024 | 2 | [5 empty] | Removed from Ground | Gas (Historical Use) | 8000 | Bare Steel | 1979-04-25 | Galvanized Steel
DOWNTOWN EULONIA | I-95 & GA 57 EXIT 11 | TOWNSEND | McIntosh | 9098024 | 3 | [5 empty] | Removed from Ground | Gas (Historical Use) | 8000 | Bare Steel | 1979-04-25 | Galvanized Steel
DOWNTOWN EULONIA | I-95 & GA 57 EXIT 11 | TOWNSEND | McIntosh | 9098024 | 4 | [5 empty] | Removed from Ground | Diesel | 4000 | Bare Steel | 1982-04-24 | Galvanized Steel
FAA/QNG RCLR | GA HWY 131 | SOUTH NEWPORT | McIntosh | 9098025 | 1 | [5 empty] | Removed from Ground | Gas (Historical Use) | 280 | Bare Steel | 1959-05-08 | Galvanized Steel
GA FC | GA 57 1 MILE WEST | TOWNSEND | McIntosh | 9098026 | 1 | [5 empty] | Removed from Ground | Gas (Historical Use) | 2000 | Bare Steel | 1974-04-25 | Galvanized Steel
GA FC | GA 57 1 MILE WEST | TOWNSEND | McIntosh | 9098026 | 2 | [5 empty] | Removed from Ground | Diesel | 560 | Bare Steel | 1958-04-29 | Galvanized Steel
GA FC | GA 57 1 MILE WEST | TOWNSEND | McIntosh | 9098026 | 3 | [5 empty] | Removed from Ground | Gas (Historical Use) | 560 | Bare Steel | 1959-04-29 | Galvanized Steel
GA FC | GA 57 1 MILE WEST | TOWNSEND | McIntosh | 9098026 | 4 | [5 empty] | Removed from Ground | Gas (Historical Use) | 560 | Bare Steel | 1958-04-29 | Galvanized Steel
GA FC | GA 57 1 MILE WEST | TOWNSEND | McIntosh | 9098026 | 5 |  | 1990-11-09 |  | 1990-11-09 |  | Removed from Ground | Diesel | 1000 | Cathodically Protected Steel | 1990-11-09 | Cathodically Protected | Safe Suction (Euro)
GA FC | GA 57 1 MILE WEST | TOWNSEND | McIntosh | 9098026 | 6 | [5 empty] | Removed from Ground | Gas (Historical Use) | 1000 | Cathodically Protected Steel | 1990-11-09 | Galvanized Steel
GA DEPT OF NATURAL RESOURCES | PO BOX 15 | SAPELO ISLAND | McIntosh | 9098028 | 11 | Flapper Valve | 2000-03-15 | FALSE | 2000-03-15 | FALSE | Currently in Use | Diesel | 6000 | Fiberglass Double Walled | 2000-03-15 | Double-Walled Fiberglass | Pressurized
GA DEPT OF NATURAL RESOURCES | PO BOX 15 | SAPELO ISLAND | McIntosh | 9098028 | 11 |  | 2000-03-15 |  | 2000-03-15 |  | Currently in Use | Gas (Historical Use) | 12000 | Double Walled | 2000-03-15 | Double-Walled Fiberglass | Pressurized
GA DEPT OF NATURAL RESOURCES | PO BOX 15 | SAPELO ISLAND | McIntosh | 9098028 | 12 | Flapper Valve | 2000-03-15 | FALSE | 2000-03-15 | FALSE | Currently in Use | Diesel | 6000 | Fiberglass Double Walled | 2000-03-15 | Double-Walled Fiberglass | Pressurized
GA DEPT OF NATURAL RESOURCES | PO BOX 15 | SAPELO ISLAND | McIntosh | 9098028 | 14 |  |  | FALSE |  | FALSE | Removed from Ground | Diesel | 10000 | Bare Steel | 1980-01-01 | Galvanized Steel
GA DEPT OF NATURAL RESOURCES | PO BOX 15 | SAPELO ISLAND | McIntosh | 9098028 | 15 |  |  | FALSE |  | FALSE | Removed from Ground | Diesel | 10000 | Bare Steel | 1980-01-01 | Galvanized Steel
GA DEPT OF NATURAL RESOURCES | PO BOX 15 | SAPELO ISLAND | McIntosh | 9098028 | 16 |  |  | FALSE |  | FALSE | Removed from Ground | Diesel | 10000 | Bare Steel | 1980-01-01 | Galvanized Steel
GA DEPT OF NATURAL RESOURCES | PO BOX 15 | SAPELO ISLAND | McIntosh | 9098028 | 2 |  | 1999-10-10 | FALSE | 1999-10-10 | FALSE | Removed from Ground | Diesel | 750 | Bare Steel | 1954-07-01
GA DEPT OF NATURAL RESOURCES | PO BOX 15 | SAPELO ISLAND | McIntosh | 9098028 | 3 |  | 1999-10-10 | FALSE | 1999-10-10 | FALSE | Removed from Ground | Diesel | 750 | Bare Steel | 1956-04-16 | Bare Steel
GA DEPT OF NATURAL RESOURCES | PO BOX 15 | SAPELO ISLAND | McIntosh | 9098028 | 4 |  |  | FALSE |  | FALSE | Removed from Ground | Diesel | 500 | Bare Steel | 1956-04-16 | Bare Steel
GA DEPT OF NATURAL RESOURCES | PO BOX 15 | SAPELO ISLAND | McIntosh | 9098028 | 5 |  |  | FALSE |  | FALSE | Removed from Ground | Kerosene | 1000 | Bare Steel | 1982-04-10 | Galvanized Steel
GA DEPT OF NATURAL RESOURCES | PO BOX 15 | SAPELO ISLAND | McIntosh | 9098028 | 6 |  |  | FALSE |  | FALSE | Removed from Ground | Diesel | 500 | Bare Steel | 1955-01-01
GA DEPT OF NATURAL RESOURCES | PO BOX 15 | SAPELO ISLAND | McIntosh | 9098028 | 7 |  |  | FALSE |  | FALSE | Removed from Ground | Diesel | 1000 | Bare Steel | 1955-01-01
GA DEPT OF NATURAL RESOURCES | PO BOX 15 | SAPELO ISLAND | McIntosh | 9098028 | 8 |  |  | FALSE |  | FALSE | Removed from Ground | Diesel | 1000 | Bare Steel | 1955-01-01
GA DEPT OF NATURAL RESOURCES | PO BOX 15 | SAPELO ISLAND | McIntosh | 9098028 | 9 |  |  | FALSE |  | FALSE | Removed from Ground | Diesel | 500 | Bare Steel | 1955-01-01
PINE HARBOR MARINA | RTE 3 BOX 3196 PINE HARBOR MARIN | TOWNSEND | McIntosh | 9098029 | 1 | [5 empty] | Removed from Ground | Gas (Historical Use) | 2000 | Bare Steel | 1973-05-11 | Bare Steel | Safe Suction (Euro)
PINE HARBOR MARINA | RTE 3 BOX 3196 PINE HARBOR MARIN | TOWNSEND | McIntosh | 9098029 | 2 | Flapper Valve | 1994-06-13 | FALSE | 1994-06-13 | FALSE | Currently in Use | E-0 | 2000 | Composite | 1994-06-01 | Fiberglass Reinforced Plastic | Suction (American)
MCINTOSH COUNTY | RFD #2 | TOWNSEND | McIntosh | 9098030 | 1 | [5 empty] | Removed from Ground | Gas (Historical Use) | 1000 | Bare Steel | 1956-05-15 | Galvanized Steel
MCINTOSH COUNTY | RFD #2 | TOWNSEND | McIntosh | 9098030 | 2 | [5 empty] | Removed from Ground | Empty | 1000 | Bare Steel | 1956-05-15 | Galvanized Steel
L C TOWNSEND | RR #1 | TOWNSEND | McIntosh | 9098031 | 1 | [5 empty] | Removed from Ground | Gas (Historical Use) | 1000 | Bare Steel | 1976-05-10 | Galvanized Steel
GA DOT 10517 MCINTOSH CO MAINT H | 0 .3 MI W OF I-95 AT THE INT OF S | TOWNSEND | McIntosh | 9098032 | 517D1 | [5 empty] | Removed from Ground | Diesel | 1000 | Bare Steel | 2004-04-01 | Unknown | Suction (American)
GA DOT 10517 MCINTOSH CO MAINT H | 0 .3 MI W OF I-95 AT THE INT OF S | TOWNSEND | McIntosh | 9098032 | 517G1 | [5 empty] | Removed from Ground | Gas (Historical Use) | 1000 | Bare Steel | 2004-04-01 | Unknown | Suction (American)
HARRIS NECK NATIONAL WILDLIFE RE | RT 1\RT 2 BOX 2147 | TOWNSEND | McIntosh | 9098033 | 1 | [5 empty] | Removed from Ground | Diesel | 25000 | Bare Steel | 1981-05-09 | Cathodically Protected
HARRIS NECK NATIONAL WILDLIFE RE | RT 1\RT 2 BOX 2147 | TOWNSEND | McIntosh | 9098033 | 2 | [5 empty] | Removed from Ground | Diesel | 25000 | Bare Steel | 1981-05-09 | Unknown
HARRIS NECK NATIONAL WILDLIFE RE | RT 1\RT 2 BOX 2147 | TOWNSEND | McIntosh | 9098033 | 3 | [5 empty] | Removed from Ground | Gas (Historical Use) | 25000 | Bare Steel | 1946-05-18 | Unknown
HARRIS NECK NATIONAL WILDLIFE RE | RT 1\RT 2 BOX 2147 | TOWNSEND | McIntosh | 9098033 | 4 | [5 empty] | Removed from Ground | Diesel | 25000 | Not Marked/Unknown | 1998-10-27 | Not Marked
HARRIS NECK NATIONAL WILDLIFE RE | RT 1\RT 2 BOX 2147 | TOWNSEND | McIntosh | 9098033 | 5 |  |  | FALSE |  | FALSE | Removed from Ground | Gas (Historical Use) | 500 | Unknown | 2010-07-20 | Unknown
ROOSEVELT MORAN | RT 2 | TOWNSEND | McIntosh | 9098034 | 1 | [5 empty] | Removed from Ground | Gas (Historical Use) | 560 | Bare Steel | 1961-05-14 | Galvanized Steel
CRESENT EQUIPMENT CO | RT 2 | CRESCENT | McIntosh | 9098035 | 1 | [5 empty] | Removed from Ground | Gas (Historical Use) | 560 | Bare Steel | 1980-05-09 | Galvanized Steel
SHELLMAN GROCERY | RT 2 BOX 142 R | TOWNSEND | McIntosh | 9098036 | 1 | [5 empty] | Removed from Ground | Gas (Historical Use) | 2000 | Bare Steel | 1973-05-11 | Galvanized Steel
SHELLMAN GROCERY | RT 2 BOX 142 R | TOWNSEND | McIntosh | 9098036 | 2 | [5 empty] | Removed from Ground | Gas (Historical Use) | 2000 | Bare Steel | 1973-05-11 | Galvanized Steel
SHELLMAN GROCERY | RT 2 BOX 142 R | TOWNSEND | McIntosh | 9098036 | 3 | [5 empty] | Removed from Ground | Gas (Historical Use) | 1000 | Bare Steel | 1973-05-11 | Galvanized Steel
EULONIA GARAGE | RT 2 BOX 76A | EULONIA | McIntosh | 9098037 | 1 | [5 empty] | Removed from Ground | Diesel | 6000 | Composite | 1979-04-12 | Unknown
EULONIA GARAGE | RT 2 BOX 76A | EULONIA | McIntosh | 9098037 | 10 | [5 empty] | Removed from Ground | Diesel | 10000 | Bare Steel | 1988-01-01 | Galvanized Steel
EULONIA GARAGE | RT 2 BOX 76A | EULONIA | McIntosh | 9098037 | 11 | [5 empty] | Removed from Ground | Gas (Historical Use) | 4000 | Bare Steel | 1988-01-01 | Galvanized Steel
EULONIA GARAGE | RT 2 BOX 76A | EULONIA | McIntosh | 9098037 | 2 | [5 empty] | Removed from Ground | Diesel | 6000 | Composite | 1979-04-12 | Unknown
EULONIA GARAGE | RT 2 BOX 76A | EULONIA | McIntosh | 9098037 | 3 | [5 empty] | Removed from Ground | Gas (Historical Use) | 2000 | Composite | 1979-04-12 | Unknown
EULONIA GARAGE | RT 2 BOX 76A | EULONIA | McIntosh | 9098037 | 4 | [5 empty] | Removed from Ground | Gas (Historical Use) | 2000 | Composite | 1979-04-12 | Unknown
EULONIA GARAGE | RT 2 BOX 76A | EULONIA | McIntosh | 9098037 | 5 | [5 empty] | Removed from Ground | Gas (Historical Use) | 2000 | Composite | 1979-04-12 | Unknown
EULONIA GARAGE | RT 2 BOX 76A | EULONIA | McIntosh | 9098037 | 6 | [5 empty] | Removed from Ground | Gas (Historical Use) | 1000 | Composite | 1979-04-12 | Unknown
EULONIA GARAGE | RT 2 BOX 76A | EULONIA | McIntosh | 9098037 | 7 | [5 empty] | Removed from Ground | Gas (Historical Use) | 3000 | Composite | 1979-04-12 | Unknown
EULONIA GARAGE | RT 2 BOX 76A | EULONIA | McIntosh | 9098037 | 8 | [5 empty] | Removed from Ground | Gas (Historical Use) | 4000 | Composite | 1979-04-12 | Unknown
EULONIA GARAGE | RT 2 BOX 76A | EULONIA | McIntosh | 9098037 | 9 |  |  | TRUE |  | TRUE | Removed from Ground | Used Oil | 2000 | Composite | 1979-04-12 | Unknown
KIPS FISHING CAMP | SHELLMAN BLUFF | TOWNSEND | McIntosh | 9098038 | 1 | [5 empty] | Removed from Ground | Gas (Historical Use) | 1000 | Bare Steel | 1970-05-12 | Cathodically Protected
KIPS FISHING CAMP | SHELLMAN BLUFF | TOWNSEND | McIntosh | 9098038 | 2 | [5 empty] | Removed from Ground | Gas (Historical Use) | 1000 | Bare Steel | 1970-05-12 | Galvanized Steel
DOUGLAS TEXACO SERVICE | US HWY 17 & GA 99 | EULONIA | McIntosh | 9098040 | 1 | [5 empty] | Removed from Ground | Gas (Historical Use) | 4000 | Bare Steel | 1956-05-07 | Galvanized Steel
DOUGLAS TEXACO SERVICE | US HWY 17 & GA 99 | EULONIA | McIntosh | 9098040 | 2 | [5 empty] | Removed from Ground | Gas (Historical Use) | 4000 | Bare Steel | 1956-05-07 | Galvanized Steel
DOUGLAS TEXACO SERVICE | US HWY 17 & GA 99 | EULONIA | McIntosh | 9098040 | 3 | [5 empty] | Removed from Ground | Gas (Historical Use) | 2000 | Bare Steel | 1974-05-03 | Galvanized Steel
DOUGLAS TEXACO SERVICE | US HWY 17 & GA 99 | EULONIA | McIntosh | 9098040 | 4 | [5 empty] | Removed from Ground | Diesel | 560 | Bare Steel | 1956-05-07 | Galvanized Steel
DOUGLAS TEXACO SERVICE | US HWY 17 & GA 99 | EULONIA | McIntosh | 9098040 | 5 | [5 empty] | Removed from Ground | Gas (Historical Use) | 3000 | Not Marked/Unknown | 1970-01-01 | Not Marked
DALS FOODMART | 15527 US-17 | TOWNSEND | McIntosh | 9098041 | 1 | Flapper Valve | 1998-02-01 | FALSE | 1998-02-01 | FALSE | Currently in Use | Diesel | 8000 | Steel-Impressed Current | 1981-02-25 | Steel (Impressed Current) | Pressurized
DALS FOODMART | 15527 US-17 | TOWNSEND | McIntosh | 9098041 | 2 | Flapper Valve | 1998-02-01 | FALSE | 1998-02-01 | FALSE | Currently in Use | Regular | 8000 | Steel-Impressed Current | 1981-02-25 | Steel (Impressed Current) | Pressurized
DALS FOODMART | 15527 US-17 | TOWNSEND | McIntosh | 9098041 | 3 | Flapper Valve | 1998-02-01 | FALSE | 1998-02-01 | FALSE | Currently in Use | E-0 | 8000 | Steel-Impressed Current | 1981-02-25 | Steel (Impressed Current) | Pressurized
HOWELL & JEESUP INC | EXIT 11 I-95 GA 57 RTE 3 | TOWNSEND | McIntosh | 9098044 | 1 |  | 1996-05-01 |  | 1996-05-01 |  | Temporarily out of use | Gas (Historical Use) | 8000 | Cathodically Protected Steel | 1983-01-01 |  | Pressurized
HOWELL & JEESUP INC | EXIT 11 I-95 GA 57 RTE 3 | TOWNSEND | McIntosh | 9098044 | 2 |  | 1996-05-01 |  | 1996-05-01 |  | Temporarily out of use | Gas (Historical Use) | 8000 | Cathodically Protected Steel | 1983-01-01 |  | Pressurized
HOWELL & JEESUP INC | EXIT 11 I-95 GA 57 RTE 3 | TOWNSEND | McIntosh | 9098044 | 3 |  | 1996-05-01 |  | 1996-05-01 |  | Temporarily out of use | Gas (Historical Use) | 8000 | Cathodically Protected Steel | 1983-01-01 |  | Pressurized
HOWELL & JEESUP INC | EXIT 11 I-95 GA 57 RTE 3 | TOWNSEND | McIntosh | 9098044 | 4 |  | 1996-05-01 |  | 1996-05-01 |  | Temporarily out of use | Diesel | 8000 | Cathodically Protected Steel | 1983-01-01 |  | Pressurized
CIRCLE K #0266 | 1331 US HWY 17 | DARIEN | McIntosh | 9098045 | 1 |  | 1994-06-17 | FALSE | 1994-06-17 | FALSE | Removed from Ground | Gas (Historical Use) | 4000 | Steel-Impressed Current | 1978-01-01 |  | Pressurized
CIRCLE K #0266 | 1331 US HWY 17 | DARIEN | McIntosh | 9098045 | 2 |  | 1994-06-17 | FALSE | 1994-06-17 | FALSE | Removed from Ground | Gas (Historical Use) | 4000 | Steel-Impressed Current | 1978-01-01 |  | Pressurized
CIRCLE K #0266 | 1331 US HWY 17 | DARIEN | McIntosh | 9098045 | 3 |  | 1994-06-17 | FALSE | 1994-06-17 | FALSE | Removed from Ground | Gas (Historical Use) | 4000 | Steel-Impressed Current | 1978-01-01 |  | Pressurized
CIRCLE K #0266 | 1331 US HWY 17 | DARIEN | McIntosh | 9098045 | 4 |  | 1994-06-17 | FALSE | 1994-06-17 | FALSE | Removed from Ground | Gas (Historical Use) | 4000 | Steel-Impressed Current | 1978-01-01 |  | Pressurized
CIRCLE K #0266 | 1331 US HWY 17 | DARIEN | McIntosh | 9098045 | 5 |  | 1994-06-17 | FALSE | 1994-06-17 | FALSE | Removed from Ground | Gas (Historical Use) | 4000 | Steel-Impressed Current | 1978-01-01 |  | Pressurized
CIRCLE K #0266 | 1331 US HWY 17 | DARIEN | McIntosh | 9098045 | 6 | Flapper Valve | 2009-10-02 | FALSE | 2009-10-02 | FALSE | Currently in Use | Regular | 12000 | Fiberglass Double Walled | 2009-10-02 | Double-Walled Fiberglass | Pressurized
CIRCLE K #0266 | 1331 US HWY 17 | DARIEN | McIntosh | 9098045 | 7 | Flapper Valve | 2009-10-02 | FALSE | 2009-10-02 | FALSE | Currently in Use | Premium | 10000 | Fiberglass Double Walled | 2009-10-02 | Double-Walled Fiberglass | Pressurized
PARKERS PRIME | 1045 Magnolia Bluff Dr | DARIEN | McIntosh | 9098046 | 1 | Flapper Valve | 1995-09-01 | FALSE | 1995-09-01 | FALSE | Currently in Use | Regular | 12000 | Composite | 1995-09-10 | Double-Walled Flex | Pressurized
PARKERS PRIME | 1045 Magnolia Bluff Dr | DARIEN | McIntosh | 9098046 | 2 | Flapper Valve | 1995-09-01 | FALSE | 1995-09-01 | FALSE | Currently in Use | Premium | 6000 | Composite | 1995-09-01 | Double-Walled Flex | Pressurized
PARKERS PRIME | 1045 Magnolia Bluff Dr | DARIEN | McIntosh | 9098046 | 3 | Flapper Valve | 1995-09-01 | FALSE | 1995-09-01 | FALSE | Currently in Use | Premium | 6000 | Composite | 1995-09-01 | Double-Walled Flex | Pressurized
H & H CHEVRON | 2101 GA HWY 57 WEST | TOWNSEND | McIntosh | 9098047 | 1 | Flapper Valve | 1982-03-29 | FALSE | 1982-03-29 | FALSE | Currently in Use | Diesel | 10000 | Fiberglass | 1982-03-29 | Fiberglass Reinforced Plastic | Pressurized
H & H CHEVRON | 2101 GA HWY 57 WEST | TOWNSEND | McIntosh | 9098047 | 2 | Flapper Valve | 1982-03-29 | FALSE | 1982-03-29 | FALSE | Currently in Use | Premium | 10000 | Fiberglass | 1982-03-29 | Fiberglass Reinforced Plastic | Pressurized
H & H CHEVRON | 2101 GA HWY 57 WEST | TOWNSEND | McIntosh | 9098047 | 3 | Flapper Valve | 1982-03-29 | FALSE | 1982-03-29 | FALSE | Currently in Use | Regular | 10000 | Fiberglass | 1982-03-29 | Fiberglass Reinforced Plastic | Pressurized
H & H CHEVRON | 2101 GA HWY 57 WEST | TOWNSEND | McIntosh | 9098047 | 4 |  |  | TRUE |  | TRUE | Closed in Ground | Used Oil | 1000 | Fiberglass | 1982-03-29 | Fiberglass Reinforced Plastic
MCINTOSH COUNTY BOARD OF EDUCATI | 200 PINE ST | DARIEN | McIntosh | 9098048 | 3175 | Flapper Valve | 1993-04-10 | FALSE | 1993-04-10 | FALSE | Currently in Use | Diesel | 12000 | Composite Double Walled | 1993-04-15 | Fiberglass Reinforced Plastic | Safe Suction (Euro)
AT&T EULONIA RADIO RELAY STATION | 2 .4 MILES NE OF EULONIA HWY 57 | EULONIA | McIntosh | 9098049 | 1 | [5 empty] | Removed from Ground | Diesel | 1500 | Bare Steel | 1963-01-01 | Copper | Suction (American)
FRIENDLY EXPRESS #74 | 100 WALTON ST | DARIEN | McIntosh | 9098050 | 1 | Ball Float | 1992-01-08 | FALSE | 1992-01-08 | FALSE | Currently in Use | Regular | 8000 | Galvanic (STIP-3) | 2001-09-07 | Fiberglass Reinforced Plastic | Pressurized
FRIENDLY EXPRESS #74 | 100 WALTON ST | DARIEN | McIntosh | 9098050 | 2 | Ball Float | 1992-01-08 | FALSE | 1992-01-08 | FALSE | Currently in Use | Plus | 6000 | Galvanic (STIP-3) | 2001-09-07 | Fiberglass Reinforced Plastic | Pressurized
FRIENDLY EXPRESS #74 | 100 WALTON ST | DARIEN | McIntosh | 9098050 | 3 | Ball Float | 1992-01-08 | FALSE | 1992-01-08 | FALSE | Currently in Use | Premium | 6000 | Galvanic (STIP-3) | 2001-09-07 | Fiberglass Reinforced Plastic | Pressurized
SHELLMAN GENERAL STORE | 7479 SHELLMAN BLUFF RD NE | TOWNSEND | McIntosh | 9098051 | 1 | [5 empty] | Removed from Ground | Gas (Historical Use) | 2000 | Not Marked/Unknown | 1994-04-27 | Not Marked
SHELLMAN GENERAL STORE | 7479 SHELLMAN BLUFF RD NE | TOWNSEND | McIntosh | 9098051 | 2 | [5 empty] | Removed from Ground | Gas (Historical Use) | 2000 | Not Marked/Unknown | 1994-04-27 | Not Marked
SHELLMAN GENERAL STORE | 7479 SHELLMAN BLUFF RD NE | TOWNSEND | McIntosh | 9098051 | 3 | [5 empty] | Removed from Ground | Gas (Historical Use) | 2000 | Not Marked/Unknown | 1994-04-27 | Not Marked
SHELLMAN GENERAL STORE | 7479 SHELLMAN BLUFF RD NE | TOWNSEND | McIntosh | 9098051 | 4 | [5 empty] | Closed in Ground | Gas (Historical Use) | 1000 | Not Marked/Unknown | 1994-04-27 | Not Marked
SHELLMAN GENERAL STORE | 7479 SHELLMAN BLUFF RD NE | TOWNSEND | McIntosh | 9098051 | 5 |  | 1994-12-01 |  | 1994-12-01 |  | Temporarily out of use | Gas (Historical Use) | 4000 | Epoxy | 1994-12-01 | Fiberglass Reinforced Plastic | Pressurized
SHELLMAN GENERAL STORE | 7479 SHELLMAN BLUFF RD NE | TOWNSEND | McIntosh | 9098051 | 6 |  | 1994-12-01 |  | 1994-12-01 |  | Temporarily out of use | Gas (Historical Use) | 4000 | Epoxy | 1994-12-01 | Fiberglass Reinforced Plastic | Pressurized
SHELLMAN GENERAL STORE | 7479 SHELLMAN BLUFF RD NE | TOWNSEND | McIntosh | 9098051 | 7 |  | 1994-12-01 |  | 1994-12-01 |  | Temporarily out of use | Gas (Historical Use) | 5000 | Composite | 1996-04-01 | Fiberglass Reinforced Plastic | Pressurized
FRIENDLY EXPRESS #24 | 2090 GA-57 | EULONIA | McIntosh | 9098052 | 1 | Flapper Valve | 1994-03-01 | FALSE | 1994-03-01 | FALSE | Currently in Use | Regular | 12000 | Composite | 1994-03-01 | Fiberglass Reinforced Plastic | Pressurized
FRIENDLY EXPRESS #24 | 2090 GA-57 | EULONIA | McIntosh | 9098052 | 2A | Flapper Valve | 1994-03-01 | FALSE | 1994-03-01 | FALSE | Currently in Use | Regular | 6000 | Composite | 1994-03-01 | Fiberglass Reinforced Plastic | Pressurized
FRIENDLY EXPRESS #24 | 2090 GA-57 | EULONIA | McIntosh | 9098052 | 2B | Flapper Valve | 1994-03-01 | FALSE | 1994-03-01 | FALSE | Currently in Use | Premium | 6000 | Composite | 1994-03-01 | Fiberglass Reinforced Plastic | Pressurized
FRIENDLY EXPRESS #24 | 2090 GA-57 | EULONIA | McIntosh | 9098052 | 3 | Flapper Valve | 1994-03-01 | FALSE | 1994-03-01 | FALSE | Currently in Use | Diesel | 4000 | Composite | 1994-03-01 | Fiberglass Reinforced Plastic | Pressurized
FRIENDLY EXPRESS #24 | 2090 GA-57 | EULONIA | McIntosh | 9098052 | 4 | Flapper Valve | 1994-03-01 | FALSE | 1994-03-01 | FALSE | Temporarily out of use | Kerosene | 2000 | Composite | 1994-03-01 | Fiberglass Reinforced Plastic | Pressurized
GA DOT 10583/OLD MCINTOSH MAINT | STATE RT 99 | EULONIA | McIntosh | 9098069 | 10583-1 | [5 empty] | Removed from Ground | Gas (Historical Use) | 500 | Bare Steel | 1995-01-11 | Galvanized Steel | Safe Suction (Euro)
GA DOT 10583/OLD MCINTOSH MAINT | STATE RT 99 | EULONIA | McIntosh | 9098069 | 10583-2 | [5 empty] | Removed from Ground | Diesel | 500 | Bare Steel | 1995-01-11 | Galvanized Steel | Safe Suction (Euro)
OM Food | 1082 GA-99 | TOWNSEND | McIntosh | 9098071 | 113 | Ball Float | 1990-09-10 | FALSE | 1990-09-10 | FALSE | Currently in Use | Regular | 6142 | Galvanic (STIP-3) | 1990-09-06 | Fiberglass Reinforced Plastic | Pressurized
OM Food | 1082 GA-99 | TOWNSEND | McIntosh | 9098071 | 114 | Ball Float | 1990-09-10 | FALSE | 1990-09-10 | FALSE | Currently in Use | Regular | 6142 | Galvanic (STIP-3) | 1990-09-06 | Fiberglass Reinforced Plastic | Pressurized
OM Food | 1082 GA-99 | TOWNSEND | McIntosh | 9098071 | 115 | Ball Float | 1990-09-10 | FALSE | 1990-09-10 | FALSE | Currently in Use | Premium | 6142 | Galvanic (STIP-3) | 1990-09-06 | Fiberglass Reinforced Plastic | Pressurized
RED ROOSTER MKT | 17478 US-17 | TOWNSEND | McIntosh | 9098072 | 1 | Ball Float | 1999-01-25 | FALSE | 1999-01-25 | FALSE | Currently in Use |  | 2000 | Steel-Impressed Current | 1999-01-25 | Steel (Impressed Current) | Suction (American)
RED ROOSTER MKT | 17478 US-17 | TOWNSEND | McIntosh | 9098072 | 2 | Ball Float | 1999-01-25 | FALSE | 1999-01-25 | FALSE | Currently in Use |  | 2000 | Steel-Impressed Current | 1999-01-25 | Steel (Impressed Current) | Suction (American)
RED ROOSTER MKT | 17478 US-17 | TOWNSEND | McIntosh | 9098072 | 3 | Ball Float | 1999-01-25 | FALSE | 1999-01-25 | FALSE | Currently in Use |  | 2000 | Steel-Impressed Current | 1999-01-25 | Steel (Impressed Current) | Suction (American)
BELLE BLUFF MARINA | RTE 3 BOX 3246-B25 RIGHT OFF OF | TOWNSEND | McIntosh | 9098073 | 1 | [5 empty] | Removed from Ground | Gas (Historical Use) | 1000 | Bare Steel | 1979-01-01 | Galvanized Steel | Suction (American)
BELLE BLUFF MARINA | RTE 3 BOX 3246-B25 RIGHT OFF OF | TOWNSEND | McIntosh | 9098073 | 2 |  | 1998-05-27 |  | 1998-05-27 |  | Temporarily out of use | Gas (Historical Use) | 3000 | Composite | 1998-05-27 | Fiberglass Reinforced Plastic | Safe Suction (Euro)
SHELLMAN BLUFF FISH CAMP | RTE 2 BOX 2439 | TOWNSEND | McIntosh | 9098075 | 1 | Flapper Valve | 1996-01-01 | FALSE | 1996-01-01 | FALSE | Currently in Use | E-0 | 3000 | Composite | 1996-01-01 | Fiberglass Reinforced Plastic | Safe Suction (Euro)
RAMESHWAR MAHADEV INC | 1834 GA Highway 57 | TOWNSEND | McIntosh | 9098076 | 1 |  | 1990-05-01 | FALSE | 1990-05-01 | FALSE | Currently in Use | Gas (Historical Use) | 10000 | Galvanic (STIP-3) | 1990-05-01 | Fiberglass Reinforced Plastic | Pressurized
RAMESHWAR MAHADEV INC | 1834 GA Highway 57 | TOWNSEND | McIntosh | 9098076 | 2 |  | 1990-05-01 | FALSE | 1990-05-01 | FALSE | Currently in Use | Gas (Historical Use) | 10000 | Galvanic (STIP-3) | 1990-05-01 | Fiberglass Reinforced Plastic | Pressurized
RAMESHWAR MAHADEV INC | 1834 GA Highway 57 | TOWNSEND | McIntosh | 9098076 | 3 |  | 1990-05-01 | FALSE | 1990-05-01 | FALSE | Currently in Use | Gas (Historical Use) | 10000 | Galvanic (STIP-3) | 1990-05-01 | Fiberglass Reinforced Plastic | Pressurized
RAMESHWAR MAHADEV INC | 1834 GA Highway 57 | TOWNSEND | McIntosh | 9098076 | 4 |  | 1990-05-01 | FALSE | 1990-05-01 | FALSE | Currently in Use | Diesel | 6000 | Galvanic (STIP-3) | 1990-05-01 | Fiberglass Reinforced Plastic | Pressurized
PEACH STATE SVC | HWY 17 | DARIEN | McIntosh | 9098077 | 1 | [5 empty] | Removed from Ground | Gas (Historical Use) | 2000 | Marked Unknown | 1997-09-29 | Galvanized Steel | Suction (American)
PEACH STATE SVC | HWY 17 | DARIEN | McIntosh | 9098077 | 2 | [5 empty] | Removed from Ground | Gas (Historical Use) | 2000 | Marked Unknown | 1997-09-29 | Galvanized Steel | Suction (American)
PEACH STATE SVC | HWY 17 | DARIEN | McIntosh | 9098077 | 3 | [5 empty] | Removed from Ground | Empty | 2000 | Marked Unknown | 1997-09-29 | Galvanized Steel | Suction (American)
EAGLE NECK AIRPORT | 4837 Harris Neck Rd | TOWNSEND | McIntosh | 9098078 | 1 |  | 1990-07-01 | FALSE | 1990-07-01 | FALSE | Currently in Use | Aviaion gas/AV Gas | 4000 | Galvanic (STIP-3) | 1990-07-01 | Fiberglass Reinforced Plastic | Pressurized
EAGLE NECK AIRPORT | 4837 Harris Neck Rd | TOWNSEND | McIntosh | 9098078 | 2 |  | 1990-07-01 | FALSE | 1990-07-01 | FALSE | Currently in Use | E-0 | 4000 | Galvanic (STIP-3) | 1990-07-01 | Fiberglass Reinforced Plastic | Pressurized
QUICK MART | 1027 Horse Creek Road SW | DARIEN | McIntosh | 9098081 | 1 | Flapper Valve | 1998-10-01 | FALSE | 1998-10-01 | FALSE | Currently in Use | Premium | 10000 | Steel-Impressed Current | 1987-01-01 | Fiberglass Reinforced Plastic | Pressurized
QUICK MART | 1027 Horse Creek Road SW | DARIEN | McIntosh | 9098081 | 2 | Flapper Valve | 1998-10-01 | FALSE | 1998-10-01 | FALSE | Currently in Use | Regular | 10000 | Steel-Impressed Current | 1987-01-01 | Fiberglass Reinforced Plastic | Pressurized
QUICK MART | 1027 Horse Creek Road SW | DARIEN | McIntosh | 9098081 | 3 | Flapper Valve | 1998-10-01 | FALSE | 1998-10-01 | FALSE | Currently in Use | Regular | 10000 | Steel-Impressed Current | 1987-01-01 | Fiberglass Reinforced Plastic | Pressurized
QUICK MART | 1027 Horse Creek Road SW | DARIEN | McIntosh | 9098081 | 4 | Flapper Valve | 1998-10-01 | FALSE | 1998-10-01 | FALSE | Currently in Use | Diesel | 8000 | Steel-Impressed Current | 1987-01-01 | Fiberglass Reinforced Plastic | Pressurized
FORMER WALLACE SERVICE STATION | 2610 DALLAS BLUFF RD | EULONIA | McIntosh | 9098082 | 1 | [5 empty] | Removed from Ground | Diesel | 250 | Not Marked/Unknown | 1996-07-20 | Not Marked
FRIENDLY EXPRESS #28 | 13139 GA HWY 251 | DARIEN | McIntosh | 9098083 | 1 |  | 1996-05-15 | FALSE | 1996-05-15 | FALSE | Temporarily out of use |  | 12000 | Composite | 2016-02-01 | Fiberglass Reinforced Plastic | Pressurized
FRIENDLY EXPRESS #28 | 13139 GA HWY 251 | DARIEN | McIntosh | 9098083 | 2A | Flapper Valve | 1996-05-15 | FALSE | 1996-05-15 | FALSE | Temporarily out of use |  | 6000 | Composite | 2016-02-01 | Fiberglass Reinforced Plastic | Pressurized
FRIENDLY EXPRESS #28 | 13139 GA HWY 251 | DARIEN | McIntosh | 9098083 | 2B | Flapper Valve | 1996-05-15 | FALSE | 1996-05-15 | FALSE | Temporarily out of use |  | 6000 | Composite | 2016-02-01 | Fiberglass Reinforced Plastic | Pressurized
FRIENDLY EXPRESS #28 | 13139 GA HWY 251 | DARIEN | McIntosh | 9098083 | 3 | Flapper Valve | 1996-05-15 | FALSE | 1996-05-15 | FALSE | Temporarily out of use | Diesel | 5000 | Composite | 2016-02-01 | Fiberglass Reinforced Plastic | Pressurized
FISHERMANS LODGE | FISHERMANS LODGE RD | SHELMAN BLUFF | McIntosh | 9098084 | 1 | Ball Float | 1997-01-01 | FALSE | 1997-01-01 | FALSE | Currently in Use | E-0 | 4000 | Composite | 1997-01-01 | Fiberglass Reinforced Plastic | Pressurized
DARIEN EL CHEAPO LLC | 13109 HWY 251 | DARIEN | McIntosh | 9098085 | 1 | Flapper Valve | 1994-03-01 |  | 1984-06-15 |  | Currently in Use | Gas (Historical Use) | 8000 | Galvanic (STIP-3) | 1984-06-01 | Fiberglass Reinforced Plastic | Pressurized
DARIEN EL CHEAPO LLC | 13109 HWY 251 | DARIEN | McIntosh | 9098085 | 2 | Flapper Valve | 1994-03-01 |  | 1984-06-15 |  | Currently in Use | Gas (Historical Use) | 8000 | Galvanic (STIP-3) | 1984-06-01 | Fiberglass Reinforced Plastic | Pressurized
DARIEN EL CHEAPO LLC | 13109 HWY 251 | DARIEN | McIntosh | 9098085 | 3 | Flapper Valve | 1994-03-01 |  | 1984-06-15 |  | Currently in Use | Gas (Historical Use) | 8000 | Galvanic (STIP-3) | 1984-06-01 | Fiberglass Reinforced Plastic | Pressurized
DARIEN EL CHEAPO LLC | 13109 HWY 251 | DARIEN | McIntosh | 9098085 | 4 | Flapper Valve | 1994-03-01 |  | 1984-06-15 |  | Currently in Use | Diesel | 10000 | Galvanic (STIP-3) | 1984-06-01 | Fiberglass Reinforced Plastic | Pressurized
DARIEN EL CHEAPO LLC | 13109 HWY 251 | DARIEN | McIntosh | 9098085 | 5 | Flapper Valve | 1994-03-01 |  | 1984-06-15 |  | Currently in Use | Diesel | 10000 | Galvanic (STIP-3) | 1984-06-01 | Fiberglass Reinforced Plastic | Pressurized
DARIEN EL CHEAPO LLC | 13109 HWY 251 | DARIEN | McIntosh | 9098085 | 6 | Flapper Valve | 1994-03-01 |  | 1984-06-15 |  | Currently in Use | Diesel | 10000 | Galvanic (STIP-3) | 1984-06-01 | Fiberglass Reinforced Plastic | Pressurized
THE DARIEN TELEPHONE CO | 1011 NORTHWAY | DARIEN | McIntosh | 9098086 | 1A | Flapper Valve | 1997-10-01 | FALSE | 1997-10-01 | FALSE | Currently in Use | Regular | 1500 | Composite | 1997-10-01 | Fiberglass Reinforced Plastic | Suction (American)
THE DARIEN TELEPHONE CO | 1011 NORTHWAY | DARIEN | McIntosh | 9098086 | 1B | Flapper Valve | 1997-10-01 | FALSE | 1997-10-01 | FALSE | Currently in Use | Diesel | 500 | Composite | 1997-10-01 | Fiberglass Reinforced Plastic | Suction (American)
BLACKBEARD ISLAND NATIONAL WILDL | UNKNOWN | TOWNSEND | McIntosh | 9098087 | 1 | [5 empty] | Closed in Ground | Gas (Historical Use) | 250 | Unknown | 1985-05-01 | Galvanized Steel | Pressurized
BLACKBEARD ISLAND NATIONAL WILDL | UNKNOWN | TOWNSEND | McIntosh | 9098087 | 2 | [5 empty] | Closed in Ground | Gas (Historical Use) | 250 | Unknown | 1985-05-01 | Galvanized Steel | Pressurized
CRESCENT FOOD MART | 4889 GA HWY 99 | CRESCENT | McIntosh | 9098088 | 1 |  | 1998-08-01 |  | 1998-08-01 |  | Currently in Use | Gas (Historical Use) | 6000 | Galvanic (STIP-3) | 1992-01-01 | Fiberglass Reinforced Plastic | Safe Suction (Euro)
CRESCENT FOOD MART | 4889 GA HWY 99 | CRESCENT | McIntosh | 9098088 | 2 |  | 1998-08-01 |  | 1998-08-01 |  | Currently in Use | Gas (Historical Use) | 6000 | Galvanic (STIP-3) | 1992-01-01 | Fiberglass Reinforced Plastic | Safe Suction (Euro)
MERIDIAN BOAT DOCK | GEORGIA HWY 99 | MERIDIAN | McIntosh | 9098089 | 1 |  |  | FALSE |  | FALSE | Removed from Ground | Gas (Historical Use) | 1000 |  | 2003-12-16
MERIDIAN BOAT DOCK | GEORGIA HWY 99 | MERIDIAN | McIntosh | 9098089 | UL759289 | Flapper Valve | 1999-09-28 | FALSE | 1999-09-28 | FALSE | Currently in Use | E-0 | 2500 | Fiberglass Double Walled | 1999-09-28 | Double-Walled Fiberglass | Pressurized
HARRIS NECK NATIONAL WILDFILE RE | GOULD LANDING | TOWNSEND | McIntosh | 9098090 | 1 | [5 empty] | Removed from Ground | Diesel | 1000 | Bare Steel | 1998-10-21 | Not Marked
HARRIS NECK NATIONAL WILDFILE RE | GOULD LANDING | TOWNSEND | McIntosh | 9098090 | 2 | [5 empty] | Removed from Ground | Gas (Historical Use) | 1000 | Bare Steel | 1998-10-21 | Not Marked
BUBBAS QUICK STOP | 4787 GA HWY 99 | Townsend | McIntosh | 9098091 | 1A | Flapper Valve | 2000-02-01 | FALSE | 2000-02-01 | FALSE | Temporarily out of use | Regular | 8000 | Composite | 2000-02-01 | Fiberglass Reinforced Plastic | Pressurized
BUBBAS QUICK STOP | 4787 GA HWY 99 | Townsend | McIntosh | 9098091 | 1B | Flapper Valve | 2000-02-01 | FALSE | 2000-02-01 | FALSE | Temporarily out of use | E-0 | 4000 | Composite | 2000-02-01 | Fiberglass Reinforced Plastic | Pressurized
EAGLE NECK GROCERY STORE | RT 2 BOX 2092 | TOWNSEND | McIntosh | 9015030 | 1 |  | 1990-07-01 |  | 1990-07-01 |  | Removed from Ground | Gas (Historical Use) | 4000 | Cathodically Protected Steel | 1990-07-01 | Galvanized Steel | Pressurized
EAGLE NECK GROCERY STORE | RT 2 BOX 2092 | TOWNSEND | McIntosh | 9015030 | 2 |  | 1990-07-01 |  | 1990-07-01 |  | Removed from Ground | Gas (Historical Use) | 4000 | Cathodically Protected Steel | 1990-07-01 | Galvanized Steel | Pressurized
MANCHESTER COCA-COLA BOTTLING CO | 111 NORTH 5TH AVE | MANCHESTER | Meriwether | 9099001 | 1 | [5 empty] | Removed from Ground | Gas (Historical Use) | 1000 | Marked Unknown | 1986-01-01 | Unknown
DEPARTMENT OF TRANSPORTATION 103 | 7501 FROM INT OF SR 41 ON GRAY | GREENVILLE | Meriwether | 9099003 | 321D1 | [5 empty] | Removed from Ground | Diesel | 2000 | Bare Steel | 1988-01-01 | Galvanized Steel
DEPARTMENT OF TRANSPORTATION 103 | 7501 FROM INT OF SR 41 ON GRAY | GREENVILLE | Meriwether | 9099003 | 321G1 | [5 empty] | Removed from Ground | Gas (Historical Use) | 2000 | Bare Steel | 1988-03-01 | Galvanized Steel | Safe Suction (Euro)
GREENVILLE BUS BARN | 1258 TERRELL ST | GREENVILLE | Meriwether | 9099004 | 1 |  |  | FALSE |  | FALSE | Removed from Ground | Gas (Historical Use) | 6000 | Bare Steel | 1986-01-14
GREENVILLE BUS BARN | 1258 TERRELL ST | GREENVILLE | Meriwether | 9099004 | 2 | Flapper Valve | 1998-06-01 | FALSE | 1998-06-01 | FALSE | Currently in Use | Diesel | 10000 | Composite | 1998-06-01 | Fiberglass Reinforced Plastic | Safe Suction (Euro)
GREENVILLE BUS BARN | 1258 TERRELL ST | GREENVILLE | Meriwether | 9099004 | 3 |  | 1998-06-01 | FALSE | 1998-06-01 | FALSE | Temporarily out of use | Regular | 6000 | Composite | 1998-06-01 | Fiberglass Reinforced Plastic | Safe Suction (Euro)
GREENVILLE BUS BARN | 1258 TERRELL ST | GREENVILLE | Meriwether | 9099004 | L235085 | [5 empty] | Removed from Ground | Diesel | 10000 | Composite | 1991-01-01 | Fiberglass Reinforced Plastic
MANCHESTER HIGH SCHOOL | 405 FIFTH AVE | MANCHESTER | Meriwether | 9099005 | 1 | [5 empty] | Removed from Ground | Gas (Historical Use) | 500 | Bare Steel | 1960-01-01 | Bare Steel | Suction (American)
CIRCLE K #6694 | 413 WEST MAIN ST | MANCHESTER | Meriwether | 9099006 | 1 |  | 1997-01-15 |  | 1997-01-15 |  | Removed from Ground | Gas (Historical Use) | 10000 | Galvanic (STIP-3) | 1989-01-01 | Cathodically Protected | Pressurized
CIRCLE K #6694 | 413 WEST MAIN ST | MANCHESTER | Meriwether | 9099006 | 2 |  | 1997-01-15 |  | 1997-01-15 |  | Removed from Ground | Gas (Historical Use) | 10000 | Galvanic (STIP-3) | 1989-01-01 | Cathodically Protected | Pressurized
CIRCLE K #6694 | 413 WEST MAIN ST | MANCHESTER | Meriwether | 9099006 | 3 |  | 1997-01-15 |  | 1997-01-15 |  | Removed from Ground | Gas (Historical Use) | 6000 | Galvanic (STIP-3) | 1989-01-01 | Cathodically Protected | Pressurized
CIRCLE K #6694 | 413 WEST MAIN ST | MANCHESTER | Meriwether | 9099006 | 4 | Flapper Valve | 2011-03-01 | FALSE | 2011-03-01 | FALSE | Currently in Use | Regular | 12000 | Composite Double Walled | 2011-03-01 | Double-Walled Fiberglass | Pressurized
CIRCLE K #6694 | 413 WEST MAIN ST | MANCHESTER | Meriwether | 9099006 | 5 | Flapper Valve | 2011-03-01 | FALSE | 2011-03-01 | FALSE | Currently in Use | Premium | 6000 | Composite Double Walled | 2011-03-01 | Double-Walled Fiberglass | Pressurized
CIRCLE K #6694 | 413 WEST MAIN ST | MANCHESTER | Meriwether | 9099006 | 6 | Flapper Valve | 2011-03-01 | FALSE | 2011-03-01 | FALSE | Currently in Use | Diesel | 6000 | Composite Double Walled | 2011-03-01 | Double-Walled Fiberglass | Pressurized
PEMS TRADING POST | MAIN ST HWY ALT 27 | LUTHERSVILLE | Meriwether | 9099007 | 1 | [5 empty] | Removed from Ground | Other | 4000 | Not Marked/Unknown | 1981-01-01 | Not Marked
PEMS TRADING POST | MAIN ST HWY ALT 27 | LUTHERSVILLE | Meriwether | 9099007 | 2 | [5 empty] | Removed from Ground | Other | 4000 | Not Marked/Unknown | 1981-01-01 | Not Marked
PEMS TRADING POST | MAIN ST HWY ALT 27 | LUTHERSVILLE | Meriwether | 9099007 | 3 | [5 empty] | Removed from Ground | Other | 4000 | Not Marked/Unknown | 1981-01-01 | Not Marked
PEMS TRADING POST | MAIN ST HWY ALT 27 | LUTHERSVILLE | Meriwether | 9099007 | 4 | [5 empty] | Removed from Ground | Other | 4000 | Not Marked/Unknown | 1981-01-01 | Not Marked
RANA PETROLEUM INC D/B/A RANAS EXPRESS | 12340 WHITEHOUSE PKWY | WOODBURY | Meriwether | 9099008 | 1 | Flapper Valve | 1995-04-28 | FALSE | 1995-04-28 | FALSE | Currently in Use | Regular | 6000 | Galvanic (STIP-3) | 1990-01-01 | Galvanized Steel | Pressurized
RANA PETROLEUM INC D/B/A RANAS EXPRESS | 12340 WHITEHOUSE PKWY | WOODBURY | Meriwether | 9099008 | 2 | Flapper Valve | 1995-04-28 | FALSE | 1995-04-28 | FALSE | Currently in Use | Plus | 6000 | Galvanic (STIP-3) | 1990-01-01 | Galvanized Steel | Pressurized
RANA PETROLEUM INC D/B/A RANAS EXPRESS | 12340 WHITEHOUSE PKWY | WOODBURY | Meriwether | 9099008 | 3 | Flapper Valve | 1995-04-28 | FALSE | 1995-04-25 | FALSE | Currently in Use | Premium | 6000 | Galvanic (STIP-3) | 1990-01-01 | Galvanized Steel | Pressurized
RANA PETROLEUM INC D/B/A RANAS EXPRESS | 12340 WHITEHOUSE PKWY | WOODBURY | Meriwether | 9099008 | 4 | Flapper Valve | 1995-04-28 | FALSE | 1995-04-28 | FALSE | Currently in Use | Diesel | 1000 | Galvanic (STIP-3) | 1990-01-01 | Galvanized Steel | Pressurized
RANA PETROLEUM INC D/B/A RANAS EXPRESS | 12340 WHITEHOUSE PKWY | WOODBURY | Meriwether | 9099008 | 5 | Flapper Valve | 1995-04-28 | FALSE | 1995-04-28 | FALSE | Currently in Use | Diesel | 2000 | Galvanic (STIP-3) | 1990-01-01 | Galvanized Steel | Pressurized
MEAD SOUTHERN WOOD PRODUCTS | RT 27A | GREENVILLE | Meriwether | 9099009 | 1 | [5 empty] | Removed from Ground | Diesel | 10000 | Bare Steel | 1975-01-01 | Bare Steel | Safe Suction (Euro)
MEAD SOUTHERN WOOD PRODUCTS | RT 27A | GREENVILLE | Meriwether | 9099009 | 2 | [5 empty] | Removed from Ground | Gas (Historical Use) | 2000 | Bare Steel | 1975-01-01 | Bare Steel | Safe Suction (Euro)
FIRE HOUSE | PINE RD | WARM SPRINGS | Meriwether | 9099011 | 3 |  |  |  | 2001-08-09 |  | Removed from Ground | Diesel | 1050 | Cathodically Protected Steel | 1985-01-01 | Galvanized Steel | Safe Suction (Euro)
CLOSED WOODBURY GROCERY | GA HWY 85 EAST | WOODBURY | Meriwether | 9099013 | 1 | [5 empty] | Removed from Ground | Gas (Historical Use) | 1000 | Bare Steel | 1994-03-22 | Bare Steel | Safe Suction (Euro)
CLOSED WOODBURY GROCERY | GA HWY 85 EAST | WOODBURY | Meriwether | 9099013 | 2 | [5 empty] | Removed from Ground | Diesel | 1000 | Bare Steel | 1994-03-22 | Bare Steel | Safe Suction (Euro)
CLOSED WOODBURY GROCERY | GA HWY 85 EAST | WOODBURY | Meriwether | 9099013 | 3 | [5 empty] | Removed from Ground | Diesel | 1000 | Bare Steel | 1994-03-22 | Bare Steel | Safe Suction (Euro)
DOT PARCEL #9 | SE INT SR 41 & SR 85 @ GILBERT R | MANCHESTER | Meriwether | 9099015 | 1 | [5 empty] | Removed from Ground | Gas (Historical Use) | 0 | Not Marked/Unknown |  | Not Marked
DOT PARCEL #9 | SE INT SR 41 & SR 85 @ GILBERT R | MANCHESTER | Meriwether | 9099015 | 2 | [5 empty] | Currently in Use | Used Oil | 0 | Not Marked/Unknown |  | Not Marked
WEST 85 PACKAGE STORE | 110 WEST 85 HWY | WOODBURY | Meriwether | 9099016 | 1 | [5 empty] | Removed from Ground | Gas (Historical Use) | 1000 | Bare Steel | 1974-01-01 | Not Marked | Safe Suction (Euro)
WEST 85 PACKAGE STORE | 110 WEST 85 HWY | WOODBURY | Meriwether | 9099016 | 2 | [5 empty] | Removed from Ground | Gas (Historical Use) | 500 | Bare Steel | 1974-01-01 | Not Marked | Safe Suction (Euro)
WEST 85 PACKAGE STORE | 110 WEST 85 HWY | WOODBURY | Meriwether | 9099016 | 3 | [5 empty] | Removed from Ground | Gas (Historical Use) | 500 | Bare Steel | 1974-01-01 | Not Marked | Safe Suction (Euro)
DALESMOOR PLANTATION | RT 1 | WOODBURY | Meriwether | 9099017 | 1 | [5 empty] | Closed in Ground | Diesel | 560 | Bare Steel | 1993-12-15 | Galvanized Steel
SPECIALTY BRANDS DIV BURNS PHILP | 1 PIMIENTO DR | WOODBURY | Meriwether | 9099018 | 1 | [5 empty] | Removed from Ground | Gas (Historical Use) | 1000 | Bare Steel | 1994-12-15 | Galvanized Steel | Safe Suction (Euro)
SPECIALTY BRANDS DIV BURNS PHILP | 1 PIMIENTO DR | WOODBURY | Meriwether | 9099018 | 2 | [5 empty] | Removed from Ground | Gas (Historical Use) | 2000 | Bare Steel | 1994-12-15 | Galvanized Steel | Safe Suction (Euro)
FIRE HOUSE | PINE RD | WARM SPRINGS | Meriwether | 9099020 | 76 | [5 empty] | Removed from Ground | Diesel | 500 | Bare Steel | 1981-01-01 | Galvanized Steel | Suction (American)
MED UNIT GENERATOR | 6135 ROOSEVELT HWY | WARM SPRINGS | Meriwether | 9099021 | 2 | Flapper Valve | 1999-03-02 | FALSE | 1999-03-02 | FALSE | Temporarily out of use | Diesel | 1000 | Fiberglass Double Walled | 1999-03-02 | Fiberglass Reinforced Plastic | Safe Suction (Euro)
MED UNIT GENERATOR | 6135 ROOSEVELT HWY | WARM SPRINGS | Meriwether | 9099021 | 74 | [5 empty] | Removed from Ground | Diesel | 1000 | Cathodically Protected Steel | 1956-01-01 | Galvanized Steel | Suction (American)
RWSIR WAREHOUSE/MAINT BLDG | 6391 ROOSEVELT HWY | WARM SPRINGS | Meriwether | 9099022 | 72 | [5 empty] | Removed from Ground | Gas (Historical Use) | 1050 | Cathodically Protected Steel | 1971-01-01 | Galvanized Steel | Safe Suction (Euro)
QUONSET HUT | ELM RD | WARM SPRINGS | Meriwether | 9099024 | 71 | [5 empty] | Removed from Ground | Diesel | 500 | Bare Steel | 1956-01-01 | Bare Steel
VILS UNIT/TRANSPORTATION | QUONSET HUT | WARM SPRINGS | Meriwether | 9099038 | 71 | [5 empty] | Removed from Ground | Gas (Historical Use) | 1050 | Cathodically Protected Steel | 1971-01-01 | Galvanized Steel | Safe Suction (Euro)
MERIWETHER COUNTY EMS | HWY 41 @ MERIWETHER MEMORIAL HOS | WARM SPRINGS | Meriwether | 9099040 | 1 | [5 empty] | Removed from Ground | Diesel | 1000 | Bare Steel | 1987-07-08 | Galvanized Steel | Suction (American)
RWSIR | GA HAU KITCHEN BOLVER | WARM SPRINGS | Meriwether | 9099041 | 1 | [5 empty] | Removed from Ground | Diesel | 1000 | Bare Steel | 1986-04-01 | Galvanized Steel | Safe Suction (Euro)
HOSEYS H & J SUPERETTE | RT 1 BOX 162A | MANCHESTER | Meriwether | 9099042 | DIESEL4 | [5 empty] | Removed from Ground | Diesel | 1000 | Bare Steel | 1982-05-01 | Galvanized Steel | Suction (American)
HOSEYS H & J SUPERETTE | RT 1 BOX 162A | MANCHESTER | Meriwether | 9099042 | PLUS7 | [5 empty] | Removed from Ground | Gas (Historical Use) | 2000 | Bare Steel | 1982-05-01 | Galvanized Steel | Suction (American)
HOSEYS H & J SUPERETTE | RT 1 BOX 162A | MANCHESTER | Meriwether | 9099042 | PREMIUM3 | [5 empty] | Removed from Ground | Gas (Historical Use) | 1000 | Bare Steel | 1982-05-01 | Galvanized Steel | Suction (American)
HOSEYS H & J SUPERETTE | RT 1 BOX 162A | MANCHESTER | Meriwether | 9099042 | REGULAR1 | [5 empty] | Removed from Ground | Gas (Historical Use) | 3000 | Bare Steel | 1982-05-01 | Galvanized Steel | Suction (American)
CROWDER GROCERY | 10 -295 SILVER STREET | WARM SPRINGS | Meriwether | 9099043 | PLUS | [5 empty] | Removed from Ground | Gas (Historical Use) | 1000 | Bare Steel | 1998-11-01 | Galvanized Steel | Safe Suction (Euro)
CROWDER GROCERY | 10 -295 SILVER STREET | WARM SPRINGS | Meriwether | 9099043 | PREMIUM | [5 empty] | Removed from Ground | Gas (Historical Use) | 560 | Bare Steel | 1998-11-01 | Galvanized Steel | Safe Suction (Euro)
CROWDER GROCERY | 10 -295 SILVER STREET | WARM SPRINGS | Meriwether | 9099043 | REG | [5 empty] | Removed from Ground | Gas (Historical Use) | 560 | Bare Steel | 1998-11-01 | Galvanized Steel | Safe Suction (Euro)
WARM SPRINGS BP | 5895 SPRING ST | WARM SPRINGS | Meriwether | 9099044 | 1 |  | 1995-04-01 |  | 1995-04-01 |  | Currently in Use | Gas (Historical Use) | 12000 | Epoxy | 1995-04-04 | Fiberglass Reinforced Plastic | Pressurized
WARM SPRINGS BP | 5895 SPRING ST | WARM SPRINGS | Meriwether | 9099044 | 2 |  | 1995-04-01 |  | 1995-04-01 |  | Currently in Use | Gas (Historical Use) | 8000 | Epoxy | 1995-04-04 | Fiberglass Reinforced Plastic | Pressurized
WARM SPRINGS BP | 5895 SPRING ST | WARM SPRINGS | Meriwether | 9099044 | 3 |  | 1995-04-01 |  | 1995-04-01 |  | Currently in Use | Diesel | 4000 | Epoxy | 1995-04-04 | Fiberglass Reinforced Plastic | Pressurized
WARM SPRINGS BP | 5895 SPRING ST | WARM SPRINGS | Meriwether | 9099044 | 4 |  | 1995-04-01 |  | 1995-04-01 |  | Currently in Use | Kerosene | 2000 | Epoxy | 1995-04-04 | Fiberglass Reinforced Plastic | Pressurized
MIKKEYS ONE STOP | 18608 MAIN ST | WOODBURY | Meriwether | 9099045 | 1 | Flapper Valve | 1998-09-01 | FALSE | 1998-09-01 | FALSE | Currently in Use | Gas (Historical Use) | 10000 | Steel-Impressed Current | 1987-01-01 | Steel (Impressed Current) | Pressurized
MIKKEYS ONE STOP | 18608 MAIN ST | WOODBURY | Meriwether | 9099045 | 2 | Flapper Valve | 1998-09-01 | FALSE | 1998-09-01 | FALSE | Currently in Use | Gas (Historical Use) | 5000 | Steel-Impressed Current | 1987-01-01 | Steel (Impressed Current) | Pressurized
MIKKEYS ONE STOP | 18608 MAIN ST | WOODBURY | Meriwether | 9099045 | 3 | Flapper Valve | 1998-09-01 | FALSE | 1998-09-01 | FALSE | Currently in Use | Regular | 5000 | Steel-Impressed Current | 1987-01-01 | Steel (Impressed Current) | Pressurized
MIKKEYS ONE STOP | 18608 MAIN ST | WOODBURY | Meriwether | 9099045 | 4 | Flapper Valve | 1998-09-01 | FALSE | 1998-09-01 | FALSE | Currently in Use | Diesel | 3000 | Steel-Impressed Current | 1987-01-01 | Steel (Impressed Current) | Suction (American)
MIKKEYS ONE STOP | 18608 MAIN ST | WOODBURY | Meriwether | 9099045 | 5 | Flapper Valve | 1998-09-01 | FALSE | 1998-09-01 | FALSE | Temporarily out of use | Kerosene | 1000 | Steel-Impressed Current | 1987-01-01 | Steel (Impressed Current) | Suction (American)
JEFF MCCOY CONSTRUCTION & GRADING LLC | 5001 LUTHERSVILLE RD | LUTHERSVILLE | Meriwether | 9099047 | 1 | Ball Float | 1999-01-13 |  | 1999-01-13 |  | Currently in Use | Diesel | 12000 | Steel-Impressed Current | 1989-07-01 | Steel (Impressed Current) | Pressurized
JEFF MCCOY CONSTRUCTION & GRADING LLC | 5001 LUTHERSVILLE RD | LUTHERSVILLE | Meriwether | 9099047 | 2 | Ball Float | 1999-01-13 |  | 1999-01-13 |  | Currently in Use | Diesel | 12000 | Steel-Impressed Current | 1989-07-01 | Steel (Impressed Current) | Pressurized
PRIMROSE CONVENIENCE STORE | 24660 ROOSEVELT HWY | LUTHERSVILLE | Meriwether | 9099048 | 1 | [5 empty] | Removed from Ground | Gas (Historical Use) | 1000 | Bare Steel | 1978-01-01 | Galvanized Steel | Safe Suction (Euro)
PRIMROSE CONVENIENCE STORE | 24660 ROOSEVELT HWY | LUTHERSVILLE | Meriwether | 9099048 | 2 | [5 empty] | Removed from Ground | Gas (Historical Use) | 1000 | Bare Steel | 1978-01-01 | Galvanized Steel | Safe Suction (Euro)
PRIMROSE CONVENIENCE STORE | 24660 ROOSEVELT HWY | LUTHERSVILLE | Meriwether | 9099048 | 3 | [5 empty] | Removed from Ground | Gas (Historical Use) | 1000 | Bare Steel | 1978-01-01 | Galvanized Steel | Safe Suction (Euro)
PRIMROSE CONVENIENCE STORE | 24660 ROOSEVELT HWY | LUTHERSVILLE | Meriwether | 9099048 | 4 | [5 empty] | Removed from Ground | Gas (Historical Use) | 1000 | Bare Steel | 1978-01-01 | Galvanized Steel | Safe Suction (Euro)
PRIMROSE CONVENIENCE STORE | 24660 ROOSEVELT HWY | LUTHERSVILLE | Meriwether | 9099048 | 5 | [5 empty] | Removed from Ground | Diesel | 10000 | Bare Steel | 1978-01-01 | Galvanized Steel | Safe Suction (Euro)
PRIMROSE CONVENIENCE STORE | 24660 ROOSEVELT HWY | LUTHERSVILLE | Meriwether | 9099048 | 6 |  | 1999-04-01 |  | 1999-04-01 |  | Currently in Use | Gas (Historical Use) | 10000 | Epoxy | 1999-04-01 | Fiberglass Reinforced Plastic | Pressurized
PRIMROSE CONVENIENCE STORE | 24660 ROOSEVELT HWY | LUTHERSVILLE | Meriwether | 9099048 | 7 |  | 1999-04-01 |  | 1999-04-01 |  | Currently in Use | Diesel | 10000 | Epoxy | 1999-04-01 | Fiberglass Reinforced Plastic | Pressurized
CROOK'S GROCERY | RT 1 BOX 820 | GAY | Meriwether | 9099049 | PREM-2000 | [5 empty] | Removed from Ground | Gas (Historical Use) | 0 | Bare Steel | 1976-01-01 | Galvanized Steel | Safe Suction (Euro)
CROOK'S GROCERY | RT 1 BOX 820 | GAY | Meriwether | 9099049 | UL-2000 | [5 empty] | Removed from Ground | Gas (Historical Use) | 0 | Bare Steel | 1976-01-01 | Galvanized Steel | Safe Suction (Euro)
CITY OF LUTHERSVILLE | 2 E OAK ST | LUTHERSVILLE | Meriwether | 9099050 | 1 | [5 empty] | Removed from Ground | Gas (Historical Use) | 560 | Bare Steel | 1980-06-01 | Galvanized Steel | Suction (American)
MERIWETHER COUNTY PUBLIC WORKS C | 689 COUNTY FARM RD | GREENVILLE | Meriwether | 9099052 | 1 | [5 empty] | Removed from Ground | Gas (Historical Use) | 10000 | Bare Steel | 1985-02-01 | Galvanized Steel | Safe Suction (Euro)
MERIWETHER COUNTY PUBLIC WORKS C | 689 COUNTY FARM RD | GREENVILLE | Meriwether | 9099052 | 2 | [5 empty] | Removed from Ground | Diesel | 10000 | Bare Steel | 1985-05-01 | Galvanized Steel | Safe Suction (Euro)
MERIWETHER COUNTY PUBLIC WORKS C | 689 COUNTY FARM RD | GREENVILLE | Meriwether | 9099052 | 3 | [5 empty] | Removed from Ground | Gas (Historical Use) | 1000 | Bare Steel | 1999-02-25 | Galvanized Steel | Suction (American)
MERIWETHER COUNTY DETENTION CENT | 17400 ROOSEVELT HWY | GREENVILLE | Meriwether | 9099053 | 1 | [5 empty] | Removed from Ground | Gas (Historical Use) | 6000 | Bare Steel | 1999-02-01 | Galvanized Steel | Safe Suction (Euro)
DODDS LOGGING CO SHOP | ROCKY MOUNTAIN STRICKLAND TW RD | LUTHERSVILLE | Meriwether | 9099054 | 1 | [5 empty] | Removed from Ground | Diesel | 10000 | Bare Steel | 1999-12-01 | Galvanized Steel | Safe Suction (Euro)
DODDS LOGGING CO SHOP | ROCKY MOUNTAIN STRICKLAND TW RD | LUTHERSVILLE | Meriwether | 9099054 | 2 | [5 empty] | Removed from Ground | Gas (Historical Use) | 2000 | Bare Steel | 1999-12-01 | Galvanized Steel | Safe Suction (Euro)
MIRACLE MART | 18717 HWY 85 | GAY | Meriwether | 9099057 | 1 | Flapper Valve | 1998-07-16 |  | 1998-07-16 |  | Currently in Use | Gas (Historical Use) | 6000 | Steel-Impressed Current | 1985-05-01 | Steel (Impressed Current) | Pressurized
MIRACLE MART | 18717 HWY 85 | GAY | Meriwether | 9099057 | 2 | Flapper Valve | 1998-07-16 |  | 1998-07-16 |  | Currently in Use | Gas (Historical Use) | 6000 | Steel-Impressed Current | 1985-05-01 | Steel (Impressed Current) | Pressurized
MIRACLE MART | 18717 HWY 85 | GAY | Meriwether | 9099057 | 3 | Flapper Valve | 1998-07-16 |  | 1998-07-16 |  | Currently in Use | Diesel | 6000 | Steel-Impressed Current | 1985-05-01 | Steel (Impressed Current) | Pressurized
MIRACLE MART | 18717 HWY 85 | GAY | Meriwether | 9099057 | 4 | [5 empty] | Removed from Ground | Diesel | 1000 | Not Marked/Unknown | 1998-07-22 | Not Marked
MIRACLE MART | 18717 HWY 85 | GAY | Meriwether | 9099057 | 5 | [5 empty] | Removed from Ground | Diesel | 1000 | Not Marked/Unknown | 1998-07-22 | Not Marked
MEDICAL HEALTH SERVICES | 756 WOODBURY HWY | GREENVILLE | Meriwether | 9099060 | 1 | [5 empty] | Removed from Ground | Gas (Historical Use) | 0 | Not Marked/Unknown | 1999-02-01 | Not Marked
GEORGIA BAPTIST HOSPITAL - MERIW | 5995 SPRING STREET | WARM SPRINGS | Meriwether | 9099061 | 1 | [5 empty] | Removed from Ground | Diesel | 5500 | Not Marked/Unknown | 1998-08-25 | Not Marked
GEORGIA BAPTIST HOSPITAL - MERIW | 5995 SPRING STREET | WARM SPRINGS | Meriwether | 9099061 | 2 | [5 empty] | Removed from Ground | Diesel | 500 | Not Marked/Unknown | 1998-08-25 | Not Marked
GEORGIA BAPTIST HOSPITAL - MERIW | 5995 SPRING STREET | WARM SPRINGS | Meriwether | 9099061 | 3 | [5 empty] | Removed from Ground | Diesel | 5000 | Not Marked/Unknown | 1998-08-25 | Not Marked
GEORGIA BAPTIST HOSPITAL - MERIW | 5995 SPRING STREET | WARM SPRINGS | Meriwether | 9099061 | 4 | [5 empty] | Removed from Ground | Gas (Historical Use) | 280 | Not Marked/Unknown | 1998-08-25 | Not Marked
FLYING N ESTATES | 1 CINDA LANE | LUTHERSVILLE | Meriwether | 9099062 | 1 | [5 empty] | Removed from Ground | Gas (Historical Use) | 5000 | Not Marked/Unknown | 1998-09-01 | Not Marked
FLYING N ESTATES | 1 CINDA LANE | LUTHERSVILLE | Meriwether | 9099062 | 2 | [5 empty] | Removed from Ground | Gas (Historical Use) | 5000 | Not Marked/Unknown | 1998-09-01 | Not Marked
FLYING N ESTATES | 1 CINDA LANE | LUTHERSVILLE | Meriwether | 9099062 | 3 | [5 empty] | Removed from Ground | Gas (Historical Use) | 4000 | Not Marked/Unknown | 1998-09-01 | Not Marked
GEORGE E MASEY | 187 LORETTA LANE | LUTHERSVILLE | Meriwether | 9099063 | 1 | [5 empty] | Removed from Ground | Gas (Historical Use) | 2000 | Not Marked/Unknown | 1998-10-01 | Not Marked
GEORGE E MASEY | 187 LORETTA LANE | LUTHERSVILLE | Meriwether | 9099063 | 2 | [5 empty] | Removed from Ground | Gas (Historical Use) | 2000 | Not Marked/Unknown | 1998-10-01 | Not Marked
MANCHESTER BP | 2556 ROOSEVELT HWY | MANCHESTER | Meriwether | 9099064 | 1 |  | 1998-12-01 | FALSE | 1998-12-01 | FALSE | Currently in Use | Regular | 12000 | Epoxy | 1998-12-01 | Fiberglass Reinforced Plastic | Pressurized
MANCHESTER BP | 2556 ROOSEVELT HWY | MANCHESTER | Meriwether | 9099064 | 2 |  | 1998-12-01 | FALSE | 1998-12-01 | FALSE | Currently in Use | Plus | 10000 | Epoxy | 1998-12-01 | Fiberglass Reinforced Plastic | Pressurized
MANCHESTER BP | 2556 ROOSEVELT HWY | MANCHESTER | Meriwether | 9099064 | 3 |  | 1998-12-01 | FALSE | 1998-12-01 | FALSE | Currently in Use | Diesel | 8000 | Epoxy | 1998-12-01 | Fiberglass Reinforced Plastic | Pressurized
MANCHESTER BP | 2556 ROOSEVELT HWY | MANCHESTER | Meriwether | 9099064 | 4 |  | 1998-12-01 | FALSE | 1998-12-01 | FALSE | Currently in Use | Diesel Off Road | 8000 | Epoxy | 1998-12-01 | Fiberglass Reinforced Plastic | Pressurized
MANCHESTER BP | 2556 ROOSEVELT HWY | MANCHESTER | Meriwether | 9099064 | 5 |  | 1998-12-01 | FALSE | 1998-12-01 | FALSE | Currently in Use | Kerosene | 2000 | Epoxy | 1998-12-01 | Fiberglass Reinforced Plastic | Pressurized
WARM SPRINGS CONVENIENCE STORE | 6044 HWY 41 | WARM SPRINGS | Meriwether | 9099065 | 1 |  | 1999-02-15 |  | 1999-02-15 |  | Removed from Ground | Gas (Historical Use) | 10000 | Cathodically Protected Steel | 1999-04-01 | Cathodically Protected | Suction (American)
WARM SPRINGS CONVENIENCE STORE | 6044 HWY 41 | WARM SPRINGS | Meriwether | 9099065 | 2 |  | 1999-02-15 |  | 1999-02-15 |  | Removed from Ground | Gas (Historical Use) | 10000 | Cathodically Protected Steel | 1999-04-01 | Cathodically Protected | Suction (American)
WARM SPRINGS CONVENIENCE STORE | 6044 HWY 41 | WARM SPRINGS | Meriwether | 9099065 | 3 |  | 1999-02-15 |  | 1999-02-15 |  | Removed from Ground | Gas (Historical Use) | 10000 | Cathodically Protected Steel | 1999-04-01 | Cathodically Protected | Suction (American)
GREENVILLE KWIK STOP | 1048 N TALBOTTON RD | GREENVILLE | Meriwether | 9099066 | 1A | Ball Float | 1999-11-06 | FALSE | 1999-11-06 | FALSE | Currently in Use | Gas (Historical Use) | 12000 | Fiberglass | 1999-11-05 | Double-Walled Flex | Pressurized
GREENVILLE KWIK STOP | 1048 N TALBOTTON RD | GREENVILLE | Meriwether | 9099066 | 1B | Ball Float | 1999-11-06 | FALSE | 1999-11-06 | FALSE | Currently in Use | Diesel | 8000 | Fiberglass | 1999-11-05 | Double-Walled Flex | Pressurized
GREENVILLE KWIK STOP | 1048 N TALBOTTON RD | GREENVILLE | Meriwether | 9099066 | 2A | Ball Float | 1999-11-06 | FALSE | 1999-11-06 | FALSE | Currently in Use | Gas (Historical Use) | 6000 | Fiberglass | 1999-11-05 | Double-Walled Flex | Pressurized
GREENVILLE KWIK STOP | 1048 N TALBOTTON RD | GREENVILLE | Meriwether | 9099066 | 2B | Ball Float | 1999-11-06 | FALSE | 1999-11-06 | FALSE | Currently in Use | Diesel | 6000 | Fiberglass | 1999-11-05 | Double-Walled Flex | Pressurized
WARM SPRINGS CITY BARN | HOTEL ST | WARM SPRINGS | Meriwether | 7099001 | 1 | [5 empty] | Removed from Ground | Empty | 1000 | Not Marked/Unknown | 1993-03-01 | Not Marked
GA PACIFIC | HWY 18 | DURAND | Meriwether | 9000694 | 1 |  |  | TRUE |  | TRUE | Removed from Ground | Used Oil | 500 | Bare Steel | 1975-02-27 | Galvanized Steel
GA PACIFIC | HWY 18 | DURAND | Meriwether | 9000694 | 2 | [5 empty] | Removed from Ground | Diesel | 10000 | Bare Steel | 1975-02-27 | Galvanized Steel
GA PACIFIC | HWY 18 | DURAND | Meriwether | 9000694 | 3 | [5 empty] | Removed from Ground | Gas (Historical Use) | 10000 | Bare Steel | 1975-02-27 | Galvanized Steel
GA PACIFIC | HWY 18 | DURAND | Meriwether | 9000694 | 4 | [5 empty] | Removed from Ground | Diesel | 30000 | Bare Steel | 1980-02-26 | Galvanized Steel
GA PACIFIC | HWY 18 | DURAND | Meriwether | 9000694 | 5 | [5 empty] | Removed from Ground | Empty | 5000 | Bare Steel | 1975-02-27 | Galvanized Steel
PRINCE FOOD MART | 5 SOUTH MAIN ST | LUTHERSVILLE | Meriwether | 990001 | 1 | Flapper Valve | 1998-10-01 |  | 1998-10-01 |  | Currently in Use | Gas (Historical Use) | 6000 | Steel-Impressed Current | 1983-02-08 | Steel (Impressed Current) | Safe Suction (Euro)
PRINCE FOOD MART | 5 SOUTH MAIN ST | LUTHERSVILLE | Meriwether | 990001 | 2 | Flapper Valve | 1998-10-01 |  | 1998-10-01 |  | Currently in Use | Gas (Historical Use) | 6000 | Steel-Impressed Current | 1983-02-08 | Steel (Impressed Current) | Safe Suction (Euro)
PRINCE FOOD MART | 5 SOUTH MAIN ST | LUTHERSVILLE | Meriwether | 990001 | 3 | Flapper Valve | 1998-10-01 |  | 1998-10-01 |  | Currently in Use | Gas (Historical Use) | 6000 | Steel-Impressed Current | 1983-02-08 | Steel (Impressed Current) | Safe Suction (Euro)
PRINCE FOOD MART | 5 SOUTH MAIN ST | LUTHERSVILLE | Meriwether | 990001 | 4 | Flapper Valve | 1998-10-01 |  | 1998-10-01 |  | Currently in Use | Diesel | 6000 | Steel-Impressed Current | 1983-02-08 | Steel (Impressed Current) | Safe Suction (Euro)
PRINCE FOOD MART | 5 SOUTH MAIN ST | LUTHERSVILLE | Meriwether | 990001 | 5 | Flapper Valve | 1998-10-01 |  | 1998-10-01 |  | Currently in Use | Kerosene | 1000 | Steel-Impressed Current | 1984-02-08 | Steel (Impressed Current) | Safe Suction (Euro)
CSX TRANSPORTATION | RAILROAD STREET | MANCHESTER | Meriwether | 990004 | 1 | [5 empty] | Removed from Ground | Gas (Historical Use) | 1000 | Not Marked/Unknown | 1996-11-19 | Not Marked
CSX TRANSPORTATION | RAILROAD STREET | MANCHESTER | Meriwether | 990004 | 2 | [5 empty] | Permanently Out of Use - historical purposes | Gas (Historical Use) | 0 | Not Marked/Unknown |  | Not Marked
GA STATE PATROL POST 34 | GA HWY 190 SCENIC HEIGHTS | MANCHESTER | Meriwether | 990005 | 1 | [5 empty] | Removed from Ground | Gas (Historical Use) | 6000 | Cathodically Protected Steel | 1986-03-06 | Galvanized Steel
GA STATE PATROL POST 34 | GA HWY 190 SCENIC HEIGHTS | MANCHESTER | Meriwether | 990005 | 2 | [5 empty] | Removed from Ground | Empty | 1000 | Bare Steel | 1962-03-12 | Galvanized Steel
GA PACIFIC WARM SPRINGS TIMBER | HWY 18 | DURAND | Meriwether | 990007 | 1 | [5 empty] | Removed from Ground | Gas (Historical Use) | 1000 | Bare Steel | 1978-03-06 | Galvanized Steel
GA PACIFIC WARM SPRINGS TIMBER | HWY 18 | DURAND | Meriwether | 990007 | 2 | [5 empty] | Removed from Ground | Diesel | 1000 | Bare Steel | 1978-03-06 | Galvanized Steel
GA PACIFIC WARM SPRINGS TIMBER | HWY 18 | DURAND | Meriwether | 990007 | 3 | [5 empty] | Removed from Ground | Diesel | 500 | Bare Steel | 1978-03-06 | Galvanized Steel
LITTLE WHITE HOUSE HISTORICAL SI | RT 1 BOX 10 | WARM SPRINGS | Meriwether | 990009 | 1 | [5 empty] | Closed in Ground | Propane | 0 | Bare Steel | 1986-02-26 | Unknown
LITTLE WHITE HOUSE HISTORICAL SI | RT 1 BOX 10 | WARM SPRINGS | Meriwether | 990009 | 2 | [5 empty] | Permanently Out of Use - historical purposes | Diesel | 0 | Bare Steel | 1986-02-26 | Unknown
LITTLE WHITE HOUSE HISTORICAL SI | RT 1 BOX 10 | WARM SPRINGS | Meriwether | 990009 | 3 | [5 empty] | Permanently Out of Use - historical purposes | Propane | 0 | Bare Steel | 1986-02-26 | Unknown
LITTLE WHITE HOUSE HISTORICAL SI | RT 1 BOX 10 | WARM SPRINGS | Meriwether | 990009 | 4 | [5 empty] | Permanently Out of Use - historical purposes | Propane | 0 | Bare Steel | 1986-02-26 | Unknown
GREENVILLE HIGH SCHOOL | TERRELL ST | GREENVILLE | Meriwether | 990012 | 1 | [5 empty] | Removed from Ground | Diesel | 10134 | Bare Steel | 1968-01-19 | Galvanized Steel
MANCHESTER HIGH SCHOOL | 405 5 TH AVE | MANCHESTER | Meriwether | 990014 | 1 | [5 empty] | Removed from Ground | Gas (Historical Use) | 6048 | Bare Steel | 1968-01-19 | Galvanized Steel
MANCHESTER HIGH SCHOOL | 405 5 TH AVE | MANCHESTER | Meriwether | 990014 | 2 | Flapper Valve | 1998-06-30 | FALSE | 1998-06-30 | FALSE | Currently in Use | Diesel | 10000 | Composite | 1997-08-01 | Fiberglass Reinforced Plastic | Safe Suction (Euro)
MANCHESTER HIGH SCHOOL | 405 5 TH AVE | MANCHESTER | Meriwether | 990014 | 3 | Flapper Valve | 1998-06-30 | FALSE | 1998-06-30 | FALSE | Currently in Use | Regular | 6000 | Composite | 1998-07-01 | Fiberglass Reinforced Plastic | Safe Suction (Euro)
WOODBURY ELEMENTARY SCHOOL | 125 COVE RD | WOODBURY | Meriwether | 990017 | 3 | [5 empty] | Removed from Ground | Gas (Historical Use) | 6048 | Bare Steel | 1968-01-19 | Galvanized Steel
WOODBURY HIGH SCHOOL |  | WOODBURY | Meriwether | 990018 | 1 | [5 empty] | Removed from Ground | Propane | 1000 | Bare Steel | 1951-01-23 | Galvanized Steel
WOODBURY HIGH SCHOOL |  | WOODBURY | Meriwether | 990018 | 2 | [5 empty] | Removed from Ground | Other | 1000 | Bare Steel | 1951-01-23 | Galvanized Steel
WOODBURY HIGH SCHOOL |  | WOODBURY | Meriwether | 990018 | 3 | [5 empty] | Removed from Ground | Gas (Historical Use) | 1065 | Bare Steel | 1955-01-22 | Galvanized Steel
LUTHERSVILLE GA RMLR | HWY 54 | LUTHERSVILLE | Meriwether | 990023 | 1 | [5 empty] | Removed from Ground | Diesel | 300 | Bare Steel | 1976-05-01 | Bare Steel | Safe Suction (Euro)
ITT RAYONIER | GA HWY 194 | DURAND | Meriwether | 990024 | 1 | [5 empty] | Removed from Ground | Gas (Historical Use) | 1000 | Bare Steel | 1981-04-22 | Galvanized Steel
ITT RAYONIER | GA HWY 194 | DURAND | Meriwether | 990024 | 2 | [5 empty] | Removed from Ground | Diesel | 1000 | Bare Steel | 1981-04-22 | Galvanized Steel
MANCHESTER QUICK SPOT | 101 FIFTH AVE | MANCHESTER | Meriwether | 990025 | 1 | [5 empty] | Removed from Ground | Gas (Historical Use) | 5000 | Bare Steel | 1970-04-27 | Galvanized Steel
MANCHESTER QUICK SPOT | 101 FIFTH AVE | MANCHESTER | Meriwether | 990025 | 2 | [5 empty] | Removed from Ground | Gas (Historical Use) | 10000 | Bare Steel | 1970-04-27 | Galvanized Steel
MANCHESTER QUICK SPOT | 101 FIFTH AVE | MANCHESTER | Meriwether | 990025 | 3 | [5 empty] | Removed from Ground | Gas (Historical Use) | 10000 | Bare Steel | 1970-04-27 | Galvanized Steel
MANCHESTER QUICK SPOT | 101 FIFTH AVE | MANCHESTER | Meriwether | 990025 | 4 |  |  | TRUE |  | TRUE | Removed from Ground | Used Oil | 550 | Bare Steel | 1970-04-27 | Galvanized Steel
MANCHESTER QUICK SPOT | 101 FIFTH AVE | MANCHESTER | Meriwether | 990025 | 5 | Ball Float | 1987-07-01 | FALSE | 1987-07-01 | FALSE | Currently in Use | Regular | 10000 | Fiberglass | 1987-07-01 | Fiberglass Reinforced Plastic | Pressurized
MANCHESTER QUICK SPOT | 101 FIFTH AVE | MANCHESTER | Meriwether | 990025 | 6 | Ball Float | 1987-07-01 | FALSE | 1987-07-01 | FALSE | Currently in Use | Plus | 10000 | Fiberglass | 1987-07-01 | Fiberglass Reinforced Plastic | Pressurized
MANCHESTER QUICK SPOT | 101 FIFTH AVE | MANCHESTER | Meriwether | 990025 | 7 | Ball Float | 1987-07-01 | FALSE | 1987-07-01 | FALSE | Currently in Use | Diesel | 10000 | Fiberglass | 1987-07-01 | Fiberglass Reinforced Plastic | Pressurized
GA FC | GA HWY 109/3 MI WEST | GREENVILLE | Meriwether | 990026 | 1 | [5 empty] | Removed from Ground | Gas (Historical Use) | 2000 | Bare Steel | 1987-11-01 | Galvanized Steel | Safe Suction (Euro)
GA FC | GA HWY 109/3 MI WEST | GREENVILLE | Meriwether | 990026 | 2 | [5 empty] | Removed from Ground | Diesel | 560 | Bare Steel | 1982-10-01 | Galvanized Steel | Safe Suction (Euro)
GA FC | GA HWY 109/3 MI WEST | GREENVILLE | Meriwether | 990026 | 209997 |  | 1993-02-24 |  | 1993-02-24 |  | Removed from Ground | Gas (Historical Use) | 1000 | Galvanic (STIP-3) | 1993-02-24 | Cathodically Protected | Safe Suction (Euro)
GA FC | GA HWY 109/3 MI WEST | GREENVILLE | Meriwether | 990026 | 210000 |  | 1993-02-24 |  | 1993-02-24 |  | Removed from Ground | Diesel | 1000 | Galvanic (STIP-3) | 1993-02-24 | Cathodically Protected | Safe Suction (Euro)
DEPARTMENT OF TRANSPROTATION #10 | GEORGIA HWY 85 W | WOODBURY | Meriwether | 990028 | 359G1 | [5 empty] | Removed from Ground | Gas (Historical Use) | 500 | Bare Steel | 1973-05-02 | Bare Steel
DEPARTMENT OF TRANSPROTATION #10 | GEORGIA HWY 85 W | WOODBURY | Meriwether | 990028 | 359G2 | [5 empty] | Removed from Ground | Gas (Historical Use) | 1000 | Bare Steel | 1972-05-02 | Bare Steel
DOT #10391 | GA HWY 18 EAST/GASTON ST | GREENVILLE | Meriwether | 990029 | 10391-1 | [5 empty] | Removed from Ground | Gas (Historical Use) | 1000 | Bare Steel | 1972-05-02 | Galvanized Steel
GEORGIA DNR LAW ENFORCEMENT SECT | Seventh Street | MANCHESTER | Meriwether | 990030 | 1 | [5 empty] | Removed from Ground | Gas (Historical Use) | 1060 | Bare Steel | 1966-04-22 | Galvanized Steel
BROWNS COUNTRY STORE | HWY 85 WEST | WOODBURY | Meriwether | 990031 | 1 | [5 empty] | Removed from Ground | Gas (Historical Use) | 560 | Bare Steel | 1966-01-01 | Unknown
BROWNS COUNTRY STORE | HWY 85 WEST | WOODBURY | Meriwether | 990031 | 2 | [5 empty] | Removed from Ground | Gas (Historical Use) | 560 | Bare Steel | 1966-01-01 | Unknown
BROWNS COUNTRY STORE | HWY 85 WEST | WOODBURY | Meriwether | 990031 | 3 | [5 empty] | Removed from Ground | Diesel | 560 | Bare Steel | 1966-01-01 | Unknown
VANCE SMITH CONSTRUCTION CO SHOP | DALLAS MILL RD | PINE MOUNTAIN | Meriwether | 990032 | 1 | [5 empty] | Removed from Ground | Diesel | 11780 | Bare Steel | 1976-01-01 | Galvanized Steel | Safe Suction (Euro)
VANCE SMITH CONSTRUCTION CO SHOP | DALLAS MILL RD | PINE MOUNTAIN | Meriwether | 990032 | 2 | [5 empty] | Removed from Ground | Gas (Historical Use) | 1000 | Bare Steel | 1976-01-01 | Galvanized Steel | Safe Suction (Euro)
VANCE SMITH CONSTRUCTION CO SHOP | DALLAS MILL RD | PINE MOUNTAIN | Meriwether | 990032 | 3 | [5 empty] | Removed from Ground | Gas (Historical Use) | 560 | Bare Steel | 1976-01-01 | Galvanized Steel | Safe Suction (Euro)
VANCE SMITH CONSTRUCTION CO SHOP | DALLAS MILL RD | PINE MOUNTAIN | Meriwether | 990032 | 4 | [5 empty] | Removed from Ground | Gas (Historical Use) | 560 | Bare Steel | 1976-01-01 | Galvanized Steel | Safe Suction (Euro)
HIWASSEE LAND CO WOODYARD |  | WOODBURY | Meriwether | 990034 | 1 | [5 empty] | Removed from Ground | Diesel | 500 | Bare Steel | 1956-05-06 | Unknown
HIWASSEE LAND CO COMPARTMENT OFF | RT 1 BOX 40 | LUTHERSVILLE | Meriwether | 990035 | 1 | [5 empty] | Removed from Ground | Diesel | 2000 | Bare Steel | 1983-04-30 | Galvanized Steel
CITY OF WARM SPRINGS |  | WARM SPRINGS | Meriwether | 990036 | 1 | [5 empty] | Removed from Ground | Gas (Historical Use) | 1000 | Not Marked/Unknown | 1966-04-28 | Not Marked
FARM-GARRETT FARM | 9059 NEWNAN STREET | GREENVILLE | Meriwether | 990039 | 1 | [5 empty] | Permanently Out of Use - historical purposes | Gas (Historical Use) | 560 | Marked Unknown | 1986-04-23 | Galvanized Steel
AT&T-C | RT 2 COVE RD | WOODBURY | Meriwether | 990041 | 1 | [5 empty] | Removed from Ground | Diesel | 2000 | Bare Steel | 1975-05-08 | Not Marked
AT&T-C | RT 2 COVE RD | WOODBURY | Meriwether | 990041 | 2 | [5 empty] | Removed from Ground | Kerosene | 20000 | Bare Steel | 1975-05-08 | Not Marked
GA POWER/MANCHESTER DIST OPER HQ | 524 ATLANTIC ST | MANCHESTER | Meriwether | 990042 | 1 | [5 empty] | Removed from Ground | Gas (Historical Use) | 10000 | Bare Steel | 1976-05-09 | Unknown
GA POWER/MANCHESTER DIST OPER HQ | 524 ATLANTIC ST | MANCHESTER | Meriwether | 990042 | 2 |  | 1994-09-01 | FALSE | 1994-09-01 | FALSE | Currently in Use | Diesel | 10000 | Fiberglass | 1994-09-01 | Double-Walled Fiberglass | Pressurized
GA POWER/MANCHESTER DIST OPER HQ | 524 ATLANTIC ST | MANCHESTER | Meriwether | 990042 | 3 |  |  | TRUE |  | TRUE | Removed from Ground | Used Oil | 500 | Bare Steel | 1986-05-07 | Galvanized Steel | Gravity Fed
GA POWER/MANCHESTER DIST OPER HQ | 524 ATLANTIC ST | MANCHESTER | Meriwether | 990042 | 4 | [5 empty] | Removed from Ground | Other | 1000 | Not Marked/Unknown | 1994-08-25 | Unknown
PIT STOP | 200 S MAIN ST | LUTHERSVILLE | Meriwether | 990045 | 1 | [5 empty] | Removed from Ground | Gas (Historical Use) | 1065 | Bare Steel | 1965-05-13 | Galvanized Steel
PIT STOP | 200 S MAIN ST | LUTHERSVILLE | Meriwether | 990045 | 2 | [5 empty] | Removed from Ground | Gas (Historical Use) | 1065 | Bare Steel | 1965-05-13 | Galvanized Steel
PIT STOP | 200 S MAIN ST | LUTHERSVILLE | Meriwether | 990045 | 3 | Ball Float | 1998-03-01 |  | 1998-03-01 |  | Currently in Use | Gas (Historical Use) | 4000 | Fiberglass | 1986-07-03 | Fiberglass Reinforced Plastic | Pressurized
PIT STOP | 200 S MAIN ST | LUTHERSVILLE | Meriwether | 990045 | 4 | Ball Float | 1998-03-01 |  | 1998-03-01 |  | Currently in Use | Gas (Historical Use) | 4000 | Fiberglass | 1986-07-03 | Fiberglass Reinforced Plastic | Pressurized
PIT STOP | 200 S MAIN ST | LUTHERSVILLE | Meriwether | 990045 | 5 | Ball Float | 1998-03-01 |  | 1998-03-01 |  | Currently in Use | Diesel | 4000 | Fiberglass | 1986-07-03 | Fiberglass Reinforced Plastic | Pressurized
PENNYS MINI MART | ST HWY 41 | GREENVILLE | Meriwether | 990046 | 1 | [5 empty] | Permanently Out Of Use | Diesel | 3000 | Bare Steel | 1985-05-08 | Galvanized Steel
J H MASSENGALE | 501 5TH AVE/HWY 41 | MANCHESTER | Meriwether | 990047 | 1 | [5 empty] | Removed from Ground | Gas (Historical Use) | 1000 | Bare Steel | 1974-05-11 | Bare Steel | Suction (American)
J H MASSENGALE | 501 5TH AVE/HWY 41 | MANCHESTER | Meriwether | 990047 | 2 | [5 empty] | Removed from Ground | Gas (Historical Use) | 1000 | Bare Steel | 1974-05-11 | Bare Steel | Suction (American)
J H MASSENGALE | 501 5TH AVE/HWY 41 | MANCHESTER | Meriwether | 990047 | 3 | [5 empty] | Removed from Ground | Gas (Historical Use) | 550 | Bare Steel | 1974-05-11 | Bare Steel | Suction (American)
CALDWELL GULF SERVICE | ST HWY 85 | ALVATON | Meriwether | 990048 | 1 | [5 empty] | Removed from Ground | Gas (Historical Use) | 1000 | Bare Steel | 1972-05-11 | Galvanized Steel
CALDWELL GULF SERVICE | ST HWY 85 | ALVATON | Meriwether | 990048 | 2 | [5 empty] | Removed from Ground | Gas (Historical Use) | 1000 | Bare Steel | 1972-05-11 | Galvanized Steel
CALDWELL GULF SERVICE | ST HWY 85 | ALVATON | Meriwether | 990048 | 3 | [5 empty] | Removed from Ground | Gas (Historical Use) | 1000 | Bare Steel | 1972-05-11 | Galvanized Steel
CALDWELL GULF SERVICE | ST HWY 85 | ALVATON | Meriwether | 990048 | 4 |  |  | TRUE |  | TRUE | Removed from Ground | Used Oil | 550 | Bare Steel | 1972-05-11 | Galvanized Steel
WOODBURY FERTILIZER CO INC |  | WOODBURY | Meriwether | 990049 | 1 | [5 empty] | Removed from Ground | Gas (Historical Use) | 550 | Bare Steel | 1968-05-12 | Galvanized Steel
HUB AUTO REPAIR | ST HWY 85 EAST | WOODBURY | Meriwether | 990050 | 1 | [5 empty] | Removed from Ground | Gas (Historical Use) | 550 | Bare Steel | 1982-05-09 | Galvanized Steel
CITY OF GREENVILLE | COURTHOUSE SQUARE-NW SIDE | GREENVILLE | Meriwether | 990051 | 1 | [5 empty] | Removed from Ground | Gas (Historical Use) | 550 | Bare Steel | 1976-05-10 | Galvanized Steel | Suction (American)
CITY OF GREENVILLE | COURTHOUSE SQUARE-NW SIDE | GREENVILLE | Meriwether | 990051 | 2 | [5 empty] | Removed from Ground | Gas (Historical Use) | 1000 | Bare Steel | 1976-05-10 | Galvanized Steel | Suction (American)
CITY OF WOODBURY | PO BOX 267 | WOODBURY | Meriwether | 990052 | 1 | [5 empty] | Removed from Ground | Gas (Historical Use) | 550 | Bare Steel | 1978-05-10 | Galvanized Steel | Suction (American)
CITY OF WOODBURY | PO BOX 267 | WOODBURY | Meriwether | 990052 | 2 | [5 empty] | Removed from Ground | Diesel | 287 | Bare Steel | 1978-05-10 | Galvanized Steel | Suction (American)
AMERICAN EXCELSIOR CO | ST HWY 85 EAST | WOODBURY | Meriwether | 990053 | 1 | [5 empty] | Removed from Ground | Gas (Historical Use) | 550 | Bare Steel | 1981-05-09 | Galvanized Steel | Suction (American)
AMERICAN EXCELSIOR CO | ST HWY 85 EAST | WOODBURY | Meriwether | 990053 | 2 | [5 empty] | Removed from Ground | Diesel | 2000 | Bare Steel | 1984-05-08 | Galvanized Steel | Suction (American)
WOODBURY BUSINESS FORMS INC | FOLK AVE | WOODBURY | Meriwether | 990054 | 1 | [5 empty] | Removed from Ground | Gas (Historical Use) | 550 | Bare Steel | 1976-05-10 | Galvanized Steel
WOODBURY BUSINESS FORMS INC | FOLK AVE | WOODBURY | Meriwether | 990054 | 2 | [5 empty] | Removed from Ground | Diesel | 1000 | Bare Steel | 1984-05-08 | Galvanized Steel
SEABOARD SYSTEM RAILROAD | PACIFIC ST | MANCHESTER | Meriwether | 990055 | 1 | [5 empty] | Removed from Ground | Gas (Historical Use) | 1000 | Bare Steel | 1985-05-08 | Galvanized Steel
NABISCO INC | NABISCO ST | WOODBURY | Meriwether | 990056 | 1 | [5 empty] | Removed from Ground | Gas (Historical Use) | 1000 | Bare Steel | 1978-05-10 | Galvanized Steel
NABISCO INC | NABISCO ST | WOODBURY | Meriwether | 990056 | 2 | [5 empty] | Removed from Ground | Diesel | 2000 | Bare Steel | 1978-05-10 | Galvanized Steel
MERIWETHER CO EMS | 59 HILL HAVEN RD | GREENVILLE | Meriwether | 990057 | 1 | [5 empty] | Removed from Ground | Gas (Historical Use) | 1000 | Bare Steel | 1976-05-10 | Galvanized Steel | Suction (American)
MERIWETHER CO EMS | 59 HILL HAVEN RD | GREENVILLE | Meriwether | 990057 | 2 | [5 empty] | Removed from Ground | Diesel | 1000 | Bare Steel | 1985-05-08 | Galvanized Steel | Suction (American)
FOUR POINTS BP | ST HWY 18 & 85 W | WOODBURY | Meriwether | 990058 | 1 |  | 1998-11-01 |  | 1998-11-01 |  | Removed from Ground | Gas (Historical Use) | 1000 | Steel-Impressed Current | 1972-05-11 | Cathodically Protected | Safe Suction (Euro)
FOUR POINTS BP | ST HWY 18 & 85 W | WOODBURY | Meriwether | 990058 | 2 |  | 1998-11-01 |  | 1998-11-01 |  | Removed from Ground | Gas (Historical Use) | 1000 | Steel-Impressed Current | 1972-05-11 | Cathodically Protected | Safe Suction (Euro)
FOUR POINTS BP | ST HWY 18 & 85 W | WOODBURY | Meriwether | 990058 | 3 |  | 1998-11-01 |  | 1998-11-01 |  | Removed from Ground | Diesel | 1000 | Steel-Impressed Current | 1972-05-11 | Cathodically Protected | Safe Suction (Euro)
FOUR POINTS BP | ST HWY 18 & 85 W | WOODBURY | Meriwether | 990058 | 4 |  | 1998-11-01 |  | 1998-11-01 |  | Removed from Ground | Gas (Historical Use) | 3000 | Steel-Impressed Current | 1978-05-10 | Cathodically Protected | Safe Suction (Euro)
HENRY E CLARK | RFD 1/ST HWY 85 | GAY | Meriwether | 990059 | 1 | [5 empty] | Removed from Ground | Gas (Historical Use) | 550 | Bare Steel | 1974-05-11 | Galvanized Steel
HENRY E CLARK | RFD 1/ST HWY 85 | GAY | Meriwether | 990059 | 2 | [5 empty] | Removed from Ground | Gas (Historical Use) | 550 | Bare Steel | 1974-05-11 | Galvanized Steel
C V FINDLEY | RFD 1/ST HWY 109 | WOODBURY | Meriwether | 990060 | 1 | [5 empty] | Removed from Ground | Gas (Historical Use) | 550 | Bare Steel | 1974-05-11 | Galvanized Steel
C V FINDLEY | RFD 1/ST HWY 109 | WOODBURY | Meriwether | 990060 | 2 | [5 empty] | Removed from Ground | Gas (Historical Use) | 550 | Bare Steel | 1974-05-11 | Galvanized Steel
HOLIDAY CONSTRUCTION CO | 14914 ROOSEVELT HWY | GREENVILLE | Meriwether | 990061 | 1 | [5 empty] | Removed from Ground | Gas (Historical Use) | 1000 | Bare Steel | 1976-05-10 | Bare Steel | Suction (American)
HOLIDAY CONSTRUCTION CO | 14914 ROOSEVELT HWY | GREENVILLE | Meriwether | 990061 | 2 | [5 empty] | Removed from Ground | Diesel | 1000 | Bare Steel | 1976-05-10 | Bare Steel | Suction (American)
DURAND GULF SERVICE | ST HWY 18 | WARM SPRINGS | Meriwether | 990062 | 1 | [5 empty] | Removed from Ground | Gas (Historical Use) | 1000 | Bare Steel | 1970-05-12 | Galvanized Steel
DURAND GULF SERVICE | ST HWY 18 | WARM SPRINGS | Meriwether | 990062 | 2 | [5 empty] | Removed from Ground | Gas (Historical Use) | 1000 | Bare Steel | 1970-05-12 | Galvanized Steel
DURAND GULF SERVICE | ST HWY 18 | WARM SPRINGS | Meriwether | 990062 | 3 | [5 empty] | Removed from Ground | Gas (Historical Use) | 1000 | Bare Steel | 1970-05-12 | Galvanized Steel
WARDS BP/FUNDERBURK GULF | GA HWY 41 & GA HWY 85 WEST | WARM SPRINGS | Meriwether | 990063 | 1 | [5 empty] | Removed from Ground | Gas (Historical Use) | 2000 | Bare Steel | 1973-05-11 | Galvanized Steel
WARDS BP/FUNDERBURK GULF | GA HWY 41 & GA HWY 85 WEST | WARM SPRINGS | Meriwether | 990063 | 2 | [5 empty] | Removed from Ground | Gas (Historical Use) | 2000 | Bare Steel | 1973-05-11 | Galvanized Steel
WARDS BP/FUNDERBURK GULF | GA HWY 41 & GA HWY 85 WEST | WARM SPRINGS | Meriwether | 990063 | 3 | [5 empty] | Removed from Ground | Gas (Historical Use) | 3000 | Bare Steel | 1973-05-11 | Galvanized Steel
WARDS BP/FUNDERBURK GULF | GA HWY 41 & GA HWY 85 WEST | WARM SPRINGS | Meriwether | 990063 | 4 |  |  | TRUE |  | TRUE | Removed from Ground | Used Oil | 550 | Bare Steel | 1973-05-11 | Galvanized Steel
WARM SPRINGS GROCERY | ST HWY 41 & 85 WEST/NW SIDE | WARM SPRINGS | Meriwether | 990064 | 1 | [5 empty] | Removed from Ground | Gas (Historical Use) | 550 | Bare Steel | 1968-05-12 | Galvanized Steel
WARM SPRINGS GROCERY | ST HWY 41 & 85 WEST/NW SIDE | WARM SPRINGS | Meriwether | 990064 | 2 | [5 empty] | Removed from Ground | Gas (Historical Use) | 550 | Bare Steel | 1968-05-12 | Galvanized Steel
BISHOPS CHEVRON | 316 BROAD ST | MANCHESTER | Meriwether | 990065 | 1 | [5 empty] | Removed from Ground | Gas (Historical Use) | 4000 | Bare Steel | 1972-05-11 | Galvanized Steel | Safe Suction (Euro)
BISHOPS CHEVRON | 316 BROAD ST | MANCHESTER | Meriwether | 990065 | 2 | [5 empty] | Removed from Ground | Gas (Historical Use) | 4000 | Bare Steel | 1972-05-11 | Galvanized Steel | Safe Suction (Euro)
BISHOPS CHEVRON | 316 BROAD ST | MANCHESTER | Meriwether | 990065 | 3 | [5 empty] | Removed from Ground | Gas (Historical Use) | 4000 | Bare Steel | 1972-05-11 | Galvanized Steel | Safe Suction (Euro)
BISHOPS CHEVRON | 316 BROAD ST | MANCHESTER | Meriwether | 990065 | 4 | [5 empty] | Removed from Ground | Diesel | 550 | Bare Steel | 1972-05-11 | Galvanized Steel | Safe Suction (Euro)
BISHOPS CHEVRON | 316 BROAD ST | MANCHESTER | Meriwether | 990065 | 5 |  |  | TRUE |  | TRUE | Removed from Ground | Used Oil | 550 | Bare Steel | 1972-05-11 | Galvanized Steel | Safe Suction (Euro)
BISHOPS CHEVRON | 316 BROAD ST | MANCHESTER | Meriwether | 990065 | 6 | Flapper Valve | 1999-04-01 | FALSE | 1999-04-01 | FALSE | Currently in Use | Regular | 10000 | Epoxy | 1999-04-01 | Fiberglass Reinforced Plastic | Pressurized
BISHOPS CHEVRON | 316 BROAD ST | MANCHESTER | Meriwether | 990065 | 7 | Ball Float | 1999-04-01 | FALSE | 1999-04-01 | FALSE | Currently in Use | Premium | 6000 | Epoxy | 1999-04-01 | Fiberglass Reinforced Plastic | Pressurized
BISHOPS CHEVRON | 316 BROAD ST | MANCHESTER | Meriwether | 990065 | 8 | Exempted | 1999-04-01 | FALSE | 1999-04-01 | FALSE | Currently in Use | Diesel | 6000 | Epoxy | 1999-04-01 | Fiberglass Reinforced Plastic | Pressurized
GENTRYS COUNTRY STORE (BADUR LLC) | 5428 LUTHERSVILLE RD | LUTHERSVILLE | Meriwether | 990066 | 1 | [5 empty] | Removed from Ground | Gas (Historical Use) | 500 | Bare Steel | 1986-05-08 | Galvanized Steel | Safe Suction (Euro)
GENTRYS COUNTRY STORE (BADUR LLC) | 5428 LUTHERSVILLE RD | LUTHERSVILLE | Meriwether | 990066 | 2 | [5 empty] | Removed from Ground | Gas (Historical Use) | 500 | Bare Steel | 1986-05-08 | Galvanized Steel | Safe Suction (Euro)
GENTRYS COUNTRY STORE (BADUR LLC) | 5428 LUTHERSVILLE RD | LUTHERSVILLE | Meriwether | 990066 | 3 |  | 2000-12-01 |  | 2000-12-01 |  | Currently in Use | Gas (Historical Use) | 10000 | Fiberglass | 2000-12-01 | Fiberglass Reinforced Plastic | Pressurized
GENTRYS COUNTRY STORE (BADUR LLC) | 5428 LUTHERSVILLE RD | LUTHERSVILLE | Meriwether | 990066 | 4 |  | 2000-12-01 |  | 2000-12-01 |  | Currently in Use | Gas (Historical Use) | 6000 | Fiberglass | 2000-12-01 | Fiberglass Reinforced Plastic | Pressurized
O'NEALS GROCERY SARAH O'NEAL | GEORGIA 85 | ALVATON | Meriwether | 990067 | 1 | [5 empty] | Removed from Ground | Gas (Historical Use) | 4000 | Bare Steel | 1986-05-08 | Galvanized Steel
O'NEALS GROCERY SARAH O'NEAL | GEORGIA 85 | ALVATON | Meriwether | 990067 | 2 | [5 empty] | Removed from Ground | Gas (Historical Use) | 2000 | Bare Steel | 1971-05-12 | Galvanized Steel
O'NEALS GROCERY SARAH O'NEAL | GEORGIA 85 | ALVATON | Meriwether | 990067 | 3 | [5 empty] | Removed from Ground | Gas (Historical Use) | 3000 | Bare Steel | 1971-05-12 | Galvanized Steel
O'NEALS GROCERY SARAH O'NEAL | GEORGIA 85 | ALVATON | Meriwether | 990067 | 4 | [5 empty] | Removed from Ground | Kerosene | 560 | Bare Steel | 1971-05-12 | Galvanized Steel
SUPRA | 203 5TH AVE | MANCHESTER | Meriwether | 990068 | 1 |  | 1998-01-01 |  | 1998-01-01 |  | Currently in Use | Gas (Historical Use) | 8000 | Steel-Impressed Current | 1977-05-10 | Steel (Impressed Current) | Pressurized
SUPRA | 203 5TH AVE | MANCHESTER | Meriwether | 990068 | 2 |  | 1998-01-01 |  | 1998-01-01 |  | Currently in Use | Gas (Historical Use) | 8000 | Steel-Impressed Current | 1977-05-10 | Steel (Impressed Current) | Pressurized
SUPRA | 203 5TH AVE | MANCHESTER | Meriwether | 990068 | 3 |  | 1998-01-01 |  | 1998-01-01 |  | Currently in Use | Diesel | 8000 | Steel-Impressed Current | 1977-05-10 | Steel (Impressed Current) | Pressurized
SKYLAND VENTURES LLC | 10966 MILLARDEN RD | WOODBURY | Meriwether | 990069 | 1 | Flapper Valve | 1996-06-26 | FALSE | 1996-06-26 | FALSE | Currently in Use | Regular | 6000 | Steel-Impressed Current | 1981-05-05 | Steel (Impressed Current) | Safe Suction (Euro)
SKYLAND VENTURES LLC | 10966 MILLARDEN RD | WOODBURY | Meriwether | 990069 | 2 | Flapper Valve | 1996-06-26 | FALSE | 1996-06-26 | FALSE | Currently in Use | Plus | 5000 | Steel-Impressed Current | 1981-05-05 | Steel (Impressed Current) | Safe Suction (Euro)
SKYLAND VENTURES LLC | 10966 MILLARDEN RD | WOODBURY | Meriwether | 990069 | 3 | Flapper Valve | 1996-06-26 | FALSE | 1996-06-26 | FALSE | Currently in Use | Premium | 5000 | Steel-Impressed Current | 1981-05-05 | Steel (Impressed Current) | Safe Suction (Euro)
SKYLAND VENTURES LLC | 10966 MILLARDEN RD | WOODBURY | Meriwether | 990069 | 4 | Flapper Valve | 1996-06-26 | FALSE | 1996-06-26 | FALSE | Currently in Use | Diesel | 4000 | Steel-Impressed Current | 1981-05-05 | Steel (Impressed Current) | Safe Suction (Euro)
PHILLIPS | GA HWY 41 NORTH | MANCHESTER | Meriwether | 990070 | 1 | [5 empty] | Removed from Ground | Gas (Historical Use) | 560 | Bare Steel | 1986-05-08 | Galvanized Steel
PHILLIPS | GA HWY 41 NORTH | MANCHESTER | Meriwether | 990070 | 2 | [5 empty] | Removed from Ground | Gas (Historical Use) | 560 | Bare Steel | 1986-05-08 | Galvanized Steel
CHAPMANS SHELL SERVICE STATION | 3841 WHITE HOUSE PKWY | WARM SPRINGS | Meriwether | 990071 | 1 |  | 1998-01-01 |  | 1998-01-01 |  | Removed from Ground | Gas (Historical Use) | 4000 | Steel-Impressed Current | 1986-05-08 | Cathodically Protected | Safe Suction (Euro)
CHAPMANS SHELL SERVICE STATION | 3841 WHITE HOUSE PKWY | WARM SPRINGS | Meriwether | 990071 | 2 |  | 1998-01-01 |  | 1998-01-01 |  | Removed from Ground | Gas (Historical Use) | 3000 | Steel-Impressed Current | 1986-05-08 | Cathodically Protected | Safe Suction (Euro)
CHAPMANS SHELL SERVICE STATION | 3841 WHITE HOUSE PKWY | WARM SPRINGS | Meriwether | 990071 | 3 |  | 1998-01-01 |  | 1998-01-01 |  | Removed from Ground | Gas (Historical Use) | 3000 | Steel-Impressed Current | 1986-05-08 | Cathodically Protected | Safe Suction (Euro)
GREENVILLE MINIT MART | 951 N TALBOTTON ST | GREENVILLE | Meriwether | 990072 | 1 |  | 1998-01-01 | FALSE | 1998-01-01 | FALSE | Temporarily out of use | Gas (Historical Use) | 4000 | Steel-Impressed Current | 1977-05-10 | Fiberglass Reinforced Plastic | Pressurized
GREENVILLE MINIT MART | 951 N TALBOTTON ST | GREENVILLE | Meriwether | 990072 | 2 |  | 1998-01-01 | FALSE | 1998-01-01 | FALSE | Temporarily out of use | Gas (Historical Use) | 4000 | Steel-Impressed Current | 1977-05-10 | Fiberglass Reinforced Plastic | Pressurized
GREENVILLE MINIT MART | 951 N TALBOTTON ST | GREENVILLE | Meriwether | 990072 | 3 |  | 1998-01-01 | FALSE | 1998-01-01 | FALSE | Temporarily out of use | Gas (Historical Use) | 4000 | Steel-Impressed Current | 1977-05-10 | Fiberglass Reinforced Plastic | Pressurized
GREENVILLE MINIT MART | 951 N TALBOTTON ST | GREENVILLE | Meriwether | 990072 | 4 |  | 1998-01-01 | FALSE | 1998-01-01 | FALSE | Temporarily out of use | Gas (Historical Use) | 4000 | Steel-Impressed Current | 1977-05-10 | Fiberglass Reinforced Plastic | Pressurized
GREENVILLE MINIT MART | 951 N TALBOTTON ST | GREENVILLE | Meriwether | 990072 | 5 |  | 1998-01-01 | FALSE | 1998-01-01 | FALSE | Temporarily out of use | Diesel | 5000 | Steel-Impressed Current | 1977-05-10 | Fiberglass Reinforced Plastic | Safe Suction (Euro)
PATRIOTS CORNER MART | 8 S MAIN ST | LUTHERSVILLE | Meriwether | 990073 | 1 | Ball Float | 1988-02-01 |  | 1988-02-01 |  | Currently in Use | Gas (Historical Use) | 6000 | Galvanic (STIP-3) | 1988-02-01 | Fiberglass Reinforced Plastic | Pressurized
PATRIOTS CORNER MART | 8 S MAIN ST | LUTHERSVILLE | Meriwether | 990073 | 2 | Ball Float | 1988-02-01 |  | 1988-02-01 |  | Currently in Use | Gas (Historical Use) | 6000 | Galvanic (STIP-3) | 1988-02-01 | Fiberglass Reinforced Plastic | Pressurized
PATRIOTS CORNER MART | 8 S MAIN ST | LUTHERSVILLE | Meriwether | 990073 | 3 | Ball Float | 1988-02-01 |  | 1988-02-01 |  | Currently in Use | Gas (Historical Use) | 6000 | Galvanic (STIP-3) | 1988-02-01 | Fiberglass Reinforced Plastic | Pressurized
PATRIOTS CORNER MART | 8 S MAIN ST | LUTHERSVILLE | Meriwether | 990073 | 4 | Ball Float | 1988-02-01 |  | 1988-02-01 |  | Currently in Use | Diesel | 6000 | Galvanic (STIP-3) | 1988-02-01 | Fiberglass Reinforced Plastic | Pressurized
PATRIOTS CORNER MART | 8 S MAIN ST | LUTHERSVILLE | Meriwether | 990073 | 5 | Ball Float | 1988-02-01 |  | 1988-02-01 |  | Currently in Use | Diesel | 2000 | Galvanic (STIP-3) | 1988-02-01 | Fiberglass Reinforced Plastic | Safe Suction (Euro)
BOWENS BP STATION | GEORGIA HWY 85 | GAY | Meriwether | 990074 | 1 |  | 1998-01-01 |  | 1998-01-01 |  | Removed from Ground | Gas (Historical Use) | 2000 | Steel-Impressed Current | 1971-05-12 | Cathodically Protected | Safe Suction (Euro)
BOWENS BP STATION | GEORGIA HWY 85 | GAY | Meriwether | 990074 | 2 |  | 1998-01-01 |  | 1998-01-01 |  | Removed from Ground | Gas (Historical Use) | 1000 | Steel-Impressed Current | 1971-05-12 | Cathodically Protected | Safe Suction (Euro)
BOWENS BP STATION | GEORGIA HWY 85 | GAY | Meriwether | 990074 | 3 |  | 1998-01-01 |  | 1998-01-01 |  | Removed from Ground | Gas (Historical Use) | 2000 | Steel-Impressed Current | 1998-01-01 | Cathodically Protected | Safe Suction (Euro)
BOWENS BP STATION | GEORGIA HWY 85 | GAY | Meriwether | 990074 | 4 |  | 1998-01-01 |  | 1998-01-01 |  | Removed from Ground | Diesel | 1000 | Steel-Impressed Current | 1998-01-01 | Cathodically Protected | Safe Suction (Euro)
BISHOPS SHELL | 2 ND ST AND 2ND AVE | MANCHESTER | Meriwether | 990075 | 1 |  | 1998-01-01 |  | 1998-01-01 |  | Removed from Ground | Gas (Historical Use) | 4000 | Steel-Impressed Current | 1966-05-13 | Cathodically Protected | Safe Suction (Euro)
BISHOPS SHELL | 2 ND ST AND 2ND AVE | MANCHESTER | Meriwether | 990075 | 2 |  | 1998-01-01 |  | 1998-01-01 |  | Removed from Ground | Gas (Historical Use) | 3000 | Steel-Impressed Current | 1966-05-13 | Cathodically Protected | Safe Suction (Euro)
BISHOPS SHELL | 2 ND ST AND 2ND AVE | MANCHESTER | Meriwether | 990075 | 3 |  | 1998-01-01 |  | 1998-01-01 |  | Removed from Ground | Gas (Historical Use) | 4000 | Steel-Impressed Current | 1966-05-13 | Cathodically Protected | Safe Suction (Euro)
BISHOPS SHELL | 2 ND ST AND 2ND AVE | MANCHESTER | Meriwether | 990075 | 4 |  | 1998-01-01 |  | 1998-01-01 |  | Removed from Ground | Diesel | 1000 | Steel-Impressed Current | 1966-05-13 | Cathodically Protected | Safe Suction (Euro)
GILSONS #384 | 503 W MAIN ST | MANCHESTER | Meriwether | 990076 | 1 | Flapper Valve | 1997-09-19 |  | 1997-09-19 |  | Removed from Ground | Gas (Historical Use) | 8000 | Steel-Impressed Current | 1971-05-12 | Fiberglass Reinforced Plastic | Safe Suction (Euro)
GILSONS #384 | 503 W MAIN ST | MANCHESTER | Meriwether | 990076 | 2 | Flapper Valve | 1997-09-19 |  | 1997-09-19 |  | Removed from Ground | Gas (Historical Use) | 8000 | Steel-Impressed Current | 1971-05-12 | Fiberglass Reinforced Plastic | Safe Suction (Euro)
WOODBURY CHEVRON | 12341 WHITEHOUSE PKWY | WOODBURY | Meriwether | 990077 | 1A | Flapper Valve | 1998-05-01 | FALSE | 1998-05-01 | FALSE | Currently in Use | Premium | 6000 | Steel-Impressed Current | 1982-05-09 | Fiberglass Reinforced Plastic | Pressurized
WOODBURY CHEVRON | 12341 WHITEHOUSE PKWY | WOODBURY | Meriwether | 990077 | 1B | Flapper Valve | 1998-05-01 | FALSE | 1998-05-01 | FALSE | Currently in Use | Regular | 6000 | Steel-Impressed Current | 1982-05-09 | Fiberglass Reinforced Plastic | Pressurized
WOODBURY CHEVRON | 12341 WHITEHOUSE PKWY | WOODBURY | Meriwether | 990077 | 2 | Flapper Valve | 1998-05-01 | FALSE | 1998-05-01 | FALSE | Currently in Use | Plus | 6000 | Steel-Impressed Current | 1982-05-09 | Fiberglass Reinforced Plastic | Pressurized
WOODBURY CHEVRON | 12341 WHITEHOUSE PKWY | WOODBURY | Meriwether | 990077 | 3 | Flapper Valve | 1998-05-01 | FALSE | 1998-05-01 | FALSE | Currently in Use | Diesel | 6000 | Steel-Impressed Current | 1982-05-09 | Fiberglass Reinforced Plastic | Pressurized
SRA BROTHERS CITGO | 563 TALBOTTON ST | GREENVILLE | Meriwether | 990078 | 1 | Flapper Valve | 1996-06-18 | FALSE | 1996-06-18 | FALSE | Currently in Use | Regular | 10000 | Steel-Impressed Current | 1984-05-08 | Steel (Impressed Current) | Pressurized
SRA BROTHERS CITGO | 563 TALBOTTON ST | GREENVILLE | Meriwether | 990078 | 2 | Flapper Valve | 1996-06-18 | FALSE | 1996-06-18 | FALSE | Currently in Use | Plus | 8000 | Steel-Impressed Current | 1975-05-11 | Steel (Impressed Current) | Pressurized
SRA BROTHERS CITGO | 563 TALBOTTON ST | GREENVILLE | Meriwether | 990078 | 3 | Flapper Valve | 1996-06-18 | FALSE | 1996-06-18 | FALSE | Currently in Use | Premium | 8000 | Steel-Impressed Current | 1975-05-11 | Steel (Impressed Current) | Pressurized
SEWELL GROCERY | RT 1 | LUTHERSVILLE | Meriwether | 990080 | 1 | [5 empty] | Removed from Ground | Gas (Historical Use) | 1000 | Bare Steel | 1974-05-11 | Galvanized Steel
SEWELL GROCERY | RT 1 | LUTHERSVILLE | Meriwether | 990080 | 2 | [5 empty] | Removed from Ground | Gas (Historical Use) | 1000 | Bare Steel | 1974-05-11 | Galvanized Steel
CELMENTS STOP & SHOP | RT 3 BOX 514 | GREENVILLE | Meriwether | 990081 | 1 | [5 empty] | Removed from Ground | Gas (Historical Use) | 560 | Bare Steel | 1957-01-08 | Galvanized Steel
CELMENTS STOP & SHOP | RT 3 BOX 514 | GREENVILLE | Meriwether | 990081 | 2 | [5 empty] | Removed from Ground | Gas (Historical Use) | 560 | Bare Steel | 1957-01-08 | Galvanized Steel
CELMENTS STOP & SHOP | RT 3 BOX 514 | GREENVILLE | Meriwether | 990081 | 3 | [5 empty] | Removed from Ground | Gas (Historical Use) | 1000 | Cathodically Protected Steel | 1990-01-01 | Cathodically Protected | Suction (American)
CELMENTS STOP & SHOP | RT 3 BOX 514 | GREENVILLE | Meriwether | 990081 | 4 | [5 empty] | Removed from Ground | Gas (Historical Use) | 1000 | Cathodically Protected Steel | 1990-01-01 | Cathodically Protected | Suction (American)
CSX TRANSPORTATION/SEABOARD SYST | 110 DEPOT ST | MANCHESTER | Meriwether | 990082 | 1 | [5 empty] | Removed from Ground | Gas (Historical Use) | 1000 | Bare Steel | 1984-05-08 | Bare Steel
CSX TRANSPORTATION/SEABOARD SYST | 110 DEPOT ST | MANCHESTER | Meriwether | 990082 | 2 | [5 empty] | Removed from Ground | Gas (Historical Use) | 150 | Bare Steel | 1984-05-08 | Bare Steel
MANCHESTER PUBLIC WORKS DEPT | 420 MAGNOLIA LANE | MANCHESTER | Meriwether | 990083 | 1987-01-01 | [5 empty] | Removed from Ground | Gas (Historical Use) | 3000 | Marked Unknown | 1979-01-01 | Unknown | Suction (American)
MANCHESTER PUBLIC WORKS DEPT | 420 MAGNOLIA LANE | MANCHESTER | Meriwether | 990083 | 1989-01-01 | [5 empty] | Removed from Ground | Gas (Historical Use) | 3000 | Marked Unknown | 1979-01-01 | Unknown | Suction (American)
MANCHESTER PUBLIC WORKS DEPT | 420 MAGNOLIA LANE | MANCHESTER | Meriwether | 990083 | 3-D | [5 empty] | Removed from Ground | Diesel | 2000 | Bare Steel | 1983-01-01 | Galvanized Steel | Suction (American)
ROBERTS GARAGE | 122 COURT SQUARE | GREENVILLE | Meriwether | 990085 | 1 | [5 empty] | Removed from Ground | Gas (Historical Use) | 1000 | Marked Unknown | 1986-05-07 | Galvanized Steel
ROBERTS GARAGE | 122 COURT SQUARE | GREENVILLE | Meriwether | 990085 | 2 | [5 empty] | Removed from Ground | Gas (Historical Use) | 1060 | Marked Unknown | 1986-05-07 | Galvanized Steel
ROBERTS GARAGE | 122 COURT SQUARE | GREENVILLE | Meriwether | 990085 | 3 | [5 empty] | Removed from Ground | Gas (Historical Use) | 550 | Marked Unknown | 1986-05-07 | Galvanized Steel
ROBERTS GARAGE | 122 COURT SQUARE | GREENVILLE | Meriwether | 990085 | 4 | [5 empty] | Removed from Ground | Gas (Historical Use) | 550 | Marked Unknown | 1986-05-07 | Galvanized Steel
ROBERTS GARAGE | 122 COURT SQUARE | GREENVILLE | Meriwether | 990085 | 5 | [5 empty] | Removed from Ground | Gas (Historical Use) | 550 | Marked Unknown | 1986-05-07 | Galvanized Steel
BARBERS SUPERMARKET #21 | HWY 27 ALTERNATE SOUTH | LUTHERSVILLE | Meriwether | 990086 | 1 | [5 empty] | Removed from Ground | Gas (Historical Use) | 2000 | Bare Steel | 1982-05-09 | Galvanized Steel
BARBERS SUPERMARKET #21 | HWY 27 ALTERNATE SOUTH | LUTHERSVILLE | Meriwether | 990086 | 2 | [5 empty] | Removed from Ground | Gas (Historical Use) | 4000 | Bare Steel | 1982-05-09 | Galvanized Steel
BARBERS SUPERMARKET #21 | HWY 27 ALTERNATE SOUTH | LUTHERSVILLE | Meriwether | 990086 | 3 | [5 empty] | Removed from Ground | Gas (Historical Use) | 3000 | Bare Steel | 1982-05-09 | Galvanized Steel
BARBERS SUPERMARKET #21 | HWY 27 ALTERNATE SOUTH | LUTHERSVILLE | Meriwether | 990086 | 4 | [5 empty] | Removed from Ground | Diesel | 2000 | Bare Steel | 1982-05-09 | Galvanized Steel
BARBERS SUPERMARKET #21 | HWY 27 ALTERNATE SOUTH | LUTHERSVILLE | Meriwether | 990086 | 5 | [5 empty] | Removed from Ground | Kerosene | 2000 | Bare Steel | 1982-05-09 | Galvanized Steel
W H REEVES LUMBER CO | 333 DROMEDARY ST | WOODBURY | Meriwether | 990087 | 1 | [5 empty] | Removed from Ground | Diesel | 1000 | Bare Steel | 1982-05-06 | Galvanized Steel
W H REEVES LUMBER CO | 333 DROMEDARY ST | WOODBURY | Meriwether | 990087 | 2 | [5 empty] | Removed from Ground | Gas (Historical Use) | 1000 | Bare Steel | 1982-05-06 | Galvanized Steel
W H REEVES LUMBER CO | 333 DROMEDARY ST | WOODBURY | Meriwether | 990087 | 3 | [5 empty] | Removed from Ground | Gas (Historical Use) | 550 | Bare Steel | 1976-05-07 | Galvanized Steel
LO-BUCKS -C-STORE | 220 MAIN ST | MANCHESTER | Meriwether | 990088 | 1 |  | 1994-05-01 |  | 1994-05-01 |  | Currently in Use | Gas (Historical Use) | 8000 | Steel-Impressed Current | 1975-05-11 | Fiberglass Reinforced Plastic | Pressurized
LO-BUCKS -C-STORE | 220 MAIN ST | MANCHESTER | Meriwether | 990088 | 2 |  | 1994-05-01 |  | 1994-05-01 |  | Currently in Use | Gas (Historical Use) | 8000 | Steel-Impressed Current | 1975-05-11 | Fiberglass Reinforced Plastic | Pressurized
LO-BUCKS -C-STORE | 220 MAIN ST | MANCHESTER | Meriwether | 990088 | 3 |  | 1994-05-01 |  | 1994-05-01 |  | Currently in Use | Gas (Historical Use) | 4000 | Steel-Impressed Current | 1975-05-11 | Fiberglass Reinforced Plastic | Pressurized
BRADSHAW GROCERY | 420 PERRY ST | MANCHESTER | Meriwether | 990090 | 1 | [5 empty] | Removed from Ground | Gas (Historical Use) | 2000 | Bare Steel | 1971-05-09 | Unknown
BRADSHAW GROCERY | 420 PERRY ST | MANCHESTER | Meriwether | 990090 | 2 | [5 empty] | Removed from Ground | Gas (Historical Use) | 3000 | Bare Steel | 1976-05-07 | Unknown
BRADSHAW GROCERY | 420 PERRY ST | MANCHESTER | Meriwether | 990090 | 3 | [5 empty] | Removed from Ground | Other | 250 | Bare Steel | 1956-05-12 | Unknown
BRADSHAW GROCERY | 420 PERRY ST | MANCHESTER | Meriwether | 990090 | 4 | [5 empty] | Removed from Ground | Other | 250 | Bare Steel | 1956-05-12 | Unknown
WARM SPRINGS NATIONAL FISH HATCH | RT 1 BOX 105 | WARM SPRINGS | Meriwether | 990091 | 1 | [5 empty] | Removed from Ground | Empty | 560 | Bare Steel | 1956-05-09 | Unknown
WARM SPRINGS NATIONAL FISH HATCH | RT 1 BOX 105 | WARM SPRINGS | Meriwether | 990091 | 2 | [5 empty] | Removed from Ground | Diesel | 560 | Bare Steel | 1980-05-03 | Galvanized Steel
WARM SPRINGS NATIONAL FISH HATCH | RT 1 BOX 105 | WARM SPRINGS | Meriwether | 990091 | 3 | [5 empty] | Removed from Ground | Gas (Historical Use) | 560 | Bare Steel | 1980-05-03 | Galvanized Steel
MERIWETHER FUELS LLC | 331 PIMENTO DR | WOODBURY | Meriwether | 990096 | 1 | Flapper Valve | 1994-01-01 | FALSE | 1998-12-01 | FALSE | Currently in Use | Diesel On Road | 6000 | Steel-Impressed Current | 1969-05-20 | Steel (Impressed Current) | Suction (American)
MERIWETHER FUELS LLC | 331 PIMENTO DR | WOODBURY | Meriwether | 990096 | 2 | Flapper Valve | 1994-01-01 | FALSE | 1998-12-01 | FALSE | Temporarily out of use | Kerosene | 2000 | Steel-Impressed Current | 1971-05-20 | Steel (Impressed Current) | Suction (American)
FORMER FLOURNOY BP | HIGHWAY 41 N | GREENVILLE | Meriwether | 990097 | 1 | [5 empty] | Removed from Ground | Gas (Historical Use) | 6000 | Bare Steel | 1974-05-11 | Galvanized Steel | Suction (American)
FORMER FLOURNOY BP | HIGHWAY 41 N | GREENVILLE | Meriwether | 990097 | 2 | [5 empty] | Removed from Ground | Gas (Historical Use) | 6000 | Bare Steel | 1974-05-11 | Galvanized Steel | Suction (American)
FORMER FLOURNOY BP | HIGHWAY 41 N | GREENVILLE | Meriwether | 990097 | 3 | [5 empty] | Removed from Ground | Gas (Historical Use) | 3000 | Bare Steel | 1974-05-11 | Galvanized Steel | Suction (American)
FORMER FLOURNOY BP | HIGHWAY 41 N | GREENVILLE | Meriwether | 990097 | 4 | [5 empty] | Removed from Ground | Diesel | 3000 | Marked Unknown | 2000-03-29 | Unknown
GOODY PRODUCTS/MILLIKEN PLANT | 10 CALLAWAY ST | MANCHESTER | Meriwether | 990098 | 1 | [5 empty] | Removed from Ground | Empty | 500 | Bare Steel | 1940-05-19 | Bare Steel
GOODY PRODUCTS/MILLIKEN PLANT | 10 CALLAWAY ST | MANCHESTER | Meriwether | 990098 | 2 | [5 empty] | Removed from Ground | Empty | 2000 | Bare Steel | 1966-05-13 | Bare Steel
GOODY PRODUCTS/MILLIKEN PLANT | 10 CALLAWAY ST | MANCHESTER | Meriwether | 990098 | 3 | [5 empty] | Removed from Ground | Empty | 1000 | Bare Steel | 1980-05-09 | Bare Steel
GOODY PRODUCTS/MILLIKEN PLANT | 10 CALLAWAY ST | MANCHESTER | Meriwether | 990098 | 4 | [5 empty] | Removed from Ground | Other | 550 | Marked Unknown | 1992-10-01 | Unknown
GOODY PRODUCTS/MILLIKEN PLANT | 10 CALLAWAY ST | MANCHESTER | Meriwether | 990098 | 5 | [5 empty] | Removed from Ground | Other | 550 | Marked Unknown | 1992-10-01 | Unknown
GOODY PRODUCTS/MILLIKEN PLANT | 10 CALLAWAY ST | MANCHESTER | Meriwether | 990098 | 6 | [5 empty] | Removed from Ground | Other | 550 | Marked Unknown | 1992-10-01 | Unknown
LANGDALE FORD | 2728 GEORGIA HWY 85 N | MANCHESTER | Meriwether | 10000319 | 1 |  |  | FALSE |  | FALSE | Removed from Ground | Used Oil | 500 | Bare Steel | 1974-01-01 | Bare Steel
LANGDALE FORD | 2728 GEORGIA HWY 85 N | MANCHESTER | Meriwether | 10000319 | 2 |  |  | FALSE |  | FALSE | Removed from Ground | Gas (Historical Use) | 2000 | Bare Steel | 1974-01-01 | Bare Steel
LANGDALE CHEVROLET | 2850 GA HWY 85 N | MANCHESTER | Meriwether | 10000239 | 1 |  |  | FALSE |  | FALSE | Removed from Ground | Diesel | 2000 | Bare Steel | 1974-01-01 | Unknown | Safe Suction (Euro)
LANGDALE CHEVROLET | 2850 GA HWY 85 N | MANCHESTER | Meriwether | 10000239 | 2 |  |  | FALSE |  | FALSE | Removed from Ground | Gas (Historical Use) | 2000 | Bare Steel | 1974-01-01 | Unknown | Safe Suction (Euro)
LANGDALE CHEVROLET | 2850 GA HWY 85 N | MANCHESTER | Meriwether | 10000239 | 3 |  |  | FALSE |  | FALSE | Removed from Ground | Gas (Historical Use) | 2000 | Bare Steel | 1974-01-01 | Unknown | Safe Suction (Euro)
LANGDALE CHEVROLET | 2850 GA HWY 85 N | MANCHESTER | Meriwether | 10000239 | 4 |  |  | FALSE |  | FALSE | Removed from Ground | Gas (Historical Use) | 2000 | Bare Steel | 1974-01-01 | Unknown | Safe Suction (Euro)
Martin's Convenience Store | 18638 HWY 85 | GAY | Meriwether | 10001538 | 1A | Ball Float | 2005-01-01 | FALSE | 2005-01-01 | FALSE | Currently in Use | Gas (Historical Use) | 7000 | Fiberglass | 2005-01-01 | Fiberglass Reinforced Plastic | Pressurized
Martin's Convenience Store | 18638 HWY 85 | GAY | Meriwether | 10001538 | 1B | Ball Float | 2005-01-01 | FALSE | 2005-01-01 | FALSE | Currently in Use | Gas (Historical Use) | 3000 | Fiberglass | 2005-01-01 | Fiberglass Reinforced Plastic | Pressurized
Martin's Convenience Store | 18638 HWY 85 | GAY | Meriwether | 10001538 | 1C | Ball Float | 2005-01-01 | FALSE | 2005-01-01 | FALSE | Currently in Use | Diesel | 2000 | Fiberglass | 2005-01-01 | Fiberglass Reinforced Plastic | Pressurized
Martin's Convenience Store | 18638 HWY 85 | GAY | Meriwether | 10001538 | 2A | Flapper Valve | 2005-01-01 | FALSE | 2005-01-01 | FALSE | Currently in Use | Diesel | 1000 | Fiberglass | 2005-01-01 | Fiberglass Reinforced Plastic | Safe Suction (Euro)
Martin's Convenience Store | 18638 HWY 85 | GAY | Meriwether | 10001538 | 2B | Flapper Valve | 2005-01-01 | FALSE | 2005-01-01 | FALSE | Currently in Use | Diesel | 2000 | Fiberglass | 2005-01-01 | Fiberglass Reinforced Plastic | Safe Suction (Euro)
MCCOY GRADING INC | 450 CALLAWAY RD | GREENVILLE | Meriwether | 10001545 | 1A | Flapper Valve | 2008-01-10 | FALSE | 2008-01-10 | FALSE | Currently in Use | Diesel Off Road | 15000 | Composite Double Walled | 2008-01-15 | Double-Walled Fiberglass | Pressurized
MCCOY GRADING INC | 450 CALLAWAY RD | GREENVILLE | Meriwether | 10001545 | 1B | Flapper Valve | 2008-01-10 | FALSE | 2008-01-10 | FALSE | Currently in Use | Diesel | 5000 | Composite Double Walled | 2008-01-15 | Double-Walled Fiberglass | Pressurized
FORMER TEWS BAR-B-QUE | 2565 ROOSEVELT HIGHWAY | MANCHESTER | Meriwether | 10001360 | 1 |  |  | FALSE |  | FALSE | Removed from Ground | Gas (Historical Use) | 500 | Bare Steel | 2007-03-01 | Bare Steel
JP GREENVILLE | 567 D S TALBOTTON ST | GREENVILLE | Meriwether | 10001947 | 1 | Ball Float | 2010-11-10 | FALSE | 2010-11-10 | FALSE | Currently in Use | Regular | 12000 | Composite Double Walled | 2010-11-10 | Double-Walled Fiberglass | Pressurized
JP GREENVILLE | 567 D S TALBOTTON ST | GREENVILLE | Meriwether | 10001947 | 2 | Ball Float | 2010-11-10 | FALSE | 2010-11-10 | FALSE | Currently in Use | Premium | 8000 | Composite Double Walled | 2010-11-10 | Double-Walled Fiberglass | Pressurized
JP GREENVILLE | 567 D S TALBOTTON ST | GREENVILLE | Meriwether | 10001947 | 3 | Ball Float | 2010-11-10 | FALSE | 2010-11-10 | FALSE | Currently in Use | Diesel | 4000 | Composite Double Walled | 2010-11-10 | Double-Walled Fiberglass | Pressurized
FORMER OUSLEYS GROCERY | 804 WARM SPRINGS RD | MANCHESTER | Meriwether | 10002517 | 1 |  |  | FALSE |  | FALSE | Closed in Ground | Gas (Historical Use) | 0 | Bare Steel | 1981-01-01 | Bare Steel
FORMER OUSLEYS GROCERY | 804 WARM SPRINGS RD | MANCHESTER | Meriwether | 10002517 | 2 |  |  | FALSE |  | FALSE | Closed in Ground | Gas (Historical Use) | 0 | Bare Steel | 1981-01-01 | Bare Steel
FORMER OUSLEYS GROCERY | 804 WARM SPRINGS RD | MANCHESTER | Meriwether | 10002517 | 3 |  |  | FALSE |  | FALSE | Closed in Ground | Kerosene | 0 | Bare Steel | 1981-01-01 | Bare Steel
THE COUNTRY STORE | 7359 FORREST RD | HOGANSVILLE | Meriwether | 10002433 | 1 |  |  | FALSE |  | FALSE | Removed from Ground | Gas (Historical Use) | 1000 | Bare Steel |  | Bare Steel
THE COUNTRY STORE | 7359 FORREST RD | HOGANSVILLE | Meriwether | 10002433 | 2 |  |  | FALSE |  | FALSE | Removed from Ground | Gas (Historical Use) | 500 | Bare Steel |  | Bare Steel
THE COUNTRY STORE | 7359 FORREST RD | HOGANSVILLE | Meriwether | 10002433 | 3 |  |  | FALSE |  | FALSE | Removed from Ground | Gas (Historical Use) | 287 | Bare Steel |  | Bare Steel
Ankit Patel | 6044 SPRING ST | WARM SPRINGS | Meriwether | 10002703 | 1 | Ball Float | 2017-03-01 | FALSE | 2017-03-01 | FALSE | Currently in Use | Regular | 12000 | Tank Jacket | 2017-03-01 | Double-Walled Fiberglass
Ankit Patel | 6044 SPRING ST | WARM SPRINGS | Meriwether | 10002703 | 2 | Ball Float | 2017-03-01 | FALSE | 2017-03-01 | FALSE | Currently in Use | Premium | 4000 | Tank Jacket | 2017-03-01 | Double-Walled Fiberglass
Ankit Patel | 6044 SPRING ST | WARM SPRINGS | Meriwether | 10002703 | 3 | Ball Float | 2017-03-01 | FALSE | 2017-03-01 | FALSE | Currently in Use | Diesel | 4000 | Tank Jacket | 2017-03-01 | Double-Walled Fiberglass
B&A ROOFING COMPANY INC | HWY GA 85 | MANCHESTER | Meriwether | 1300001 | 1 | [5 empty] | Removed from Ground | Gas (Historical Use) | 1000 | Marked Unknown | 1986-02-21 | Unknown
B&A ROOFING COMPANY INC | HWY GA 85 | MANCHESTER | Meriwether | 1300001 | 2 | [5 empty] | Removed from Ground | Gas (Historical Use) | 1000 | Marked Unknown | 1986-02-21 | Unknown
B&A ROOFING COMPANY INC | HWY GA 85 | MANCHESTER | Meriwether | 1300001 | 3 | [5 empty] | Removed from Ground | Gas (Historical Use) | 1000 | Marked Unknown | 1986-02-21 | Unknown
B&A ROOFING COMPANY INC | HWY GA 85 | MANCHESTER | Meriwether | 1300001 | 4 | [5 empty] | Removed from Ground | Diesel | 1000 | Bare Steel | 1976-02-24 | Galvanized Steel
B&A ROOFING COMPANY INC | HWY GA 85 | MANCHESTER | Meriwether | 1300001 | 5 | [5 empty] | Removed from Ground | Gas (Historical Use) | 1 | Marked Unknown | 1986-02-21 | Unknown
CORNER CUPBOARD #4 | 1121 WARM SPRING HWY | MANCHESTER | Meriwether | 1330078 | 1 | [5 empty] | Removed from Ground | Diesel | 4000 | Bare Steel | 1983-05-03 | Galvanized Steel | Pressurized
CORNER CUPBOARD #4 | 1121 WARM SPRING HWY | MANCHESTER | Meriwether | 1330078 | 2 | [5 empty] | Removed from Ground | Gas (Historical Use) | 10000 | Bare Steel | 1983-05-03 | Galvanized Steel | Pressurized
CORNER CUPBOARD #4 | 1121 WARM SPRING HWY | MANCHESTER | Meriwether | 1330078 | 3 | [5 empty] | Removed from Ground | Gas (Historical Use) | 8000 | Bare Steel | 1983-05-03 | Galvanized Steel | Pressurized
CORNER CUPBOARD #4 | 1121 WARM SPRING HWY | MANCHESTER | Meriwether | 1330078 | 4 | [5 empty] | Removed from Ground | Gas (Historical Use) | 8000 | Bare Steel | 1983-05-03 | Galvanized Steel | Pressurized
CORNER CUPBOARD #4 | 1121 WARM SPRING HWY | MANCHESTER | Meriwether | 1330078 | 5 | [5 empty] | Removed from Ground | Kerosene | 1000 | Bare Steel | 1985-05-02 | Galvanized Steel | Pressurized
BUBBA DOOS ONE STOP | 111 N MAIN ST | LUTHERSVILLE | Meriwether | 690211 | 1 | Flapper Valve | 1998-06-01 |  | 1998-06-01 |  | Currently in Use | Gas (Historical Use) | 6000 | Steel-Impressed Current | 1984-05-05 | Fiberglass Reinforced Plastic | Pressurized
BUBBA DOOS ONE STOP | 111 N MAIN ST | LUTHERSVILLE | Meriwether | 690211 | 2 | Flapper Valve | 1998-06-01 |  | 1998-06-01 |  | Currently in Use | Gas (Historical Use) | 6000 | Steel-Impressed Current | 1976-05-07 | Fiberglass Reinforced Plastic | Pressurized
BUBBA DOOS ONE STOP | 111 N MAIN ST | LUTHERSVILLE | Meriwether | 690211 | 3 | Flapper Valve | 1998-06-01 |  | 1998-06-01 |  | Currently in Use | Gas (Historical Use) | 6000 | Steel-Impressed Current | 1976-05-07 | Fiberglass Reinforced Plastic | Pressurized
BUBBA DOOS ONE STOP | 111 N MAIN ST | LUTHERSVILLE | Meriwether | 690211 | 4 | [5 empty] | Removed from Ground | Diesel | 550 | Bare Steel | 1976-05-07 | Galvanized Steel | Safe Suction (Euro)
ELDORENDA GROCERY | 2425 COLQUITT HWY | COLQUITT | Miller | 4430087 | 1 | [5 empty] | Removed from Ground | Gas (Historical Use) | 1018 | Bare Steel | 1982-04-28 | Galvanized Steel | Suction (American)
ELDORENDA GROCERY | 2425 COLQUITT HWY | COLQUITT | Miller | 4430087 | 2 | [5 empty] | Removed from Ground | Gas (Historical Use) | 1018 | Bare Steel | 1998-11-10 | Galvanized Steel | Suction (American)
PDI #4 | 403 Crawford St. | Colquitt | Miller | 10002881 | 1 | Flapper Valve | 2018-05-27 | FALSE | 2018-05-27 | FALSE | Currently in Use | E-10 | 12000 | Tank Jacket Double Walled | 2018-05-16 | Double-Walled Flex | Pressurized
PDI #4 | 403 Crawford St. | Colquitt | Miller | 10002881 | 2A | Flapper Valve | 2018-05-27 | FALSE | 2018-05-27 | FALSE | Currently in Use | Premium | 5000 | Tank Jacket Double Walled | 2018-05-16 | Double-Walled Flex | Pressurized
PDI #4 | 403 Crawford St. | Colquitt | Miller | 10002881 | 2B | Flapper Valve | 2018-05-27 | FALSE | 2018-05-27 | FALSE | Currently in Use | Diesel | 5000 | Tank Jacket Double Walled | 2018-05-16 | Double-Walled Flex | Pressurized
MACS FEED & SEED | 201 W COLLEGE ST | COLQUITT | Miller | 1000018 | 1 | [5 empty] | Removed from Ground | Gas (Historical Use) | 6000 | Bare Steel | 1980-05-09 | Unknown
MACS FEED & SEED | 201 W COLLEGE ST | COLQUITT | Miller | 1000018 | 2 | [5 empty] | Removed from Ground | Gas (Historical Use) | 6000 | Bare Steel | 1980-05-09 | Cathodically Protected
MACS FEED & SEED | 201 W COLLEGE ST | COLQUITT | Miller | 1000018 | 3 | [5 empty] | Removed from Ground | Gas (Historical Use) | 2000 | Bare Steel | 1980-05-09 | Unknown
HWY 27 SERVICE CENTER | 111 CRAWFORD ST | COLQUITT | Miller | 1000017 | 1 | [5 empty] | Closed in Ground | Gas (Historical Use) | 3000 | Bare Steel | 1965-05-10 | Galvanized Steel | Gravity Fed
HWY 27 SERVICE CENTER | 111 CRAWFORD ST | COLQUITT | Miller | 1000017 | 2 | [5 empty] | Closed in Ground | Gas (Historical Use) | 3000 | Bare Steel | 1965-05-10 | Galvanized Steel | Gravity Fed
HWY 27 SERVICE CENTER | 111 CRAWFORD ST | COLQUITT | Miller | 1000017 | 3 | [5 empty] | Closed in Ground | Gas (Historical Use) | 3000 | Bare Steel | 1965-05-10 | Galvanized Steel | Gravity Fed
HWY 27 SERVICE CENTER | 111 CRAWFORD ST | COLQUITT | Miller | 1000017 | 4 | [5 empty] | Closed in Ground | Gas (Historical Use) | 3000 | Bare Steel | 1965-05-10 | Galvanized Steel | Gravity Fed
HWY 27 SERVICE CENTER | 111 CRAWFORD ST | COLQUITT | Miller | 1000017 | 5 | [5 empty] | Permanently Out of Use - historical purposes | Empty | 3000 | Bare Steel | 1976-05-07 | Galvanized Steel
HWY 27 SERVICE CENTER | 111 CRAWFORD ST | COLQUITT | Miller | 1000017 | 6 | [5 empty] | Permanently Out of Use - historical purposes | Gas (Historical Use) | 3000 | Composite | 1980-01-01 | Fiberglass Reinforced Plastic | Safe Suction (Euro)
HWY 27 SERVICE CENTER | 111 CRAWFORD ST | COLQUITT | Miller | 1000017 | 7A |  | 1999-09-22 |  | 1999-09-22 |  | Removed from Ground | Gas (Historical Use) | 6000 | Epoxy | 1999-09-22 | Fiberglass Reinforced Plastic | Suction (American)
HWY 27 SERVICE CENTER | 111 CRAWFORD ST | COLQUITT | Miller | 1000017 | 7B |  | 1999-09-22 |  | 1999-09-22 |  | Removed from Ground | Gas (Historical Use) | 4000 | Epoxy | 1999-09-22 | Fiberglass Reinforced Plastic | Suction (American)
HWY 27 SERVICE CENTER | 111 CRAWFORD ST | COLQUITT | Miller | 1000017 | 7C |  | 1999-09-22 |  | 1999-09-22 |  | Removed from Ground | Gas (Historical Use) | 2000 | Epoxy | 1999-09-22 | Fiberglass Reinforced Plastic | Suction (American)
FARMERS FERT & MILLING CO INC | HWY 91 E PO BOX 265 | COLQUITT | Miller | 1000021 | 1 | [5 empty] | Removed from Ground | Gas (Historical Use) | 10000 | Bare Steel | 1981-01-02 | Galvanized Steel
FARMERS FERT & MILLING CO INC | HWY 91 E PO BOX 265 | COLQUITT | Miller | 1000021 | 2 | [5 empty] | Removed from Ground | Diesel | 10000 | Bare Steel | 1981-01-02 | Bare Steel
FARMERS FERT & MILLING CO INC | HWY 91 E PO BOX 265 | COLQUITT | Miller | 1000021 | 3 | [5 empty] | Closed in Ground | Diesel | 8000 | Bare Steel | 1969-01-05 | Bare Steel
WILLIARD H MERRITT | 407 W CRAWFORD STREET | COLQUITT | Miller | 1000019 | 1 |  | 1996-08-01 |  | 1996-08-01 |  | Removed from Ground | Gas (Historical Use) | 4000 | Steel-Impressed Current | 1971-05-12 | Cathodically Protected | Safe Suction (Euro)
WILLIARD H MERRITT | 407 W CRAWFORD STREET | COLQUITT | Miller | 1000019 | 2 |  | 1996-08-01 |  | 1996-08-01 |  | Removed from Ground | Gas (Historical Use) | 3000 | Steel-Impressed Current | 1971-05-12 | Cathodically Protected | Safe Suction (Euro)
WILLIARD H MERRITT | 407 W CRAWFORD STREET | COLQUITT | Miller | 1000019 | 3 |  | 1996-08-01 |  | 1996-08-01 |  | Removed from Ground | Gas (Historical Use) | 3000 | Steel-Impressed Current | 1971-05-12 | Cathodically Protected | Safe Suction (Euro)
WILLIARD H MERRITT | 407 W CRAWFORD STREET | COLQUITT | Miller | 1000019 | 4 |  | 1996-08-01 |  | 1996-08-01 |  | Removed from Ground | Diesel | 3000 | Steel-Impressed Current | 1971-05-12 | Cathodically Protected | Safe Suction (Euro)
THREE C'S OIL INC | 606 EAST CRAWFORD ST | COLQUITT | Miller | 1000020 | 1 | [5 empty] | Removed from Ground | Empty | 4000 | Bare Steel | 1984-08-15 | Galvanized Steel
THREE C'S OIL INC | 606 EAST CRAWFORD ST | COLQUITT | Miller | 1000020 | 2 | [5 empty] | Removed from Ground | Empty | 4000 | Bare Steel | 1984-08-15 | Galvanized Steel
THREE C'S OIL INC | 606 EAST CRAWFORD ST | COLQUITT | Miller | 1000020 | 3 | [5 empty] | Removed from Ground | Empty | 4000 | Bare Steel | 1984-08-15 | Galvanized Steel
THREE C'S OIL INC | 606 EAST CRAWFORD ST | COLQUITT | Miller | 1000020 | 4 | [5 empty] | Removed from Ground | Empty | 6000 | Bare Steel | 1984-08-15 | Galvanized Steel
THREE C'S OIL INC | 606 EAST CRAWFORD ST | COLQUITT | Miller | 1000020 | 5 | Flapper Valve | 1990-02-20 | FALSE | 1990-02-20 | FALSE | Currently in Use | E-0 | 6000 | Galvanic (STIP-3) | 1990-02-20 | Fiberglass Reinforced Plastic | Pressurized
THREE C'S OIL INC | 606 EAST CRAWFORD ST | COLQUITT | Miller | 1000020 | 6 |  | 1992-02-27 |  | 1992-02-27 |  | Currently in Use | Gas (Historical Use) | 6000 | Cathodically Protected Steel | 1990-02-20 | Fiberglass Reinforced Plastic | Pressurized
THREE C'S OIL INC | 606 EAST CRAWFORD ST | COLQUITT | Miller | 1000020 | 7 | Flapper Valve | 1992-02-27 | FALSE | 1992-02-27 | FALSE | Currently in Use | Diesel | 4000 | Galvanic (STIP-3) | 1991-12-15 | Fiberglass Reinforced Plastic | Pressurized
THREE C'S OIL INC | 606 EAST CRAWFORD ST | COLQUITT | Miller | 1000020 | 8 | Flapper Valve | 1993-10-20 | FALSE | 1993-10-20 | FALSE | Currently in Use | Diesel Off Road | 4000 | Galvanic (STIP-3) | 1993-10-18 | Fiberglass Reinforced Plastic | Pressurized
MILLER CO ROAD DEPT | 300 WEST PINE STREET | COLQUITT | Miller | 1000016 | 1 | [5 empty] | Removed from Ground | Diesel | 3000 | Cathodically Protected Steel | 1985-05-08 | Cathodically Protected | Suction (American)
MILLER CO ROAD DEPT | 300 WEST PINE STREET | COLQUITT | Miller | 1000016 | 2 | [5 empty] | Removed from Ground | Diesel | 3000 | Cathodically Protected Steel | 1985-05-08 | Cathodically Protected | Suction (American)
MILLER CO ROAD DEPT | 300 WEST PINE STREET | COLQUITT | Miller | 1000016 | 3 | [5 empty] | Removed from Ground | Gas (Historical Use) | 6000 | Cathodically Protected Steel | 1985-05-08 | Cathodically Protected | Suction (American)
MILLER CO ROAD DEPT | 300 WEST PINE STREET | COLQUITT | Miller | 1000016 | 4 | [5 empty] | Removed from Ground | Diesel | 2000 | Cathodically Protected Steel | 1985-05-08 | Cathodically Protected | Suction (American)
MILLER CO ROAD DEPT | 300 WEST PINE STREET | COLQUITT | Miller | 1000016 | 5 | [5 empty] | Removed from Ground | Gas (Historical Use) | 2000 | Cathodically Protected Steel | 1985-05-08 | Cathodically Protected | Suction (American)
GOLD KIST COMPLEX | ALBANY HWY | COLQUITT | Miller | 1000015 | 1 | [5 empty] | Removed from Ground | Gas (Historical Use) | 500 | Bare Steel | 1976-05-09 | Galvanized Steel
MILLER COUNTY SCHOOL BUS SHOP | 304 DANCER ST | COLQUITT | Miller | 1000014 | 1 |  | 1992-10-30 |  | 1992-10-30 |  | Removed from Ground | Diesel | 10000 | Cathodically Protected Steel | 1987-01-01 | Cathodically Protected
MILLER COUNTY SCHOOL BUS SHOP | 304 DANCER ST | COLQUITT | Miller | 1000014 | 2 | [5 empty] | Removed from Ground | Gas (Historical Use) | 10000 | Bare Steel | 1981-01-01 | Galvanized Steel
MILLER COUNTY SCHOOL BUS SHOP | 304 DANCER ST | COLQUITT | Miller | 1000014 | 3 | [5 empty] | Removed from Ground | Gas (Historical Use) | 1000 | Bare Steel | 1964-01-01 | Unknown
MAIN STREET SERVICE CENTER INC | 169 E MAIN ST | COLQUITT | Miller | 1000013 | 1 | [5 empty] | Removed from Ground | Other | 1000 | Bare Steel | 1966-04-28 | Unknown | Suction (American)
MAIN STREET SERVICE CENTER INC | 169 E MAIN ST | COLQUITT | Miller | 1000013 | 2 | [5 empty] | Removed from Ground | Other | 1000 | Bare Steel | 1966-04-28 | Unknown | Suction (American)
MAIN STREET SERVICE CENTER INC | 169 E MAIN ST | COLQUITT | Miller | 1000013 | 3 | [5 empty] | Removed from Ground | Other | 1000 | Bare Steel | 1966-04-28 | Unknown | Suction (American)
MAIN STREET SERVICE CENTER INC | 169 E MAIN ST | COLQUITT | Miller | 1000013 | 4 | [5 empty] | Removed from Ground | Other | 3000 | Bare Steel | 1966-04-28 | Unknown | Suction (American)
MAIN STREET SERVICE CENTER INC | 169 E MAIN ST | COLQUITT | Miller | 1000013 | 5 |  |  | TRUE |  | TRUE | Removed from Ground | Other | 250 | Bare Steel | 1966-04-28 | Not Marked
MAIN STREET SERVICE CENTER INC | 169 E MAIN ST | COLQUITT | Miller | 1000013 | 6A |  | 1998-12-01 |  | 1998-12-01 |  | Temporarily out of use | Gas (Historical Use) | 4000 | Galvanic (STIP-3) | 1998-12-01 | Fiberglass Reinforced Plastic | Safe Suction (Euro)
MAIN STREET SERVICE CENTER INC | 169 E MAIN ST | COLQUITT | Miller | 1000013 | 6B |  | 1998-12-01 |  | 1998-12-01 |  | Temporarily out of use | Gas (Historical Use) | 4000 | Galvanic (STIP-3) | 1998-12-01 | Fiberglass Reinforced Plastic | Safe Suction (Euro)
MAIN STREET SERVICE CENTER INC | 169 E MAIN ST | COLQUITT | Miller | 1000013 | 6C |  | 1998-12-01 |  | 1998-12-01 |  | Temporarily out of use | Gas (Historical Use) | 2000 | Galvanic (STIP-3) | 1998-12-01 | Fiberglass Reinforced Plastic | Safe Suction (Euro)
FOOD MART | 108 N FIRST ST | COLQUITT | Miller | 10000124 | 1 |  | 1998-12-01 | FALSE | 1998-12-01 | FALSE | Removed from Ground | Gas (Historical Use) | 8000 |  | 2002-08-30 |  | Safe Suction (Euro)
FOOD MART | 108 N FIRST ST | COLQUITT | Miller | 10000124 | 2 |  | 1998-12-01 | FALSE | 1998-12-01 | FALSE | Removed from Ground | Gas (Historical Use) | 8000 |  | 2002-08-30 |  | Safe Suction (Euro)
FOOD MART | 108 N FIRST ST | COLQUITT | Miller | 10000124 | 3A | Overfill Alarm | 2019-04-11 | FALSE | 2019-04-11 | FALSE | Currently in Use | E-10 | 12000 | Composite Double Walled | 2019-07-14 | Double-Walled Flex | Pressurized
FOOD MART | 108 N FIRST ST | COLQUITT | Miller | 10000124 | 3B | Overfill Alarm | 2019-04-11 | FALSE | 2019-04-11 | FALSE | Currently in Use | Premium | 4000 | Composite Double Walled | 2019-07-14 | Double-Walled Flex | Pressurized
FOOD MART | 108 N FIRST ST | COLQUITT | Miller | 10000124 | 3C | Overfill Alarm | 2019-04-11 | FALSE | 2019-04-11 | FALSE | Currently in Use | Diesel | 4000 | Composite Double Walled | 2019-07-14 | Double-Walled Flex | Pressurized
JOY TULLY | 1 ST STREET | COLQUITT | Miller | 1000012 | 1 | [5 empty] | Removed from Ground | Gas (Historical Use) | 8000 | Bare Steel | 1966-03-30 | Bare Steel | Suction (American)
JOY TULLY | 1 ST STREET | COLQUITT | Miller | 1000012 | 2 | [5 empty] | Removed from Ground | Gas (Historical Use) | 3000 | Bare Steel | 1966-03-30 | Bare Steel | Suction (American)
JOY TULLY | 1 ST STREET | COLQUITT | Miller | 1000012 | 3 | [5 empty] | Removed from Ground | Gas (Historical Use) | 3000 | Bare Steel | 1966-03-30 | Bare Steel | Suction (American)
JOY TULLY | 1 ST STREET | COLQUITT | Miller | 1000012 | 4 | [5 empty] | Removed from Ground | Gas (Historical Use) | 3000 | Bare Steel | 1966-03-30 | Bare Steel | Suction (American)
JOY TULLY | 1 ST STREET | COLQUITT | Miller | 1000012 | 5 |  |  | TRUE |  | TRUE | Temporarily out of use | Used Oil | 1080 | Bare Steel | 1936-04-06 | Bare Steel | Suction (American)
JOY TULLY | 1 ST STREET | COLQUITT | Miller | 1000012 | 6 | [5 empty] | Temporarily out of use | Empty | 1040 | Bare Steel | 1936-04-06 | Bare Steel
JOY TULLY | 1 ST STREET | COLQUITT | Miller | 1000012 | 7 | [5 empty] | Temporarily out of use | Empty | 550 | Bare Steel | 1936-04-06 | Bare Steel
JOY TULLY | 1 ST STREET | COLQUITT | Miller | 1000012 | 8 | [5 empty] | Removed from Ground | Kerosene | 280 | Bare Steel | 1936-04-06 | Bare Steel
GA DOT #10432/MILLER CO MAINT HQ | 515 NORTH FIRST ST | COLQUITT | Miller | 1000011 | 10432-1 | [5 empty] | Removed from Ground | Gas (Historical Use) | 1000 | Bare Steel | 1971-05-03 | Galvanized Steel
GA DOT #10432/MILLER CO MAINT HQ | 515 NORTH FIRST ST | COLQUITT | Miller | 1000011 | 432D1 |  | 1988-10-25 |  | 1988-10-25 |  | Removed from Ground | Diesel | 980 | Cathodically Protected Steel | 1988-10-19 | Galvanized Steel | Suction (American)
GA DOT #10432/MILLER CO MAINT HQ | 515 NORTH FIRST ST | COLQUITT | Miller | 1000011 | 432G1 |  | 1988-10-25 |  | 1988-10-25 |  | Removed from Ground | Gas (Historical Use) | 1010 | Cathodically Protected Steel | 1988-10-19 | Galvanized Steel | Suction (American)
MILLER COUNTY FORESTRY UNIT | GA HWY 91 I MILE W OF COLQUITT | COLQUITT | Miller | 1000010 | 1 | [5 empty] | Removed from Ground | Gas (Historical Use) | 2000 | Bare Steel | 1981-04-23 | Galvanized Steel | Safe Suction (Euro)
MILLER COUNTY FORESTRY UNIT | GA HWY 91 I MILE W OF COLQUITT | COLQUITT | Miller | 1000010 | 2 | [5 empty] | Removed from Ground | Diesel | 560 | Bare Steel | 1980-04-23 | Galvanized Steel | Safe Suction (Euro)
MILLER COUNTY FORESTRY UNIT | GA HWY 91 I MILE W OF COLQUITT | COLQUITT | Miller | 1000010 | 202151 |  | 1995-04-15 |  | 1995-04-15 |  | Removed from Ground | Diesel | 1000 | Galvanic (STIP-3) | 1992-04-15 | Cathodically Protected | Safe Suction (Euro)
MILLER COUNTY FORESTRY UNIT | GA HWY 91 I MILE W OF COLQUITT | COLQUITT | Miller | 1000010 | 202153 |  | 1992-04-15 |  | 1992-04-15 |  | Removed from Ground | Gas (Historical Use) | 1000 | Galvanic (STIP-3) | 1992-04-15 | Cathodically Protected | Safe Suction (Euro)
COOKS GROCERY | RT 3 | COLQUITT | Miller | 1000006 | 1 |  |  | FALSE |  | FALSE | Permanently Out of Use - historical purposes | Gas (Historical Use) | 2000 | Bare Steel | 1966-03-12 | Galvanized Steel
COOKS GROCERY | RT 3 | COLQUITT | Miller | 1000006 | 2 |  |  | FALSE |  | FALSE | Permanently Out of Use - historical purposes | Gas (Historical Use) | 1034 | Bare Steel | 1966-03-12 | Galvanized Steel
COLQUITT FORD INC | 228 CRAWFORD ST | COLQUITT | Miller | 1000005 | 1 | [5 empty] | Removed from Ground | Gas (Historical Use) | 6000 | Composite | 1946-03-22 | Galvanized Steel
COLQUITT FORD INC | 228 CRAWFORD ST | COLQUITT | Miller | 1000005 | 2 | [5 empty] | Removed from Ground | Gas (Historical Use) | 6000 | Composite | 1946-03-22 | Galvanized Steel
CITY OF COLQUITT | 154 E COLLEGE | COLQUITT | Miller | 1000003 | 1 | [5 empty] | Removed from Ground | Gas (Historical Use) | 4000 | Bare Steel | 1980-03-25 | Galvanized Steel | Suction (American)
FORMER MCCLENDON MEAT CO | 1192 HIGHWAY 91 SOUTH | COLQUITT | Miller | 10000833 | 1 |  |  | FALSE |  | FALSE | Removed from Ground | Gas (Historical Use) | 4000 | Unknown | 2004-07-28
FORMER MCCLENDON MEAT CO | 1192 HIGHWAY 91 SOUTH | COLQUITT | Miller | 10000833 | 2 |  |  | FALSE |  | FALSE | Removed from Ground | Gas (Historical Use) | 4000 | Unknown | 2004-07-28
HALL OIL & TIRE COMPANY (PARCEL 70) | HWY 27 & BREMOND STREET | COLQUITT | Miller | 10000763 | 1 |  |  | FALSE |  | FALSE | Removed from Ground | Gas (Historical Use) | 3000 | Bare Steel
HALL OIL & TIRE COMPANY (PARCEL 70) | HWY 27 & BREMOND STREET | COLQUITT | Miller | 10000763 | 2 |  |  | FALSE |  | FALSE | Removed from Ground | Diesel | 3000 | Bare Steel
HALL OIL & TIRE COMPANY (PARCEL 70) | HWY 27 & BREMOND STREET | COLQUITT | Miller | 10000763 | 3 |  |  | FALSE |  | FALSE | Removed from Ground | Gas (Historical Use) | 3000 | Bare Steel
HALL OIL & TIRE COMPANY (PARCEL 70) | HWY 27 & BREMOND STREET | COLQUITT | Miller | 10000763 | 4 |  |  | FALSE |  | FALSE | Removed from Ground | Gas (Historical Use) | 8000 | Bare Steel
LAVON HALL RESIDENCE | 296 THOMPSON TOWN RD | COLQUITT | Miller | 350002 | 1 |  | 1998-10-01 | FALSE | 1998-10-01 | FALSE | Temporarily out of use | Diesel | 10000 | STIP-3/Impressed Current | 1996-01-01 |  | Suction (American)
FERRELLGAS INC | HWY 27 SOUTH | COLQUITT | Miller | 9100001 | 1 | [5 empty] | Removed from Ground | Diesel | 10500 | Not Marked/Unknown | 1983-01-01 | Not Marked
WILLIAM LEE PROPERTY | DAVID NEWTON RD/LAND LOT 212 | COLQUITT | Miller | 9100002 | 1 | [5 empty] | Permanently Out of Use - historical purposes | Gas (Historical Use) | 500 | Marked Unknown |  | Unknown
ABANDONED SVC STA | GA HWY 91 SOUTH\RT 1 | DONALSONVILLE | Miller | 9100004 | 1 | [5 empty] | Removed from Ground | Gas (Historical Use) | 1000 | Bare Steel | 1949-01-01 | Galvanized Steel | Safe Suction (Euro)
ABANDONED SVC STA | GA HWY 91 SOUTH\RT 1 | DONALSONVILLE | Miller | 9100004 | 2 | [5 empty] | Removed from Ground | Gas (Historical Use) | 1000 | Bare Steel | 1949-01-01 | Galvanized Steel | Safe Suction (Euro)
HANDY PANTRY #172 | 410 W CRAWFORD ST | COLQUITT | Miller | 9100006 | 1 | [5 empty] | Removed from Ground | Gas (Historical Use) | 6000 | Bare Steel | 1981-03-26 | Galvanized Steel | Pressurized
HANDY PANTRY #172 | 410 W CRAWFORD ST | COLQUITT | Miller | 9100006 | 2 | [5 empty] | Removed from Ground | Gas (Historical Use) | 6000 | Bare Steel | 1981-03-26 | Galvanized Steel | Pressurized
HANDY PANTRY #172 | 410 W CRAWFORD ST | COLQUITT | Miller | 9100006 | 3 | Overfill Alarm | 1997-07-01 | FALSE | 1997-07-01 | FALSE | Currently in Use | Premium | 8000 | Epoxy | 1997-07-01 | Double-Walled Fiberglass | Pressurized
HANDY PANTRY #172 | 410 W CRAWFORD ST | COLQUITT | Miller | 9100006 | 4 | Overfill Alarm | 1997-07-01 | FALSE | 1997-07-01 | FALSE | Currently in Use | E-10 | 12000 | Epoxy | 1997-07-01 | Double-Walled Fiberglass | Pressurized
CITY OF COLQUITT | FOURTH ST | COLQUITT | Miller | 9100009 | 1 | [5 empty] | Removed from Ground | Diesel | 4000 | Bare Steel | 1980-03-25 | Galvanized Steel | Suction (American)
BRYANS CASH & CARRY | 1704 HWY 27 S | COLQUITT | Miller | 9035025 | 1 | [5 empty] | Removed from Ground | Gas (Historical Use) | 6000 | Bare Steel | 1999-01-01 | Galvanized Steel | Safe Suction (Euro)
BRYANS CASH & CARRY | 1704 HWY 27 S | COLQUITT | Miller | 9035025 | 2 | [5 empty] | Removed from Ground | Gas (Historical Use) | 4000 | Bare Steel | 1999-01-01 | Galvanized Steel | Safe Suction (Euro)
WILLIAMS GROCERY | RTE 3 BOX 267 | COLQUITT | Miller | 9100020 | 1 | [5 empty] | Removed from Ground | Gas (Historical Use) | 4000 | Marked Unknown | 1998-12-12 | Galvanized Steel | Suction (American)
WILLIAMS GROCERY | RTE 3 BOX 267 | COLQUITT | Miller | 9100020 | 2 | [5 empty] | Removed from Ground | Empty | 4000 | Marked Unknown | 1998-12-12 | Galvanized Steel | Suction (American)
WILEY'S CORNER | 2543 HWY 91 NORTH | COLQUITT | Miller | 9100021 | 1 | [5 empty] | Removed from Ground | Gas (Historical Use) | 2000 | Bare Steel | 1986-09-01 | Galvanized Steel | Suction (American)
WILEY'S CORNER | 2543 HWY 91 NORTH | COLQUITT | Miller | 9100021 | 2 | [5 empty] | Removed from Ground | Gas (Historical Use) | 1034 | Bare Steel | 1986-09-01 | Galvanized Steel | Suction (American)
BELLVIEW GROCERY | 2015 BELLVIEW RD | COLQUITT | Miller | 9100022 | 1 | [5 empty] | Removed from Ground | Gas (Historical Use) | 550 | Marked Unknown | 1995-09-29 | Unknown
UNKNOWN | 1826 HWY 27 S | COLQUITT | Miller | 9100023 | 1 | [5 empty] | Permanently Out Of Use | Other | 1000 | Marked Unknown | 1980-01-01 | Unknown
NEWBERRY WILLIAMS FARM | 451 HWY 45 S | COLQUITT | Miller | 9100024 | 1 | [5 empty] | Removed from Ground | Diesel | 4000 | Bare Steel | 1988-07-07 | Galvanized Steel | Safe Suction (Euro)
RON CAM CONVENIENCE STORE | 701 N FOURTH ST | COLQUITT | Miller | 9100028 | 1A | Flapper Valve | 1995-06-15 | FALSE | 1995-06-15 | FALSE | Currently in Use | E-10 | 6000 | Composite | 1995-06-15 | Fiberglass Reinforced Plastic | Pressurized
RON CAM CONVENIENCE STORE | 701 N FOURTH ST | COLQUITT | Miller | 9100028 | 2A | Flapper Valve | 1995-06-15 | FALSE | 1995-06-15 | FALSE | Currently in Use | Premium | 4000 | Composite | 1995-06-15 | Fiberglass Reinforced Plastic | Pressurized
SPRING CREEK GROCERY | 943 WHITE BRIDGE RD | COLQUITT | Miller | 9100029 | 1A |  | 1995-02-08 |  | 1995-02-08 |  | Removed from Ground | Gas (Historical Use) | 1000 | Cathodically Protected Steel | 1995-02-05 | Fiberglass Reinforced Plastic | Suction (American)
SPRING CREEK GROCERY | 943 WHITE BRIDGE RD | COLQUITT | Miller | 9100029 | 1B |  | 1995-02-08 |  | 1995-02-08 |  | Removed from Ground | Gas (Historical Use) | 2000 | Cathodically Protected Steel | 1995-02-05 | Fiberglass Reinforced Plastic | Suction (American)
SMITH SERVICE STATION | 521 E CRAWFORD STREET | COLQUITT | Miller | 9100030 | 1 | [5 empty] | Removed from Ground | Gas (Historical Use) | 1000 | Bare Steel | 1998-11-23 | Galvanized Steel | Suction (American)
SMITH SERVICE STATION | 521 E CRAWFORD STREET | COLQUITT | Miller | 9100030 | 2 | [5 empty] | Removed from Ground | Gas (Historical Use) | 1000 | Bare Steel | 1998-11-23 | Galvanized Steel | Suction (American)
SMITH SERVICE STATION | 521 E CRAWFORD STREET | COLQUITT | Miller | 9100030 | 3 | [5 empty] | Removed from Ground | Diesel | 550 | Bare Steel | 1998-11-23 | Galvanized Steel | Suction (American)
SMITH SERVICE STATION | 521 E CRAWFORD STREET | COLQUITT | Miller | 9100030 | 4 | [5 empty] | Removed from Ground | Other | 2000 | Bare Steel | 1998-11-23 | Galvanized Steel | Suction (American)
SMITH SERVICE STATION | 521 E CRAWFORD STREET | COLQUITT | Miller | 9100030 | 5 | [5 empty] | Removed from Ground | Other | 3000 | Bare Steel | 1998-11-23 | Galvanized Steel | Suction (American)
CIRCLE K #2723896 | 359 S FOURTH ST | COLQUITT | Miller | 9100031 | 1 | Overfill Alarm | 1987-07-01 | FALSE | 1987-07-01 | TRUE | Currently in Use | E-10 | 10000 | Galvanic (STIP-3) | 1987-07-01 | Double-Walled Flex | Pressurized
CIRCLE K #2723896 | 359 S FOURTH ST | COLQUITT | Miller | 9100031 | 2 | Overfill Alarm | 1987-07-01 | FALSE | 1987-07-01 | TRUE | Currently in Use | Premium | 10000 | Galvanic (STIP-3) | 1987-07-01 | Double-Walled Flex | Pressurized
CIRCLE K #2723896 | 359 S FOURTH ST | COLQUITT | Miller | 9100031 | 3 | Overfill Alarm | 1987-07-01 | FALSE | 1987-07-01 | TRUE | Currently in Use | Diesel | 10000 | Galvanic (STIP-3) | 1987-07-01 | Double-Walled Flex | Pressurized
CITY OF COLQUITT RECYCLING FACIL | 601 N MLK JR ST | COLQUITT | Miller | 9100032 | 1A |  | 1998-02-09 | FALSE | 1998-02-09 | FALSE | Temporarily out of use | Gas (Historical Use) | 4000 | Composite | 1998-10-27 | Fiberglass Reinforced Plastic | Pressurized
CITY OF COLQUITT RECYCLING FACIL | 601 N MLK JR ST | COLQUITT | Miller | 9100032 | 1B | Ball Float | 1998-02-09 | FALSE | 1998-02-09 | FALSE | Temporarily out of use | Diesel | 8000 | Composite | 1998-10-27 | Fiberglass Reinforced Plastic | Pressurized
VANN FARMS INC | 970 BABCOCK RD | COLQUITT | Miller | 9100033 | 1 |  | 1999-12-02 |  | 1999-12-02 |  | Removed from Ground | Gas (Historical Use) | 3000 | Steel-Impressed Current | 1990-02-21 | Not Marked
VANN FARMS INC | 970 BABCOCK RD | COLQUITT | Miller | 9100033 | 2 |  | 1999-12-02 |  | 1999-12-02 |  | Removed from Ground | Diesel | 8000 | Steel-Impressed Current | 1990-02-21 | Not Marked
THE POSIE PATCH | 101 WEST CRAWFORD ST | COLQUITT | Miller | 9100010 | 1 | [5 empty] | Removed from Ground | Other | 500 | Not Marked/Unknown | 1995-05-31 | Unknown
THE POSIE PATCH | 101 WEST CRAWFORD ST | COLQUITT | Miller | 9100010 | 2 | [5 empty] | Removed from Ground | Other | 500 | Not Marked/Unknown | 1995-05-31 | Unknown
JONES LONG FARMS | SE INTER US HWY 27 & SR 91 | COLQUITT | Miller | 9100011 | 1 | [5 empty] | Removed from Ground | Other | 0 | Not Marked/Unknown | 1995-05-11 | Unknown
JONES LONG FARMS | SE INTER US HWY 27 & SR 91 | COLQUITT | Miller | 9100011 | 2 | [5 empty] | Removed from Ground | Other | 0 | Not Marked/Unknown | 1995-05-11 | Unknown
JONES LONG FARMS | SE INTER US HWY 27 & SR 91 | COLQUITT | Miller | 9100011 | 3 | [5 empty] | Removed from Ground | Other | 0 | Not Marked/Unknown | 1995-05-11 | Unknown
FARMERS FERT & MILL/FUDGE MILL | WEST SIDE US 27/NORTH OF | COLQUITT | Miller | 9100012 | 1 | [5 empty] | Removed from Ground | Gas (Historical Use) | 10000 | Bare Steel | 1995-05-31 | Unknown | Suction (American)
FARMERS FERT & MILL/FUDGE MILL | WEST SIDE US 27/NORTH OF | COLQUITT | Miller | 9100012 | 2 | [5 empty] | Removed from Ground | Diesel | 10000 | Bare Steel | 1995-05-31 | Unknown | Suction (American)
JO SU LI FARM | RT 3 BOX 190A | COLQUITT | Miller | 9100014 | 1 | [5 empty] | Removed from Ground | Diesel | 10000 | Not Marked/Unknown | 1995-10-11 | Unknown
SUNBELT EQUIPMENT CO | 570 E CRAWFORD ST | COLQUITT | Miller | 9100015 | 1 | [5 empty] | Removed from Ground | Gas (Historical Use) | 10000 | Not Marked/Unknown | 1995-07-18 | Unknown
TRIPLE T OIL CO DBA JE SHARBER OIL CO | 565 E MAIN ST | COLQUITT | Miller | 9100016 | 1 | Flapper Valve | 2010-10-26 | FALSE | 2010-10-26 | FALSE | Currently in Use | Diesel Off Road | 8000 | Galvanic (STIP-3) | 1995-11-27 | Fiberglass Reinforced Plastic | Pressurized
TRIPLE T OIL CO DBA JE SHARBER OIL CO | 565 E MAIN ST | COLQUITT | Miller | 9100016 | 2 | Flapper Valve | 2010-10-26 | FALSE | 2010-10-26 | FALSE | Currently in Use | Diesel | 8000 | Galvanic (STIP-3) | 1995-11-27 | Fiberglass Reinforced Plastic | Pressurized
TRIPLE T OIL CO DBA JE SHARBER OIL CO | 565 E MAIN ST | COLQUITT | Miller | 9100016 | 3 | Flapper Valve | 2010-10-26 | FALSE | 2010-10-26 | FALSE | Currently in Use | Diesel | 8000 | Galvanic (STIP-3) | 1995-11-27 | Fiberglass Reinforced Plastic | Pressurized
TRIPLE T OIL CO DBA JE SHARBER OIL CO | 565 E MAIN ST | COLQUITT | Miller | 9100016 | 4 | Flapper Valve | 2010-10-26 | FALSE | 2010-10-26 | FALSE | Currently in Use | E-10 | 8000 | Galvanic (STIP-3) | 1995-11-27 | Fiberglass Reinforced Plastic | Pressurized
CIRCLE C FARMS INC | 2100 WHITES BRIDGE RD | COLQUITT | Miller | 9100017 | 1 | [5 empty] | Removed from Ground | Diesel | 12000 | Bare Steel | 1999-03-24 | Bare Steel | Suction (American)
MILLER COUNTY BOARD OF EDUCATION | P O BOX 188 | COLQUITT | Miller | 9100018 | 1 | [5 empty] | Permanently Out of Use - historical purposes | Diesel | 8000 | Bare Steel | 1962-08-01 | Unknown | Suction (American)
DANNY CARTER | 1211 BABCOCK RD | COLQUITT | Miller | 9100019 | 1 | [5 empty] | Removed from Ground | Gas (Historical Use) | 550 | Bare Steel | 1999-12-10 | Galvanized Steel | Suction (American)
DANNY CARTER | 1211 BABCOCK RD | COLQUITT | Miller | 9100019 | 2 | [5 empty] | Removed from Ground | Gas (Historical Use) | 550 | Bare Steel | 1999-12-10 | Bare Steel | Suction (American)
FLASH FOODS #282 | 195 S BLVD | CAMILLA | Mitchell | 9000702 | 205219 | Flapper Valve | 1993-02-01 | FALSE | 1993-02-01 | FALSE | Currently in Use | E-10 | 8022 | Galvanic (STIP-3) | 1993-01-24 | Double-Walled Flex | Pressurized
FLASH FOODS #282 | 195 S BLVD | CAMILLA | Mitchell | 9000702 | 205235 | Flapper Valve | 1993-02-01 | FALSE | 1993-02-01 | FALSE | Currently in Use | Premium | 8022 | Galvanic (STIP-3) | 1993-01-24 | Double-Walled Flex | Pressurized
FLASH FOODS #282 | 195 S BLVD | CAMILLA | Mitchell | 9000702 | 205237 | Flapper Valve | 1993-02-01 | FALSE | 1993-02-01 | FALSE | Currently in Use | Diesel | 8022 | Galvanic (STIP-3) | 1993-01-24 | Double-Walled Flex | Pressurized
FLASH FOODS #282 | 195 S BLVD | CAMILLA | Mitchell | 9000702 | S1 | [5 empty] | Removed from Ground | Gas (Historical Use) | 8000 | Bare Steel | 1968-05-09 | Galvanized Steel | Suction (American)
FLASH FOODS #282 | 195 S BLVD | CAMILLA | Mitchell | 9000702 | S2 | [5 empty] | Removed from Ground | Gas (Historical Use) | 8000 | Bare Steel | 1968-05-09 | Galvanized Steel | Suction (American)
FLASH FOODS #282 | 195 S BLVD | CAMILLA | Mitchell | 9000702 | S3 | [5 empty] | Removed from Ground | Gas (Historical Use) | 4000 | Bare Steel | 1974-05-08 | Galvanized Steel | Suction (American)
CAGLE INC | NEWTON HWY | CAMILLA | Mitchell | 9000703 | 1 | [5 empty] | Removed from Ground | Empty | 8000 | Bare Steel | 1990-12-14 | Galvanized Steel | Suction (American)
KUSH MITT OF CAMILLA LLC | 70 N HARNEY ST | CAMILLA | Mitchell | 9101001 | 1 | [5 empty] | Removed from Ground | Kerosene | 500 | Not Marked/Unknown | 1991-02-13 | Not Marked
KUSH MITT OF CAMILLA LLC | 70 N HARNEY ST | CAMILLA | Mitchell | 9101001 | 2 | [5 empty] | Removed from Ground | Gas (Historical Use) | 4000 | Not Marked/Unknown | 1991-02-13 | Not Marked
KUSH MITT OF CAMILLA LLC | 70 N HARNEY ST | CAMILLA | Mitchell | 9101001 | 3 | [5 empty] | Removed from Ground | Gas (Historical Use) | 4000 | Not Marked/Unknown | 1991-02-13 | Not Marked
KUSH MITT OF CAMILLA LLC | 70 N HARNEY ST | CAMILLA | Mitchell | 9101001 | 4 | [5 empty] | Removed from Ground | Gas (Historical Use) | 4000 | Not Marked/Unknown | 1991-02-13 | Not Marked
KUSH MITT OF CAMILLA LLC | 70 N HARNEY ST | CAMILLA | Mitchell | 9101001 | 5 | Flapper Valve | 1991-01-01 | FALSE | 1991-01-01 | FALSE | Currently in Use | E-10 | 6015 | Galvanic (STIP-3) | 1991-01-01 | Fiberglass Reinforced Plastic | Pressurized
KUSH MITT OF CAMILLA LLC | 70 N HARNEY ST | CAMILLA | Mitchell | 9101001 | 6 | Flapper Valve | 1991-01-01 | FALSE | 1991-01-01 | FALSE | Currently in Use | E-10 | 6015 | Galvanic (STIP-3) | 1991-01-01 | Fiberglass Reinforced Plastic | Pressurized
KUSH MITT OF CAMILLA LLC | 70 N HARNEY ST | CAMILLA | Mitchell | 9101001 | 7 |  | 1991-01-01 | FALSE | 1991-01-01 | FALSE | Temporarily out of use | Plus | 6015 | Galvanic (STIP-3) | 1991-01-01 | Fiberglass Reinforced Plastic | Pressurized
KUSH MITT OF CAMILLA LLC | 70 N HARNEY ST | CAMILLA | Mitchell | 9101001 | 8 | Flapper Valve | 1991-01-01 | FALSE | 1991-01-01 | FALSE | Temporarily out of use | Premium | 8000 | Galvanic (STIP-3) | 1991-01-01 | Fiberglass Reinforced Plastic | Pressurized
KUSH MITT OF CAMILLA LLC | 70 N HARNEY ST | CAMILLA | Mitchell | 9101001 | 9 |  | 1991-01-01 | FALSE | 1991-01-01 | FALSE | Temporarily out of use | Kerosene | 2000 | Galvanic (STIP-3) | 1991-01-01 | Fiberglass Reinforced Plastic | Safe Suction (Euro)
MITCHELL COUNTY HOSPITAL | 90 EAST STEPHENS ST | CAMILLA | Mitchell | 9101002 | 2 | Flapper Valve | 1992-01-01 | FALSE | 1992-01-01 | FALSE | Currently in Use | Diesel | 1000 | Fiberglass | 1992-01-01 | Fiberglass Reinforced Plastic | Safe Suction (Euro)
AETNA LIFE-BRANCH GROVE | PECAN LN EAST OF US 19 | BACONTON | Mitchell | 9101003 | 1 | [5 empty] | Removed from Ground | Diesel | 2000 | Bare Steel | 1980-01-01 | Galvanized Steel | Suction (American)
AETNA LIFE-BRANCH GROVE | PECAN LN EAST OF US 19 | BACONTON | Mitchell | 9101003 | 2 | [5 empty] | Removed from Ground | Gas (Historical Use) | 2000 | Bare Steel | 1980-01-01 | Galvanized Steel | Suction (American)
AETNA LIFE-BRANCH GROVE | PECAN LN EAST OF US 19 | BACONTON | Mitchell | 9101003 | 3 | [5 empty] | Removed from Ground | Diesel | 10000 | Bare Steel | 1980-01-01 | Galvanized Steel | Suction (American)
LANGLEYS SERVICE STATION | 233 GLAUSIER ST | PELHAM | Mitchell | 9101004 | 1 |  | 1998-12-01 |  | 1998-12-01 |  | Removed from Ground | Gas (Historical Use) | 6000 | Steel-Impressed Current | 1981-01-01 | Steel (Impressed Current) | Safe Suction (Euro)
LANGLEYS SERVICE STATION | 233 GLAUSIER ST | PELHAM | Mitchell | 9101004 | 2 |  | 1998-12-01 |  | 1998-12-01 |  | Removed from Ground | Gas (Historical Use) | 4000 | Steel-Impressed Current | 1981-01-01 | Steel (Impressed Current) | Safe Suction (Euro)
LANGLEYS SERVICE STATION | 233 GLAUSIER ST | PELHAM | Mitchell | 9101004 | 3 |  | 1998-12-01 |  | 1998-12-01 |  | Removed from Ground | Gas (Historical Use) | 3000 | Steel-Impressed Current | 1981-01-01 | Steel (Impressed Current) | Safe Suction (Euro)
LANGLEYS SERVICE STATION | 233 GLAUSIER ST | PELHAM | Mitchell | 9101004 | 4 | [5 empty] | Removed from Ground | Diesel | 2000 | Bare Steel | 1981-01-01 | Galvanized Steel | Safe Suction (Euro)
FLINT RIVER PECAN FARM | ONE MILE WEST OF BACONTON | BACONTON | Mitchell | 9101005 | 1 | [5 empty] | Removed from Ground | Gas (Historical Use) | 1000 | Bare Steel | 1981-01-01 | Not Marked
FLINT RIVER PECAN FARM | ONE MILE WEST OF BACONTON | BACONTON | Mitchell | 9101005 | 2 | [5 empty] | Removed from Ground | Diesel | 1000 | Bare Steel | 1981-01-01 | Not Marked
FLINT RIVER PECAN FARM | ONE MILE WEST OF BACONTON | BACONTON | Mitchell | 9101005 | 3 | [5 empty] | Removed from Ground | Diesel | 1000 | Bare Steel | 1981-01-01 | Not Marked
FLINT RIVER PECAN FARM | ONE MILE WEST OF BACONTON | BACONTON | Mitchell | 9101005 | 4 | [5 empty] | Removed from Ground | Diesel | 3000 | Bare Steel | 1981-01-01 | Not Marked
FLINT RIVER PECAN FARM | ONE MILE WEST OF BACONTON | BACONTON | Mitchell | 9101005 | 5 | [5 empty] | Removed from Ground | Diesel | 3000 | Bare Steel | 1981-01-01 | Not Marked
FLINT RIVER PECAN FARM | ONE MILE WEST OF BACONTON | BACONTON | Mitchell | 9101005 | 6 | [5 empty] | Removed from Ground | Diesel | 3000 | Cathodically Protected Steel | 1979-03-07 | Galvanized Steel
FLINT RIVER PECAN FARM | ONE MILE WEST OF BACONTON | BACONTON | Mitchell | 9101005 | 7 | [5 empty] | Removed from Ground | Diesel | 5000 | Cathodically Protected Steel | 1979-03-07 | Galvanized Steel
FLASH FOODS #281 | 317 US HWY 19 N | PELHAM | Mitchell | 9101006 | 122347 | Ball Float | 1988-09-20 | FALSE | 1988-09-20 | FALSE | Currently in Use | Diesel | 12000 | Galvanic (STIP-3) | 1988-09-20 | Fiberglass Reinforced Plastic | Pressurized
FLASH FOODS #281 | 317 US HWY 19 N | PELHAM | Mitchell | 9101006 | 84928 | Flapper Valve | 1987-08-19 | FALSE | 1987-08-19 | FALSE | Currently in Use | Plus | 6000 | Galvanic (STIP-3) | 1987-08-19 | Fiberglass Reinforced Plastic | Pressurized
FLASH FOODS #281 | 317 US HWY 19 N | PELHAM | Mitchell | 9101006 | 84930 | Flapper Valve | 1987-08-19 | FALSE | 1987-08-19 | FALSE | Currently in Use | Premium | 6000 | Galvanic (STIP-3) | 1987-08-19 | Fiberglass Reinforced Plastic | Pressurized
FLASH FOODS #281 | 317 US HWY 19 N | PELHAM | Mitchell | 9101006 | 84942 | Flapper Valve | 1987-08-19 | FALSE | 1987-08-19 | FALSE | Currently in Use | E-10 | 6000 | Galvanic (STIP-3) | 1987-08-19 | Fiberglass Reinforced Plastic | Pressurized
GA FC/BAKER-MITCHELL CO UNIT | GA HWY 37/9 MI NW OF CAMILLA | CAMILLA | Mitchell | 9101007 | 1 |  | 1990-01-01 |  | 1990-01-01 |  | Removed from Ground | Gas (Historical Use) | 2000 | Galvanic (STIP-3) | 1990-01-01 | Cathodically Protected | Safe Suction (Euro)
GA FC/BAKER-MITCHELL CO UNIT | GA HWY 37/9 MI NW OF CAMILLA | CAMILLA | Mitchell | 9101007 | 2 |  | 1990-01-01 |  | 1990-01-01 |  | Removed from Ground | Diesel | 1000 | Galvanic (STIP-3) | 1990-01-01 | Cathodically Protected | Safe Suction (Euro)
GA FC/BAKER-MITCHELL CO UNIT | GA HWY 37/9 MI NW OF CAMILLA | CAMILLA | Mitchell | 9101007 | 3 | [5 empty] | Removed from Ground | Gas (Historical Use) | 1000 | Bare Steel | 1961-04-28 | Bare Steel
GA FC/BAKER-MITCHELL CO UNIT | GA HWY 37/9 MI NW OF CAMILLA | CAMILLA | Mitchell | 9101007 | 4 | [5 empty] | Removed from Ground | Gas (Historical Use) | 2000 | Bare Steel | 1961-04-28 | Galvanized Steel
GA FC/BAKER-MITCHELL CO UNIT | GA HWY 37/9 MI NW OF CAMILLA | CAMILLA | Mitchell | 9101007 | 5 | [5 empty] | Removed from Ground | Diesel | 2000 | Bare Steel | 1961-04-28 | Galvanized Steel
GA FORESTRY DIST OFFICE 9 | GA HWY 112 21/2 MI S OF CAMILLA | CAMILLA | Mitchell | 9101008 | 1 | [5 empty] | Removed from Ground | Gas (Historical Use) | 560 | Bare Steel | 1958-06-01 | Galvanized Steel | Safe Suction (Euro)
GA FORESTRY DIST OFFICE 9 | GA HWY 112 21/2 MI S OF CAMILLA | CAMILLA | Mitchell | 9101008 | 2 | [5 empty] | Removed from Ground | Gas (Historical Use) | 560 | Bare Steel | 1982-06-01 | Galvanized Steel | Safe Suction (Euro)
GA FORESTRY DIST OFFICE 9 | GA HWY 112 21/2 MI S OF CAMILLA | CAMILLA | Mitchell | 9101008 | 200188 |  | 1992-02-21 |  | 1992-02-21 |  | Removed from Ground | Other | 1000 | Cathodically Protected Steel | 1992-02-21 | Cathodically Protected | Safe Suction (Euro)
SHOP & SAVE SERVICE CENTER | MAIN & BROAD ST | SALE CITY | Mitchell | 9101009 | 1 | [5 empty] | Removed from Ground | Gas (Historical Use) | 4000 | Bare Steel | 1979-01-01 | Galvanized Steel
SHOP & SAVE SERVICE CENTER | MAIN & BROAD ST | SALE CITY | Mitchell | 9101009 | 2 | [5 empty] | Removed from Ground | Gas (Historical Use) | 4000 | Bare Steel | 1979-01-01 | Galvanized Steel
SHOP & SAVE SERVICE CENTER | MAIN & BROAD ST | SALE CITY | Mitchell | 9101009 | 3 | [5 empty] | Removed from Ground | Gas (Historical Use) | 1000 | Cathodically Protected Steel | 1989-01-01 | Galvanized Steel
AUTRY STATE PRISON INST | RTE 1 BOX 203 | PELHAM | Mitchell | 9101011 | 1 |  | 1993-06-08 |  | 1993-06-08 |  | Removed from Ground | Diesel | 2500 | Double Walled | 1993-06-08 | Fiberglass Reinforced Plastic | Pressurized
AUTRY STATE PRISON INST | RTE 1 BOX 203 | PELHAM | Mitchell | 9101011 | 2 |  | 1998-12-15 |  | 1998-12-15 |  | Removed from Ground | Other | 10000 | Fiberglass | 1985-01-01 | Fiberglass Reinforced Plastic | Suction (American)
AUTRY STATE PRISON INST | RTE 1 BOX 203 | PELHAM | Mitchell | 9101011 | 3 | [5 empty] | Removed from Ground | Diesel | 2500 | Fiberglass | 1985-01-01 | Fiberglass Reinforced Plastic | Suction (American)
AUTRY STATE PRISON INST | RTE 1 BOX 203 | PELHAM | Mitchell | 9101011 | 4 | Flapper Valve | 2007-02-23 | FALSE | 2007-02-23 | FALSE | Currently in Use | E-10 | 2500 | Fiberglass Double Walled | 2007-02-23 | Double-Walled Fiberglass | Safe Suction (Euro)
AUTRY STATE PRISON INST | RTE 1 BOX 203 | PELHAM | Mitchell | 9101011 | 5 | Flapper Valve | 2007-02-23 | FALSE | 2007-02-23 | FALSE | Currently in Use | Diesel | 2500 | Fiberglass Double Walled | 2007-02-23 | Double-Walled Fiberglass | Safe Suction (Euro)
MITCHELL CO ROAD DEPARTMENT | 4798 HWY 37 EAST | CAMILLA | Mitchell | 9101012 | 1 | [5 empty] | Removed from Ground | Gas (Historical Use) | 6000 | Marked Unknown | 1998-09-23 | Unknown
MITCHELL CO ROAD DEPARTMENT | 4798 HWY 37 EAST | CAMILLA | Mitchell | 9101012 | 2 | [5 empty] | Removed from Ground | Gas (Historical Use) | 3000 | Marked Unknown | 1968-01-01 | Unknown
MITCHELL CO ROAD DEPARTMENT | 4798 HWY 37 EAST | CAMILLA | Mitchell | 9101012 | 3 | [5 empty] | Removed from Ground | Diesel | 6000 | Marked Unknown | 1968-01-01 | Unknown
MITCHELL CO ROAD DEPARTMENT | 4798 HWY 37 EAST | CAMILLA | Mitchell | 9101012 | 4 | Flapper Valve | 1998-06-05 | FALSE | 1998-06-05 | FALSE | Currently in Use | E-10 | 8000 | Galvanic (STIP-3) | 1998-06-05 | Fiberglass Reinforced Plastic | Pressurized
MITCHELL CO ROAD DEPARTMENT | 4798 HWY 37 EAST | CAMILLA | Mitchell | 9101012 | 5 | Flapper Valve | 1998-06-05 | FALSE | 1998-06-05 | FALSE | Currently in Use | Diesel | 8000 | Galvanic (STIP-3) | 1998-06-05 | Fiberglass Reinforced Plastic | Pressurized
MITCHELL CO ROAD DEPARTMENT | 4798 HWY 37 EAST | CAMILLA | Mitchell | 9101012 | 6 | [5 empty] | Removed from Ground | Gas (Historical Use) | 1120 | Bare Steel | 1998-09-23 | Not Marked
JOHN BONSER | D207 EAST WALTON ST | BACONTON | Mitchell | 9101015 | 1 | [5 empty] | Removed from Ground | Diesel | 1000 | Not Marked/Unknown | 1991-07-28 | Not Marked
JOHN BONSER | D207 EAST WALTON ST | BACONTON | Mitchell | 9101015 | 2 | [5 empty] | Removed from Ground | Gas (Historical Use) | 550 | Not Marked/Unknown | 1991-07-28 | Not Marked
JOHN BONSER | D207 EAST WALTON ST | BACONTON | Mitchell | 9101015 | 3 | [5 empty] | Removed from Ground | Gas (Historical Use) | 550 | Not Marked/Unknown | 1991-07-28 | Not Marked
MACK HOWARD DAVIS TRUST/OLD SVC | HWY 97 | CAMILLA | Mitchell | 9101016 | 1 | [5 empty] | Removed from Ground | Diesel | 1000 | Bare Steel | 1994-12-02 | Galvanized Steel
MACK HOWARD DAVIS TRUST/OLD SVC | HWY 97 | CAMILLA | Mitchell | 9101016 | 2 | [5 empty] | Removed from Ground | Gas (Historical Use) | 1000 | Bare Steel | 1994-12-02 | Galvanized Steel
MACK HOWARD DAVIS TRUST/OLD SVC | HWY 97 | CAMILLA | Mitchell | 9101016 | 3 | [5 empty] | Removed from Ground | Gas (Historical Use) | 2000 | Bare Steel | 1994-12-02 | Galvanized Steel
MACK HOWARD DAVIS TRUST/OLD SVC | HWY 97 | CAMILLA | Mitchell | 9101016 | 4 | [5 empty] | Removed from Ground | Gas (Historical Use) | 2000 | Bare Steel | 1994-12-02 | Galvanized Steel
C & P PACKAGE | 233 WEST RAILROAD ST | PELHAM | Mitchell | 9101017 | 1 |  | 1997-06-01 |  | 1997-06-01 |  | Removed from Ground | Gas (Historical Use) | 6000 | Cathodically Protected Steel | 1986-03-01 | Cathodically Protected | Pressurized
C & P PACKAGE | 233 WEST RAILROAD ST | PELHAM | Mitchell | 9101017 | 2 |  | 1997-06-01 |  | 1997-06-01 |  | Removed from Ground | Gas (Historical Use) | 6000 | Cathodically Protected Steel | 1986-03-01 | Cathodically Protected | Pressurized
C & P PACKAGE | 233 WEST RAILROAD ST | PELHAM | Mitchell | 9101017 | 3 |  | 1997-06-01 |  | 1997-06-01 |  | Removed from Ground | Gas (Historical Use) | 6000 | Cathodically Protected Steel | 1986-03-01 | Cathodically Protected | Pressurized
CAMILLA FORD NEW HOLLAND | 590 NEWTON HWY | CAMILLA | Mitchell | 9101019 | 1 | [5 empty] | Removed from Ground | Diesel | 6000 | Not Marked/Unknown | 1995-05-13 | Unknown
CAMILLA FORD NEW HOLLAND | 590 NEWTON HWY | CAMILLA | Mitchell | 9101019 | 2 | [5 empty] | Removed from Ground | Gas (Historical Use) | 6000 | Not Marked/Unknown | 1995-05-13 | Unknown
OLE STORE | 10422 HWY 112 | BACONTON | Mitchell | 9101021 | 1 | [5 empty] | Removed from Ground | Gas (Historical Use) | 3000 | Bare Steel | 1999-12-01 | Galvanized Steel | Safe Suction (Euro)
OLE STORE | 10422 HWY 112 | BACONTON | Mitchell | 9101021 | 2 | [5 empty] | Removed from Ground | Gas (Historical Use) | 3000 | Bare Steel | 1999-12-01 | Galvanized Steel | Safe Suction (Euro)
OLE STORE | 10422 HWY 112 | BACONTON | Mitchell | 9101021 | 3 | [5 empty] | Removed from Ground | Gas (Historical Use) | 2000 | Marked Unknown | 1999-12-01 | Unknown
OLE STORE | 10422 HWY 112 | BACONTON | Mitchell | 9101021 | 4A |  | 2000-07-01 | FALSE | 2000-07-01 | FALSE | Temporarily out of use | Gas (Historical Use) | 7000 | Epoxy | 2000-07-01 | Fiberglass Reinforced Plastic | Safe Suction (Euro)
OLE STORE | 10422 HWY 112 | BACONTON | Mitchell | 9101021 | 4B | Flapper Valve | 2000-07-01 | FALSE | 2000-07-01 | FALSE | Temporarily out of use | Diesel | 3000 | Epoxy | 2000-07-01 | Fiberglass Reinforced Plastic | Safe Suction (Euro)
INLAND #419 | 301 US HWY 19 S | CAMILLA | Mitchell | 9101023 | 225534UL | Flapper Valve | 1994-11-01 | FALSE | 1994-11-01 | FALSE | Currently in Use | Diesel | 15000 | Galvanic (STIP-3) | 1994-11-03 | Double-Walled Fiberglass | Pressurized
INLAND #419 | 301 US HWY 19 S | CAMILLA | Mitchell | 9101023 | 225535UL | Flapper Valve | 1994-11-01 | FALSE | 1994-11-01 | FALSE | Currently in Use | E-10 | 12000 | Galvanic (STIP-3) | 1994-11-03 | Double-Walled Fiberglass | Pressurized
INLAND #419 | 301 US HWY 19 S | CAMILLA | Mitchell | 9101023 | 225536UL | Ball Float | 1994-11-01 | FALSE | 1994-11-01 | FALSE | Currently in Use | Premium | 10000 | Galvanic (STIP-3) | 1994-11-03 | Double-Walled Fiberglass | Pressurized
WEST SERVICE STATION | 246 CHURCH ST SW | PELHAM | Mitchell | 9101025 | 1 |  | 1998-12-04 | FALSE | 1998-12-04 | FALSE | Removed from Ground | Gas (Historical Use) | 6000 | Steel-Impressed Current | 1968-04-01 | Steel (Impressed Current) | Suction (American)
WEST SERVICE STATION | 246 CHURCH ST SW | PELHAM | Mitchell | 9101025 | 2 |  | 1998-12-04 | FALSE | 1998-12-04 | FALSE | Removed from Ground | Diesel | 6000 | Steel-Impressed Current | 1968-04-01 | Steel (Impressed Current) | Suction (American)
WEST SERVICE STATION | 246 CHURCH ST SW | PELHAM | Mitchell | 9101025 | 3 |  | 1998-12-04 | FALSE | 1998-12-04 | FALSE | Removed from Ground | Gas (Historical Use) | 6000 | Steel-Impressed Current | 1968-04-01 | Steel (Impressed Current) | Suction (American)
WEST SERVICE STATION | 246 CHURCH ST SW | PELHAM | Mitchell | 9101025 | 4 |  | 1998-12-04 | FALSE | 1998-12-04 | FALSE | Removed from Ground | Diesel | 1000 | Steel-Impressed Current | 1968-04-01 | Steel (Impressed Current) | Suction (American)
ONE STOP | 29 GA HWY 97 | CAMILLA | Mitchell | 9101026 | 1 | Overfill Alarm | 1999-02-05 | TRUE | 1999-02-05 | FALSE | Currently in Use | E-0 | 4000 | Steel-Impressed Current | 1987-01-01 | Steel (Impressed Current) | Safe Suction (Euro)
ONE STOP | 29 GA HWY 97 | CAMILLA | Mitchell | 9101026 | 2 | Overfill Alarm | 1999-02-05 | TRUE | 1999-02-05 | FALSE | Currently in Use | Diesel | 4000 | Steel-Impressed Current | 1987-01-01 | Steel (Impressed Current) | Safe Suction (Euro)
ONE STOP | 29 GA HWY 97 | CAMILLA | Mitchell | 9101026 | 3 | Overfill Alarm | 1999-02-05 | TRUE | 1999-02-05 | FALSE | Currently in Use | E-10 | 4000 | Steel-Impressed Current | 1987-01-01 | Steel (Impressed Current) | Safe Suction (Euro)
WORSHAM FARMS | HWY 97 | CAMILLA | Mitchell | 9101027 | T1 | [5 empty] | Removed from Ground | Gas (Historical Use) | 6000 | Bare Steel | 1985-01-01 | Galvanized Steel | Suction (American)
WORSHAM FARMS | HWY 97 | CAMILLA | Mitchell | 9101027 | T2 | [5 empty] | Removed from Ground | Diesel | 8000 | Bare Steel | 1985-01-01 | Galvanized Steel | Suction (American)
MIDWAY STOP & SHOP | 10294 HWY 19 | BACONTON | Mitchell | 9101030 | 1 | Flapper Valve | 1998-11-01 | FALSE | 1998-11-01 | FALSE | Temporarily out of use | E-0 | 8000 | Steel-Impressed Current | 1995-09-18 | Steel (Impressed Current) | Safe Suction (Euro)
MIDWAY STOP & SHOP | 10294 HWY 19 | BACONTON | Mitchell | 9101030 | 2 | Flapper Valve | 1998-11-01 | FALSE | 1998-11-01 | FALSE | Temporarily out of use | Premium | 8000 | Steel-Impressed Current | 1995-09-18 | Steel (Impressed Current) | Safe Suction (Euro)
EQUITY GROUP GA DIVISION LLC | US HWY 19 N | CAMILLA | Mitchell | 9101031 | 1 | Flapper Valve | 1995-03-01 | FALSE | 1995-03-01 | FALSE | Currently in Use | Diesel | 10000 | Epoxy | 1995-03-01 | Fiberglass Reinforced Plastic | Pressurized
PEAVY FARM SERVICES | HIGHWAY 37 | CAMILLA | Mitchell | 9101034 | 1 | [5 empty] | Removed from Ground | Diesel | 8500 | Not Marked/Unknown | 1995-04-05 | Not Marked
PEAVY FARM SERVICES | HIGHWAY 37 | CAMILLA | Mitchell | 9101034 | 2 | [5 empty] | Removed from Ground | Gas (Historical Use) | 8000 | Not Marked/Unknown | 1995-04-05 | Not Marked
CAMILLA PUBLIC SAFETY COMPLEX (P | 80 W BROAD STREET | CAMILLA | Mitchell | 9101035 | 1 |  | 1998-04-28 |  | 1998-04-28 |  | Removed from Ground | Diesel | 1000 | Double Walled | 1987-12-01 | Copper | Suction (American)
CAMILLA PUBLIC WORKS DEPT | 465 BAY STREET | CAMILLA | Mitchell | 9101036 | 1 | Flapper Valve | 1998-10-06 | FALSE | 1998-10-06 | FALSE | Currently in Use | E-10 | 10000 | Steel-Impressed Current | 1981-01-01 | Fiberglass Reinforced Plastic | Suction (American)
CAMILLA PUBLIC WORKS DEPT | 465 BAY STREET | CAMILLA | Mitchell | 9101036 | 2 | [5 empty] | Removed from Ground | Diesel | 1000 | Cathodically Protected Steel | 1971-01-01 | Bare Steel | Suction (American)
CAMILLA PUBLIC WORKS DEPT | 465 BAY STREET | CAMILLA | Mitchell | 9101036 | 3 | Flapper Valve | 1998-10-06 | FALSE | 1998-10-06 | FALSE | Currently in Use | Diesel | 5000 | Steel-Impressed Current | 1999-10-06 | Fiberglass Reinforced Plastic | Suction (American)
CAMILLA-MITCHELL COUNTY AIRPORT | 3907 AIRPORT RD | CAMILLA | Mitchell | 9101037 | 1 | Flapper Valve | 1998-04-28 | FALSE | 1998-04-28 | FALSE | Currently in Use | Aviaion gas/AV Gas | 8000 | Steel-Impressed Current | 1970-01-01 | Steel (Impressed Current) | Safe Suction (Euro)
CAMILLA-MITCHELL COUNTY AIRPORT | 3907 AIRPORT RD | CAMILLA | Mitchell | 9101037 | 2 | Flapper Valve | 1998-04-28 | FALSE | 1998-04-28 | FALSE | Currently in Use | Aviaion gas/AV Gas | 8000 | Steel-Impressed Current | 1970-01-01 | Steel (Impressed Current) | Safe Suction (Euro)
HAMILL MCNAIR FARMS | 7777 PINECLIFF ROAD | CAMILLA | Mitchell | 9101038 | RU |  | 1996-05-15 |  | 1996-05-15 |  | Removed from Ground | Gas (Historical Use) | 8000 | Composite | 1996-05-15 | Secondary Containment | Safe Suction (Euro)
YUZ INVESTMENT LLC | 240 GLAUSIER ST | PELHAM | Mitchell | 9101039 | 1 | [5 empty] | Removed from Ground | Gas (Historical Use) | 6000 | Bare Steel | 1978-01-01 | Galvanized Steel | Pressurized
YUZ INVESTMENT LLC | 240 GLAUSIER ST | PELHAM | Mitchell | 9101039 | 2 | [5 empty] | Removed from Ground | Gas (Historical Use) | 6000 | Bare Steel | 1978-01-01 | Galvanized Steel | Pressurized
YUZ INVESTMENT LLC | 240 GLAUSIER ST | PELHAM | Mitchell | 9101039 | 3 | [5 empty] | Removed from Ground | Gas (Historical Use) | 6000 | Bare Steel | 1978-01-01 | Galvanized Steel | Pressurized
YUZ INVESTMENT LLC | 240 GLAUSIER ST | PELHAM | Mitchell | 9101039 | 4 | [5 empty] | Removed from Ground | Gas (Historical Use) | 6000 | Bare Steel | 1978-01-01 | Galvanized Steel | Pressurized
YUZ INVESTMENT LLC | 240 GLAUSIER ST | PELHAM | Mitchell | 9101039 | 5 | [5 empty] | Removed from Ground | Diesel | 6000 | Bare Steel | 1978-01-01 | Galvanized Steel | Pressurized
YUZ INVESTMENT LLC | 240 GLAUSIER ST | PELHAM | Mitchell | 9101039 | 6A | Flapper Valve | 1997-01-22 | FALSE | 1997-01-22 | FALSE | Currently in Use | E-10 | 10000 | Galvanic (STIP-3) | 1997-01-07 | Double-Walled Flex | Pressurized
YUZ INVESTMENT LLC | 240 GLAUSIER ST | PELHAM | Mitchell | 9101039 | 6B |  | 1997-01-22 | FALSE | 1997-01-22 | FALSE | Currently in Use | Premium | 6000 | Galvanic (STIP-3) | 1997-01-07 | Double-Walled Flex | Pressurized
SUSIE QS #70 | 8 HWY 19 S | CAMILLA | Mitchell | 9101041 | 1 | Overfill Alarm | 1997-04-01 | FALSE | 1997-04-01 | FALSE | Currently in Use | Premium | 10000 | Composite | 1997-04-01 | Double-Walled Flex | Pressurized
SUSIE QS #70 | 8 HWY 19 S | CAMILLA | Mitchell | 9101041 | 2 | Overfill Alarm | 1997-04-01 | FALSE | 1997-04-01 | FALSE | Currently in Use | E-10 | 10000 | Composite | 1997-04-01 | Double-Walled Flex | Pressurized
SUSIE QS #70 | 8 HWY 19 S | CAMILLA | Mitchell | 9101041 | 3 | Overfill Alarm | 1997-04-01 | FALSE | 1997-04-01 | FALSE | Currently in Use | Diesel | 6000 | Composite | 1997-04-01 | Double-Walled Flex | Pressurized
GEORGIA & FLORIDA RAILROAD | HWY 37 SOUTH | CAMILLA | Mitchell | 9101043 | 1 | [5 empty] | Removed from Ground | Gas (Historical Use) | 560 | Not Marked/Unknown | 1997-09-17 | Not Marked
GEORGIA & FLORIDA RAILROAD | 230 RAILROAD ST NORTH | PELHAM | Mitchell | 9101044 | 1 | [5 empty] | Removed from Ground | Gas (Historical Use) | 560 | Not Marked/Unknown | 1997-09-17 | Not Marked
ASHLEYS COUNTRY STORE | 2495 OLD PELHAM RD | PELHAM | Mitchell | 9101046 | 1 | [5 empty] | Removed from Ground | Gas (Historical Use) | 3000 | Bare Steel | 1998-10-28 | Galvanized Steel | Safe Suction (Euro)
ASHLEYS COUNTRY STORE | 2495 OLD PELHAM RD | PELHAM | Mitchell | 9101046 | 2 | [5 empty] | Removed from Ground | Gas (Historical Use) | 3000 | Bare Steel | 1998-10-28 | Galvanized Steel | Safe Suction (Euro)
ASHLEYS COUNTRY STORE | 2495 OLD PELHAM RD | PELHAM | Mitchell | 9101046 | 3A | Flapper Valve | 1998-03-01 | FALSE | 1998-03-01 | FALSE | Temporarily out of use | Gas (Historical Use) | 4000 | Composite | 1998-01-01 | Fiberglass Reinforced Plastic | Pressurized
ASHLEYS COUNTRY STORE | 2495 OLD PELHAM RD | PELHAM | Mitchell | 9101046 | 3B |  | 1998-03-01 | FALSE | 1998-03-01 | FALSE | Temporarily out of use | Gas (Historical Use) | 4000 | Composite | 1998-01-01 | Fiberglass Reinforced Plastic | Pressurized
ASHLEYS COUNTRY STORE | 2495 OLD PELHAM RD | PELHAM | Mitchell | 9101046 | 3C |  | 1998-03-01 | FALSE | 1998-03-01 | FALSE | Temporarily out of use | Diesel | 2000 | Composite | 1998-01-01 | Fiberglass Reinforced Plastic | Pressurized
MITCHELL COUNTY SCHOOL BUS STOP | 4856 HIGHWAY 37 | CAMILLA | Mitchell | 9101047 | 1 | [5 empty] | Removed from Ground | Gas (Historical Use) | 4000 | Bare Steel |  | Bare Steel | Suction (American)
MITCHELL COUNTY SCHOOL BUS STOP | 4856 HIGHWAY 37 | CAMILLA | Mitchell | 9101047 | 2 | [5 empty] | Removed from Ground | Gas (Historical Use) | 4000 | Bare Steel |  | Bare Steel | Suction (American)
MITCHELL COUNTY SCHOOL BUS STOP | 4856 HIGHWAY 37 | CAMILLA | Mitchell | 9101047 | 3 | Flapper Valve | 2012-08-28 | FALSE | 2012-08-28 | FALSE | Currently in Use | Diesel | 4000 | Composite | 1988-01-01 | Fiberglass Reinforced Plastic | Suction (American)
FORMER PLUNDER HOUSE | 264 E RAILROAD ST | PELHAM | Mitchell | 9101048 | 1 | [5 empty] | Removed from Ground | Empty | 1000 | Bare Steel | 1999-02-24 | Galvanized Steel
FORMER PLUNDER HOUSE | 264 E RAILROAD ST | PELHAM | Mitchell | 9101048 | 2 | [5 empty] | Removed from Ground | Empty | 1000 | Bare Steel | 1999-02-24 | Galvanized Steel
FORMER PLUNDER HOUSE | 264 E RAILROAD ST | PELHAM | Mitchell | 9101048 | 3 | [5 empty] | Removed from Ground | Empty | 1000 | Bare Steel | 1999-02-24 | Galvanized Steel
PELHAM WAREHOUSE | 122 N RAILROAD NE | PELHAM | Mitchell | 9101049 | 1 | [5 empty] | Removed from Ground | Gas (Historical Use) | 1000 | Bare Steel | 2000-02-01 | Bare Steel
PELHAM WAREHOUSE | 122 N RAILROAD NE | PELHAM | Mitchell | 9101049 | 2 | [5 empty] | Removed from Ground | Gas (Historical Use) | 1000 | Bare Steel | 2000-02-01 | Bare Steel
HC WIGGINS INC | 559 BARROW AVENUE | PELHAM | Mitchell | 9101050 | 1 | [5 empty] | Removed from Ground | Gas (Historical Use) | 2000 | Marked Unknown | 2000-06-01 | Unknown
HC WIGGINS INC | 559 BARROW AVENUE | PELHAM | Mitchell | 9101050 | 2 | [5 empty] | Removed from Ground | Diesel | 10000 | Marked Unknown | 2000-06-01 | Unknown
SELLERS GAS CO | 2610 HWY 19 N | PELHAM | Mitchell | 9101051 | 1 | [5 empty] | Closed in Ground | Gas (Historical Use) | 10000 | Bare Steel | 1999-08-05 | Galvanized Steel | Suction (American)
SELLERS GAS CO | 2610 HWY 19 N | PELHAM | Mitchell | 9101051 | 2 | [5 empty] | Closed in Ground | Gas (Historical Use) | 10000 | Bare Steel | 1999-08-05 | Galvanized Steel | Suction (American)
SELLERS GAS CO | 2610 HWY 19 N | PELHAM | Mitchell | 9101051 | 3 | [5 empty] | Closed in Ground | Gas (Historical Use) | 10000 | Bare Steel | 1999-08-05 | Galvanized Steel | Suction (American)
SELLERS GAS CO | 2610 HWY 19 N | PELHAM | Mitchell | 9101051 | 4 | [5 empty] | Closed in Ground | Diesel | 10000 | Bare Steel | 1999-08-05 | Galvanized Steel | Suction (American)
GA POWER/PELHAM LINE CREW HQ | 305 COTTON AVE SE | PELHAM | Mitchell | 9000368 | 1 | [5 empty] | Removed from Ground | Gas (Historical Use) | 1 | Not Marked/Unknown | 1985-01-01 | Not Marked
GA POWER/PELHAM LINE CREW HQ | 305 COTTON AVE SE | PELHAM | Mitchell | 9000368 | 2 | [5 empty] | Removed from Ground | Diesel | 6000 | Fiberglass | 1986-08-01 | Unknown
GA POWER/PELHAM LINE CREW HQ | 305 COTTON AVE SE | PELHAM | Mitchell | 9000368 | 3 | [5 empty] | Removed from Ground | Gas (Historical Use) | 6000 | Fiberglass | 1986-08-01 | Unknown
BZ BEE | 398 EAST WALTON ST | BACONTON | Mitchell | 10002185 | 1A | Ball Float | 2012-09-10 | FALSE | 2013-09-10 | FALSE | Currently in Use | E-10 | 10000 | Tank Jacket | 2012-09-01 | Double-Walled Fiberglass | Pressurized
BZ BEE | 398 EAST WALTON ST | BACONTON | Mitchell | 10002185 | 1B | Ball Float | 2012-09-10 | FALSE | 2012-09-10 | FALSE | Currently in Use | Premium | 5000 | Tank Jacket | 2012-09-01 | Double-Walled Fiberglass | Pressurized
BZ BEE | 398 EAST WALTON ST | BACONTON | Mitchell | 10002185 | 2A | Ball Float | 2012-09-10 | FALSE | 2012-09-10 | FALSE | Currently in Use | Diesel | 6000 | Tank Jacket | 2012-09-01 | Double-Walled Fiberglass | Pressurized
BZ BEE | 398 EAST WALTON ST | BACONTON | Mitchell | 10002185 | 2B | Ball Float | 2012-09-10 | FALSE | 2012-09-10 | FALSE | Currently in Use | Diesel Off Road | 4000 | Tank Jacket | 2012-09-01 | Double-Walled Fiberglass | Pressurized
FORMER WATSON SERVICE STATION | 179 BROAD AVE | CAMILLA | Mitchell | 10001706 | 1 |  |  | FALSE |  | FALSE | Removed from Ground | Gas (Historical Use) | 500 | Bare Steel | 1950-01-01 | Unknown
FORMER WATSON SERVICE STATION | 179 BROAD AVE | CAMILLA | Mitchell | 10001706 | 2 |  |  | FALSE |  | FALSE | Removed from Ground | Gas (Historical Use) | 500 | Bare Steel | 1950-01-01 | Unknown
FORMER WATSON SERVICE STATION | 179 BROAD AVE | CAMILLA | Mitchell | 10001706 | 3 |  |  | FALSE |  | FALSE | Removed from Ground | Gas (Historical Use) | 2000 | Bare Steel | 1950-01-01 | Not Marked
FORMER WATSON SERVICE STATION | 179 BROAD AVE | CAMILLA | Mitchell | 10001706 | 4 |  |  | FALSE |  | FALSE | Removed from Ground | Gas (Historical Use) | 3000 | Bare Steel | 1950-01-01 | Not Marked
DREKO CONVENIENCE STORE | 645 BARROW AVE | PELHAM | Mitchell | 10001301 | 1A |  | 2005-12-01 | FALSE | 2005-12-01 | FALSE | Temporarily out of use | Gas (Historical Use) | 2500 | Galvanic (STIP-3) | 2005-12-01 | Fiberglass Reinforced Plastic | Safe Suction (Euro)
DREKO CONVENIENCE STORE | 645 BARROW AVE | PELHAM | Mitchell | 10001301 | 1B |  | 2005-12-01 | FALSE | 2005-12-01 | FALSE | Temporarily out of use | Diesel | 2500 | Galvanic (STIP-3) | 2005-12-01 | Fiberglass Reinforced Plastic | Safe Suction (Euro)
MITTNEHA LLC | 110 CHURCH ST | PELHAM | Mitchell | 1010001 | 1 | [5 empty] | Removed from Ground | Gas (Historical Use) | 3000 | Bare Steel | 1972-04-18 | Unknown
MITTNEHA LLC | 110 CHURCH ST | PELHAM | Mitchell | 1010001 | 2 | [5 empty] | Removed from Ground | Gas (Historical Use) | 3000 | Bare Steel | 1972-04-18 | Unknown
MITTNEHA LLC | 110 CHURCH ST | PELHAM | Mitchell | 1010001 | 3 | [5 empty] | Removed from Ground | Gas (Historical Use) | 3000 | Bare Steel | 1972-04-18 | Unknown
MITTNEHA LLC | 110 CHURCH ST | PELHAM | Mitchell | 1010001 | 4 | [5 empty] | Removed from Ground | Gas (Historical Use) | 3000 | Bare Steel | 1986-04-15 | Unknown
MITTNEHA LLC | 110 CHURCH ST | PELHAM | Mitchell | 1010001 | 5 | Flapper Valve | 1991-10-01 | FALSE | 1991-10-01 | FALSE | Currently in Use | Premium | 6000 | Galvanic (STIP-3) | 1991-12-17 | Fiberglass Reinforced Plastic | Pressurized
MITTNEHA LLC | 110 CHURCH ST | PELHAM | Mitchell | 1010001 | 6A | Flapper Valve | 1991-10-01 | FALSE | 1991-10-01 | FALSE | Currently in Use | E-10 | 3000 | Galvanic (STIP-3) | 1991-12-17 | Fiberglass Reinforced Plastic | Pressurized
MITTNEHA LLC | 110 CHURCH ST | PELHAM | Mitchell | 1010001 | 6B | Flapper Valve | 1991-10-01 | FALSE | 1991-10-01 | FALSE | Currently in Use | E-10 | 3000 | Galvanic (STIP-3) | 1991-12-17 | Fiberglass Reinforced Plastic | Pressurized
EXPRESS LANE #57 | 5 US HWY 19 SOUTH | CAMILLA | Mitchell | 1010002 | 1 |  | 1996-06-07 |  | 1996-06-07 |  | Removed from Ground | Gas (Historical Use) | 8068 | Cathodically Protected Steel | 1982-04-16 | Double Walled | Pressurized
EXPRESS LANE #57 | 5 US HWY 19 SOUTH | CAMILLA | Mitchell | 1010002 | 2 |  | 1996-06-07 |  | 1996-06-07 |  | Removed from Ground | Gas (Historical Use) | 8068 | Cathodically Protected Steel | 1982-04-16 | Double Walled | Pressurized
EXPRESS LANE #57 | 5 US HWY 19 SOUTH | CAMILLA | Mitchell | 1010002 | 3 |  | 1996-06-07 |  | 1996-06-07 |  | Removed from Ground | Gas (Historical Use) | 8068 | Cathodically Protected Steel | 1982-04-16 | Double Walled | Pressurized
M CAMERON HEAD INC | 558 BAGGS FERRY RD | CAMILLA | Mitchell | 1010003 | 1DIESEL | [5 empty] | Removed from Ground | Diesel | 2000 | Bare Steel | 1975-01-20 | Galvanized Steel | Safe Suction (Euro)
M CAMERON HEAD INC | 558 BAGGS FERRY RD | CAMILLA | Mitchell | 1010003 | 2GAS | [5 empty] | Removed from Ground | Gas (Historical Use) | 4000 | Bare Steel | 1980-01-19 | Galvanized Steel | Safe Suction (Euro)
HOPEFUL GENERAL STORE | 2638 GEORGIA HWY 97 | CAMILLA | Mitchell | 1010009 | 1 | [5 empty] | Removed from Ground | Gas (Historical Use) | 3000 | Bare Steel | 1976-01-25 | Galvanized Steel
HOPEFUL GENERAL STORE | 2638 GEORGIA HWY 97 | CAMILLA | Mitchell | 1010009 | 2 | [5 empty] | Removed from Ground | Gas (Historical Use) | 4000 | Bare Steel | 1981-01-23 | Galvanized Steel
HOPEFUL GENERAL STORE | 2638 GEORGIA HWY 97 | CAMILLA | Mitchell | 1010009 | 3 | [5 empty] | Removed from Ground | Gas (Historical Use) | 1000 | Bare Steel | 1966-01-27 | Galvanized Steel
HOPEFUL GENERAL STORE | 2638 GEORGIA HWY 97 | CAMILLA | Mitchell | 1010009 | 4 | [5 empty] | Removed from Ground | Gas (Historical Use) | 560 | Bare Steel | 1966-01-27 | Galvanized Steel
HOPEFUL GENERAL STORE | 2638 GEORGIA HWY 97 | CAMILLA | Mitchell | 1010009 | 5 |  | 1995-09-01 | FALSE | 1995-09-01 | FALSE | Removed from Ground | Diesel | 4000 | Galvanic (STIP-3) | 1985-01-22 | Double-Walled Fiberglass
HOPEFUL GENERAL STORE | 2638 GEORGIA HWY 97 | CAMILLA | Mitchell | 1010009 | 6A |  | 1995-09-01 | FALSE | 1995-09-01 | FALSE | Removed from Ground | Gas (Historical Use) | 9000 | Galvanic (STIP-3) | 1995-08-23 | Double-Walled Fiberglass | Safe Suction (Euro)
HOPEFUL GENERAL STORE | 2638 GEORGIA HWY 97 | CAMILLA | Mitchell | 1010009 | 6B |  | 1995-09-01 | FALSE | 1995-09-01 | FALSE | Removed from Ground | Gas (Historical Use) | 3000 | Galvanic (STIP-3) | 1995-08-23 | Double-Walled Fiberglass | Safe Suction (Euro)
IKE GODWIN GROCERY INC | 7273 COUNTYLINE RD | PELHAM | Mitchell | 1010011 | 1 | [5 empty] | Removed from Ground | Gas (Historical Use) | 4000 | Bare Steel | 1966-03-01 | Galvanized Steel
IKE GODWIN GROCERY INC | 7273 COUNTYLINE RD | PELHAM | Mitchell | 1010011 | 2 | [5 empty] | Removed from Ground | Diesel | 4000 | Bare Steel | 1966-03-01 | Galvanized Steel | Suction (American)
IKE GODWIN GROCERY INC | 7273 COUNTYLINE RD | PELHAM | Mitchell | 1010011 | 3 | [5 empty] | Removed from Ground | Gas (Historical Use) | 4000 | Bare Steel | 1976-02-27 | Galvanized Steel | Suction (American)
IKE GODWIN GROCERY INC | 7273 COUNTYLINE RD | PELHAM | Mitchell | 1010011 | 4A | Flapper Valve | 1995-07-10 | FALSE | 1995-07-10 | FALSE | Currently in Use | E-0 | 4000 | Composite | 1995-07-10 | Fiberglass Reinforced Plastic | Pressurized
IKE GODWIN GROCERY INC | 7273 COUNTYLINE RD | PELHAM | Mitchell | 1010011 | 4B | Flapper Valve | 1995-07-10 | FALSE | 1995-07-10 | FALSE | Currently in Use | E-10 | 6000 | Composite | 1995-07-10 | Fiberglass Reinforced Plastic | Pressurized
IKE GODWIN GROCERY INC | 7273 COUNTYLINE RD | PELHAM | Mitchell | 1010011 | 5 | Flapper Valve | 1995-07-10 | FALSE | 1995-07-10 | FALSE | Currently in Use | Diesel | 4000 | Composite | 1995-05-26 | Fiberglass Reinforced Plastic | Pressurized
MITCHELL EMC | 475 CAIRO RD | CAMILLA | Mitchell | 1010015 | 1 | [5 empty] | Removed from Ground | Gas (Historical Use) | 6000 | Bare Steel | 1972-02-11 | Galvanized Steel
MITCHELL EMC | 475 CAIRO RD | CAMILLA | Mitchell | 1010015 | 2 | Ball Float | 1990-01-01 | FALSE | 1990-01-01 | FALSE | Currently in Use | E-0 | 10000 | Composite | 1990-01-01 | Fiberglass Reinforced Plastic | Pressurized
MITCHELL EMC | 475 CAIRO RD | CAMILLA | Mitchell | 1010015 | 3 | Ball Float | 1990-01-01 | FALSE | 1990-01-01 | FALSE | Currently in Use | Diesel | 10000 | Composite | 1990-01-01 | Fiberglass Reinforced Plastic | Pressurized
PELHAM HIGH SCHOOL | BURUM ST | PELHAM | Mitchell | 1010018 | 1 | [5 empty] | Removed from Ground | Gas (Historical Use) | 1 | Bare Steel | 1986-01-17 | Galvanized Steel | Suction (American)
PELHAM GRAIN CO INC | 375 GLAUSIER ST | PELHAM | Mitchell | 1010019 | 1 | [5 empty] | Removed from Ground | Gas (Historical Use) | 500 | Bare Steel | 1986-01-24 | Galvanized Steel | Suction (American)
PELHAM GRAIN CO INC | 375 GLAUSIER ST | PELHAM | Mitchell | 1010019 | 2 | [5 empty] | Removed from Ground | Diesel | 10000 | Bare Steel | 1980-01-26 | Galvanized Steel | Suction (American)
WHOLESALE TIRE | 145 MATHEWSON AVE | PELHAM | Mitchell | 1010020 | 1 | [5 empty] | Removed from Ground | Gas (Historical Use) | 1000 | Bare Steel | 1986-01-24 | Galvanized Steel | Suction (American)
WHOLESALE TIRE | 145 MATHEWSON AVE | PELHAM | Mitchell | 1010020 | 2 | [5 empty] | Removed from Ground | Gas (Historical Use) | 2000 | Bare Steel | 1986-01-24 | Galvanized Steel | Suction (American)
WHOLESALE TIRE | 145 MATHEWSON AVE | PELHAM | Mitchell | 1010020 | 3 | [5 empty] | Removed from Ground | Gas (Historical Use) | 6000 | Bare Steel | 1981-01-25 | Galvanized Steel | Suction (American)
WHOLESALE TIRE | 145 MATHEWSON AVE | PELHAM | Mitchell | 1010020 | 4A | Flapper Valve | 2004-09-01 | FALSE | 2004-09-01 | FALSE | Temporarily out of use | Gas (Historical Use) | 2500 | Galvanic (STIP-3) | 2004-09-01 | Fiberglass Reinforced Plastic | Suction (American)
WHOLESALE TIRE | 145 MATHEWSON AVE | PELHAM | Mitchell | 1010020 | 4B | Flapper Valve | 2004-09-01 | FALSE | 2004-09-01 | FALSE | Temporarily out of use | Diesel | 2500 | Galvanic (STIP-3) | 2004-09-01 | Fiberglass Reinforced Plastic | Suction (American)
SOUTHERN CONCRETE CONSTRUCTION C | US 19 S & BRIMBERRY ST | CAMILLA | Mitchell | 1010023 | 1 | [5 empty] | Removed from Ground | Diesel | 14000 | Bare Steel | 1976-04-16 | Bare Steel
MILLERS GROCERY | 8125 COUNTY LINE RD | PELHAM | Mitchell | 1010024 | 1 | [5 empty] | Removed from Ground | Gas (Historical Use) | 1000 | Bare Steel | 1971-04-19 | Unknown | Safe Suction (Euro)
MILLERS GROCERY | 8125 COUNTY LINE RD | PELHAM | Mitchell | 1010024 | 2 | [5 empty] | Removed from Ground | Gas (Historical Use) | 1000 | Bare Steel | 1971-04-19 | Unknown | Safe Suction (Euro)
MILLERS GROCERY | 8125 COUNTY LINE RD | PELHAM | Mitchell | 1010024 | 3A | Flapper Valve | 1999-12-02 | FALSE | 1999-12-02 | FALSE | Removed from Ground |  | 2000 | Galvanic (STIP-3) | 2011-06-01 | Fiberglass Reinforced Plastic | Safe Suction (Euro)
MILLERS GROCERY | 8125 COUNTY LINE RD | PELHAM | Mitchell | 1010024 | 3B | Flapper Valve | 1999-12-02 | FALSE | 1999-12-02 | FALSE | Removed from Ground |  | 2000 | Galvanic (STIP-3) | 2011-06-01 | Fiberglass Reinforced Plastic | Safe Suction (Euro)
QUICK STOP#2 | 110 W BROAD ST | SALE CITY | Mitchell | 1010025 | 1 | Flapper Valve | 1997-02-06 |  | 1997-02-06 |  | Removed from Ground | Gas (Historical Use) | 6000 | Steel-Impressed Current | 1974-04-18 | Steel (Impressed Current) | Safe Suction (Euro)
QUICK STOP#2 | 110 W BROAD ST | SALE CITY | Mitchell | 1010025 | 2 | Flapper Valve | 1997-02-06 |  | 1997-02-06 |  | Removed from Ground | Gas (Historical Use) | 4000 | Steel-Impressed Current | 1974-04-18 | Steel (Impressed Current) | Safe Suction (Euro)
QUICK STOP#2 | 110 W BROAD ST | SALE CITY | Mitchell | 1010025 | 3 | Ball Float | 2014-09-19 | FALSE | 2014-09-19 | FALSE | Currently in Use | E-10 | 4000 | Tank Jacket | 2014-09-19 | Double-Walled Fiberglass | Pressurized
QUICK STOP#2 | 110 W BROAD ST | SALE CITY | Mitchell | 1010025 | 4 | Ball Float | 2014-09-19 | FALSE | 2014-09-19 | FALSE | Currently in Use | Premium | 4000 | Tank Jacket | 2014-09-19 | Double-Walled Fiberglass | Pressurized
QUICK STOP#2 | 110 W BROAD ST | SALE CITY | Mitchell | 1010025 | 5 | Ball Float | 2014-09-19 | FALSE | 2014-09-19 | FALSE | Currently in Use | Diesel Off Road | 4000 | Tank Jacket | 2014-09-19 | Double-Walled Fiberglass | Pressurized
QUICK STOP#2 | 110 W BROAD ST | SALE CITY | Mitchell | 1010025 | 6 | Ball Float | 2014-09-19 | FALSE | 2014-09-19 | FALSE | Currently in Use | Diesel | 12000 | Tank Jacket | 2014-09-19 | Double-Walled Fiberglass | Pressurized
CAMILLA 66 | 181 US 19 N | CAMILLA | Mitchell | 1010026 | 1 | [5 empty] | Removed from Ground | Diesel | 6000 | Bare Steel | 1971-04-20 | Galvanized Steel | Pressurized
CAMILLA 66 | 181 US 19 N | CAMILLA | Mitchell | 1010026 | 2 | [5 empty] | Removed from Ground | Diesel | 6000 | Bare Steel | 1971-04-20 | Galvanized Steel | Pressurized
CAMILLA 66 | 181 US 19 N | CAMILLA | Mitchell | 1010026 | 3 | [5 empty] | Removed from Ground | Gas (Historical Use) | 6000 | Bare Steel | 1971-04-20 | Galvanized Steel | Pressurized
CAMILLA 66 | 181 US 19 N | CAMILLA | Mitchell | 1010026 | 4 | [5 empty] | Removed from Ground | Gas (Historical Use) | 6000 | Bare Steel | 1981-04-17 | Galvanized Steel | Pressurized
CAMILLA 66 | 181 US 19 N | CAMILLA | Mitchell | 1010026 | 5 | [5 empty] | Removed from Ground | Gas (Historical Use) | 2000 | Bare Steel | 1984-04-16 | Galvanized Steel | Pressurized
CAMILLA 66 | 181 US 19 N | CAMILLA | Mitchell | 1010026 | 6 | Ball Float | 1998-12-01 | FALSE | 1998-12-01 | FALSE | Currently in Use | Diesel | 10000 | Galvanic (STIP-3) | 1998-12-01 | Fiberglass Reinforced Plastic | Pressurized
CAMILLA 66 | 181 US 19 N | CAMILLA | Mitchell | 1010026 | 7A | Ball Float | 1998-12-01 | FALSE | 1998-12-01 | FALSE | Currently in Use | Plus | 6000 | Galvanic (STIP-3) | 1998-12-01 | Fiberglass Reinforced Plastic | Pressurized
CAMILLA 66 | 181 US 19 N | CAMILLA | Mitchell | 1010026 | 7B | Ball Float | 1998-12-01 | FALSE | 1998-12-01 | FALSE | Currently in Use | Premium | 6000 | Composite | 1995-12-01 | Fiberglass Reinforced Plastic | Pressurized
CAMILLA 66 | 181 US 19 N | CAMILLA | Mitchell | 1010026 | 8 | Ball Float | 1998-12-01 | FALSE | 1998-12-01 | FALSE | Currently in Use | E-10 | 12000 | Galvanic (STIP-3) | 1998-12-01 | Fiberglass Reinforced Plastic | Pressurized
CAMILLA 66 | 181 US 19 N | CAMILLA | Mitchell | 1010026 | 9A | Flapper Valve | 2005-03-01 | FALSE | 2005-03-01 | FALSE | Currently in Use | Diesel Off Road | 6000 | Composite | 2005-03-01 | Double-Walled Flex | Pressurized
CAMILLA 66 | 181 US 19 N | CAMILLA | Mitchell | 1010026 | 9B | Flapper Valve | 2005-03-01 | FALSE | 2005-03-01 | FALSE | Currently in Use | Diesel Off Road | 6000 | Composite | 2005-03-01 | Double-Walled Flex | Pressurized
FRED L BENTLEY | 3060 SPENCE RD | PELHAM | Mitchell | 1010027 | 1 | [5 empty] | Closed in Ground | Gas (Historical Use) | 1000 | Bare Steel | 1978-04-20 | Galvanized Steel | Safe Suction (Euro)
FRED L BENTLEY | 3060 SPENCE RD | PELHAM | Mitchell | 1010027 | 2 | [5 empty] | Closed in Ground | Gas (Historical Use) | 1000 | Bare Steel | 1978-04-20 | Galvanized Steel | Safe Suction (Euro)
FRED L BENTLEY | 3060 SPENCE RD | PELHAM | Mitchell | 1010027 | 3 | [5 empty] | Closed in Ground | Gas (Historical Use) | 500 | Bare Steel | 1971-04-22 | Galvanized Steel | Safe Suction (Euro)
FRED L BENTLEY | 3060 SPENCE RD | PELHAM | Mitchell | 1010027 | 4 | [5 empty] | Removed from Ground | Kerosene | 280 | Bare Steel | 1971-04-22 | Galvanized Steel | Safe Suction (Euro)
RIVERVIEW PLANTATION INC | GEORGIA HWY 311 & GEORGIA HWY 65 | CAMILLA | Mitchell | 1010029 | D1 | [5 empty] | Removed from Ground | Diesel | 6000 | Marked Unknown | 1971-04-25 | Unknown | Suction (American)
RIVERVIEW PLANTATION INC | GEORGIA HWY 311 & GEORGIA HWY 65 | CAMILLA | Mitchell | 1010029 | D2 | [5 empty] | Removed from Ground | Diesel | 8000 | Bare Steel | 1980-04-22 | Unknown | Suction (American)
RIVERVIEW PLANTATION INC | GEORGIA HWY 311 & GEORGIA HWY 65 | CAMILLA | Mitchell | 1010029 | G1 | [5 empty] | Removed from Ground | Gas (Historical Use) | 3000 | Marked Unknown | 1971-04-25 | Unknown | Suction (American)
RIVERVIEW PLANTATION INC | GEORGIA HWY 311 & GEORGIA HWY 65 | CAMILLA | Mitchell | 1010029 | G2 | [5 empty] | Removed from Ground | Gas (Historical Use) | 3000 | Marked Unknown | 1971-04-25 | Unknown | Suction (American)
RIVERVIEW PLANTATION INC | GEORGIA HWY 311 & GEORGIA HWY 65 | CAMILLA | Mitchell | 1010029 | G3 | [5 empty] | Removed from Ground | Gas (Historical Use) | 6000 | Bare Steel | 1981-04-22 | Unknown | Suction (American)
GA FC | HWY 97 2 MI SOUTH OF CAMILLA | CAMILLA | Mitchell | 1010030 | 1 | [5 empty] | Removed from Ground | Gas (Historical Use) | 2000 | Bare Steel | 1969-04-26 | Galvanized Steel
GA FC | HWY 97 2 MI SOUTH OF CAMILLA | CAMILLA | Mitchell | 1010030 | 2 |  | 1991-10-15 |  | 1991-10-15 |  | Removed from Ground | Other | 2000 | Galvanic (STIP-3) | 1991-10-15 | Cathodically Protected | Safe Suction (Euro)
BROOKS TEXACO SERV | 60 US HWY 19 @ OAKLAND AVE | CAMILLA | Mitchell | 1010033 | 1 |  |  | TRUE |  | TRUE | Removed from Ground | Used Oil | 500 | Steel-Impressed Current | 1968-01-01 | Cathodically Protected | Gravity Fed
BROOKS TEXACO SERV | 60 US HWY 19 @ OAKLAND AVE | CAMILLA | Mitchell | 1010033 | 2 |  | 1997-04-01 |  | 1997-04-01 |  | Removed from Ground | Kerosene | 1000 | Steel-Impressed Current | 1968-01-01 | Cathodically Protected | Safe Suction (Euro)
BROOKS TEXACO SERV | 60 US HWY 19 @ OAKLAND AVE | CAMILLA | Mitchell | 1010033 | 3 |  | 1997-04-01 |  | 1997-04-01 |  | Removed from Ground | Gas (Historical Use) | 4000 | Steel-Impressed Current | 1968-01-01 | Cathodically Protected | Pressurized
BROOKS TEXACO SERV | 60 US HWY 19 @ OAKLAND AVE | CAMILLA | Mitchell | 1010033 | 4 |  | 1997-04-01 |  | 1997-04-01 |  | Removed from Ground | Diesel | 8000 | Steel-Impressed Current | 1968-01-01 | Cathodically Protected | Pressurized
BROOKS TEXACO SERV | 60 US HWY 19 @ OAKLAND AVE | CAMILLA | Mitchell | 1010033 | 5 |  | 1997-04-01 |  | 1997-04-01 |  | Removed from Ground | Gas (Historical Use) | 10000 | Steel-Impressed Current | 1968-01-01 | Cathodically Protected | Pressurized
BROOKS TEXACO SERV | 60 US HWY 19 @ OAKLAND AVE | CAMILLA | Mitchell | 1010033 | 6 |  | 1997-04-01 |  | 1997-04-01 |  | Removed from Ground | Gas (Historical Use) | 10000 | Steel-Impressed Current | 1968-01-01 | Cathodically Protected | Pressurized
GA DOT #10433/MITCHELL CO MAINT | RT 2 BOX 87 THOMAS STREET | CAMILLA | Mitchell | 1010034 | 10433-1 | [5 empty] | Removed from Ground | Other | 1 | Not Marked/Unknown |  | Not Marked
GA DOT #10433/MITCHELL CO MAINT | RT 2 BOX 87 THOMAS STREET | CAMILLA | Mitchell | 1010034 | 433D1 | [5 empty] | Removed from Ground | Diesel | 540 | Bare Steel | 1981-01-01 | Galvanized Steel | Suction (American)
GA DOT #10433/MITCHELL CO MAINT | RT 2 BOX 87 THOMAS STREET | CAMILLA | Mitchell | 1010034 | 433G1 | [5 empty] | Removed from Ground | Gas (Historical Use) | 1000 | Bare Steel | 1971-01-01 | Galvanized Steel | Suction (American)
GA DOT #10478 | GRADY & OAK ST | PELHAM | Mitchell | 1010035 | 10478-1 | [5 empty] | Removed from Ground | Empty | 0 | Bare Steel | 1986-04-29 | Galvanized Steel
BOBS COUNTRY STORE | 10277 GRAVEL HILL RD | ALBANY | Mitchell | 1010036 | 1-REG | [5 empty] | Removed from Ground | Gas (Historical Use) | 2000 | Bare Steel | 1984-03-28 | Galvanized Steel | Suction (American)
BOBS COUNTRY STORE | 10277 GRAVEL HILL RD | ALBANY | Mitchell | 1010036 | 2-UNL | [5 empty] | Removed from Ground | Gas (Historical Use) | 2000 | Bare Steel | 1984-03-28 | Galvanized Steel | Suction (American)
BOBS COUNTRY STORE | 10277 GRAVEL HILL RD | ALBANY | Mitchell | 1010036 | 3-DF | [5 empty] | Removed from Ground | Gas (Historical Use) | 2000 | Bare Steel | 1984-03-28 | Galvanized Steel | Suction (American)
BOBS COUNTRY STORE | 10277 GRAVEL HILL RD | ALBANY | Mitchell | 1010036 | 4A | Ball Float | 1999-01-01 | FALSE | 1999-01-01 | FALSE | Currently in Use | E-0 | 6000 | Composite | 1999-01-01 | Fiberglass Reinforced Plastic | Pressurized
BOBS COUNTRY STORE | 10277 GRAVEL HILL RD | ALBANY | Mitchell | 1010036 | 4B | Ball Float | 1999-01-01 | FALSE | 1999-01-01 | FALSE | Temporarily out of use | Premium | 4000 | Composite | 1999-01-01 | Fiberglass Reinforced Plastic | Pressurized
BOBS COUNTRY STORE | 10277 GRAVEL HILL RD | ALBANY | Mitchell | 1010036 | 4C | Ball Float | 1999-01-01 | FALSE | 1999-01-01 | FALSE | Currently in Use | Diesel | 2000 | Composite | 1999-01-01 | Fiberglass Reinforced Plastic | Pressurized
W POWELL OIL CO | 205 EAST BROAD ST | CAMILLA | Mitchell | 1010039 | 1 | [5 empty] | Removed from Ground | Gas (Historical Use) | 1000 | Bare Steel | 1960-04-01 | Galvanized Steel
W POWELL OIL CO | 205 EAST BROAD ST | CAMILLA | Mitchell | 1010039 | 2 | [5 empty] | Removed from Ground | Gas (Historical Use) | 3000 | Bare Steel | 1960-04-01 | Galvanized Steel
W POWELL OIL CO | 205 EAST BROAD ST | CAMILLA | Mitchell | 1010039 | 3 | [5 empty] | Removed from Ground | Gas (Historical Use) | 3000 | Bare Steel | 1960-04-01 | Galvanized Steel
W POWELL OIL CO | 205 EAST BROAD ST | CAMILLA | Mitchell | 1010039 | 4 | [5 empty] | Removed from Ground | Gas (Historical Use) | 3000 | Bare Steel | 1960-04-01 | Galvanized Steel
W POWELL OIL & TIRE CO | 226 EAST RR ST SE | PELHAM | Mitchell | 1010040 | 1 | [5 empty] | Removed from Ground | Diesel | 4000 | Bare Steel | 1979-03-28 | Galvanized Steel
W POWELL OIL & TIRE CO | 226 EAST RR ST SE | PELHAM | Mitchell | 1010040 | 2 | [5 empty] | Removed from Ground | Gas (Historical Use) | 4000 | Bare Steel | 1979-03-28 | Galvanized Steel
W POWELL OIL & TIRE CO | 226 EAST RR ST SE | PELHAM | Mitchell | 1010040 | 3 | [5 empty] | Removed from Ground | Gas (Historical Use) | 2000 | Bare Steel | 1959-04-02 | Galvanized Steel
W POWELL OIL & TIRE CO | 226 EAST RR ST SE | PELHAM | Mitchell | 1010040 | 4 | [5 empty] | Removed from Ground | Gas (Historical Use) | 2000 | Bare Steel | 1959-04-02 | Galvanized Steel
W POWELL OIL & TIRE CO | 226 EAST RR ST SE | PELHAM | Mitchell | 1010040 | 5 | [5 empty] | Removed from Ground | Gas (Historical Use) | 1000 | Bare Steel | 1935-04-08 | Galvanized Steel
W POWELL OIL & TIRE CO | 226 EAST RR ST SE | PELHAM | Mitchell | 1010040 | 6 | [5 empty] | Removed from Ground | Gas (Historical Use) | 565 | Bare Steel | 1935-04-08 | Galvanized Steel
DARWOOD MANUFACTURING CO | 620 WEST RAILROAD ST | PELHAM | Mitchell | 1010044 | 1 | [5 empty] | Removed from Ground | Gas (Historical Use) | 5000 | Marked Unknown | 1966-04-28 | Unknown
COATES AMERICA/COATS & CLARK INC | 238 MILL ST | PELHAM | Mitchell | 1010045 | 1 | [5 empty] | Removed from Ground | Other | 11000 | Bare Steel | 1946-05-09 | Bare Steel
COATES AMERICA/COATS & CLARK INC | 238 MILL ST | PELHAM | Mitchell | 1010045 | 2 | [5 empty] | Removed from Ground | Other | 25000 | Bare Steel | 1951-05-08 | Bare Steel
JAMES L VINSON | RT 1 BOX 441 | BACONTON | Mitchell | 1010046 | 1 | [5 empty] | Removed from Ground | Diesel | 4000 | Bare Steel | 1971-04-12 | Galvanized Steel
JAMES L VINSON | RT 1 BOX 441 | BACONTON | Mitchell | 1010046 | 2 | [5 empty] | Removed from Ground | Diesel | 3000 | Bare Steel | 1971-04-12 | Galvanized Steel
JAMES L VINSON | RT 1 BOX 441 | BACONTON | Mitchell | 1010046 | 3 | [5 empty] | Removed from Ground | Diesel | 1000 | Bare Steel | 1971-04-12 | Galvanized Steel
MERRIMAC GULF | 50 NORTH HARNEY ST | CAMILLA | Mitchell | 1010047 | 1 | [5 empty] | Removed from Ground | Diesel | 2000 | Bare Steel | 1981-04-24 | Galvanized Steel
MERRIMAC GULF | 50 NORTH HARNEY ST | CAMILLA | Mitchell | 1010047 | 2 | [5 empty] | Removed from Ground | Gas (Historical Use) | 4000 | Bare Steel | 1966-04-28 | Galvanized Steel
MERRIMAC GULF | 50 NORTH HARNEY ST | CAMILLA | Mitchell | 1010047 | 3 | [5 empty] | Removed from Ground | Gas (Historical Use) | 4000 | Bare Steel | 1966-04-28 | Galvanized Steel
MERRIMAC GULF | 50 NORTH HARNEY ST | CAMILLA | Mitchell | 1010047 | 4 | [5 empty] | Removed from Ground | Gas (Historical Use) | 4000 | Bare Steel | 1966-04-28 | Galvanized Steel
VACANT | CORNER SCOTT & OAKLAND | CAMILLA | Mitchell | 1010050 | N1 | [5 empty] | Removed from Ground | Empty | 3000 | Bare Steel | 1966-05-04 | Galvanized Steel
VACANT | CORNER SCOTT & OAKLAND | CAMILLA | Mitchell | 1010050 | P1 | [5 empty] | Removed from Ground | Empty | 1034 | Bare Steel | 1971-05-03 | Galvanized Steel
VACANT | CORNER SCOTT & OAKLAND | CAMILLA | Mitchell | 1010050 | R1 | [5 empty] | Removed from Ground | Empty | 4000 | Bare Steel | 1966-05-04 | Galvanized Steel
COLUMBIAN PEANUT CO | 194 NELSON ST | PELHAM | Mitchell | 1010051 | 1 | [5 empty] | Removed from Ground | Empty | 1000 | Bare Steel | 1974-05-03 | Galvanized Steel | Safe Suction (Euro)
GEROGIA FUELS INC | 270 POWELL ST (INDUSTRIAL PARK | CAMILLA | Mitchell | 1010052 | 1A | Flapper Valve | 1998-09-01 | FALSE | 1998-09-01 | FALSE | Currently in Use | E-0 | 10000 | Steel-Impressed Current | 1980-05-01 | Aboveground | Pressurized
GEROGIA FUELS INC | 270 POWELL ST (INDUSTRIAL PARK | CAMILLA | Mitchell | 1010052 | 1B | Flapper Valve | 1998-09-01 | FALSE | 1998-09-01 | FALSE | Currently in Use | E-0 | 10000 | Steel-Impressed Current | 1980-05-01 | Aboveground | Pressurized
GEROGIA FUELS INC | 270 POWELL ST (INDUSTRIAL PARK | CAMILLA | Mitchell | 1010052 | 2 | Flapper Valve | 2000-12-05 | FALSE | 2000-12-05 | FALSE | Temporarily out of use | Gas (Historical Use) | 16000 | Steel-Impressed Current | 1980-05-01 | Aboveground | Pressurized
GEROGIA FUELS INC | 270 POWELL ST (INDUSTRIAL PARK | CAMILLA | Mitchell | 1010052 | 3 | Flapper Valve | 2000-12-05 | FALSE | 2000-12-05 | FALSE | Currently in Use | Diesel | 14000 | Steel-Impressed Current | 1980-05-01 | Aboveground | Pressurized
GEROGIA FUELS INC | 270 POWELL ST (INDUSTRIAL PARK | CAMILLA | Mitchell | 1010052 | 4 | Flapper Valve | 2000-12-05 | FALSE | 2000-12-05 | FALSE | Currently in Use | Diesel Off Road | 10000 | Steel-Impressed Current | 1980-05-01 | Aboveground | Pressurized
WHISTON GROCERY | HWY 93 | COTTON | Mitchell | 1010055 | 1 |  | 1989-03-01 |  | 1989-03-01 |  | Currently in Use | Gas (Historical Use) | 6000 | Tank Jacket | 1985-05-07 | Secondary Containment | Suction (American)
WHISTON GROCERY | HWY 93 | COTTON | Mitchell | 1010055 | 2 |  | 1989-03-01 |  | 1989-03-01 |  | Currently in Use | Gas (Historical Use) | 6000 | Tank Jacket | 1985-05-07 | Secondary Containment | Suction (American)
WHISTON GROCERY | HWY 93 | COTTON | Mitchell | 1010055 | 3 | [5 empty] | Removed from Ground | Gas (Historical Use) | 500 | Bare Steel | 1974-05-10 | Galvanized Steel
WHISTON GROCERY | HWY 93 | COTTON | Mitchell | 1010055 | 4 | [5 empty] | Removed from Ground | Gas (Historical Use) | 1000 | Bare Steel | 1974-05-10 | Galvanized Steel
BUTLER GROCERIES | 173 BARROW AVE | PELHAM | Mitchell | 1010056 | 1 | [5 empty] | Removed from Ground | Gas (Historical Use) | 5000 | Cathodically Protected Steel | 1985-05-07 | Galvanized Steel
BUTLER GROCERIES | 173 BARROW AVE | PELHAM | Mitchell | 1010056 | 2 | [5 empty] | Removed from Ground | Gas (Historical Use) | 5000 | Cathodically Protected Steel | 1985-05-07 | Galvanized Steel | Pressurized
BUTLER GROCERIES | 173 BARROW AVE | PELHAM | Mitchell | 1010056 | 3 | [5 empty] | Removed from Ground | Gas (Historical Use) | 5000 | Cathodically Protected Steel | 1985-05-07 | Galvanized Steel | Pressurized
AT&T GREENOUGH RADIO RELAY STATI | OLD TOOTIN RD | BACONTON | Mitchell | 1010057 | 1 | [5 empty] | Removed from Ground | Diesel | 500 | Bare Steel | 1956-05-13 | Galvanized Steel
AT&T GREENOUGH RADIO RELAY STATI | OLD TOOTIN RD | BACONTON | Mitchell | 1010057 | 2 | [5 empty] | Removed from Ground | Diesel | 2000 | Bare Steel | 1961-05-12 | Galvanized Steel
WALTHALL OIL CO | 265 US HWY 19 N | CAMILLA | Mitchell | 1010059 | T1 | Flapper Valve | 1998-12-03 | FALSE | 1991-10-01 | FALSE | Currently in Use | Diesel | 12000 | Steel-Impressed Current | 1972-05-11 | Fiberglass Reinforced Plastic
WALTHALL OIL CO | 265 US HWY 19 N | CAMILLA | Mitchell | 1010059 | T2 | Flapper Valve | 1998-12-03 | FALSE | 1991-10-01 | FALSE | Currently in Use | Diesel Off Road | 12000 | Steel-Impressed Current | 1972-05-11 | Fiberglass Reinforced Plastic
WALTHALL OIL CO | 265 US HWY 19 N | CAMILLA | Mitchell | 1010059 | T3 |  | 1998-12-03 | FALSE | 1991-10-01 | FALSE | Temporarily out of use | New Oil | 5000 | Steel-Impressed Current | 1972-05-11 | Fiberglass Reinforced Plastic
WALTHALL OIL CO | 265 US HWY 19 N | CAMILLA | Mitchell | 1010059 | T4 |  | 1998-12-03 | FALSE | 1991-10-01 | FALSE | Currently in Use | E-10 | 12000 | Steel-Impressed Current | 1972-05-11 | Fiberglass Reinforced Plastic
WALTHALL OIL CO | 265 US HWY 19 N | CAMILLA | Mitchell | 1010059 | T5 | Flapper Valve | 1998-12-03 | FALSE | 1991-10-01 | FALSE | Currently in Use | Diesel Off Road | 12000 | Steel-Impressed Current | 1972-05-11 | Fiberglass Reinforced Plastic
WALTHALL OIL CO | 265 US HWY 19 N | CAMILLA | Mitchell | 1010059 | T7A | [5 empty] | Removed from Ground | Other | 8000 | Bare Steel | 1966-05-13 | Galvanized Steel
WALTHALL OIL CO | 265 US HWY 19 N | CAMILLA | Mitchell | 1010059 | T7B | [5 empty] | Removed from Ground | Other | 2000 | Bare Steel | 1982-05-09 | Galvanized Steel
HERCULES BUMPERS INC | US HWY 19 NORTH | PELHAM | Mitchell | 1010060 | 1 | [5 empty] | Removed from Ground | Diesel | 10000 | Bare Steel | 1978-01-01 | Galvanized Steel | Safe Suction (Euro)
HERCULES BUMPERS INC | US HWY 19 NORTH | PELHAM | Mitchell | 1010060 | 2 | [5 empty] | Removed from Ground | Empty | 10000 | Bare Steel | 1978-01-01 | Galvanized Steel | Safe Suction (Euro)
HERCULES BUMPERS INC | US HWY 19 NORTH | PELHAM | Mitchell | 1010060 | T2 | [5 empty] | Closed in Ground | Gas (Historical Use) | 1000 | Bare Steel | 1986-05-08 | Galvanized Steel | Safe Suction (Euro)
SIMPSON LUMBER CO | 401 THOMAS ST | CAMILLA | Mitchell | 1010061 | T1 | [5 empty] | Removed from Ground | Gas (Historical Use) | 560 | Bare Steel | 1980-05-09 | Galvanized Steel
HINSONTON GROCERY | COUNTY RD 136 | HINSONTON | Mitchell | 1010062 | T1 | [5 empty] | Removed from Ground | Gas (Historical Use) | 1000 | Bare Steel | 1976-05-10 | Galvanized Steel
HINSONTON GROCERY | COUNTY RD 136 | HINSONTON | Mitchell | 1010062 | T2 | [5 empty] | Removed from Ground | Gas (Historical Use) | 1000 | Bare Steel | 1976-05-10 | Galvanized Steel
PARKER FUNERAL HOME | 410 EAST BROAD ST | CAMILLA | Mitchell | 1010063 | T1 | [5 empty] | Removed from Ground | Gas (Historical Use) | 560 | Bare Steel | 1979-05-10 | Galvanized Steel | Suction (American)
GLASS CONTRACTORS INC | 202 EAST WALTON ST | BACONTON | Mitchell | 1010064 | T2 | [5 empty] | Removed from Ground | Gas (Historical Use) | 500 | Bare Steel | 1968-01-01 | Galvanized Steel | Safe Suction (Euro)
CROW CHEVROLET BUICK | US 19 NORTH | CAMILLA | Mitchell | 1010065 | T3 | [5 empty] | Removed from Ground | Gas (Historical Use) | 1000 | Bare Steel | 1982-05-09 | Galvanized Steel
PELHAM CONVENIENCE MART | 174 BARROW AVE | PELHAM | Mitchell | 1010067 | 1 | [5 empty] | Removed from Ground | Gas (Historical Use) | 4000 | Bare Steel | 1974-05-11 | Galvanized Steel
PELHAM CONVENIENCE MART | 174 BARROW AVE | PELHAM | Mitchell | 1010067 | 2 | [5 empty] | Removed from Ground | Gas (Historical Use) | 2000 | Bare Steel | 1971-05-12 | Galvanized Steel
PELHAM CONVENIENCE MART | 174 BARROW AVE | PELHAM | Mitchell | 1010067 | 3 | [5 empty] | Removed from Ground | Gas (Historical Use) | 1500 | Bare Steel | 1971-05-12 | Galvanized Steel
PELHAM CONVENIENCE MART | 174 BARROW AVE | PELHAM | Mitchell | 1010067 | 4 | [5 empty] | Removed from Ground | Gas (Historical Use) | 1000 | Bare Steel | 1971-05-12 | Galvanized Steel
GOLD KIST COMPLEX | NEWTON RD | CAMILLA | Mitchell | 1010068 | 1 | [5 empty] | Removed from Ground | Gas (Historical Use) | 3000 | Bare Steel | 1978-05-10 | Galvanized Steel
GOLD KIST COMPLEX | NEWTON RD | CAMILLA | Mitchell | 1010068 | 2 | [5 empty] | Removed from Ground | Gas (Historical Use) | 3000 | Bare Steel | 1978-05-10 | Galvanized Steel
GASSETT SERV STATION | PO BOX 48/US HWY 19 | MEIGS | Mitchell | 1010072 | 1 | [5 empty] | Removed from Ground | Gas (Historical Use) | 5000 | Bare Steel | 1976-05-07 | Galvanized Steel | Suction (American)
GASSETT SERV STATION | PO BOX 48/US HWY 19 | MEIGS | Mitchell | 1010072 | 2 | [5 empty] | Removed from Ground | Gas (Historical Use) | 5000 | Bare Steel | 1976-05-07 | Galvanized Steel | Suction (American)
GASSETT SERV STATION | PO BOX 48/US HWY 19 | MEIGS | Mitchell | 1010072 | 3 | [5 empty] | Removed from Ground | Gas (Historical Use) | 5000 | Bare Steel | 1976-05-07 | Galvanized Steel | Suction (American)
GASSETT SERV STATION | PO BOX 48/US HWY 19 | MEIGS | Mitchell | 1010072 | 4 | [5 empty] | Removed from Ground | Diesel | 10000 | Bare Steel | 1976-05-07 | Galvanized Steel | Suction (American)
NEAL'S FOOD MART | 133 US HWY 19 S | CAMILLA | Mitchell | 1010073 | 1 |  | 1988-01-01 | FALSE | 1988-01-01 | FALSE | Removed from Ground | Gas (Historical Use) | 8000 | Steel-Impressed Current | 1985-05-08 | Steel (Impressed Current) | Suction (American)
NEAL'S FOOD MART | 133 US HWY 19 S | CAMILLA | Mitchell | 1010073 | 2 |  | 1988-01-01 | FALSE | 1988-01-01 | FALSE | Removed from Ground | Gas (Historical Use) | 6000 | Steel-Impressed Current | 1985-05-08 | Steel (Impressed Current) | Suction (American)
NEAL'S FOOD MART | 133 US HWY 19 S | CAMILLA | Mitchell | 1010073 | 3 |  | 1988-01-01 | FALSE | 1988-01-01 | FALSE | Removed from Ground | Gas (Historical Use) | 6000 | Steel-Impressed Current | 1985-05-08 | Steel (Impressed Current) | Suction (American)
QUICK MART #4 | 280 MARTIN LUTHER KING JR BLVD NW | PELHAM | Mitchell | 1010074 | 1 | Flapper Valve | 1986-01-01 | FALSE | 1986-01-01 | FALSE | Currently in Use | E-10 | 8000 | Composite | 1986-05-08 | Fiberglass Reinforced Plastic | Safe Suction (Euro)
QUICK MART #4 | 280 MARTIN LUTHER KING JR BLVD NW | PELHAM | Mitchell | 1010074 | 2 | Flapper Valve | 1986-01-01 | FALSE | 1986-01-01 | FALSE | Currently in Use | Diesel | 6000 | Composite | 1986-05-08 | Fiberglass Reinforced Plastic | Safe Suction (Euro)
QUICK MART #4 | 280 MARTIN LUTHER KING JR BLVD NW | PELHAM | Mitchell | 1010074 | 3 | Flapper Valve | 1986-01-01 | FALSE | 1986-01-01 | FALSE | Currently in Use | Premium | 6000 | Composite | 1986-05-08 | Fiberglass Reinforced Plastic | Safe Suction (Euro)
SHRADHA ENTERPRISES LLC | 300 W BROAD ST | CAMILLA | Mitchell | 1010075 | T1 |  | 1994-12-21 |  | 1994-12-21 |  | Removed from Ground | Gas (Historical Use) | 10000 | Bare Steel | 1981-06-01 | Galvanized Steel | Safe Suction (Euro)
SHRADHA ENTERPRISES LLC | 300 W BROAD ST | CAMILLA | Mitchell | 1010075 | T2 |  | 1994-12-21 |  | 1994-12-21 |  | Removed from Ground | Gas (Historical Use) | 10000 | Bare Steel | 1981-06-01 | Galvanized Steel | Safe Suction (Euro)
SHRADHA ENTERPRISES LLC | 300 W BROAD ST | CAMILLA | Mitchell | 1010075 | T3 |  | 1994-12-21 |  | 1994-12-21 |  | Removed from Ground | Gas (Historical Use) | 10000 | Bare Steel | 1981-06-01 | Galvanized Steel | Safe Suction (Euro)
SHRADHA ENTERPRISES LLC | 300 W BROAD ST | CAMILLA | Mitchell | 1010075 | T4 | Flapper Valve | 1998-12-05 | FALSE | 1998-12-05 | FALSE | Currently in Use | E-10 | 8000 | Galvanic (STIP-3) | 1998-12-01 |  | Pressurized
SHRADHA ENTERPRISES LLC | 300 W BROAD ST | CAMILLA | Mitchell | 1010075 | T5 | Flapper Valve | 1998-12-05 | FALSE | 1998-12-05 | FALSE | Currently in Use | Premium | 10000 | Fiberglass | 1998-12-01 | Fiberglass Reinforced Plastic | Pressurized
PACE MART | 114 GREEN ST E | PELHAM | Mitchell | 1010076 | T1 | Flapper Valve | 1991-02-01 | FALSE | 1991-02-01 | FALSE | Currently in Use | Premium | 6000 | Steel-Impressed Current | 1982-05-08 | Steel (Impressed Current) | Pressurized
PACE MART | 114 GREEN ST E | PELHAM | Mitchell | 1010076 | T2 | Flapper Valve | 1991-02-01 | FALSE | 1991-02-01 | FALSE | Currently in Use | E-10 | 8000 | Steel-Impressed Current | 1982-05-08 | Steel (Impressed Current) | Pressurized
PACE MART | 114 GREEN ST E | PELHAM | Mitchell | 1010076 | T3 | Flapper Valve | 1991-02-01 | FALSE | 1991-02-01 | FALSE | Currently in Use | Diesel | 6000 | Steel-Impressed Current | 1982-05-08 | Steel (Impressed Current) | Pressurized
Easy Corner #2 | 2067 US HWY 19 S.E. | PELHAM | Mitchell | 1010077 | 1 | Flapper Valve | 1997-10-17 | FALSE | 1997-10-17 | FALSE | Currently in Use | E-10 | 10000 | Steel-Impressed Current | 1978-05-09 | Fiberglass Reinforced Plastic | Pressurized
Easy Corner #2 | 2067 US HWY 19 S.E. | PELHAM | Mitchell | 1010077 | 2 | Flapper Valve | 1997-10-17 | FALSE | 1997-10-17 | FALSE | Currently in Use | E-10 | 10000 | Steel-Impressed Current | 1978-05-09 | Fiberglass Reinforced Plastic | Pressurized
Easy Corner #2 | 2067 US HWY 19 S.E. | PELHAM | Mitchell | 1010077 | 3 | Flapper Valve | 1997-10-17 | FALSE | 1997-10-17 | FALSE | Currently in Use | Premium | 6000 | Steel-Impressed Current | 1978-05-09 | Fiberglass Reinforced Plastic | Pressurized
PELHAM PHOSPHATE | RAILROAD ST | PELHAM | Mitchell | 1010080 | 1 | [5 empty] | Closed in Ground | Other | 550 | Not Marked/Unknown | 1990-04-01 | Not Marked
PELHAM PHOSPHATE | RAILROAD ST | PELHAM | Mitchell | 1010080 | 2 | [5 empty] | Closed in Ground | Other | 1000 | Not Marked/Unknown | 1990-04-01 | Not Marked
BRANTLEY COLLINS BULK PLANT | WEST 45TH ST/REAR FULLER ST | CAMILLA | Mitchell | 1010082 | 1 | [5 empty] | Removed from Ground | Diesel | 3000 | Bare Steel | 1976-05-10 | Galvanized Steel | Suction (American)
BROOKS SERVICE CENTER | 125 E BROAD ST | CAMILLA | Mitchell | 1010083 | 1 | [5 empty] | Removed from Ground | Empty | 3000 | Bare Steel | 1971-05-12 | Galvanized Steel
BROOKS SERVICE CENTER | 125 E BROAD ST | CAMILLA | Mitchell | 1010083 | 2 | [5 empty] | Removed from Ground | Empty | 1000 | Bare Steel | 1971-05-12 | Galvanized Steel
BROOKS SERVICE CENTER | 125 E BROAD ST | CAMILLA | Mitchell | 1010083 | 3 | [5 empty] | Removed from Ground | Empty | 550 | Bare Steel | 1976-05-10 | Galvanized Steel
BROOKS SERVICE CENTER | 125 E BROAD ST | CAMILLA | Mitchell | 1010083 | 4 |  |  | TRUE |  | TRUE | Removed from Ground | Empty | 550 | Bare Steel | 1961-05-14 | Galvanized Steel
BROOKS SERVICE CENTER | 125 E BROAD ST | CAMILLA | Mitchell | 1010083 | 5 | [5 empty] | Closed in Ground | Empty | 280 | Bare Steel | 1966-05-13 | Galvanized Steel
BROOKS SERVICE CENTER | 125 E BROAD ST | CAMILLA | Mitchell | 1010083 | 6UR | Flapper Valve | 1990-02-27 | FALSE | 1990-02-27 | FALSE | Currently in Use | E-0 | 1000 | Galvanic (STIP-3) | 1990-02-27 | Fiberglass Reinforced Plastic | Suction (American)
BROOKS SERVICE CENTER | 125 E BROAD ST | CAMILLA | Mitchell | 1010083 | 7DIES | Flapper Valve | 1990-02-27 | FALSE | 1990-02-27 | FALSE | Currently in Use | Diesel | 1000 | Galvanic (STIP-3) | 1990-02-27 | Fiberglass Reinforced Plastic | Suction (American)
BROOKS SERVICE CENTER | 125 E BROAD ST | CAMILLA | Mitchell | 1010083 | 8-UMG | Flapper Valve | 1990-02-27 | FALSE | 1990-02-27 | FALSE | Currently in Use | Premium | 1000 | Galvanic (STIP-3) | 1990-02-27 | Fiberglass Reinforced Plastic | Suction (American)
BROOKS SERVICE CENTER | 125 E BROAD ST | CAMILLA | Mitchell | 1010083 | 9UP | Flapper Valve | 1990-02-27 | FALSE | 1990-02-27 | FALSE | Currently in Use | E-0 | 1000 | Galvanic (STIP-3) | 1990-02-27 | Fiberglass Reinforced Plastic | Suction (American)
FLINT RIVER FORD INC | 100 OAKLAND AVE WEST | CAMILLA | Mitchell | 1010084 | 1 | [5 empty] | Removed from Ground | Empty | 1000 | Bare Steel | 1976-05-10 | Galvanized Steel
FLINT RIVER FORD INC | 100 OAKLAND AVE WEST | CAMILLA | Mitchell | 1010084 | 2 | [5 empty] | Removed from Ground | Empty | 1000 | Bare Steel | 1976-05-10 | Galvanized Steel
CAMPBELL TRACTOR CO | NEWTON RD/HWY 37 WEST | CAMILLA | Mitchell | 1010085 | 1 | [5 empty] | Removed from Ground | Gas (Historical Use) | 1000 | Bare Steel | 1980-05-09 | Galvanized Steel
CAMPBELL TRACTOR CO | NEWTON RD/HWY 37 WEST | CAMILLA | Mitchell | 1010085 | 2 | [5 empty] | Removed from Ground | Gas (Historical Use) | 1000 | Bare Steel | 1980-05-09 | Galvanized Steel
CAMPBELL TRACTOR CO | NEWTON RD/HWY 37 WEST | CAMILLA | Mitchell | 1010085 | 3 | [5 empty] | Removed from Ground | Diesel | 1000 | Bare Steel | 1980-05-09 | Galvanized Steel
NOT GIVEN | 112 BROAD STREET | SALE CITY | Mitchell | 1010086 | 1 | [5 empty] | Removed from Ground | Gas (Historical Use) | 2000 | Bare Steel | 1980-05-09 | Galvanized Steel
NOT GIVEN | 112 BROAD STREET | SALE CITY | Mitchell | 1010086 | 2 | [5 empty] | Removed from Ground | Gas (Historical Use) | 3000 | Bare Steel | 1970-05-12 | Galvanized Steel
W T LOWERYS BARBECUE | US 19 SOUTH | CAMILLA | Mitchell | 1010087 | 1 | [5 empty] | Removed from Ground | Empty | 0 | Bare Steel | 1986-05-08 | Galvanized Steel
W T LOWERYS BARBECUE | US 19 SOUTH | CAMILLA | Mitchell | 1010087 | 2 | [5 empty] | Removed from Ground | Empty | 0 | Bare Steel | 1986-05-08 | Galvanized Steel
TRI STATE SUPPLY CO | 54 WEST BROAD ST | CAMILLA | Mitchell | 1010088 | 1 | [5 empty] | Removed from Ground | Empty | 550 | Bare Steel | 1986-05-08 | Galvanized Steel
TRI STATE SUPPLY CO | 54 WEST BROAD ST | CAMILLA | Mitchell | 1010088 | 2 | [5 empty] | Removed from Ground | Empty | 550 | Bare Steel | 1986-05-08 | Galvanized Steel
TRI STATE SUPPLY CO | 54 WEST BROAD ST | CAMILLA | Mitchell | 1010088 | 3 | [5 empty] | Removed from Ground | Empty | 550 | Bare Steel | 1986-05-08 | Galvanized Steel
BST/CAMILLA R2317 | 53 SOUTH SCOTT | CAMILLA | Mitchell | 1010089 | 1 | [5 empty] | Removed from Ground | Diesel | 1000 | Cathodically Protected Steel | 1974-01-01 | Copper | Suction (American)
BST/PELHAM CO R2463 | 209 HAND AVE | PELHAM | Mitchell | 1010090 | 1 | [5 empty] | Removed from Ground | Other | 1000 | Bare Steel | 1973-01-01 | Copper | Suction (American)
BOBS GROCERY #2 | 165 N HARNEY ST | CAMILLA | Mitchell | 1010091 | 1 |  | 1998-05-01 | FALSE | 1998-05-01 | FALSE | Removed from Ground | Gas (Historical Use) | 8000 | Composite | 1986-01-01 | Fiberglass Reinforced Plastic | Pressurized
BOBS GROCERY #2 | 165 N HARNEY ST | CAMILLA | Mitchell | 1010091 | 2 |  | 1998-05-01 | FALSE | 1998-05-01 | FALSE | Removed from Ground | Gas (Historical Use) | 6000 | Composite | 1986-01-01 | Fiberglass Reinforced Plastic | Pressurized
BOBS GROCERY #2 | 165 N HARNEY ST | CAMILLA | Mitchell | 1010091 | 3 |  | 1998-05-01 | FALSE | 1998-05-01 | FALSE | Removed from Ground | Gas (Historical Use) | 6000 | Composite | 1986-01-01 | Fiberglass Reinforced Plastic | Pressurized
JAMES & HARRY HOLTON INC | RTE 3 BOX 188 | CAMILLA | Mitchell | 1010093 | 1 | [5 empty] | Removed from Ground | Diesel | 12000 | Bare Steel | 1982-05-09 | Galvanized Steel
M&M FARMS RONALD MOREY | RT 1 BOX 528 | BACONTON | Mitchell | 1010100 | 1 | [5 empty] | Removed from Ground | Empty | 5000 | Bare Steel | 1971-05-20 | Galvanized Steel
M&M FARMS RONALD MOREY | RT 1 BOX 528 | BACONTON | Mitchell | 1010100 | 2 | [5 empty] | Removed from Ground | Empty | 4000 | Bare Steel | 1971-05-20 | Galvanized Steel
M&M FARMS RONALD MOREY | RT 1 BOX 528 | BACONTON | Mitchell | 1010100 | 3 | [5 empty] | Removed from Ground | Empty | 4000 | Bare Steel | 1976-05-18 | Galvanized Steel
DOLLAR GENERAL #738 | 398 BARROW AVE | PELHAM | Mitchell | 10002406 | 1 | Flapper Valve | 2014-12-17 | FALSE | 2014-12-09 | FALSE | Currently in Use | E-10 | 15000 | Fiberglass Double Walled | 2016-03-16 | Double-Walled Flex | Pressurized
DOLLAR GENERAL #738 | 398 BARROW AVE | PELHAM | Mitchell | 10002406 | 2A | Flapper Valve | 2014-12-17 | FALSE | 2014-12-09 | FALSE | Currently in Use | Premium | 8000 | Fiberglass Double Walled | 2014-10-14 | Double-Walled Flex | Pressurized
DOLLAR GENERAL #738 | 398 BARROW AVE | PELHAM | Mitchell | 10002406 | 2B | Flapper Valve | 2014-12-17 | FALSE | 2014-12-09 | FALSE | Currently in Use | Diesel | 7000 | Fiberglass Double Walled | 2016-03-18 | Double-Walled Flex | Pressurized
INGLES GAS EXPRESS #403 | 260 TIFT COLLEGE Drive | FORSYTH | Monroe | 10002743 | 1A | Flapper Valve | 2017-10-12 | FALSE | 2017-10-12 | FALSE | Currently in Use | Gas (Historical Use) | 25000 | Fiberglass Double Walled | 2017-10-12 | Double-Walled Flex | Pressurized
INGLES GAS EXPRESS #403 | 260 TIFT COLLEGE Drive | FORSYTH | Monroe | 10002743 | 1B | Flapper Valve | 2017-10-12 | FALSE | 2017-10-12 | FALSE | Currently in Use | Gas (Historical Use) | 7000 | Fiberglass Double Walled | 2017-10-12 | Double-Walled Flex | Pressurized
INGLES GAS EXPRESS #403 | 260 TIFT COLLEGE Drive | FORSYTH | Monroe | 10002743 | 2A | Flapper Valve | 2017-10-12 | FALSE | 2017-10-12 | FALSE | Currently in Use | Diesel | 5000 | Fiberglass Double Walled | 2017-10-12 | Double-Walled Flex | Pressurized
INGLES GAS EXPRESS #403 | 260 TIFT COLLEGE Drive | FORSYTH | Monroe | 10002743 | 2B | Flapper Valve | 2017-10-12 | FALSE | 2017-10-12 | FALSE | Currently in Use | Gas (Historical Use) | 5000 | Fiberglass Double Walled | 2017-10-12 | Double-Walled Flex | Pressurized
INGLES GAS EXPRESS #403 | 260 TIFT COLLEGE Drive | FORSYTH | Monroe | 10002743 | 2B | Flapper Valve | 2017-10-12 | FALSE | 2017-10-12 | FALSE | Currently in Use | Gas (Historical Use) | 5000 | Fiberglass Double Walled | 2017-10-12 | Double-Walled Flex | Pressurized
FORSYTH OIL CO (FORMER) | BROOKLYN AVE | FORSYTH | Monroe | 1020005 | 1 | [5 empty] | Removed from Ground | Gas (Historical Use) | 11750 | Bare Steel | 1937-02-19 | Unknown
FORSYTH OIL CO (FORMER) | BROOKLYN AVE | FORSYTH | Monroe | 1020005 | 2 | [5 empty] | Removed from Ground | Gas (Historical Use) | 3000 | Bare Steel | 1951-02-16 | Unknown
FORSYTH OIL CO (FORMER) | BROOKLYN AVE | FORSYTH | Monroe | 1020005 | 3 | [5 empty] | Removed from Ground | Gas (Historical Use) | 2500 | Bare Steel | 1961-02-13 | Unknown
GA STATE PATROL POST #44 | RT 3 BOX 588/ACCESS RD RT 3 | FORSYTH | Monroe | 1020006 | 1 | [5 empty] | Removed from Ground | Gas (Historical Use) | 3000 | Bare Steel | 1971-03-10 | Unknown
GA STATE PATROL POST #44 | RT 3 BOX 588/ACCESS RD RT 3 | FORSYTH | Monroe | 1020006 | 2 | [5 empty] | Removed from Ground | Gas (Historical Use) | 10000 | Cathodically Protected Steel | 1990-01-01 | Fiberglass Reinforced Plastic
HIGH FALLS STATE PARK | GA HWY 36 | JACKSON | Monroe | 1020007 | 1 | [5 empty] | Removed from Ground | Gas (Historical Use) | 1000 | Bare Steel | 1986-01-22 | Bare Steel
HUBBARD ELEMENTARY SCHOOL | GA HWY 83 SOUTH/CULLODEN RD | FORSYTH | Monroe | 1020008 | 1 | [5 empty] | Removed from Ground | Gas (Historical Use) | 1000 | Bare Steel | 1993-01-13 | Galvanized Steel
MONROE COUNTY MIDDLE SCHOOL | FIFTH GRADE BLDG SITE | FORSYTH | Monroe | 1020009 | 1 | [5 empty] | Removed from Ground | Gas (Historical Use) | 500 | Bare Steel | 1993-01-14 | Galvanized Steel
MONROE COUNTY MIDDLE SCHOOL | FIFTH GRADE BLDG SITE | FORSYTH | Monroe | 1020009 | 2 | [5 empty] | Removed from Ground | Gas (Historical Use) | 1000 | Bare Steel | 1993-01-14 | Galvanized Steel
TIFT COLLEGE CORP | TIFT COLLEGE DR | FORSYTH | Monroe | 1020012 | 1 | [5 empty] | Removed from Ground | Gas (Historical Use) | 500 | Bare Steel | 1966-03-15 | Unknown
TE TYE CO INC | I-75 & GA HWY 42 | FORSYTH | Monroe | 1020013 | 1 | [5 empty] | Permanently Out of Use - historical purposes | Gas (Historical Use) | 2500 | Marked Unknown | 1972-03-14 | Unknown
TE TYE CO INC | I-75 & GA HWY 42 | FORSYTH | Monroe | 1020013 | 2 | [5 empty] | Permanently Out of Use - historical purposes | Gas (Historical Use) | 2500 | Marked Unknown | 1972-03-14 | Unknown
TE TYE CO INC | I-75 & GA HWY 42 | FORSYTH | Monroe | 1020013 | 3 | [5 empty] | Permanently Out of Use - historical purposes | Gas (Historical Use) | 2500 | Marked Unknown | 1972-03-14 | Unknown
WBI ARKWRIGHT #24/CORVETTE PLANT | POPE FERRY RD | MACON | Monroe | 1020014 | 1 | [5 empty] | Removed from Ground | Diesel | 10000 | Bare Steel | 1983-03-08 | Galvanized Steel
OLD GOODEN BP/GOODEN GULF | 78 NORTH LEE ST | FORSYTH | Monroe | 1020015 | 1 | [5 empty] | Removed from Ground | Gas (Historical Use) | 4000 | Bare Steel | 1971-01-01 | Galvanized Steel
OLD GOODEN BP/GOODEN GULF | 78 NORTH LEE ST | FORSYTH | Monroe | 1020015 | 2 | [5 empty] | Removed from Ground | Gas (Historical Use) | 4000 | Bare Steel | 1971-01-01 | Galvanized Steel
OLD GOODEN BP/GOODEN GULF | 78 NORTH LEE ST | FORSYTH | Monroe | 1020015 | 3 | [5 empty] | Removed from Ground | Gas (Historical Use) | 4000 | Bare Steel | 1971-01-01 | Galvanized Steel
OLD GOODEN BP/GOODEN GULF | 78 NORTH LEE ST | FORSYTH | Monroe | 1020015 | 4 | [5 empty] | Removed from Ground | Gas (Historical Use) | 6000 | Bare Steel | 1961-04-22 | Galvanized Steel
OLD GOODEN BP/GOODEN GULF | 78 NORTH LEE ST | FORSYTH | Monroe | 1020015 | 5 |  |  | TRUE |  | TRUE | Permanently Out of Use - historical purposes | Used Oil | 500 | Not Marked/Unknown |  | Not Marked
HOLIDAY BP | 471 TIFT COLLEGE DR | FORSYTH | Monroe | 1020016 | 1 | [5 empty] | Removed from Ground | Used Oil | 6000 | Bare Steel | 1966-01-01 | Galvanized Steel
HOLIDAY BP | 471 TIFT COLLEGE DR | FORSYTH | Monroe | 1020016 | 10 | Ball Float | 1988-01-01 | FALSE | 1988-01-01 | FALSE | Currently in Use | Premium | 10000 | Composite | 1988-01-01 | Fiberglass Reinforced Plastic | Pressurized
HOLIDAY BP | 471 TIFT COLLEGE DR | FORSYTH | Monroe | 1020016 | 11 | Ball Float | 1988-01-01 | FALSE | 1988-01-01 | FALSE | Currently in Use | Diesel | 5000 | Composite | 1988-01-01 | Fiberglass Reinforced Plastic | Pressurized
HOLIDAY BP | 471 TIFT COLLEGE DR | FORSYTH | Monroe | 1020016 | 12 | [5 empty] | Removed from Ground | Gas (Historical Use) | 3000 | Bare Steel | 1984-01-01 | Galvanized Steel
HOLIDAY BP | 471 TIFT COLLEGE DR | FORSYTH | Monroe | 1020016 | 2 | [5 empty] | Removed from Ground | Diesel | 6000 | Bare Steel | 1966-01-01 | Galvanized Steel
HOLIDAY BP | 471 TIFT COLLEGE DR | FORSYTH | Monroe | 1020016 | 3 | [5 empty] | Removed from Ground | Gas (Historical Use) | 6000 | Bare Steel | 1966-01-01 | Galvanized Steel
HOLIDAY BP | 471 TIFT COLLEGE DR | FORSYTH | Monroe | 1020016 | 4 | [5 empty] | Removed from Ground | Gas (Historical Use) | 10000 | Bare Steel | 1966-01-01 | Galvanized Steel
HOLIDAY BP | 471 TIFT COLLEGE DR | FORSYTH | Monroe | 1020016 | 5 | [5 empty] | Removed from Ground | Gas (Historical Use) | 3000 | Bare Steel | 1982-01-01 | Galvanized Steel
HOLIDAY BP | 471 TIFT COLLEGE DR | FORSYTH | Monroe | 1020016 | 6 | [5 empty] | Removed from Ground | Diesel | 550 | Bare Steel | 1966-04-26 | Galvanized Steel
HOLIDAY BP | 471 TIFT COLLEGE DR | FORSYTH | Monroe | 1020016 | 7 |  |  | TRUE |  | TRUE | Closed in Ground | Used Oil | 550 | Bare Steel | 1966-04-26 | Galvanized Steel | Gravity Fed
HOLIDAY BP | 471 TIFT COLLEGE DR | FORSYTH | Monroe | 1020016 | 8 | Ball Float | 1988-01-01 | FALSE | 1988-01-01 | FALSE | Currently in Use | Regular | 10000 | Composite | 1987-01-01 | Fiberglass Reinforced Plastic | Pressurized
HOLIDAY BP | 471 TIFT COLLEGE DR | FORSYTH | Monroe | 1020016 | 9 | Ball Float | 1988-01-01 | FALSE | 1988-01-01 | FALSE | Currently in Use | Plus | 10000 | Composite | 1987-01-01 | Fiberglass Reinforced Plastic | Pressurized
Tree City #100547 | 6025 US HIGHWAY 41 S | BOLINGBROKE | Monroe | 1020017 | 1 | Flapper Valve | 1995-10-26 | FALSE | 1995-10-26 | FALSE | Currently in Use | Premium | 3000 | Galvanic (STIP-3) | 1987-09-01 | Fiberglass Reinforced Plastic | Pressurized
Tree City #100547 | 6025 US HIGHWAY 41 S | BOLINGBROKE | Monroe | 1020017 | 2 | Flapper Valve | 1995-10-26 | FALSE | 1995-10-26 | FALSE | Currently in Use | Regular | 3000 | Galvanic (STIP-3) | 1987-09-01 | Fiberglass Reinforced Plastic | Pressurized
Tree City #100547 | 6025 US HIGHWAY 41 S | BOLINGBROKE | Monroe | 1020017 | 3 | Flapper Valve | 1995-10-26 | FALSE | 1995-10-26 | FALSE | Currently in Use | Regular | 3000 | Galvanic (STIP-3) | 1987-09-01 | Fiberglass Reinforced Plastic | Pressurized
Tree City #100547 | 6025 US HIGHWAY 41 S | BOLINGBROKE | Monroe | 1020017 | 4 | Flapper Valve | 1995-10-26 | FALSE | 1995-10-26 | FALSE | Currently in Use | Diesel | 6000 | Composite | 1995-10-26 | Fiberglass Reinforced Plastic | Pressurized
CHEVRON 43780 | I-75 JULIETTE RD | FORSYTH | Monroe | 1020018 | 1 | [5 empty] | Removed from Ground | Gas (Historical Use) | 10000 | Bare Steel | 1968-04-27 | Fiberglass Reinforced Plastic
CHEVRON 43780 | I-75 JULIETTE RD | FORSYTH | Monroe | 1020018 | 2 | [5 empty] | Removed from Ground | Gas (Historical Use) | 10000 | Bare Steel | 1968-04-27 | Fiberglass Reinforced Plastic
CHEVRON 43780 | I-75 JULIETTE RD | FORSYTH | Monroe | 1020018 | 3 | [5 empty] | Removed from Ground | Gas (Historical Use) | 5000 | Bare Steel | 1968-04-27 | Fiberglass Reinforced Plastic
CHEVRON 43780 | I-75 JULIETTE RD | FORSYTH | Monroe | 1020018 | 4 |  |  | TRUE |  | TRUE | Removed from Ground | Used Oil | 550 | Bare Steel | 1968-04-27 | Galvanized Steel
CHEVRON #40457 | I-75 GA 83 | FORSYTH | Monroe | 1020019 | 1 | [5 empty] | Removed from Ground | Gas (Historical Use) | 10000 | Cathodically Protected Steel | 1965-04-28 | Fiberglass Reinforced Plastic
CHEVRON #40457 | I-75 GA 83 | FORSYTH | Monroe | 1020019 | 2 | [5 empty] | Removed from Ground | Gas (Historical Use) | 8000 | Cathodically Protected Steel | 1965-04-28 | Fiberglass Reinforced Plastic
CHEVRON #40457 | I-75 GA 83 | FORSYTH | Monroe | 1020019 | 3 | [5 empty] | Removed from Ground | Gas (Historical Use) | 5000 | Cathodically Protected Steel | 1965-04-28 | Fiberglass Reinforced Plastic
CHEVRON #40457 | I-75 GA 83 | FORSYTH | Monroe | 1020019 | 4 |  |  | TRUE |  | TRUE | Removed from Ground | Used Oil | 550 | Cathodically Protected Steel | 1965-04-28 | Galvanized Steel
CHEVRON USA INC 40458 | I-75 RUMBLE | FORSYTH | Monroe | 1020020 | 1 | [5 empty] | Removed from Ground | Gas (Historical Use) | 5000 | Cathodically Protected Steel | 1966-04-28 | Galvanized Steel
CHEVRON USA INC 40458 | I-75 RUMBLE | FORSYTH | Monroe | 1020020 | 2 | [5 empty] | Removed from Ground | Gas (Historical Use) | 10000 | Cathodically Protected Steel | 1966-04-28 | Galvanized Steel
CHEVRON USA INC 40458 | I-75 RUMBLE | FORSYTH | Monroe | 1020020 | 3 | [5 empty] | Removed from Ground | Gas (Historical Use) | 10000 | Cathodically Protected Steel | 1966-04-28 | Galvanized Steel
CHEVRON USA INC 40458 | I-75 RUMBLE | FORSYTH | Monroe | 1020020 | 4 | [5 empty] | Removed from Ground | Diesel | 10000 | Fiberglass | 1981-04-24 | Fiberglass Reinforced Plastic
CHEVRON USA INC 40458 | I-75 RUMBLE | FORSYTH | Monroe | 1020020 | 5 |  |  | TRUE |  | TRUE | Removed from Ground | Used Oil | 550 | Cathodically Protected Steel | 1966-04-28 | Galvanized Steel
MONROE CO FORESTRY UNIT | GA HWY 83 CITY LIMITS EAST | FORSYTH | Monroe | 1020021 | 1 | [5 empty] | Removed from Ground | Gas (Historical Use) | 2000 | Bare Steel | 1966-04-27 | Galvanized Steel
MONROE CO FORESTRY UNIT | GA HWY 83 CITY LIMITS EAST | FORSYTH | Monroe | 1020021 | 2 | [5 empty] | Removed from Ground | Gas (Historical Use) | 560 | Bare Steel | 1986-04-27 | Galvanized Steel
MONROE CO FORESTRY UNIT | GA HWY 83 CITY LIMITS EAST | FORSYTH | Monroe | 1020021 | 3 | [5 empty] | Removed from Ground | Diesel | 550 | Bare Steel | 1961-04-28 | Galvanized Steel
MONROE CO FORESTRY UNIT | GA HWY 83 CITY LIMITS EAST | FORSYTH | Monroe | 1020021 | 4 |  | 1990-01-01 |  | 1990-01-01 |  | Removed from Ground | Gas (Historical Use) | 2000 | Galvanic (STIP-3) | 1990-01-01 | Cathodically Protected
MONROE CO FORESTRY UNIT | GA HWY 83 CITY LIMITS EAST | FORSYTH | Monroe | 1020021 | 5 |  | 1990-01-01 |  | 1990-01-01 |  | Removed from Ground | Diesel | 1000 | Galvanic (STIP-3) | 1990-01-01 | Cathodically Protected
DEPARTMENT OF TRANSPORTATION MON | GEORGIA HWY 83 N | FORSYTH | Monroe | 1020022 | 304D1 | [5 empty] | Removed from Ground | Diesel | 1000 | Bare Steel | 1984-04-29 | Galvanized Steel | Suction (American)
DEPARTMENT OF TRANSPORTATION MON | GEORGIA HWY 83 N | FORSYTH | Monroe | 1020022 | 304G1 | [5 empty] | Removed from Ground | Gas (Historical Use) | 2000 | Bare Steel | 1981-04-30 | Galvanized Steel | Suction (American)
R C EXPRESS | 291 N LEE ST | FORSYTH | Monroe | 1020024 | 1 | [5 empty] | Removed from Ground | Gas (Historical Use) | 6000 | Cathodically Protected Steel | 1968-05-10 | Galvanized Steel
R C EXPRESS | 291 N LEE ST | FORSYTH | Monroe | 1020024 | 2 | [5 empty] | Removed from Ground | Gas (Historical Use) | 6000 | Cathodically Protected Steel | 1968-05-10 | Galvanized Steel
R C EXPRESS | 291 N LEE ST | FORSYTH | Monroe | 1020024 | 3 | [5 empty] | Removed from Ground | Gas (Historical Use) | 8000 | Cathodically Protected Steel | 1988-04-01 | Galvanized Steel
R C EXPRESS | 291 N LEE ST | FORSYTH | Monroe | 1020024 | 4 |  |  | TRUE |  | TRUE | Removed from Ground | Used Oil | 500 | Cathodically Protected Steel | 1968-05-10 | Galvanized Steel
R C EXPRESS | 291 N LEE ST | FORSYTH | Monroe | 1020024 | 5 | Flapper Valve | 1988-05-01 | FALSE | 1988-05-01 | FALSE | Currently in Use | Regular | 8000 | Galvanic (STIP-3) | 1988-05-15 | Fiberglass Reinforced Plastic | Pressurized
R C EXPRESS | 291 N LEE ST | FORSYTH | Monroe | 1020024 | 6 | Flapper Valve | 1988-05-01 | FALSE | 1988-05-01 | FALSE | Currently in Use | Plus | 8000 | Galvanic (STIP-3) | 1988-05-15 | Fiberglass Reinforced Plastic | Pressurized
R C EXPRESS | 291 N LEE ST | FORSYTH | Monroe | 1020024 | 7 | Flapper Valve | 1988-05-01 | FALSE | 1988-05-01 | FALSE | Currently in Use | Diesel | 8000 | Galvanic (STIP-3) | 1988-05-15 | Fiberglass Reinforced Plastic | Pressurized
BIBB CO | PO BOX 4207 | MACON | Monroe | 1020025 | 1 | [5 empty] | Currently in Use | Gas (Historical Use) | 2000 | Bare Steel | 1970-05-03 | Galvanized Steel
MONROE COUNTY BD OF EDUCATION | BOX 1308 | FORSYTH | Monroe | 1020026 | 1 | [5 empty] | Removed from Ground | Gas (Historical Use) | 1000 | Bare Steel | 1968-05-03 | Galvanized Steel
MONROE COUNTY BD OF EDUCATION | BOX 1308 | FORSYTH | Monroe | 1020026 | 2 | [5 empty] | Removed from Ground | Gas (Historical Use) | 1000 | Bare Steel | 1968-05-03 | Galvanized Steel
MONROE COUNTY BD OF EDUCATION | BOX 1308 | FORSYTH | Monroe | 1020026 | 3 | [5 empty] | Currently in Use | Gas (Historical Use) | 500 | Bare Steel | 1968-05-03 | Galvanized Steel
MONROE COUNTY |  | FORSYTH | Monroe | 1020027 | 1 | [5 empty] | Removed from Ground | Diesel | 1990 | Bare Steel | 1972-05-02 | Galvanized Steel
MONROE COUNTY |  | FORSYTH | Monroe | 1020027 | 2 | [5 empty] | Removed from Ground | Gas (Historical Use) | 1990 | Bare Steel | 1972-05-02 | Galvanized Steel
CIRCLE K 6718 | 283 N LEE ST | FORSYTH | Monroe | 1020028 | 1 | [5 empty] | Removed from Ground | Gas (Historical Use) | 6000 | Bare Steel | 1968-05-04 | Galvanized Steel
CIRCLE K 6718 | 283 N LEE ST | FORSYTH | Monroe | 1020028 | 2 | [5 empty] | Removed from Ground | Gas (Historical Use) | 6000 | Bare Steel | 1968-05-04 | Galvanized Steel
CIRCLE K 6718 | 283 N LEE ST | FORSYTH | Monroe | 1020028 | 3 | [5 empty] | Removed from Ground | Gas (Historical Use) | 6000 | Bare Steel | 1968-05-04 | Galvanized Steel
CIRCLE K 6718 | 283 N LEE ST | FORSYTH | Monroe | 1020028 | 4 | [5 empty] | Removed from Ground | Gas (Historical Use) | 6000 | Bare Steel | 1968-05-04 | Galvanized Steel
CIRCLE K 6718 | 283 N LEE ST | FORSYTH | Monroe | 1020028 | 5 | Flapper Valve | 1991-07-20 | FALSE | 1991-07-20 | FALSE | Currently in Use | Regular | 10000 | Galvanic (STIP-3) | 1987-01-01 | Fiberglass Reinforced Plastic | Pressurized
CIRCLE K 6718 | 283 N LEE ST | FORSYTH | Monroe | 1020028 | 6 | Flapper Valve | 1991-07-20 | FALSE | 1991-07-20 | FALSE | Currently in Use | Plus | 10000 | Galvanic (STIP-3) | 1987-01-01 | Fiberglass Reinforced Plastic | Pressurized
CIRCLE K 6718 | 283 N LEE ST | FORSYTH | Monroe | 1020028 | 7 | Flapper Valve | 1991-07-20 | FALSE | 1991-07-20 | FALSE | Currently in Use | Premium | 10000 | Galvanic (STIP-3) | 1987-01-01 | Fiberglass Reinforced Plastic | Pressurized
FORSYTH FAST #366 | 922 HWY 42 N | FORSYTH | Monroe | 1020031 | 1 | Ball Float | 1995-02-23 | FALSE | 1995-02-23 | FALSE | Currently in Use | Regular | 6000 | Steel-Impressed Current | 1982-05-09 | Fiberglass Reinforced Plastic | Pressurized
FORSYTH FAST #366 | 922 HWY 42 N | FORSYTH | Monroe | 1020031 | 2 | Ball Float | 1995-02-23 | FALSE | 1995-02-23 | FALSE | Currently in Use | Regular | 10000 | Steel-Impressed Current | 1982-05-09 | Fiberglass Reinforced Plastic | Pressurized
FORSYTH FAST #366 | 922 HWY 42 N | FORSYTH | Monroe | 1020031 | 3 | Ball Float | 1995-02-23 | FALSE | 1995-02-23 | FALSE | Currently in Use | Regular | 6000 | Steel-Impressed Current | 1982-05-09 | Fiberglass Reinforced Plastic | Pressurized
FORSYTH FAST #366 | 922 HWY 42 N | FORSYTH | Monroe | 1020031 | 4 | Ball Float | 1995-02-23 | FALSE | 1995-02-23 | FALSE | Currently in Use | Premium | 6000 | Steel-Impressed Current | 1982-05-09 | Fiberglass Reinforced Plastic | Pressurized
HWY 87 BEST BUY | 14299 Hwy 87 | FORSYTH | Monroe | 1020032 | 1 | Flapper Valve | 1998-11-01 | FALSE | 1998-11-01 | TRUE | Currently in Use | Regular | 10000 | Steel-Impressed Current | 1983-05-09 | Fiberglass Reinforced Plastic | Pressurized
HWY 87 BEST BUY | 14299 Hwy 87 | FORSYTH | Monroe | 1020032 | 2 | Flapper Valve | 1998-11-01 | FALSE | 1998-11-01 | TRUE | Currently in Use | Plus | 8000 | Steel-Impressed Current | 1983-05-09 | Fiberglass Reinforced Plastic | Pressurized
HWY 87 BEST BUY | 14299 Hwy 87 | FORSYTH | Monroe | 1020032 | 3 | Flapper Valve | 1998-11-01 | FALSE | 1998-11-01 | TRUE | Currently in Use | Premium | 8000 | Steel-Impressed Current | 1983-05-09 | Fiberglass Reinforced Plastic | Pressurized
HWY 87 BEST BUY | 14299 Hwy 87 | FORSYTH | Monroe | 1020032 | 4 | Flapper Valve | 1998-11-01 | FALSE | 1998-11-01 | TRUE | Currently in Use | Diesel | 8000 | Steel-Impressed Current | 1983-05-09 | Fiberglass Reinforced Plastic | Pressurized
PLANT CAMELLIA | GA 87 | MONROE | Monroe | 1020036 | 1 | [5 empty] | Removed from Ground | Hazardous Substance | 2000 | Bare Steel | 1970-05-12 | Bare Steel
PLANT CAMELLIA | GA 87 | MONROE | Monroe | 1020036 | 2 | [5 empty] | Removed from Ground | Gas (Historical Use) | 1200 | Bare Steel | 1968-01-01 | Bare Steel
FEDERAL AVIATION ADMINISTRATION | PO BOX 10008 | FORSYTH | Monroe | 1020037 | 1 | [5 empty] | Removed from Ground | Gas (Historical Use) | 500 | Bare Steel | 1986-05-06 | Unknown
FALLS VIEW | PO BOX 848 | FORSYTH | Monroe | 1020039 | 1 | [5 empty] | Removed from Ground | Gas (Historical Use) | 1000 | Bare Steel | 1970-05-09 | Galvanized Steel
FALLS VIEW | PO BOX 848 | FORSYTH | Monroe | 1020039 | 2 | [5 empty] | Removed from Ground | Gas (Historical Use) | 1000 | Bare Steel | 1970-05-09 | Galvanized Steel
SHEFFIELD AMOCO | I-75 JOHNSONVILLE | FORSYTH | Monroe | 1020040 | 1 | [5 empty] | Removed from Ground | Gas (Historical Use) | 6000 | Bare Steel | 1971-05-09 | Galvanized Steel
SHEFFIELD AMOCO | I-75 JOHNSONVILLE | FORSYTH | Monroe | 1020040 | 2 | [5 empty] | Removed from Ground | Gas (Historical Use) | 6000 | Bare Steel | 1971-05-09 | Galvanized Steel
SHEFFIELD AMOCO | I-75 JOHNSONVILLE | FORSYTH | Monroe | 1020040 | 3 | [5 empty] | Removed from Ground | Gas (Historical Use) | 6000 | Bare Steel | 1971-05-09 | Galvanized Steel
SHEFFIELD AMOCO | I-75 JOHNSONVILLE | FORSYTH | Monroe | 1020040 | 4 | [5 empty] | Removed from Ground | Gas (Historical Use) | 6000 | Bare Steel | 1971-05-09 | Galvanized Steel
PASSPORT INN | I-75 & GA 83 | FORSYTH | Monroe | 1020041 | 1 | [5 empty] | Removed from Ground | Gas (Historical Use) | 10000 | Not Marked/Unknown | 1994-03-23 | Not Marked
PASSPORT INN | I-75 & GA 83 | FORSYTH | Monroe | 1020041 | 2 | [5 empty] | Removed from Ground | Gas (Historical Use) | 10000 | Not Marked/Unknown | 1994-03-23 | Not Marked
PASSPORT INN | I-75 & GA 83 | FORSYTH | Monroe | 1020041 | 3 | [5 empty] | Removed from Ground | Gas (Historical Use) | 10000 | Not Marked/Unknown | 1994-03-23 | Not Marked
PASSPORT INN | I-75 & GA 83 | FORSYTH | Monroe | 1020041 | CENTER | [5 empty] | Removed from Ground | Gas (Historical Use) | 4000 | Marked Unknown | 1978-05-09 | Unknown
PASSPORT INN | I-75 & GA 83 | FORSYTH | Monroe | 1020041 | NORTH | [5 empty] | Removed from Ground | Gas (Historical Use) | 4000 | Marked Unknown | 1978-05-09 | Unknown
PASSPORT INN | I-75 & GA 83 | FORSYTH | Monroe | 1020041 | SOUTH | [5 empty] | Removed from Ground | Empty | 4000 | Marked Unknown | 1978-05-09 | Unknown
CITY OF FORSYTH-STREET DEPT | HWY 83 E | FORSYTH | Monroe | 1020043 | 1 | [5 empty] | Removed from Ground | Gas (Historical Use) | 3000 | Bare Steel | 1971-05-12 | Bare Steel | Safe Suction (Euro)
CITY OF FORSYTH-STREET DEPT | HWY 83 E | FORSYTH | Monroe | 1020043 | 2 | [5 empty] | Removed from Ground | Gas (Historical Use) | 3000 | Bare Steel | 1971-05-12 | Bare Steel | Safe Suction (Euro)
EXPRESS FOODS #06 (439) | 1347 RUMBLE RD | FORSYTH | Monroe | 1020044 | 1 | Flapper Valve | 1998-05-27 | FALSE | 1998-05-27 | FALSE | Temporarily out of use | Gas (Historical Use) | 10000 | Galvanic (STIP-3) | 1987-11-01 | Fiberglass Reinforced Plastic | Pressurized
EXPRESS FOODS #06 (439) | 1347 RUMBLE RD | FORSYTH | Monroe | 1020044 | 2 | Flapper Valve | 1998-05-27 | FALSE | 1998-05-27 | FALSE | Temporarily out of use | Gas (Historical Use) | 10000 | Galvanic (STIP-3) | 1987-11-01 | Fiberglass Reinforced Plastic | Pressurized
EXPRESS FOODS #06 (439) | 1347 RUMBLE RD | FORSYTH | Monroe | 1020044 | 3 | Flapper Valve | 1998-05-27 | FALSE | 1998-05-27 | FALSE | Temporarily out of use | Gas (Historical Use) | 10000 | Galvanic (STIP-3) | 1987-11-01 | Fiberglass Reinforced Plastic | Pressurized
EXPRESS FOODS #06 (439) | 1347 RUMBLE RD | FORSYTH | Monroe | 1020044 | 4 | [5 empty] | Removed from Ground | Gas (Historical Use) | 10000 | Bare Steel | 1981-05-08 | Galvanized Steel
MONROE FOOD MART INC | 111 MARTIN LUTHER KING BLVD | FORSYTH | Monroe | 1020046 | 1 |  | 1998-12-01 |  | 1998-12-01 |  | Removed from Ground | Gas (Historical Use) | 10000 | Steel-Impressed Current | 1979-05-09 | Cathodically Protected | Pressurized
MONROE FOOD MART INC | 111 MARTIN LUTHER KING BLVD | FORSYTH | Monroe | 1020046 | 2 |  | 1998-12-01 |  | 1998-12-01 |  | Removed from Ground | Gas (Historical Use) | 10000 | Cathodically Protected Steel | 1979-05-09 | Cathodically Protected | Pressurized
MONROE FOOD MART INC | 111 MARTIN LUTHER KING BLVD | FORSYTH | Monroe | 1020046 | 3 |  |  | FALSE |  | FALSE | Removed from Ground | Gas (Historical Use) | 4000 | Unknown | 2009-12-17 | Unknown
BELLSOUTH TELECOMMUNICATIONS FOR | 235 TIFT ST | FORSYTH | Monroe | 1020048 | 1 | [5 empty] | Removed from Ground | Gas (Historical Use) | 12000 | Bare Steel | 1980-01-01 | Galvanized Steel
BELLSOUTH TELECOMMUNICATIONS FOR | 235 TIFT ST | FORSYTH | Monroe | 1020048 | 2 | [5 empty] | Removed from Ground | Other | 1000 | Bare Steel | 1971-01-05 | Copper | Suction (American)
GA POWER | PO BOX 56 | JULIETTE | Monroe | 1020050 | 1 |  |  | TRUE |  | TRUE | Closed in Ground | Used Oil | 500 | Bare Steel | 1971-05-11 | Unknown
GA POWER | PO BOX 56 | JULIETTE | Monroe | 1020050 | 2 | [5 empty] | Removed from Ground | Gas (Historical Use) | 5000 | Bare Steel | 1971-05-11 | Unknown
GA POWER | PO BOX 56 | JULIETTE | Monroe | 1020050 | 3 | [5 empty] | Closed in Ground | Gas (Historical Use) | 3000 | Bare Steel | 1971-05-11 | Unknown
GA POWER | PO BOX 56 | JULIETTE | Monroe | 1020050 | 4 | [5 empty] | Removed from Ground | Gas (Historical Use) | 500 | Bare Steel | 1988-04-11 | Bare Steel
GA POWER | PO BOX 56 | JULIETTE | Monroe | 1020050 | 5 | [5 empty] | Removed from Ground | Diesel | 500 | Bare Steel | 1988-04-11 | Bare Steel
HORSE & HUNTER | RUMBLE RD-MAIN ST | SMARR | Monroe | 1020051 | 1 | [5 empty] | Closed in Ground | Gas (Historical Use) | 500 | Bare Steel | 1986-05-08 | Galvanized Steel
HORSE & HUNTER | RUMBLE RD-MAIN ST | SMARR | Monroe | 1020051 | 2 | [5 empty] | Closed in Ground | Gas (Historical Use) | 1000 | Bare Steel | 1985-01-01 | Galvanized Steel
STOP & SHOP #379 | 461 TIFT COLLEGE DR | FORSYTH | Monroe | 1020053 | 1 | Ball Float | 1995-01-12 | FALSE | 1995-01-12 | FALSE | Currently in Use | Regular | 8200 | Galvanic (STIP-3) | 1990-05-05 | Fiberglass Reinforced Plastic | Pressurized
STOP & SHOP #379 | 461 TIFT COLLEGE DR | FORSYTH | Monroe | 1020053 | 2 | Ball Float | 1995-01-12 | FALSE | 1995-01-12 | FALSE | Currently in Use | Regular | 8200 | Galvanic (STIP-3) | 1990-05-05 | Fiberglass Reinforced Plastic | Pressurized
STOP & SHOP #379 | 461 TIFT COLLEGE DR | FORSYTH | Monroe | 1020053 | 3 | Ball Float | 1995-01-12 | FALSE | 1995-01-12 | FALSE | Currently in Use | Regular | 8200 | Galvanic (STIP-3) | 1990-05-05 | Fiberglass Reinforced Plastic | Pressurized
AL BURGESS CTC | ACADEMY GROUNDS | FORSYTH | Monroe | 1020056 | 1 | [5 empty] | Removed from Ground | Other | 4000 | Composite | 1986-01-01 | Not Marked
AL BURGESS CTC | ACADEMY GROUNDS | FORSYTH | Monroe | 1020056 | 2 |  | 1998-06-01 |  | 1998-06-01 |  | Currently in Use | Other | 8000 | Fiberglass | 1998-06-01 | Copper | Suction (American)
BRIGHT BEGINNINGS LEARNING CENTER | 2329 HIGHWAY 41 SOUTH | FORSYTH | Monroe | 10001685 | 1 |  |  | FALSE |  | FALSE | Removed from Ground |  | 0 | Unknown
CITY OF FORSYTH | NORTH JACKSON STREET | FORSYTH | Monroe | 10001903 | 1 |  |  | FALSE |  | FALSE | Removed from Ground | Diesel | 1066 | Bare Steel | 2010-09-15 | Bare Steel
CITY OF FORSYTH | NORTH JACKSON STREET | FORSYTH | Monroe | 10001903 | 2 |  |  | FALSE |  | FALSE | Removed from Ground | Not Marked/Tank Removed | 1066 | Bare Steel | 2010-10-21 | Bare Steel
CITY OF FORSYTH | NORTH JACKSON STREET | FORSYTH | Monroe | 10001903 | 3 |  |  | FALSE |  | FALSE | Removed from Ground | Not Marked/Tank Removed | 280 | Bare Steel | 2010-11-02 | Bare Steel
CITY OF FORSYTH | NORTH JACKSON STREET | FORSYTH | Monroe | 10001903 | 4 |  |  | FALSE |  | FALSE | Removed from Ground | Not Marked/Tank Removed | 550 | Bare Steel | 2010-11-02 | Bare Steel
CITY OF FORSYTH | NORTH JACKSON STREET | FORSYTH | Monroe | 10001903 | 5 |  |  | FALSE |  | FALSE | Removed from Ground | Not Marked/Tank Removed | 900 | Bare Steel | 2010-11-02 | Bare Steel
CITY OF FORSYTH | NORTH JACKSON STREET | FORSYTH | Monroe | 10001903 | 6 |  |  | FALSE |  | FALSE | Removed from Ground | Not Marked/Tank Removed | 550 | Bare Steel | 2010-12-09 | Bare Steel
FORSYTH QUICK SPOT | 171 N LEE ST | FORSYTH | Monroe | 10000878 | 1 | Ball Float | 2005-03-01 | FALSE | 2005-03-01 | FALSE | Currently in Use | Regular | 15000 | Epoxy | 2005-03-01 | Fiberglass Reinforced Plastic | Pressurized
FORSYTH QUICK SPOT | 171 N LEE ST | FORSYTH | Monroe | 10000878 | 2 | Ball Float | 2005-03-01 | FALSE | 2005-03-01 | FALSE | Currently in Use | Premium | 10000 | Epoxy | 2005-03-01 | Fiberglass Reinforced Plastic | Pressurized
FORSYTH QUICK SPOT | 171 N LEE ST | FORSYTH | Monroe | 10000878 | 3 | Ball Float | 2005-03-01 | FALSE | 2005-03-01 | FALSE | Currently in Use | Diesel | 8000 | Epoxy | 2005-03-01 | Fiberglass Reinforced Plastic | Pressurized
MONROE COUNTY HOSPITAL | 88 MARTIN LUTHER KING JR DR | FORSYTH | Monroe | 10000139 | 1 | Flapper Valve | 1998-12-03 | FALSE | 1998-12-03 | FALSE | Currently in Use | Diesel | 6000 | Composite | 1998-12-03 | Copper | Safe Suction (Euro)
GEORGIA CENTRAL SHOP | UNKNOWN | JULIETTE | Monroe | 4110148 | 1 | [5 empty] | Removed from Ground | Gas (Historical Use) | 1000 | Bare Steel | 1982-03-31 | Galvanized Steel | Suction (American)
GEORGIA CENTRAL SHOP | UNKNOWN | JULIETTE | Monroe | 4110148 | 2 |  |  | TRUE |  | TRUE | Removed from Ground | Used Oil | 500 | Bare Steel | 1985-03-31 | Galvanized Steel
MACON QUARRY | 15 MILES N OF MACON ON HWY 87 | JULIETTE | Monroe | 4110149 | 1 | [5 empty] | Removed from Ground | Gas (Historical Use) | 1000 | Bare Steel | 1979-04-01 | Galvanized Steel | Suction (American)
MACON QUARRY | 15 MILES N OF MACON ON HWY 87 | JULIETTE | Monroe | 4110149 | 2 |  |  | TRUE |  | TRUE | Removed from Ground | Used Oil | 10000 | Bare Steel | 1983-04-01 | Not Marked
MACON QUARRY | 15 MILES N OF MACON ON HWY 87 | JULIETTE | Monroe | 4110149 | 3 | [5 empty] | Permanently Out of Use - historical purposes | Gas (Historical Use) | 1000 | Fiberglass | 1986-04-16 | Galvanized Steel | Suction (American)
VAUGHN LUMBER CO | 96 BERNER AVE | FORSYTH | Monroe | 4110179 | 1 |  | 1999-02-09 |  | 1998-12-20 |  | Removed from Ground | Gas (Historical Use) | 1000 | Steel-Impressed Current | 1970-04-21 | Cathodically Protected | Safe Suction (Euro)
VAUGHN LUMBER CO | 96 BERNER AVE | FORSYTH | Monroe | 4110179 | 2 |  | 1998-12-20 |  | 1998-12-20 |  | Removed from Ground | Diesel | 2000 | Steel-Impressed Current | 1970-04-21 | Cathodically Protected | Safe Suction (Euro)
SHELL | 275 N LEE ST | FORSYTH | Monroe | 9000335 | 1 | Ball Float | 1989-08-01 | FALSE | 1989-08-01 | FALSE | Currently in Use | Regular | 10000 | Fiberglass | 1989-08-01 | Fiberglass Reinforced Plastic | Pressurized
SHELL | 275 N LEE ST | FORSYTH | Monroe | 9000335 | 2 | Ball Float | 1989-08-01 | FALSE | 1989-08-01 | FALSE | Currently in Use | Premium | 10000 | Fiberglass | 1989-08-01 | Fiberglass Reinforced Plastic | Pressurized
SHELL | 275 N LEE ST | FORSYTH | Monroe | 9000335 | 3 | Ball Float | 1989-08-01 | FALSE | 1989-08-01 | FALSE | Currently in Use | Diesel | 10000 | Fiberglass | 1989-08-01 | Fiberglass Reinforced Plastic | Pressurized
SHELL | 275 N LEE ST | FORSYTH | Monroe | 9000335 | 4 | Ball Float | 1989-08-01 |  | 1989-08-01 |  | Removed from Ground | Diesel | 10000 | Fiberglass | 1984-10-03 | Fiberglass Reinforced Plastic | Pressurized
CONOCO #10071/JET | 400 NORTH LEE ST | FORSYTH | Monroe | 9000132 | 1 | [5 empty] | Removed from Ground | Gas (Historical Use) | 12000 | Bare Steel | 1975-04-20 | Galvanized Steel
CONOCO #10071/JET | 400 NORTH LEE ST | FORSYTH | Monroe | 9000132 | 2 | [5 empty] | Removed from Ground | Gas (Historical Use) | 12000 | Bare Steel | 1975-04-20 | Galvanized Steel
CONOCO #10071/JET | 400 NORTH LEE ST | FORSYTH | Monroe | 9000132 | 3 | [5 empty] | Removed from Ground | Gas (Historical Use) | 12000 | Bare Steel | 1975-04-20 | Galvanized Steel
CONOCO #10071/JET | 400 NORTH LEE ST | FORSYTH | Monroe | 9000132 | 4 | [5 empty] | Removed from Ground | Gas (Historical Use) | 12000 | Bare Steel | 1975-04-20 | Galvanized Steel
CIRCLE K #2984/MR B'S #94 | I-75 & GA HWY 83 | FORSYTH | Monroe | 9000057 | 1 | [5 empty] | Removed from Ground | Gas (Historical Use) | 8000 | Bare Steel | 1968-05-11 | Galvanized Steel
CIRCLE K #2984/MR B'S #94 | I-75 & GA HWY 83 | FORSYTH | Monroe | 9000057 | 2 | [5 empty] | Removed from Ground | Gas (Historical Use) | 8000 | Bare Steel | 1968-05-11 | Galvanized Steel
CIRCLE K #2984/MR B'S #94 | I-75 & GA HWY 83 | FORSYTH | Monroe | 9000057 | 3 | [5 empty] | Removed from Ground | Gas (Historical Use) | 8000 | Bare Steel | 1968-05-11 | Galvanized Steel
CIRCLE K #2984/MR B'S #94 | I-75 & GA HWY 83 | FORSYTH | Monroe | 9000057 | 4 | [5 empty] | Removed from Ground | Gas (Historical Use) | 8000 | Cathodically Protected Steel | 1987-01-01 | Galvanized Steel
CIRCLE K #2984/MR B'S #94 | I-75 & GA HWY 83 | FORSYTH | Monroe | 9000057 | 5 | [5 empty] | Removed from Ground | Gas (Historical Use) | 8000 | Cathodically Protected Steel | 1987-01-01 | Galvanized Steel
CIRCLE K #2984/MR B'S #94 | I-75 & GA HWY 83 | FORSYTH | Monroe | 9000057 | 6 | [5 empty] | Removed from Ground | Gas (Historical Use) | 8000 | Cathodically Protected Steel | 1987-01-01 | Galvanized Steel
CIRCLE K #2984/MR B'S #94 | I-75 & GA HWY 83 | FORSYTH | Monroe | 9000057 | 7 | [5 empty] | Removed from Ground | Empty | 2000 | Cathodically Protected Steel | 1987-01-01 | Galvanized Steel
COASTAL PETROLEUM #42 | 1334 RUMBLE RD | FORSYTH | Monroe | 9102001 | 1 |  | 1998-10-17 |  | 1998-10-17 |  | Removed from Ground | Gas (Historical Use) | 8272 | Steel-Impressed Current | 1969-01-01 | Fiberglass Reinforced Plastic | Pressurized
COASTAL PETROLEUM #42 | 1334 RUMBLE RD | FORSYTH | Monroe | 9102001 | 2 |  | 1998-10-17 |  | 1998-10-17 |  | Removed from Ground | Gas (Historical Use) | 15546 | Steel-Impressed Current | 1969-01-01 | Fiberglass Reinforced Plastic | Pressurized
COASTAL PETROLEUM #42 | 1334 RUMBLE RD | FORSYTH | Monroe | 9102001 | 3 |  | 1998-10-17 |  | 1998-10-17 |  | Removed from Ground | Gas (Historical Use) | 15546 | Steel-Impressed Current | 1969-01-01 | Fiberglass Reinforced Plastic | Pressurized
COASTAL PETROLEUM #42 | 1334 RUMBLE RD | FORSYTH | Monroe | 9102001 | 4 | Ball Float | 1998-10-17 | FALSE | 1998-10-17 | FALSE | Currently in Use | Diesel | 12033 | Steel-Impressed Current | 1969-01-01 | Steel (Impressed Current) | Pressurized
COASTAL PETROLEUM #42 | 1334 RUMBLE RD | FORSYTH | Monroe | 9102001 | 5 | Ball Float | 2008-06-01 | FALSE | 2008-06-01 | FALSE | Currently in Use | Regular | 12000 | Composite | 2008-06-01 | Fiberglass Reinforced Plastic | Pressurized
COASTAL PETROLEUM #42 | 1334 RUMBLE RD | FORSYTH | Monroe | 9102001 | 6 | Ball Float | 2008-06-01 | FALSE | 2008-06-01 | FALSE | Currently in Use | Premium | 8000 | Composite | 2008-06-01 | Fiberglass Reinforced Plastic | Pressurized
CAGLES INC | DAMES FERRY RD | FORSYTH | Monroe | 9102003 | 1 | [5 empty] | Removed from Ground | Gas (Historical Use) | 10000 | Bare Steel | 1991-07-18 | Galvanized Steel
CAGLES INC | DAMES FERRY RD | FORSYTH | Monroe | 9102003 | 2 | [5 empty] | Removed from Ground | Diesel | 500 | Bare Steel | 1991-07-18 | Galvanized Steel
TRAVEL INN | HWY 42 AND I75 NORTH | FORSYTH | Monroe | 9102004 | 1 | [5 empty] | Removed from Ground | Gas (Historical Use) | 10000 | Marked Unknown | 1993-05-26 | Galvanized Steel | Suction (American)
TRAVEL INN | HWY 42 AND I75 NORTH | FORSYTH | Monroe | 9102004 | 2 | [5 empty] | Removed from Ground | Gas (Historical Use) | 10000 | Marked Unknown | 1993-05-26 | Galvanized Steel | Suction (American)
TRAVEL INN | HWY 42 AND I75 NORTH | FORSYTH | Monroe | 9102004 | 3 | [5 empty] | Removed from Ground | Gas (Historical Use) | 10000 | Marked Unknown | 1993-05-26 | Galvanized Steel | Suction (American)
FORSYTH SHELL | 295 HAROLD G CLARK PKWY | FORSYTH | Monroe | 9102006 | 1 | Ball Float | 1990-10-01 | FALSE | 1990-10-01 | FALSE | Currently in Use | Regular | 12000 | STIP-3/Impressed Current | 1990-10-01 | Steel (Impressed Current) | Pressurized
FORSYTH SHELL | 295 HAROLD G CLARK PKWY | FORSYTH | Monroe | 9102006 | 2 | Ball Float | 1990-10-01 | FALSE | 1990-10-01 | FALSE | Currently in Use | Premium | 8000 | STIP-3/Impressed Current | 1990-10-01 | Steel (Impressed Current) | Pressurized
FORSYTH SHELL | 295 HAROLD G CLARK PKWY | FORSYTH | Monroe | 9102006 | 3 | Ball Float | 1990-10-01 | FALSE | 1990-10-01 | FALSE | Currently in Use | Diesel | 8000 | STIP-3/Impressed Current | 1990-10-01 | Steel (Impressed Current) | Pressurized
FORSYTH SHELL | 295 HAROLD G CLARK PKWY | FORSYTH | Monroe | 9102006 | 4 | Ball Float | 1990-10-01 | FALSE | 1990-10-01 | FALSE | Currently in Use | Diesel | 8000 | STIP-3/Impressed Current | 1990-10-01 | Steel (Impressed Current) | Pressurized
MILLWOOD BROS INC | 1308 DAMES FERRY RD | FORSYTH | Monroe | 9102007 | 1 | Flapper Valve | 1998-07-17 | FALSE | 1998-07-17 | FALSE | Currently in Use | Diesel | 15000 | Steel-Impressed Current | 1983-01-01 | Steel (Impressed Current) | Pressurized
MILLWOOD BROS INC | 1308 DAMES FERRY RD | FORSYTH | Monroe | 9102007 | 2 | Flapper Valve | 1998-07-17 | FALSE | 1998-07-17 | FALSE | Currently in Use | Regular | 1000 | Steel-Impressed Current | 1983-01-01 | Steel (Impressed Current) | Safe Suction (Euro)
MONROE COUNTY FUEL DEPOT | 525 MONTPELIER AVE | FORSYTH | Monroe | 9102009 | 1 | [5 empty] | Removed from Ground | Gas (Historical Use) | 2000 | Bare Steel | 1995-03-10 | Galvanized Steel | Safe Suction (Euro)
MONROE COUNTY FUEL DEPOT | 525 MONTPELIER AVE | FORSYTH | Monroe | 9102009 | 2 | Flapper Valve | 1991-09-01 | FALSE | 1991-09-01 | FALSE | Currently in Use | Diesel | 10000 | Galvanic (STIP-3)/Sacrificial Anodes | 1991-09-01 | Fiberglass Reinforced Plastic | Pressurized
MONROE COUNTY FUEL DEPOT | 525 MONTPELIER AVE | FORSYTH | Monroe | 9102009 | 3A | Flapper Valve | 1991-09-01 | FALSE | 1991-09-01 | FALSE | Currently in Use | Regular | 8000 | Galvanic (STIP-3)/Sacrificial Anodes | 1991-09-01 | Fiberglass Reinforced Plastic | Pressurized
MONROE COUNTY FUEL DEPOT | 525 MONTPELIER AVE | FORSYTH | Monroe | 9102009 | 3B | Flapper Valve | 1991-09-01 | FALSE | 1991-09-01 | FALSE | Currently in Use | Diesel Off Road | 4000 | Galvanic (STIP-3)/Sacrificial Anodes | 1991-09-01 | Fiberglass Reinforced Plastic | Pressurized
DOT 10380/OLD CO MAINT HQ | SR 42/429 CABINESS RD | FORSYTH | Monroe | 9102010 | 10380-1 | [5 empty] | Removed from Ground | Gas (Historical Use) | 500 | Bare Steel | 1993-05-21 | Galvanized Steel
I-75 MOTORS | HWY 18 & I-75 | FORSYTH | Monroe | 9102011 | 1 |  |  | TRUE |  | TRUE | Removed from Ground | Used Oil | 550 | Not Marked/Unknown | 1994-04-18 | Galvanized Steel | Suction (American)
I-75 MOTORS | HWY 18 & I-75 | FORSYTH | Monroe | 9102011 | 2 | [5 empty] | Removed from Ground | Gas (Historical Use) | 1000 | Not Marked/Unknown | 1994-04-18 | Galvanized Steel | Suction (American)
AT&T FORSYTH | HWY I-75 | FORSYTH | Monroe | 9102012 | 1 | [5 empty] | Removed from Ground | Diesel | 2000 | Bare Steel | 1991-09-01 | Not Marked
MONROE CO SHERIFF DEPT |  | FORSYTH | Monroe | 9102014 | 1 | [5 empty] | Permanently Out of Use - historical purposes | Gas (Historical Use) | 550 | Not Marked/Unknown |  | Not Marked
MONROE CO SHERIFF DEPT |  | FORSYTH | Monroe | 9102014 | 2 | [5 empty] | Permanently Out of Use - historical purposes | Gas (Historical Use) | 550 | Not Marked/Unknown |  | Not Marked
FARMERS FURNITURE | 35 E MAIN ST | FORSYTH | Monroe | 9102015 | 1 | [5 empty] | Removed from Ground | Other | 1000 | Marked Unknown |  | Unknown
W C MINIT MART INC | 445 TIFT COLLEGE DR | FORSYTH | Monroe | 9102016 | 1 | Flapper Valve | 1989-11-01 | FALSE | 1989-11-01 | FALSE | Currently in Use | Regular | 6000 | Epoxy | 1989-11-01 | Fiberglass Reinforced Plastic | Pressurized
W C MINIT MART INC | 445 TIFT COLLEGE DR | FORSYTH | Monroe | 9102016 | 2 | Flapper Valve | 1989-11-01 | FALSE | 1989-11-01 | FALSE | Currently in Use | Regular | 6000 | Epoxy | 1989-11-01 | Fiberglass Reinforced Plastic | Pressurized
W C MINIT MART INC | 445 TIFT COLLEGE DR | FORSYTH | Monroe | 9102016 | 3 | Flapper Valve | 1989-11-01 | FALSE | 1989-11-01 | FALSE | Currently in Use | Premium | 6000 | Epoxy | 1989-11-01 | Fiberglass Reinforced Plastic | Pressurized
W C MINIT MART INC | 445 TIFT COLLEGE DR | FORSYTH | Monroe | 9102016 | 4 | Flapper Valve | 2013-05-01 | FALSE | 2013-05-01 | FALSE | Currently in Use | Diesel | 4000 | Composite Double Walled | 2013-05-01 | Double-Walled Fiberglass | Pressurized
FORSYTH MILK HAULING INC | 60 HAROLD G CLARKE PKWY | FORSYTH | Monroe | 9102017 | DF3 | Flapper Valve | 1999-03-02 | FALSE | 1999-03-02 | FALSE | Temporarily out of use | Diesel | 6000 | Steel-Impressed Current | 1999-03-02 | Steel (Impressed Current) | Safe Suction (Euro)
FORSYTH MILK HAULING INC | 60 HAROLD G CLARKE PKWY | FORSYTH | Monroe | 9102017 | DFI |  | 1999-03-02 | FALSE | 1999-03-02 | FALSE | Temporarily out of use | Diesel | 6000 | Steel-Impressed Current | 1999-03-02 | Steel (Impressed Current) | Safe Suction (Euro)
FORSYTH MILK HAULING INC | 60 HAROLD G CLARKE PKWY | FORSYTH | Monroe | 9102017 | RG2 | [5 empty] | Removed from Ground | Gas (Historical Use) | 6000 | Not Marked/Unknown | 1999-01-10 | Not Marked
HWY 74 STOP & SHOP | 4131 ST RT 74E | MACON | Monroe | 9102018 | 1 | [5 empty] | Temporarily out of use | Diesel | 500 | Bare Steel | 1993-11-10 | Galvanized Steel | Suction (American)
HWY 74 STOP & SHOP | 4131 ST RT 74E | MACON | Monroe | 9102018 | 2 | [5 empty] | Temporarily out of use | Gas (Historical Use) | 1000 | Bare Steel | 1993-11-10 | Galvanized Steel | Suction (American)
KELLYS GROCERY | 4946 HIGH FALLS RD | JACKSON | Monroe | 9102019 | 1 | Ball Float | 1998-12-01 | FALSE | 1998-12-01 | FALSE | Currently in Use | Premium | 8000 | Galvanic (STIP-3) | 1986-04-30 | Fiberglass Reinforced Plastic | Pressurized
KELLYS GROCERY | 4946 HIGH FALLS RD | JACKSON | Monroe | 9102019 | 2 | Ball Float | 1998-12-01 | FALSE | 1998-12-01 | FALSE | Currently in Use | Regular | 8000 | Galvanic (STIP-3) | 1986-04-30 | Fiberglass Reinforced Plastic | Pressurized
KELLYS GROCERY | 4946 HIGH FALLS RD | JACKSON | Monroe | 9102019 | 3 | Ball Float | 1998-12-01 | FALSE | 1998-12-01 | FALSE | Currently in Use | Regular | 6000 | Galvanic (STIP-3) | 1986-04-30 | Fiberglass Reinforced Plastic | Pressurized
ANNIE RUTH JOHNSON | RT1 BOX 658 | FORSYTH | Monroe | 9102020 | 1 | [5 empty] | Removed from Ground | Gas (Historical Use) | 6000 | Bare Steel | 1999-08-30 | Galvanized Steel | Safe Suction (Euro)
ANNIE RUTH JOHNSON | RT1 BOX 658 | FORSYTH | Monroe | 9102020 | 2 | [5 empty] | Removed from Ground | Gas (Historical Use) | 6000 | Bare Steel | 1999-08-30 | Galvanized Steel | Safe Suction (Euro)
BOLINGBROKE COUNTRY STATION | 5969 US HWY 41 | BOLINGBROKE | Monroe | 9102021 | 1 | Flapper Valve | 1993-12-31 | FALSE | 1993-12-31 | FALSE | Currently in Use | Diesel | 8000 | Steel-Impressed Current | 1984-06-01 | Fiberglass Reinforced Plastic | Pressurized
BOLINGBROKE COUNTRY STATION | 5969 US HWY 41 | BOLINGBROKE | Monroe | 9102021 | 2 | Flapper Valve | 1993-12-31 | FALSE | 1993-12-31 | FALSE | Currently in Use | Regular | 8000 | Steel-Impressed Current | 1984-06-08 | Fiberglass Reinforced Plastic | Pressurized
BOLINGBROKE COUNTRY STATION | 5969 US HWY 41 | BOLINGBROKE | Monroe | 9102021 | 3 | Flapper Valve | 1993-12-31 | FALSE | 1993-12-31 | FALSE | Currently in Use | Premium | 6000 | Steel-Impressed Current | 1984-06-08 | Fiberglass Reinforced Plastic | Pressurized
BOLINGBROKE COUNTRY STATION | 5969 US HWY 41 | BOLINGBROKE | Monroe | 9102021 | 4 | Flapper Valve | 1993-12-31 | FALSE | 1993-12-31 | FALSE | Currently in Use | Plus | 6000 | Steel-Impressed Current | 1984-06-08 | Fiberglass Reinforced Plastic | Pressurized
BOLINGBROKE COUNTRY STATION | 5969 US HWY 41 | BOLINGBROKE | Monroe | 9102021 | 5 | Flapper Valve | 1993-12-31 | FALSE | 1993-12-31 | FALSE | Currently in Use | Diesel Off Road | 2000 | Composite | 1984-06-08 | Fiberglass Reinforced Plastic | Suction (American)
RACE STAR | 2980 JOHNSTONVILLE RD | FORSYTH | Monroe | 9058109 | 1 | Flapper Valve | 1991-10-09 | FALSE | 1991-10-09 | FALSE | Currently in Use | Regular | 6000 | STIP-3/Impressed Current | 1991-09-19 | Fiberglass Reinforced Plastic | Pressurized
RACE STAR | 2980 JOHNSTONVILLE RD | FORSYTH | Monroe | 9058109 | 2 | Flapper Valve | 1991-10-09 | FALSE | 1991-10-09 | FALSE | Currently in Use | Premium | 6000 | STIP-3/Impressed Current | 1991-09-19 | Fiberglass Reinforced Plastic | Pressurized
RACE STAR | 2980 JOHNSTONVILLE RD | FORSYTH | Monroe | 9058109 | 3 | Flapper Valve | 1991-10-09 | FALSE | 1991-10-09 | FALSE | Currently in Use | Diesel On Road | 8000 | STIP-3/Impressed Current | 1991-09-19 | Fiberglass Reinforced Plastic | Pressurized
RACE STAR | 2980 JOHNSTONVILLE RD | FORSYTH | Monroe | 9058109 | CENTER | [5 empty] | Removed from Ground | Gas (Historical Use) | 3000 | Bare Steel | 1982-01-01 | Galvanized Steel
RACE STAR | 2980 JOHNSTONVILLE RD | FORSYTH | Monroe | 9058109 | EAST | [5 empty] | Removed from Ground | Gas (Historical Use) | 4000 | Bare Steel | 1982-01-01 | Galvanized Steel
RACE STAR | 2980 JOHNSTONVILLE RD | FORSYTH | Monroe | 9058109 | WEST | [5 empty] | Removed from Ground | Gas (Historical Use) | 3000 | Bare Steel | 1982-01-01 | Galvanized Steel
FORT VALLEY GAME MGMT RUM CREEK | 116 RUM CREEK DR CHECK STATION | FORSYTH | Monroe | 9058126 | 1 | [5 empty] | Removed from Ground | Gas (Historical Use) | 550 | Bare Steel | 1978-01-01 | Galvanized Steel
BOWDOINS GROCERY | 12376 GA HWY 87 | JULIETTE | Monroe | 9102024 | 6A | Ball Float | 1996-07-16 |  | 1996-07-16 |  | Currently in Use | Gas (Historical Use) | 10000 | Composite | 1996-07-15 | Double-Walled Flex | Pressurized
BOWDOINS GROCERY | 12376 GA HWY 87 | JULIETTE | Monroe | 9102024 | 6B | Ball Float | 1996-07-16 |  | 1996-07-16 |  | Currently in Use | Gas (Historical Use) | 6000 | Composite | 1996-07-15 | Double-Walled Flex | Pressurized
BOWDOINS GROCERY | 12376 GA HWY 87 | JULIETTE | Monroe | 9102024 | 7 | Ball Float | 1996-07-16 |  | 1996-07-16 |  | Currently in Use | Diesel | 6000 | Composite | 1996-07-15 | Double-Walled Flex | Pressurized
BOWDOINS GROCERY | 12376 GA HWY 87 | JULIETTE | Monroe | 9102024 | DIESEL | [5 empty] | Removed from Ground | Gas (Historical Use) | 3000 | Not Marked/Unknown | 1984-01-01 | Not Marked
BOWDOINS GROCERY | 12376 GA HWY 87 | JULIETTE | Monroe | 9102024 | KEROSENE | [5 empty] | Removed from Ground | Gas (Historical Use) | 3000 | Not Marked/Unknown | 1984-01-01 | Not Marked
BOWDOINS GROCERY | 12376 GA HWY 87 | JULIETTE | Monroe | 9102024 | MID-GRADE | [5 empty] | Removed from Ground | Gas (Historical Use) | 5000 | Not Marked/Unknown | 1958-01-01 | Not Marked
BOWDOINS GROCERY | 12376 GA HWY 87 | JULIETTE | Monroe | 9102024 | REGULAR | [5 empty] | Removed from Ground | Gas (Historical Use) | 5000 | Not Marked/Unknown | 1958-01-01 | Not Marked
BOWDOINS GROCERY | 12376 GA HWY 87 | JULIETTE | Monroe | 9102024 | SUPER | [5 empty] | Removed from Ground | Gas (Historical Use) | 3000 | Not Marked/Unknown | 1958-01-01 | Not Marked
CARROLL & CARROLL | 266 POPES FERRY ROAD | JULIETTE | Monroe | 9102025 | 1 | [5 empty] | Removed from Ground | Gas (Historical Use) | 10000 | Bare Steel | 1999-10-04 | Galvanized Steel | Pressurized
CARROLL & CARROLL | 266 POPES FERRY ROAD | JULIETTE | Monroe | 9102025 | 2 | [5 empty] | Removed from Ground | Diesel | 10000 | Bare Steel | 1999-10-04 | Galvanized Steel | Pressurized
RUM CREEK CONVENIENCE STORE | 8703 GA HWY 87 | JULIETTE | Monroe | 9102026 | 1 | Ball Float | 1991-10-31 | FALSE | 1991-10-31 | FALSE | Currently in Use | Regular | 8000 | Lined Interior/Impressed Current | 1978-11-20 | Fiberglass Reinforced Plastic | Pressurized
RUM CREEK CONVENIENCE STORE | 8703 GA HWY 87 | JULIETTE | Monroe | 9102026 | 2 | Ball Float | 1991-10-31 | FALSE | 1991-10-31 | FALSE | Currently in Use | Premium | 8000 | Lined Interior/Impressed Current | 1978-11-20 | Fiberglass Reinforced Plastic | Pressurized
RUM CREEK CONVENIENCE STORE | 8703 GA HWY 87 | JULIETTE | Monroe | 9102026 | 3 | Ball Float | 1991-10-31 | FALSE | 1991-10-31 | FALSE | Currently in Use | Diesel | 6000 | Lined Interior/Impressed Current | 1978-11-20 | Fiberglass Reinforced Plastic | Pressurized
RONALD DAVIS LOGGING | 9950 HWY 74 | FORSYTH | Monroe | 9102027 | 1 | Flapper Valve | 1998-07-14 | FALSE | 1998-07-14 | FALSE | Currently in Use | Diesel | 10000 | Steel-Impressed Current | 1998-07-14 | Steel (Impressed Current) | Safe Suction (Euro)
RONALD DAVIS LOGGING | 9950 HWY 74 | FORSYTH | Monroe | 9102027 | 2 | Flapper Valve | 1998-07-14 | FALSE | 1998-07-14 | FALSE | Currently in Use | Regular | 3000 | Steel-Impressed Current | 1998-07-14 | Steel (Impressed Current) | Safe Suction (Euro)
HUTCHISON COUNTRY STORE | MAIN ST | CULLODEN | Monroe | 9102028 | 1 |  | 1999-03-01 |  | 1999-03-01 |  | Removed from Ground | Diesel | 2000 | Steel-Impressed Current | 1978-01-01 | Double Walled | Safe Suction (Euro)
HUTCHISON COUNTRY STORE | MAIN ST | CULLODEN | Monroe | 9102028 | 2 |  | 1999-03-01 |  | 1999-03-01 |  | Removed from Ground | Gas (Historical Use) | 3000 | Steel-Impressed Current | 1978-01-01 | Double Walled | Safe Suction (Euro)
HUTCHISON COUNTRY STORE | MAIN ST | CULLODEN | Monroe | 9102028 | 3 |  | 1999-03-01 |  | 1999-03-01 |  | Removed from Ground | Gas (Historical Use) | 3000 | Steel-Impressed Current | 1978-01-01 | Double Walled | Safe Suction (Euro)
WATTS SERVICE CENTER INC | 324 RUSSELL PKWY | FORSYTH | Monroe | 9102029 | 1 | Flapper Valve | 1999-01-02 | FALSE | 1999-01-02 | FALSE | Currently in Use | Regular | 20000 | Steel-Impressed Current | 1999-01-02 | Steel (Impressed Current) | Pressurized
WATTS SERVICE CENTER INC | 324 RUSSELL PKWY | FORSYTH | Monroe | 9102029 | 2 | Flapper Valve | 1999-01-02 | FALSE | 1999-01-02 | FALSE | Currently in Use | Plus | 20000 | Steel-Impressed Current | 1999-01-02 | Steel (Impressed Current) | Pressurized
WATTS SERVICE CENTER INC | 324 RUSSELL PKWY | FORSYTH | Monroe | 9102029 | 3 |  | 1999-01-02 | FALSE | 1999-01-02 | FALSE | Currently in Use | Premium | 5000 | Steel-Impressed Current | 1999-01-02 | Cathodically Protected | Pressurized
WATTS SERVICE CENTER INC | 324 RUSSELL PKWY | FORSYTH | Monroe | 9102029 | 4 |  | 1999-01-02 | FALSE | 1999-01-02 | FALSE | Currently in Use | Diesel | 5000 | Steel-Impressed Current | 1999-01-02 | Steel (Impressed Current) | Pressurized
MIKE COOK CONSTRUCTION INC | 2293 PATE RD | JULIETTE | Monroe | 9102030 | 1 | [5 empty] | Currently in Use | Diesel | 2000 | Not Marked/Unknown | 1982-01-01 | Not Marked
FORSYTH KOA | 404 FRONTAGE RD | FORSYTH | Monroe | 9102031 | 1 | [5 empty] | Removed from Ground | Gas (Historical Use) | 6000 | Marked Unknown | 1995-11-01 | Unknown
FORSYTH KOA | 404 FRONTAGE RD | FORSYTH | Monroe | 9102031 | 2 | [5 empty] | Removed from Ground | Gas (Historical Use) | 6000 | Marked Unknown | 1995-11-01 | Unknown
OLD HANDY ANDY | 59 E JOHNSTON STREET | FORSYTH | Monroe | 9102034 | 1 | [5 empty] | Removed from Ground | Kerosene | 1000 | Not Marked/Unknown | 1996-08-08 | Not Marked
KRISHAM INC | 37 E JOHNSTON STREET | FORSYTH | Monroe | 9102035 | 1 | [5 empty] | Removed from Ground | Kerosene | 3000 | Not Marked/Unknown | 1996-10-16 | Not Marked
KRISHAM INC | 37 E JOHNSTON STREET | FORSYTH | Monroe | 9102035 | 2 | [5 empty] | Removed from Ground | Diesel | 3000 | Not Marked/Unknown | 1996-10-16 | Not Marked
KRISHAM INC | 37 E JOHNSTON STREET | FORSYTH | Monroe | 9102035 | 3 | [5 empty] | Removed from Ground | Gas (Historical Use) | 3000 | Not Marked/Unknown | 1996-10-16 | Not Marked
KRISHAM INC | 37 E JOHNSTON STREET | FORSYTH | Monroe | 9102035 | 4 | [5 empty] | Removed from Ground | Gas (Historical Use) | 250 | Not Marked/Unknown | 1996-10-16 | Not Marked
FIRE STATION | 507 MONTPELIER ROAD | FORSYTH | Monroe | 9102036 | 1 | [5 empty] | Removed from Ground | Gas (Historical Use) | 500 | Bare Steel | 1971-01-01 | Bare Steel | Safe Suction (Euro)
FIRE DEPARTMENT | CORNER OF N LEE & ADAMS ST | FORSYTH | Monroe | 9102037 | 1 | [5 empty] | Removed from Ground | Gas (Historical Use) | 0 | Bare Steel | 1997-06-01 | Bare Steel | Safe Suction (Euro)
EXPRESS FOODS #1 | 270 N LEE ST | FORSYTH | Monroe | 9102045 | 1 | Ball Float | 1998-11-19 | FALSE | 1998-11-19 | FALSE | Currently in Use | Regular | 20000 | Epoxy | 1996-01-01 | Double-Walled Fiberglass | Pressurized
EXPRESS FOODS #1 | 270 N LEE ST | FORSYTH | Monroe | 9102045 | 2 | Ball Float | 1998-11-20 | FALSE | 1998-11-20 | FALSE | Currently in Use | Premium | 10000 | Epoxy | 1996-01-01 | Double-Walled Fiberglass | Pressurized
CULLODEN CHEVRON | HWY 74 @ 341 | CULLODEN | Monroe | 9102046 | 1 | Flapper Valve | 1996-09-01 | FALSE | 1996-09-01 | FALSE | Currently in Use | Diesel | 10000 | Composite | 1996-09-15 | Double-Walled Fiberglass | Pressurized
CULLODEN CHEVRON | HWY 74 @ 341 | CULLODEN | Monroe | 9102046 | 2 | Ball Float | 1996-09-01 | FALSE | 1996-09-01 | FALSE | Currently in Use | Regular | 10000 | Composite | 1996-09-15 | Double-Walled Fiberglass | Pressurized
CULLODEN CHEVRON | HWY 74 @ 341 | CULLODEN | Monroe | 9102046 | 3 | Ball Float | 1996-09-01 | FALSE | 1996-09-01 | FALSE | Currently in Use | Premium | 6000 | Composite | 1996-09-15 | Double-Walled Fiberglass | Pressurized
CULLODEN CHEVRON | HWY 74 @ 341 | CULLODEN | Monroe | 9102046 | 4 | Flapper Valve | 1996-09-01 | FALSE | 1996-09-01 | FALSE | Currently in Use | Diesel Off Road | 2000 | Composite | 1996-09-15 | Double-Walled Fiberglass | Safe Suction (Euro)
CIRCLE K 2706716 | 306 HAROLD G CLARKE PKWY | FORSYTH | Monroe | 9102047 | 1 | Ball Float | 1996-01-01 | FALSE | 1996-01-01 | FALSE | Currently in Use | Regular | 12000 | Fiberglass | 1995-02-01 | Fiberglass Reinforced Plastic | Pressurized
CIRCLE K 2706716 | 306 HAROLD G CLARKE PKWY | FORSYTH | Monroe | 9102047 | 2 | Flapper Valve | 1996-01-01 | FALSE | 1996-01-01 | FALSE | Currently in Use | Premium | 12000 | Fiberglass | 1995-02-01 | Fiberglass Reinforced Plastic | Pressurized
CIRCLE K 2706716 | 306 HAROLD G CLARKE PKWY | FORSYTH | Monroe | 9102047 | 3 | Flapper Valve | 1996-01-01 | FALSE | 1996-01-01 | FALSE | Currently in Use | Diesel | 12000 | Fiberglass | 1995-02-01 | Fiberglass Reinforced Plastic | Pressurized
FALLS VIEW STORE | 4724 HIGH FALLS RD | JACKSON | Monroe | 9102048 | 1 | Flapper Valve | 1998-11-01 | FALSE | 1998-11-01 | TRUE | Currently in Use | Regular | 4000 | Galvanic (STIP-3) | 1998-11-01 | Flex | Safe Suction (Euro)
FALLS VIEW STORE | 4724 HIGH FALLS RD | JACKSON | Monroe | 9102048 | 2 | Flapper Valve | 1998-11-01 | FALSE | 1998-11-01 | TRUE | Currently in Use | Diesel | 4000 | Galvanic (STIP-3) | 1998-11-01 | Flex | Safe Suction (Euro)
A & B TIRE & BRAKE | 30 E MAIN STREET | FORSYTH | Monroe | 9102049 | 1 | [5 empty] | Removed from Ground | Gas (Historical Use) | 2500 | Bare Steel | 1999-08-01 | Bare Steel | Safe Suction (Euro)
A & B TIRE & BRAKE | 30 E MAIN STREET | FORSYTH | Monroe | 9102049 | 2 | [5 empty] | Removed from Ground | Gas (Historical Use) | 2500 | Bare Steel | 1999-08-01 | Bare Steel | Safe Suction (Euro)
QUALITY OIL LLC | 755 HWY 83 N | FORSYTH | Monroe | 9102050 | 1 | Flapper Valve | 1999-07-01 | FALSE | 1999-07-01 | FALSE | Currently in Use | Diesel Off Road | 10000 | Composite | 1999-07-12 | Double-Walled Flex | Pressurized
QUALITY OIL LLC | 755 HWY 83 N | FORSYTH | Monroe | 9102050 | 2 | Flapper Valve | 1999-07-01 | FALSE | 1999-07-01 | FALSE | Currently in Use | Regular | 6000 | Composite | 1999-07-12 | Double-Walled Flex | Pressurized
QUALITY OIL LLC | 755 HWY 83 N | FORSYTH | Monroe | 9102050 | 3 | Flapper Valve | 1999-07-01 | FALSE | 1999-07-01 | FALSE | Currently in Use | E-0 | 4000 | Composite | 1999-07-12 | Double-Walled Flex | Safe Suction (Euro)
QUALITY OIL LLC | 755 HWY 83 N | FORSYTH | Monroe | 9102050 | 4 | Flapper Valve | 2005-04-25 | FALSE | 2005-04-25 | FALSE | Currently in Use | Diesel | 20000 | Composite | 2005-04-25 | Double-Walled Flex | Pressurized
JACKSONS COUNTY STORE & BBQ | 9005 THOMASTON RD | MACON | Monroe | 9102052 | 1 | Flapper Valve | 1992-01-01 | FALSE | 1992-01-01 | FALSE | Currently in Use | Regular | 8131 | Galvanic (STIP-3) | 1992-01-01 | Fiberglass Reinforced Plastic | Pressurized
JACKSONS COUNTY STORE & BBQ | 9005 THOMASTON RD | MACON | Monroe | 9102052 | 2 | Flapper Valve | 1992-01-01 | FALSE | 1992-01-01 | FALSE | Currently in Use | Premium | 6078 | Galvanic (STIP-3) | 1992-01-01 | Fiberglass Reinforced Plastic | Pressurized
TIDWELL GROCERY | 620 INDIAN SPRING RD | FORSYTH | Monroe | 9102053 | 1 | [5 empty] | Removed from Ground | Gas (Historical Use) | 500 | Bare Steel | 1962-01-01 | Galvanized Steel | Suction (American)
TIDWELL GROCERY | 620 INDIAN SPRING RD | FORSYTH | Monroe | 9102053 | 2 | [5 empty] | Removed from Ground | Gas (Historical Use) | 500 | Bare Steel | 1962-01-01 | Galvanized Steel | Suction (American)
UVALDA LEARNING CENTER | 312 BROWN ST | UVALDA | Montgomery | 9103001 | 1 |  | 1999-03-29 |  | 1999-03-29 |  | Removed from Ground | Gas (Historical Use) | 6000 | Galvanic (STIP-3) | 1989-01-01 | Galvanized Steel | Safe Suction (Euro)
UVALDA LEARNING CENTER | 312 BROWN ST | UVALDA | Montgomery | 9103001 | 2 |  | 1999-03-29 |  | 1999-03-29 |  | Removed from Ground | Gas (Historical Use) | 6000 | Galvanic (STIP-3) | 1989-01-01 | Galvanized Steel | Safe Suction (Euro)
UNION CAMP/HIGGSTON PLANT | GA HWY 292 WEST | HIGGSTON | Montgomery | 9103002 | 1 | [5 empty] | Removed from Ground | Diesel | 12000 | Bare Steel | 1970-01-01 | Bare Steel
UNION CAMP/HIGGSTON PLANT | GA HWY 292 WEST | HIGGSTON | Montgomery | 9103002 | 2 | [5 empty] | Removed from Ground | Diesel | 1000 | Bare Steel | 1970-01-01 | Bare Steel
UNION CAMP/HIGGSTON PLANT | GA HWY 292 WEST | HIGGSTON | Montgomery | 9103002 | 3 | [5 empty] | Removed from Ground | Gas (Historical Use) | 1000 | Bare Steel | 1970-01-01 | Bare Steel
EAGLE RESTAURANTS | 103 SPRING ST | MOUNT VERNON | Montgomery | 9103004 | 1 | [5 empty] | Removed from Ground | Gas (Historical Use) | 2000 | Bare Steel | 1992-06-04 | Galvanized Steel | Suction (American)
EAGLE RESTAURANTS | 103 SPRING ST | MOUNT VERNON | Montgomery | 9103004 | 2 | [5 empty] | Removed from Ground | Gas (Historical Use) | 2000 | Bare Steel | 1992-06-04 | Galvanized Steel | Suction (American)
EAGLE RESTAURANTS | 103 SPRING ST | MOUNT VERNON | Montgomery | 9103004 | 3 | [5 empty] | Removed from Ground | Gas (Historical Use) | 2000 | Bare Steel | 1992-06-04 | Galvanized Steel | Suction (American)
EAGLE RESTAURANTS | 103 SPRING ST | MOUNT VERNON | Montgomery | 9103004 | 4 | [5 empty] | Removed from Ground | Gas (Historical Use) | 2000 | Bare Steel | 1992-06-04 | Galvanized Steel | Suction (American)
ALTAMAHA RESTAURANT | 111 SOUTH FIRST ST | UVALDA | Montgomery | 9103005 | 1 | [5 empty] | Removed from Ground | Gas (Historical Use) | 1000 | Bare Steel | 1993-09-01 | Galvanized Steel | Suction (American)
ALTAMAHA RESTAURANT | 111 SOUTH FIRST ST | UVALDA | Montgomery | 9103005 | 2 | [5 empty] | Removed from Ground | Gas (Historical Use) | 1000 | Bare Steel | 1993-09-01 | Galvanized Steel | Suction (American)
ALTAMAHA RESTAURANT | 111 SOUTH FIRST ST | UVALDA | Montgomery | 9103005 | 3 | [5 empty] | Removed from Ground | Diesel | 1000 | Bare Steel | 1993-09-01 | Galvanized Steel | Suction (American)
VIP STORE #6 | 105 MAIN ST | UVALDA | Montgomery | 9103006 | 1 | Flapper Valve | 1995-03-31 | FALSE | 1995-03-31 | FALSE | Temporarily out of use | Gas (Historical Use) | 6000 |  | 1980-06-15 | Fiberglass Reinforced Plastic | Safe Suction (Euro)
VIP STORE #6 | 105 MAIN ST | UVALDA | Montgomery | 9103006 | 2 | Flapper Valve | 1995-03-31 | FALSE | 1995-03-31 | FALSE | Temporarily out of use | Gas (Historical Use) | 6000 |  | 1980-06-15 | Fiberglass Reinforced Plastic | Safe Suction (Euro)
VIP STORE #6 | 105 MAIN ST | UVALDA | Montgomery | 9103006 | 3 | Flapper Valve | 1995-03-31 | FALSE | 1995-03-31 | FALSE | Temporarily out of use | Gas (Historical Use) | 6000 |  | 1980-06-15 | Fiberglass Reinforced Plastic | Safe Suction (Euro)
GA DOT 10530 MONTGOMERY ROUTINE | 0 .2 MI E OF US 221 ON CHURCH ST | MOUNT VERNON | Montgomery | 9103007 | 2 |  |  | FALSE |  | FALSE | Removed from Ground | Diesel | 560 | Unknown |  | Unknown
GA DOT 10530 MONTGOMERY ROUTINE | 0 .2 MI E OF US 221 ON CHURCH ST | MOUNT VERNON | Montgomery | 9103007 | 3 |  |  | FALSE |  | FALSE | Removed from Ground | Used Oil | 300 | Unknown |  | Unknown
GA DOT 10530 MONTGOMERY ROUTINE | 0 .2 MI E OF US 221 ON CHURCH ST | MOUNT VERNON | Montgomery | 9103007 | 530G1 | [5 empty] | Removed from Ground | Gas (Historical Use) | 1000 | Bare Steel | 2000-06-21 | Galvanized Steel | Safe Suction (Euro)
GA DOT 10546 MONTGOMERY CO AREA | 0 .5 MI S ON SR 56 ON SR 135 | UVALDA | Montgomery | 9103008 | 546G1 | [5 empty] | Permanently Out of Use - historical purposes | Gas (Historical Use) | 1000 | Bare Steel |  | Galvanized Steel | Safe Suction (Euro)
Jet Food Stores of Georgia-93 | 3180 Hwy 280 W | Vidalia | Montgomery | 9103009 | 1 | Flapper Valve | 1988-04-01 | FALSE | 1988-04-01 | FALSE | Removed from Ground | Regular | 10000 | Fiberglass | 1988-04-01 | Fiberglass Reinforced Plastic | Pressurized
Jet Food Stores of Georgia-93 | 3180 Hwy 280 W | Vidalia | Montgomery | 9103009 | 2 | Flapper Valve | 1988-04-01 | FALSE | 1988-04-01 | FALSE | Removed from Ground | Diesel | 10000 | Fiberglass | 1988-04-01 | Fiberglass Reinforced Plastic | Pressurized
Jet Food Stores of Georgia-93 | 3180 Hwy 280 W | Vidalia | Montgomery | 9103009 | 3 | Flapper Valve | 1988-04-01 | FALSE | 1988-04-01 | FALSE | Removed from Ground | Premium | 6000 | Fiberglass | 1988-04-01 | Fiberglass Reinforced Plastic | Pressurized
Jet Food Stores of Georgia-93 | 3180 Hwy 280 W | Vidalia | Montgomery | 9103009 | 4 |  | 1988-04-01 | FALSE | 1988-04-01 | FALSE | Removed from Ground | Gas (Historical Use) | 6000 | Fiberglass | 1988-04-01 | Fiberglass Reinforced Plastic | Pressurized
Jet Food Stores of Georgia-93 | 3180 Hwy 280 W | Vidalia | Montgomery | 9103009 | 5 | Flapper Valve | 2019-07-15 | FALSE | 2019-07-22 | FALSE | Currently in Use | Diesel | 20000 | Composite Double Walled | 2019-07-11 | Double-Walled Flex | Pressurized
Jet Food Stores of Georgia-93 | 3180 Hwy 280 W | Vidalia | Montgomery | 9103009 | 6A | Flapper Valve | 2019-07-15 | FALSE | 2019-07-22 | FALSE | Currently in Use | Regular | 13000 | Composite Double Walled | 2019-07-11 | Double-Walled Flex | Pressurized
Jet Food Stores of Georgia-93 | 3180 Hwy 280 W | Vidalia | Montgomery | 9103009 | 6B |  | 2019-07-15 | FALSE | 2019-07-22 | FALSE | Currently in Use | Premium | 3500 | Composite Double Walled | 2019-07-11 | Double-Walled Flex | Pressurized
Jet Food Stores of Georgia-93 | 3180 Hwy 280 W | Vidalia | Montgomery | 9103009 | 6C | Flapper Valve | 2019-07-15 | FALSE | 2019-07-22 | FALSE | Currently in Use | E-0 | 3500 | Composite Double Walled | 2019-07-11 | Double-Walled Flex | Pressurized
MT VERNON PACKAGE SHOP | 308 W SPRING ST | MOUNT VERNON | Montgomery | 9103010 | 1A | Flapper Valve | 1993-01-01 | FALSE | 1993-01-01 | FALSE | Temporarily out of use | Gas (Historical Use) | 6000 | Bare Steel | 1993-01-01 | Bare Steel | Safe Suction (Euro)
MT VERNON PACKAGE SHOP | 308 W SPRING ST | MOUNT VERNON | Montgomery | 9103010 | 1B | Flapper Valve | 1993-01-01 | FALSE | 1993-01-01 | FALSE | Temporarily out of use | Gas (Historical Use) | 2000 | Bare Steel | 1993-01-01 | Bare Steel | Safe Suction (Euro)
MT VERNON PACKAGE SHOP | 308 W SPRING ST | MOUNT VERNON | Montgomery | 9103010 | 2 | Flapper Valve | 1993-01-01 | FALSE | 1993-01-01 | FALSE | Temporarily out of use | Diesel | 2000 | Bare Steel | 1993-01-01 | Bare Steel | Safe Suction (Euro)
A & K MINI MALL | 699 HITCHCOCK RD | UVALDA | Montgomery | 9103011 | 1 |  | 1998-12-01 |  | 1998-12-01 |  | Removed from Ground | Gas (Historical Use) | 1000 | Cathodically Protected Steel | 1989-02-01 | Cathodically Protected | Safe Suction (Euro)
A & K MINI MALL | 699 HITCHCOCK RD | UVALDA | Montgomery | 9103011 | 2 |  | 1998-12-01 |  | 1998-12-01 |  | Removed from Ground | Gas (Historical Use) | 1000 | Cathodically Protected Steel | 1989-02-01 | Cathodically Protected | Safe Suction (Euro)
TARRYTOWN TRADING POST | 461 MAIN ST | TARRYTOWN | Montgomery | 9103012 | 1 |  | 1998-06-01 | FALSE | 1998-06-01 | FALSE | Removed from Ground | Gas (Historical Use) | 3000 | Bare Steel | 1986-05-15 | Bare Steel | Safe Suction (Euro)
TARRYTOWN TRADING POST | 461 MAIN ST | TARRYTOWN | Montgomery | 9103012 | 2 |  | 1998-06-01 | FALSE | 1998-06-01 | FALSE | Removed from Ground | Gas (Historical Use) | 3000 |  | 1986-05-15 | Bare Steel | Safe Suction (Euro)
TARRYTOWN TRADING POST | 461 MAIN ST | TARRYTOWN | Montgomery | 9103012 | 3 |  | 1998-06-01 | FALSE | 1998-06-01 | FALSE | Removed from Ground | Gas (Historical Use) | 3000 |  | 1986-05-15 | Bare Steel | Safe Suction (Euro)
SAMS QUICK STOP | 138 MLK BLVD | MOUNT VERNON | Montgomery | 9103013 | 1 | [5 empty] | Removed from Ground | Gas (Historical Use) | 1000 | Bare Steel | 1980-06-15 | Galvanized Steel | Safe Suction (Euro)
SAMS QUICK STOP | 138 MLK BLVD | MOUNT VERNON | Montgomery | 9103013 | 2 | [5 empty] | Removed from Ground | Gas (Historical Use) | 1000 | Bare Steel | 1980-06-15 | Galvanized Steel | Safe Suction (Euro)
SAMS QUICK STOP | 138 MLK BLVD | MOUNT VERNON | Montgomery | 9103013 | 3A | Ball Float | 1998-03-01 | FALSE | 1998-03-01 | FALSE | Temporarily out of use | Gas (Historical Use) | 8115 | Fiberglass | 2016-12-28 | Fiberglass Reinforced Plastic | Pressurized
SAMS QUICK STOP | 138 MLK BLVD | MOUNT VERNON | Montgomery | 9103013 | 3B | Ball Float | 1998-03-01 | FALSE | 1998-03-01 | FALSE | Temporarily out of use |  | 4073 | Fiberglass | 2016-12-28 | Fiberglass Reinforced Plastic | Pressurized
SAMS QUICK STOP | 138 MLK BLVD | MOUNT VERNON | Montgomery | 9103013 | 4 | Ball Float | 1998-03-01 | FALSE | 1998-03-01 | FALSE | Temporarily out of use | Diesel | 6110 | Fiberglass | 2016-12-28 | Fiberglass Reinforced Plastic | Pressurized
G&H LAZY RIVER MARKET | 242 DEAD RIVER RD | UVALDA | Montgomery | 9103014 | 1 | [5 empty] | Permanently Out of Use - historical purposes | Gas (Historical Use) | 1000 | Not Marked/Unknown | 1991-01-01 | Not Marked
CITY OF UVALDA | 208 B E MYRTLE | UVALDA | Montgomery | 9103015 | 1 | [5 empty] | Removed from Ground | Gas (Historical Use) | 1000 | Bare Steel | 1998-05-04 | Galvanized Steel | Safe Suction (Euro)
MONTGOMERY COUNTY COMMISSIONERS | 224 EAST BROAD STREET | MOUNT VERNON | Montgomery | 9103018 | 1 | [5 empty] | Currently in Use | Diesel | 2000 | Marked Unknown |  | Not Marked
MONTGOMERY COUNTY COMMISSIONERS | 224 EAST BROAD STREET | MOUNT VERNON | Montgomery | 9103018 | 2 | [5 empty] | Currently in Use | Gas (Historical Use) | 1000 | Marked Unknown |  | Not Marked
MONTGOMERY COUNTY COMMISSIONERS | 208 EAST BROAD ST | MOUNT VERNON | Montgomery | 9103019 | 1 | [5 empty] | Removed from Ground | Gas (Historical Use) | 500 | Bare Steel | 1994-11-01 | Bare Steel | Suction (American)
BIG ALS COUNTRY MARKET | 1210 GA HWY 29 | TARRYTOWN | Montgomery | 9103020 | 1A | Ball Float | 1999-08-19 | FALSE | 1999-08-19 | FALSE | Currently in Use | Premium | 8000 | Composite | 1999-08-13 | Double-Walled Fiberglass | Pressurized
BIG ALS COUNTRY MARKET | 1210 GA HWY 29 | TARRYTOWN | Montgomery | 9103020 | 1B | Ball Float | 1999-08-19 | FALSE | 1999-08-19 | FALSE | Currently in Use | Regular | 4000 | Composite | 1999-08-13 | Double-Walled Fiberglass | Pressurized
BIG ALS COUNTRY MARKET | 1210 GA HWY 29 | TARRYTOWN | Montgomery | 9103020 | 2 | Ball Float | 1999-08-19 | FALSE | 1999-08-19 | FALSE | Currently in Use | Diesel | 4000 | Composite | 1999-08-13 | Double-Walled Fiberglass | Pressurized
BUZZY'S FOOD MART | 6560 US HWY 221 SOUTH | UVALDA | Montgomery | 9103021 | 1A | Ball Float | 2000-05-19 | FALSE | 2000-05-19 | FALSE | Currently in Use | Premium | 8000 | Composite | 2000-05-17 | Double-Walled Fiberglass | Pressurized
BUZZY'S FOOD MART | 6560 US HWY 221 SOUTH | UVALDA | Montgomery | 9103021 | 1B | Ball Float | 2000-05-19 | FALSE | 2000-05-19 | FALSE | Currently in Use | Regular | 4000 | Composite | 2000-05-17 | Double-Walled Fiberglass | Pressurized
BUZZY'S FOOD MART | 6560 US HWY 221 SOUTH | UVALDA | Montgomery | 9103021 | 2A | Ball Float | 2000-05-19 | FALSE | 2000-05-19 | FALSE | Currently in Use | Diesel On Road | 8000 | Composite | 2000-05-17 | Double-Walled Fiberglass | Pressurized
BUZZY'S FOOD MART | 6560 US HWY 221 SOUTH | UVALDA | Montgomery | 9103021 | 2B | Ball Float | 2000-05-19 | FALSE | 2000-05-19 | FALSE | Currently in Use | Diesel | 4000 | Composite | 2000-05-17 | Double-Walled Fiberglass | Pressurized
OLD COUNTRY STORE (ABANDONED) | CR 33 | TARRYTOWN | Montgomery | 9025274 | 1 | [5 empty] | Removed from Ground | Other | 550 | Marked Unknown | 1992-11-05 | Unknown
RABBITS TRUCK STOP | 732 HWY 292 | HIGGSTON | Montgomery | 1380065 | 1 |  | 1998-04-10 |  | 1998-04-10 | TRUE | Temporarily out of use | Gas (Historical Use) | 4000 | Steel-Impressed Current | 1985-05-08 | Fiberglass Reinforced Plastic | Pressurized
RABBITS TRUCK STOP | 732 HWY 292 | HIGGSTON | Montgomery | 1380065 | 2 |  | 1998-04-10 | FALSE | 1998-04-10 | TRUE | Temporarily out of use | Gas (Historical Use) | 4000 | Steel-Impressed Current | 1985-05-08 | Fiberglass Reinforced Plastic | Pressurized
RABBITS TRUCK STOP | 732 HWY 292 | HIGGSTON | Montgomery | 1380065 | 3 |  | 1998-04-10 |  | 1998-04-10 | TRUE | Temporarily out of use | Gas (Historical Use) | 4000 | Steel-Impressed Current | 1985-05-08 | Fiberglass Reinforced Plastic | Pressurized
RABBITS TRUCK STOP | 732 HWY 292 | HIGGSTON | Montgomery | 1380065 | 4 |  | 1998-04-10 |  | 1998-04-10 | TRUE | Temporarily out of use | Diesel | 6000 | Steel-Impressed Current | 1985-05-08 | Fiberglass Reinforced Plastic | Pressurized
RABBITS TRUCK STOP | 732 HWY 292 | HIGGSTON | Montgomery | 1380065 | 5 |  | 1998-04-10 |  | 1998-04-10 | TRUE | Temporarily out of use | Diesel | 3000 | Steel-Impressed Current | 1985-05-08 | Fiberglass Reinforced Plastic | Suction (American)
GAY OIL CO | 1000 HWY 29 | AILEY | Montgomery | 10001847 | 1 | Flapper Valve | 2010-03-12 | FALSE | 2010-03-12 | FALSE | Currently in Use | Diesel On Road | 20000 | Composite Double Walled | 2010-03-11 | Double-Walled Fiberglass | Pressurized
GAY OIL CO | 1000 HWY 29 | AILEY | Montgomery | 10001847 | 2 | Flapper Valve | 2010-03-12 | FALSE | 2010-03-12 | FALSE | Currently in Use | Diesel Off Road | 20000 | Composite Double Walled | 2010-03-11 | Double-Walled Fiberglass | Pressurized
GAY OIL CO | 1000 HWY 29 | AILEY | Montgomery | 10001847 | 3 | Flapper Valve | 2010-03-12 | FALSE | 2010-03-12 | FALSE | Currently in Use | Ethanol | 20000 | Composite Double Walled | 2010-03-11 | Double-Walled Fiberglass | Pressurized
GAY OIL CO | 1000 HWY 29 | AILEY | Montgomery | 10001847 | 4A | Flapper Valve | 2010-03-12 | FALSE | 2010-03-12 | FALSE | Currently in Use | Premium | 10000 | Composite Double Walled | 2010-03-11 | Double-Walled Fiberglass | Pressurized
GAY OIL CO | 1000 HWY 29 | AILEY | Montgomery | 10001847 | 4B | Flapper Valve | 2010-03-12 | FALSE | 2010-03-12 | FALSE | Currently in Use | Regular | 10000 | Composite Double Walled | 2010-03-11 | Double-Walled Fiberglass | Pressurized
CREATIVE HAIR STYLES AND TANNING SALON | 201 EAST SPRING STREET | MOUNT VERNON | Montgomery | 10001477 | 1 |  |  | FALSE |  | FALSE | Removed from Ground | Gas (Historical Use) | 0 | Unknown | 2008-04-01
CREATIVE HAIR STYLES AND TANNING SALON | 201 EAST SPRING STREET | MOUNT VERNON | Montgomery | 10001477 | 2 |  |  | FALSE |  | FALSE | Removed from Ground | Gas (Historical Use) | 600 | Unknown | 2008-04-15 | Unknown
CREATIVE HAIR STYLES AND TANNING SALON | 201 EAST SPRING STREET | MOUNT VERNON | Montgomery | 10001477 | 3 |  |  | FALSE |  | FALSE | Removed from Ground | Gas (Historical Use) | 350 | Unknown | 2008-04-15 | Unknown
CREATIVE HAIR STYLES AND TANNING SALON | 201 EAST SPRING STREET | MOUNT VERNON | Montgomery | 10001477 | 4 |  |  | FALSE |  | FALSE | Removed from Ground |  | 1600 | Unknown | 2008-04-23 | Unknown
CREATIVE HAIR STYLES AND TANNING SALON | 201 EAST SPRING STREET | MOUNT VERNON | Montgomery | 10001477 | 5 |  |  | FALSE |  | FALSE | Removed from Ground | Gas (Historical Use) | 5200 | Unknown | 2008-04-23 | Unknown
STANDARD DISTRIBUTING COMPANY | 1710 NORTH ST WEST | VIDALIA | Montgomery | 1030001 | 1 | [5 empty] | Removed from Ground | Diesel | 10000 | Bare Steel | 1984-03-13 | Galvanized Steel | Suction (American)
STANDARD DISTRIBUTING COMPANY | 1710 NORTH ST WEST | VIDALIA | Montgomery | 1030001 | 2 | [5 empty] | Removed from Ground | Gas (Historical Use) | 3000 | Bare Steel | 1993-09-01 | Galvanized Steel | Suction (American)
FRIENDLY GUS #8 | 630 College St | MOUNT VERNON | Montgomery | 1030002 | 1 | [5 empty] | Removed from Ground | Gas (Historical Use) | 6000 | Cathodically Protected Steel | 1984-03-20 | Bare Steel | Safe Suction (Euro)
FRIENDLY GUS #8 | 630 College St | MOUNT VERNON | Montgomery | 1030002 | 2 | [5 empty] | Removed from Ground | Gas (Historical Use) | 6000 | Cathodically Protected Steel | 1984-03-20 | Bare Steel | Safe Suction (Euro)
FRIENDLY GUS #8 | 630 College St | MOUNT VERNON | Montgomery | 1030002 | 3 | [5 empty] | Removed from Ground | Gas (Historical Use) | 3000 | Cathodically Protected Steel | 1984-03-20 | Bare Steel | Safe Suction (Euro)
FRIENDLY GUS #8 | 630 College St | MOUNT VERNON | Montgomery | 1030002 | 4A | Ball Float | 1997-05-10 | FALSE | 1997-05-10 | FALSE | Currently in Use | Regular | 8000 | Composite | 1997-05-10 | Fiberglass Reinforced Plastic | Pressurized
FRIENDLY GUS #8 | 630 College St | MOUNT VERNON | Montgomery | 1030002 | 4B |  | 1997-05-10 | FALSE | 1997-05-10 | FALSE | Currently in Use | Premium | 4000 | Composite | 1997-05-10 | Fiberglass Reinforced Plastic | Pressurized
TRANSUS INC VIDALIA GA TERMINAL | 183 TRANSUS DR | VIDALIA | Montgomery | 1030003 | 1 |  | 1993-04-01 |  | 1993-04-01 |  | Removed from Ground | Diesel | 10000 | Bare Steel | 1983-04-16 | Galvanized Steel
GA FC | US HWY 280/5 MI E OF MT VERNON | MOUNT VERNON | Montgomery | 1030004 | 1 | [5 empty] | Removed from Ground | Diesel | 560 | Bare Steel | 1983-08-01 | Galvanized Steel | Safe Suction (Euro)
GA FC | US HWY 280/5 MI E OF MT VERNON | MOUNT VERNON | Montgomery | 1030004 | 194628 |  | 1993-08-20 |  | 1993-08-20 |  | Removed from Ground | Gas (Historical Use) | 1000 | Galvanic (STIP-3) | 1993-08-20 | Cathodically Protected | Safe Suction (Euro)
GA FC | US HWY 280/5 MI E OF MT VERNON | MOUNT VERNON | Montgomery | 1030004 | 194638 |  | 1993-08-20 |  | 1993-08-20 |  | Removed from Ground | Diesel | 1000 | Galvanic (STIP-3) | 1993-08-20 | Cathodically Protected | Safe Suction (Euro)
GA FC | US HWY 280/5 MI E OF MT VERNON | MOUNT VERNON | Montgomery | 1030004 | 2 | [5 empty] | Removed from Ground | Gas (Historical Use) | 2000 | Bare Steel | 1983-08-01 | Galvanized Steel | Safe Suction (Euro)
HIGGSTON | 206 EAST PARSONAGE | MCRAE | Montgomery | 1030005 | 1 | [5 empty] | Removed from Ground | Diesel | 1000 | Bare Steel | 1982-04-11 | Unknown
HIGGSTON | 206 EAST PARSONAGE | MCRAE | Montgomery | 1030005 | 2 | [5 empty] | Removed from Ground | Gas (Historical Use) | 550 | Bare Steel | 1982-04-11 | Unknown
FLASH FOODS #69 | 100 WEST SPRING ST | MOUNT VERNON | Montgomery | 1030006 | 1 | [5 empty] | Removed from Ground | Gas (Historical Use) | 7000 | Bare Steel | 1976-05-02 | Galvanized Steel
FLASH FOODS #69 | 100 WEST SPRING ST | MOUNT VERNON | Montgomery | 1030006 | 2 | [5 empty] | Removed from Ground | Gas (Historical Use) | 3000 | Bare Steel | 1976-05-02 | Galvanized Steel
FLASH FOODS #69 | 100 WEST SPRING ST | MOUNT VERNON | Montgomery | 1030006 | 3 | [5 empty] | Removed from Ground | Gas (Historical Use) | 3000 | Bare Steel | 1976-05-02 | Galvanized Steel
FLASH FOODS #69 | 100 WEST SPRING ST | MOUNT VERNON | Montgomery | 1030006 | 4 | Flapper Valve | 1989-08-08 | FALSE | 1989-08-08 | FALSE | Currently in Use | Premium | 8200 | Composite | 1989-08-08 | Fiberglass Reinforced Plastic | Pressurized
FLASH FOODS #69 | 100 WEST SPRING ST | MOUNT VERNON | Montgomery | 1030006 | 5 | Flapper Valve | 1989-08-08 | FALSE | 1989-08-08 | FALSE | Currently in Use | Plus | 8200 | Composite | 1989-08-08 | Fiberglass Reinforced Plastic | Pressurized
FLASH FOODS #69 | 100 WEST SPRING ST | MOUNT VERNON | Montgomery | 1030006 | 6 | Flapper Valve | 1989-08-08 | FALSE | 1989-08-08 | FALSE | Currently in Use | Regular | 8200 | Composite | 1989-08-08 | Fiberglass Reinforced Plastic | Pressurized
FOUNTAIN SERVICE STATION | 115 S RAILROAD ST | AILEY | Montgomery | 1030007 | 1 | [5 empty] | Removed from Ground | Gas (Historical Use) | 2000 | Bare Steel | 1983-12-01 | Galvanized Steel
FOUNTAIN SERVICE STATION | 115 S RAILROAD ST | AILEY | Montgomery | 1030007 | 1A | Flapper Valve | 2001-07-10 | FALSE | 2001-07-10 | FALSE | Temporarily out of use | Empty | 2000 | Composite | 2001-07-03 | Fiberglass Reinforced Plastic | Safe Suction (Euro)
FOUNTAIN SERVICE STATION | 115 S RAILROAD ST | AILEY | Montgomery | 1030007 | 1B | Flapper Valve | 2001-07-10 | FALSE | 2001-07-10 | FALSE | Temporarily out of use | Empty | 1000 | Composite | 2001-07-03 | Fiberglass Reinforced Plastic | Safe Suction (Euro)
FOUNTAIN SERVICE STATION | 115 S RAILROAD ST | AILEY | Montgomery | 1030007 | 1C | Flapper Valve | 2001-07-10 | FALSE | 2001-07-10 | FALSE | Temporarily out of use | Empty | 1000 | Composite | 2001-07-03 | Fiberglass Reinforced Plastic | Safe Suction (Euro)
FOUNTAIN SERVICE STATION | 115 S RAILROAD ST | AILEY | Montgomery | 1030007 | 2 | [5 empty] | Removed from Ground | Gas (Historical Use) | 550 | Bare Steel | 1983-12-01 | Galvanized Steel
FOUNTAIN SERVICE STATION | 115 S RAILROAD ST | AILEY | Montgomery | 1030007 | 3 | [5 empty] | Removed from Ground | Gas (Historical Use) | 1500 | Bare Steel | 1983-12-01 | Bare Steel | Safe Suction (Euro)
JERRY BRADDY | RT 1 | AILEY | Montgomery | 1030008 | 1 | [5 empty] | Removed from Ground | Empty | 6000 | Bare Steel | 1983-05-09 | Galvanized Steel
BRADDY FARMS-GARY | LOCATION NOT GIVEN | MOUNT VERNON | Montgomery | 1030009 | 1 | [5 empty] | Removed from Ground | Gas (Historical Use) | 3000 | Bare Steel | 1974-05-11 | Galvanized Steel
T-BYRDS #1 | 102 E SPRING ST | MOUNT VERNON | Montgomery | 1030011 | 1 | Flapper Valve | 1998-09-08 | FALSE | 1998-09-08 | FALSE | Currently in Use | Regular | 6000 | Galvanic (STIP-3) | 1988-08-08 | Galvanized Steel | Pressurized
T-BYRDS #1 | 102 E SPRING ST | MOUNT VERNON | Montgomery | 1030011 | 2 | Flapper Valve | 1998-09-08 | FALSE | 1998-09-08 | FALSE | Temporarily out of use |  | 6000 | Galvanic (STIP-3) | 1988-08-08 | Galvanized Steel | Pressurized
T-BYRDS #1 | 102 E SPRING ST | MOUNT VERNON | Montgomery | 1030011 | 3 | Flapper Valve | 1998-09-08 | FALSE | 1998-09-08 | FALSE | Currently in Use | Diesel | 6000 | Galvanic (STIP-3) | 1988-08-08 | Galvanized Steel | Pressurized
T-BYRDS #1 | 102 E SPRING ST | MOUNT VERNON | Montgomery | 1030011 | 4 | [5 empty] | Removed from Ground | Gas (Historical Use) | 3000 | Bare Steel | 1968-05-12 | Galvanized Steel
HIGGSTON CONV STORE | RT 2 INT HWY 15 & HWY 20 | VIDALIA | Montgomery | 1030012 | 1 | [5 empty] | Removed from Ground | Empty | 1000 | Bare Steel | 1976-05-10 | Galvanized Steel
HIGGSTON CONV STORE | RT 2 INT HWY 15 & HWY 20 | VIDALIA | Montgomery | 1030012 | 2 | [5 empty] | Removed from Ground | Empty | 1000 | Bare Steel | 1976-05-10 | Galvanized Steel
MCNATT FALLS GROCERY | RT 1 | UVALDA | Montgomery | 1030013 | 1 | [5 empty] | Removed from Ground | Gas (Historical Use) | 1000 | Bare Steel | 1978-05-10 | Galvanized Steel
MCNATT FALLS GROCERY | RT 1 | UVALDA | Montgomery | 1030013 | 2 | [5 empty] | Permanently Out of Use - historical purposes | Gas (Historical Use) | 1000 | Bare Steel | 1978-05-10 | Galvanized Steel
BURNETTES COUNTRY STORE | HWY 221 S | UVALDA | Montgomery | 1030015 | 1 | [5 empty] | Removed from Ground | Diesel | 4000 | Bare Steel | 1980-05-09 | Galvanized Steel | Suction (American)
BURNETTES COUNTRY STORE | HWY 221 S | UVALDA | Montgomery | 1030015 | 1A | Flapper Valve | 1999-09-02 | FALSE | 1999-09-02 | FALSE | Temporarily out of use | Gas (Historical Use) | 8000 | Composite | 1999-08-30 | Fiberglass Reinforced Plastic | Safe Suction (Euro)
BURNETTES COUNTRY STORE | HWY 221 S | UVALDA | Montgomery | 1030015 | 1B | Flapper Valve | 1999-09-02 | FALSE | 1999-09-02 | FALSE | Temporarily out of use | Gas (Historical Use) | 4000 | Composite | 1999-08-30 | Fiberglass Reinforced Plastic | Safe Suction (Euro)
BURNETTES COUNTRY STORE | HWY 221 S | UVALDA | Montgomery | 1030015 | 2 | [5 empty] | Removed from Ground | Gas (Historical Use) | 2000 | Bare Steel | 1982-05-09 | Galvanized Steel | Suction (American)
BURNETTES COUNTRY STORE | HWY 221 S | UVALDA | Montgomery | 1030015 | 3 | [5 empty] | Removed from Ground | Gas (Historical Use) | 6000 | Bare Steel | 1971-05-12 | Galvanized Steel | Safe Suction (Euro)
BURNETTES COUNTRY STORE | HWY 221 S | UVALDA | Montgomery | 1030015 | 4 | [5 empty] | Removed from Ground | Gas (Historical Use) | 3000 | Bare Steel | 1971-05-12 | Galvanized Steel | Suction (American)
BURNETTES COUNTRY STORE | HWY 221 S | UVALDA | Montgomery | 1030015 | 5 | Flapper Valve | 2002-02-01 | FALSE | 2002-02-01 | FALSE | Temporarily out of use | Gas (Historical Use) | 4000 | Composite | 2002-02-01
MARY B BROOKS | 210 E SPRING STREET | MOUNT VERNON | Montgomery | 1030016 | 1 | [5 empty] | Removed from Ground | Gas (Historical Use) | 10000 | Bare Steel | 1985-05-08 | Galvanized Steel | Safe Suction (Euro)
MARY B BROOKS | 210 E SPRING STREET | MOUNT VERNON | Montgomery | 1030016 | 1A |  | 1996-06-06 |  | 1996-06-06 |  | Removed from Ground | Gas (Historical Use) | 8000 | Fiberglass | 1996-06-05 | Double Walled | Pressurized
MARY B BROOKS | 210 E SPRING STREET | MOUNT VERNON | Montgomery | 1030016 | 1B |  | 1996-06-06 |  | 1996-06-06 |  | Removed from Ground | Gas (Historical Use) | 4000 | Fiberglass | 1996-06-05 | Double Walled | Pressurized
MARY B BROOKS | 210 E SPRING STREET | MOUNT VERNON | Montgomery | 1030016 | 2 | [5 empty] | Removed from Ground | Gas (Historical Use) | 10000 | Bare Steel | 1986-05-08 | Galvanized Steel | Safe Suction (Euro)
MARY B BROOKS | 210 E SPRING STREET | MOUNT VERNON | Montgomery | 1030016 | 3 | [5 empty] | Removed from Ground | Gas (Historical Use) | 3000 | Bare Steel | 1986-05-08 | Galvanized Steel | Safe Suction (Euro)
MARY B BROOKS | 210 E SPRING STREET | MOUNT VERNON | Montgomery | 1030016 | 4 | [5 empty] | Permanently Out of Use - historical purposes | Diesel | 0 | Bare Steel |  | Galvanized Steel | Safe Suction (Euro)
LADSONS | 201 S 1ST ST | UVALDA | Montgomery | 1030017 | 1 | [5 empty] | Removed from Ground | Gas (Historical Use) | 6000 | Bare Steel | 1974-05-10 | Galvanized Steel | Safe Suction (Euro)
LADSONS | 201 S 1ST ST | UVALDA | Montgomery | 1030017 | 2 | [5 empty] | Removed from Ground | Gas (Historical Use) | 6000 | Bare Steel | 1974-05-10 | Galvanized Steel | Safe Suction (Euro)
LADSONS | 201 S 1ST ST | UVALDA | Montgomery | 1030017 | 3 | [5 empty] | Removed from Ground | Diesel | 2000 | Bare Steel | 1974-05-10 | Galvanized Steel | Safe Suction (Euro)
LADSONS | 201 S 1ST ST | UVALDA | Montgomery | 1030017 | 4 | [5 empty] | Removed from Ground | Diesel | 1000 | Bare Steel | 1974-05-10 | Galvanized Steel | Safe Suction (Euro)
LADSONS | 201 S 1ST ST | UVALDA | Montgomery | 1030017 | 5 | [5 empty] | Removed from Ground | Gas (Historical Use) | 1000 | Bare Steel | 1974-05-10 | Galvanized Steel | Safe Suction (Euro)
LADSONS | 201 S 1ST ST | UVALDA | Montgomery | 1030017 | 6 | Flapper Valve | 1998-11-13 | FALSE | 1998-11-13 | FALSE | Currently in Use | Regular | 6000 | Composite | 1998-11-11 | Fiberglass Reinforced Plastic | Pressurized
LADSONS | 201 S 1ST ST | UVALDA | Montgomery | 1030017 | 7 | Flapper Valve | 1998-11-13 | FALSE | 1998-11-13 | FALSE | Currently in Use | Premium | 3000 | Composite | 1998-11-11 | Fiberglass Reinforced Plastic | Pressurized
LADSONS | 201 S 1ST ST | UVALDA | Montgomery | 1030017 | 8 | Flapper Valve | 1998-11-13 | FALSE | 1998-11-13 | FALSE | Currently in Use | Diesel | 3000 | Composite | 1998-11-11 | Fiberglass Reinforced Plastic | Safe Suction (Euro)
LADSONS | 201 S 1ST ST | UVALDA | Montgomery | 1030017 | 9 | Flapper Valve | 2000-07-01 | FALSE | 2000-07-01 | FALSE | Currently in Use | Diesel On Road | 2000 | Composite | 2000-07-01 | Fiberglass Reinforced Plastic | Safe Suction (Euro)
BREWTON PARKER COLLEGE | HWY 280 | AILEY | Montgomery | 1030018 | 1 | [5 empty] | Removed from Ground | Gas (Historical Use) | 2000 | Cathodically Protected Steel | 1985-05-07 | Galvanized Steel | Safe Suction (Euro)
REBA COOPER STORE | HWY 121 RFD | MOUNT VERNON | Montgomery | 1030019 | 1 | [5 empty] | Removed from Ground | Gas (Historical Use) | 0 | Bare Steel | 1986-05-07 | Galvanized Steel
REBA COOPER STORE | HWY 121 RFD | MOUNT VERNON | Montgomery | 1030019 | 2 | [5 empty] | Removed from Ground | Gas (Historical Use) | 0 | Bare Steel | 1986-05-07 | Galvanized Steel
T A BLOCKER STORE | 3591 GEORGIA HWY 29 | VIDALIA | Montgomery | 1030020 | 1 | Flapper Valve | 1998-08-26 | FALSE | 1998-08-26 | FALSE | Currently in Use | Regular | 1000 | Steel-Impressed Current | 1986-05-07 | Steel (Impressed Current) | Safe Suction (Euro)
T A BLOCKER STORE | 3591 GEORGIA HWY 29 | VIDALIA | Montgomery | 1030020 | 2 | Flapper Valve | 1998-08-26 | FALSE | 1998-08-26 | FALSE | Currently in Use | Premium | 1000 | Steel-Impressed Current | 1986-05-07 | Steel (Impressed Current) | Safe Suction (Euro)
RICHARDSONS GROCERY DBA ETHERIDGE PROPERTIES | 115 SPRING ST | MOUNT VERNON | Montgomery | 1030021 | 1 |  | 1997-08-26 |  | 1997-08-26 |  | Removed from Ground | Gas (Historical Use) | 2000 | Steel-Impressed Current | 1986-05-07 | Steel (Impressed Current) | Safe Suction (Euro)
RICHARDSONS GROCERY DBA ETHERIDGE PROPERTIES | 115 SPRING ST | MOUNT VERNON | Montgomery | 1030021 | 2 |  | 1997-08-26 |  | 1997-08-26 |  | Removed from Ground | Gas (Historical Use) | 2000 | Steel-Impressed Current | 1986-05-07 | Steel (Impressed Current) | Safe Suction (Euro)
RICHARDSONS GROCERY DBA ETHERIDGE PROPERTIES | 115 SPRING ST | MOUNT VERNON | Montgomery | 1030021 | 3 |  | 1997-08-26 |  | 1997-08-26 |  | Removed from Ground | Gas (Historical Use) | 2000 | Steel-Impressed Current | 1986-05-07 | Steel (Impressed Current) | Safe Suction (Euro)
MONTGOMERY CO BD OF ED BUS SHOP | JUNNIPER ST | AILEY | Montgomery | 1030022 | DUMMY | [5 empty] | Removed from Ground | Other | 10000 | Not Marked/Unknown | 1998-06-30 | Not Marked
MOSES GRASS CO | MAIN ST | UVALDA | Montgomery | 1030025 | 1 | [5 empty] | Removed from Ground | Gas (Historical Use) | 1000 | Bare Steel | 1971-05-12 | Galvanized Steel
MONTGOMERY COUNTY | 208 224 E BROAD ST | MOUNT VERNON | Montgomery | 1030026 | 1 | [5 empty] | Removed from Ground | Gas (Historical Use) | 500 | Bare Steel | 1971-05-12 | Galvanized Steel | Safe Suction (Euro)
MONTGOMERY COUNTY | 208 224 E BROAD ST | MOUNT VERNON | Montgomery | 1030026 | 4 | [5 empty] | Removed from Ground | Gas (Historical Use) | 1000 | Bare Steel | 1976-05-10 | Galvanized Steel | Safe Suction (Euro)
MONTGOMERY COUNTY | 208 224 E BROAD ST | MOUNT VERNON | Montgomery | 1030026 | 5 | [5 empty] | Removed from Ground | Diesel | 2000 | Bare Steel | 1984-05-08 | Galvanized Steel | Safe Suction (Euro)
LEE THOMPSON LOGGING INC | 1316 MT VERNON ALSTON RD | AILEY | Montgomery | 1030027 | 1 | [5 empty] | Removed from Ground | Diesel | 550 | Bare Steel | 1965-01-06 | Galvanized Steel
LEE THOMPSON LOGGING INC | 1316 MT VERNON ALSTON RD | AILEY | Montgomery | 1030027 | 2 | [5 empty] | Removed from Ground | Diesel | 1000 | Bare Steel | 1965-01-06 | Galvanized Steel
LEE THOMPSON LOGGING INC | 1316 MT VERNON ALSTON RD | AILEY | Montgomery | 1030027 | 3 | [5 empty] | Removed from Ground | Diesel | 2000 | Bare Steel | 1969-01-05 | Galvanized Steel
LEE THOMPSON LOGGING INC | 1316 MT VERNON ALSTON RD | AILEY | Montgomery | 1030027 | 4 | [5 empty] | Removed from Ground | Diesel | 6000 | Bare Steel | 1975-01-04 | Galvanized Steel
LEE THOMPSON LOGGING INC | 1316 MT VERNON ALSTON RD | AILEY | Montgomery | 1030027 | 5 | [5 empty] | Removed from Ground | Diesel | 8000 | Bare Steel | 1984-01-02 | Galvanized Steel
LEE THOMPSON LOGGING INC | 1316 MT VERNON ALSTON RD | AILEY | Montgomery | 1030027 | 6 | Flapper Valve | 1989-01-05 | FALSE | 1989-01-05 | FALSE | Currently in Use | Diesel | 4000 | Galvanic (STIP-3) | 1989-01-01 | Galvanized Steel | Suction (American)
LEE THOMPSON LOGGING INC | 1316 MT VERNON ALSTON RD | AILEY | Montgomery | 1030027 | 7 | Flapper Valve | 1989-01-05 | FALSE | 1989-01-05 | FALSE | Currently in Use | Diesel | 4000 | Galvanic (STIP-3) | 1989-01-01 | Galvanized Steel | Suction (American)
ALLTEL GEORGIA INC | HWY 221 | UVALDA | Montgomery | 1030028 | 1 | [5 empty] | Currently in Use | Diesel | 500 | Bare Steel | 1984-01-02 | Galvanized Steel
MONTGOMERY STATE PRISON | HWY 107 SOUTH/ON PRISON GROUNDS | MOUNT VERNON | Montgomery | 1030029 | 1 | [5 empty] | Removed from Ground | Gas (Historical Use) | 1000 | Bare Steel | 1972-01-05 | Unknown
MONTGOMERY STATE PRISON | HWY 107 SOUTH/ON PRISON GROUNDS | MOUNT VERNON | Montgomery | 1030029 | 2 | [5 empty] | Removed from Ground | Gas (Historical Use) | 500 | Bare Steel | 1978-01-03 | Unknown
MONTGOMERY STATE PRISON | HWY 107 SOUTH/ON PRISON GROUNDS | MOUNT VERNON | Montgomery | 1030029 | 3 | [5 empty] | Removed from Ground | Diesel | 500 | Bare Steel | 1978-01-03 | Unknown
MONTGOMERY STATE PRISON | HWY 107 SOUTH/ON PRISON GROUNDS | MOUNT VERNON | Montgomery | 1030029 | 4 | Flapper Valve | 1997-02-20 | FALSE | 1997-02-20 | FALSE | Currently in Use | Regular | 2500 | Fiberglass Double Walled | 1997-01-15 | Fiberglass Reinforced Plastic | Safe Suction (Euro)
MONTGOMERY STATE PRISON | HWY 107 SOUTH/ON PRISON GROUNDS | MOUNT VERNON | Montgomery | 1030029 | 5 | Flapper Valve | 1997-02-20 | FALSE | 1997-02-20 | FALSE | Currently in Use | Diesel | 1000 | Fiberglass Double Walled | 1997-01-15 | Fiberglass Reinforced Plastic | Safe Suction (Euro)
HOLLAND DIVISION REEVES CONSTRUC | 310 WEST BROAD ST | MOUNT VERNON | Montgomery | 1032000 | 1 | [5 empty] | Closed in Ground | Empty | 1500 | Bare Steel | 1987-08-06 | Unknown
HOLLAND DIVISION REEVES CONSTRUC | 310 WEST BROAD ST | MOUNT VERNON | Montgomery | 1032000 | 2 | [5 empty] | Closed in Ground | Empty | 1500 | Bare Steel | 1987-08-06 | Unknown
HOLLAND DIVISION REEVES CONSTRUC | 310 WEST BROAD ST | MOUNT VERNON | Montgomery | 1032000 | 3 | [5 empty] | Closed in Ground | Empty | 1500 | Bare Steel | 1987-08-06 | Unknown
BONNIE SHEPHERD FARM | 246 ATLANTA HWY | RUTLEDGE | Morgan | 1040002 | 1 | [5 empty] | Removed from Ground | Diesel | 2000 | Bare Steel | 1976-05-08 | Galvanized Steel
BONNIE SHEPHERD FARM | 246 ATLANTA HWY | RUTLEDGE | Morgan | 1040002 | 2 | [5 empty] | Currently in Use | Diesel | 550 | Bare Steel | 1976-05-08 | Galvanized Steel
BONNIE SHEPHERD FARM | 246 ATLANTA HWY | RUTLEDGE | Morgan | 1040002 | 3 | [5 empty] | Currently in Use | Gas (Historical Use) | 1000 | Bare Steel | 1976-05-08 | Galvanized Steel
PENNINGTON & SEED INC | 1280 ATLANTA HWY | MADISON | Morgan | 1040003 | 1 | [5 empty] | Removed from Ground | Diesel | 3000 | Bare Steel | 1971-05-10 | Galvanized Steel
PENNINGTON & SEED INC | 1280 ATLANTA HWY | MADISON | Morgan | 1040003 | 2 | [5 empty] | Removed from Ground | Gas (Historical Use) | 3000 | Bare Steel | 1971-05-10 | Galvanized Steel
PENNINGTON & SEED INC | 1280 ATLANTA HWY | MADISON | Morgan | 1040003 | 3 |  | 1990-02-01 |  | 1990-02-01 |  | Removed from Ground | Gas (Historical Use) | 10000 | Steel-Impressed Current | 1990-02-28 | Steel (Impressed Current) | Pressurized
PENNINGTON & SEED INC | 1280 ATLANTA HWY | MADISON | Morgan | 1040003 | 4 |  | 1990-02-01 |  | 1990-02-01 |  | Removed from Ground | Diesel | 10000 | Steel-Impressed Current | 1990-02-28 | Steel (Impressed Current) | Safe Suction (Euro)
PENNINGTON SEED INC HANGAR | CITY OF MADISON AIRPORT | MADISON | Morgan | 1040004 | 1 | [5 empty] | Removed from Ground | Other | 5000 | Bare Steel | 1985-10-01 | Galvanized Steel | Pressurized
WOODS SERVICE | 169 N MAIN | MADISON | Morgan | 1040005 | 1 | [5 empty] | Removed from Ground | Gas (Historical Use) | 3000 | Bare Steel | 1961-05-12 | Galvanized Steel | Safe Suction (Euro)
WOODS SERVICE | 169 N MAIN | MADISON | Morgan | 1040005 | 2 | [5 empty] | Removed from Ground | Gas (Historical Use) | 3000 | Bare Steel | 1961-05-12 | Galvanized Steel | Safe Suction (Euro)
WOODS SERVICE | 169 N MAIN | MADISON | Morgan | 1040005 | 3 | [5 empty] | Removed from Ground | Gas (Historical Use) | 3000 | Bare Steel | 1961-05-12 | Galvanized Steel | Safe Suction (Euro)
WOODS SERVICE | 169 N MAIN | MADISON | Morgan | 1040005 | 4 | [5 empty] | Removed from Ground | Gas (Historical Use) | 3000 | Bare Steel | 1961-05-12 | Galvanized Steel | Safe Suction (Euro)
WOODS SERVICE | 169 N MAIN | MADISON | Morgan | 1040005 | 5 | [5 empty] | Removed from Ground | Gas (Historical Use) | 560 | Marked Unknown | 1999-01-20 | Unknown
WOODS SERVICE | 169 N MAIN | MADISON | Morgan | 1040005 | 6 |  |  | TRUE |  | TRUE | Removed from Ground | Used Oil | 560 | Bare Steel | 1961-05-12 | Galvanized Steel
WOODS SERVICE | 169 N MAIN | MADISON | Morgan | 1040005 | 7 |  | 1999-01-28 |  | 1999-01-28 |  | Temporarily out of use | Gas (Historical Use) | 8000 | Composite | 1999-01-28 | Fiberglass Reinforced Plastic | Suction (American)
WOODS SERVICE | 169 N MAIN | MADISON | Morgan | 1040005 | 8 |  | 1999-01-28 |  | 1999-01-28 |  | Temporarily out of use | Gas (Historical Use) | 3000 | Composite | 1999-01-28 | Fiberglass Reinforced Plastic | Suction (American)
WOODS SERVICE | 169 N MAIN | MADISON | Morgan | 1040005 | 9 |  | 1999-01-28 |  | 1999-01-28 |  | Temporarily out of use | Gas (Historical Use) | 3000 | Composite | 1999-01-28 | Fiberglass Reinforced Plastic | Suction (American)
CHARLES STEPHENS GULF STATION | US HWY 278 | RUTLEDGE | Morgan | 1040006 | 1 | [5 empty] | Removed from Ground | Gas (Historical Use) | 1000 | Bare Steel | 1966-05-11 | Galvanized Steel
CHARLES STEPHENS GULF STATION | US HWY 278 | RUTLEDGE | Morgan | 1040006 | 2 | [5 empty] | Removed from Ground | Gas (Historical Use) | 2000 | Bare Steel | 1966-05-11 | Galvanized Steel
CHARLES STEPHENS GULF STATION | US HWY 278 | RUTLEDGE | Morgan | 1040006 | 3 | [5 empty] | Removed from Ground | Gas (Historical Use) | 2000 | Bare Steel | 1966-05-11 | Galvanized Steel
CHARLES STEPHENS GULF STATION | US HWY 278 | RUTLEDGE | Morgan | 1040006 | 4 | [5 empty] | Removed from Ground | Diesel | 1000 | Not Marked/Unknown |  | Not Marked
CHARLES STEPHENS GULF STATION | US HWY 278 | RUTLEDGE | Morgan | 1040006 | 5 | [5 empty] | Removed from Ground | Diesel | 1000 | Not Marked/Unknown |  | Not Marked
H&J GROCERY | BETHANY RD | MADISON | Morgan | 1040007 | 1 | [5 empty] | Removed from Ground | Gas (Historical Use) | 8000 | Bare Steel | 1978-05-08 | Cathodically Protected
H&J GROCERY | BETHANY RD | MADISON | Morgan | 1040007 | 2 | [5 empty] | Removed from Ground | Kerosene | 8000 | Bare Steel | 1978-05-08 | Cathodically Protected
THE RIVER STORE | 4281 GREENSBORO RD | MADISON | Morgan | 1040009 | 1 | [5 empty] | Removed from Ground | Gas (Historical Use) | 560 | Bare Steel | 1966-05-11 | Unknown | Safe Suction (Euro)
THE RIVER STORE | 4281 GREENSBORO RD | MADISON | Morgan | 1040009 | 2 | [5 empty] | Removed from Ground | Gas (Historical Use) | 560 | Bare Steel | 1966-05-11 | Unknown | Safe Suction (Euro)
THE RIVER STORE | 4281 GREENSBORO RD | MADISON | Morgan | 1040009 | 3 | [5 empty] | Removed from Ground | Gas (Historical Use) | 560 | Bare Steel | 1966-05-11 | Unknown | Safe Suction (Euro)
THE RIVER STORE | 4281 GREENSBORO RD | MADISON | Morgan | 1040009 | 4 |  | 1999-09-07 | FALSE | 1999-09-07 | FALSE | Currently in Use | Regular | 10000 | Composite | 1999-09-07 | Fiberglass Reinforced Plastic | Pressurized
THE RIVER STORE | 4281 GREENSBORO RD | MADISON | Morgan | 1040009 | 5 |  | 1999-09-07 | FALSE | 1999-09-07 | FALSE | Currently in Use | Diesel | 6000 | Composite | 1999-09-07 | Fiberglass Reinforced Plastic | Pressurized
GA DOT #10223 MORGAN CO MAINT HQ | 1570 BETHANY RD | MADISON | Morgan | 1040010 | 10223-1 | [5 empty] | Removed from Ground | Diesel | 1089 | Bare Steel | 1966-05-04 | Galvanized Steel
GA DOT #10223 MORGAN CO MAINT HQ | 1570 BETHANY RD | MADISON | Morgan | 1040010 | 10223-2 | [5 empty] | Removed from Ground | Gas (Historical Use) | 1020 | Bare Steel | 1976-05-01 | Galvanized Steel
GA DOT #10223 MORGAN CO MAINT HQ | 1570 BETHANY RD | MADISON | Morgan | 1040010 | 223D1 | [5 empty] | Removed from Ground | Diesel | 2000 | Cathodically Protected Steel | 1987-01-01 | Galvanized Steel | Suction (American)
GA DOT #10223 MORGAN CO MAINT HQ | 1570 BETHANY RD | MADISON | Morgan | 1040010 | 223G1 | [5 empty] | Removed from Ground | Gas (Historical Use) | 4000 | Cathodically Protected Steel | 1987-01-01 | Galvanized Steel | Suction (American)
WELLINGTON LEISURE PRODUCTS INC | 1251 LIONS CLUB RD | MADISON | Morgan | 1040012 | 1 | [5 empty] | Removed from Ground | Hazardous Substance | 3000 | Bare Steel | 1980-04-18 | Bare Steel
BOSTWICK CITGO | 5931 BOSTWICK DR | BOSTWICK | Morgan | 1040013 | 1 |  | 1997-10-30 |  | 1997-10-30 |  | Currently in Use | Gas (Historical Use) | 6047 | Steel-Impressed Current | 1978-04-19 | Cathodically Protected | Pressurized
BOSTWICK CITGO | 5931 BOSTWICK DR | BOSTWICK | Morgan | 1040013 | 2 |  | 1997-10-30 |  | 1997-10-30 |  | Currently in Use | Gas (Historical Use) | 6047 | Steel-Impressed Current | 1978-04-19 | Cathodically Protected | Pressurized
BOSTWICK CITGO | 5931 BOSTWICK DR | BOSTWICK | Morgan | 1040013 | 3 |  | 1997-10-30 |  | 1997-10-30 |  | Currently in Use | Gas (Historical Use) | 6047 | Steel-Impressed Current | 1978-04-19 | Cathodically Protected | Pressurized
BOSTWICK CITGO | 5931 BOSTWICK DR | BOSTWICK | Morgan | 1040013 | 4 |  | 1997-10-30 |  | 1997-10-30 |  | Currently in Use | Diesel | 6047 | Steel-Impressed Current | 1978-04-19 | Cathodically Protected | Pressurized
BED HILL LUMBERS & SUPPLY DBAS F | 1211 ATLANTA HDW | MADISON | Morgan | 1040014 | 1 | [5 empty] | Closed in Ground | Kerosene | 2000 | Bare Steel | 1986-03-10 | Galvanized Steel
BUS MAINTENANCE SHOP | 933 COLLEGE ST BEHIND HIGH SCHOO | MADISON | Morgan | 1040015 | 1 |  | 1998-09-14 | FALSE | 1998-09-14 | FALSE | Removed from Ground | Empty | 10000 | Steel-Impressed Current | 1965-01-11 |  | Suction (American)
BUS MAINTENANCE SHOP | 933 COLLEGE ST BEHIND HIGH SCHOO | MADISON | Morgan | 1040015 | 2 |  | 2001-05-10 | FALSE | 2001-05-10 | FALSE | Removed from Ground | Diesel | 10000 | Composite | 2001-05-01 | Fiberglass Reinforced Plastic | Suction (American)
BUS MAINTENANCE SHOP | 933 COLLEGE ST BEHIND HIGH SCHOO | MADISON | Morgan | 1040015 | 3 |  | 2001-05-01 | FALSE | 2001-05-01 | FALSE | Removed from Ground | Gas (Historical Use) | 6000 | Composite | 2001-05-01 | Fiberglass Reinforced Plastic | Suction (American)
GA STATE PATROL POST 8 | 1060 MONTICELLO RD | MADISON | Morgan | 1040016 | 1 | [5 empty] | Removed from Ground | Gas (Historical Use) | 3000 | Bare Steel | 1974-03-09 | Galvanized Steel
CIRCLE FOUR INC | 2090 EATONTON RD | MADISON | Morgan | 1040023 | 1 |  | 1990-06-01 | FALSE | 1990-06-01 | FALSE | Removed from Ground | Gas (Historical Use) | 6000 | Lined Interior | 1977-01-01 | Fiberglass Reinforced Plastic | Pressurized
CIRCLE FOUR INC | 2090 EATONTON RD | MADISON | Morgan | 1040023 | 10 | [5 empty] | Removed from Ground | Gas (Historical Use) | 1000 | Bare Steel | 1989-11-01 | Galvanized Steel
CIRCLE FOUR INC | 2090 EATONTON RD | MADISON | Morgan | 1040023 | 2 |  | 1990-06-01 | FALSE | 1990-06-01 | FALSE | Removed from Ground | Gas (Historical Use) | 10000 | Lined Interior | 1977-01-01 | Fiberglass Reinforced Plastic | Pressurized
CIRCLE FOUR INC | 2090 EATONTON RD | MADISON | Morgan | 1040023 | 3 |  | 1990-06-01 | FALSE | 1990-06-01 | FALSE | Removed from Ground | Gas (Historical Use) | 10000 | Lined Interior | 1977-01-01 | Fiberglass Reinforced Plastic | Pressurized
CIRCLE FOUR INC | 2090 EATONTON RD | MADISON | Morgan | 1040023 | 4 |  | 1990-06-01 | FALSE | 1990-06-01 | FALSE | Removed from Ground | Diesel | 10000 | Lined Interior | 1977-01-01 | Fiberglass Reinforced Plastic | Pressurized
CIRCLE FOUR INC | 2090 EATONTON RD | MADISON | Morgan | 1040023 | 5 |  | 1990-06-01 | FALSE | 1990-06-01 | FALSE | Removed from Ground | Diesel | 10000 | Lined Interior | 1977-01-01 | Fiberglass Reinforced Plastic | Pressurized
CIRCLE FOUR INC | 2090 EATONTON RD | MADISON | Morgan | 1040023 | 6 | [5 empty] | Removed from Ground | Gas (Historical Use) | 20000 | Bare Steel | 1989-11-01 | Galvanized Steel
CIRCLE FOUR INC | 2090 EATONTON RD | MADISON | Morgan | 1040023 | 7 | [5 empty] | Removed from Ground | Diesel | 20000 | Bare Steel | 1989-11-01 | Galvanized Steel
CIRCLE FOUR INC | 2090 EATONTON RD | MADISON | Morgan | 1040023 | 8 | [5 empty] | Removed from Ground | Diesel | 20000 | Bare Steel | 1989-11-01 | Galvanized Steel
CIRCLE FOUR INC | 2090 EATONTON RD | MADISON | Morgan | 1040023 | 9 | [5 empty] | Removed from Ground | Diesel | 20000 | Bare Steel | 1989-11-01 | Galvanized Steel
QUICKSHOP #466 | 1030 CONFEDERATE RD | MADISON | Morgan | 1040026 | 1 |  | 1996-06-01 |  | 1996-06-01 |  | Currently in Use | Gas (Historical Use) | 10000 | Steel-Impressed Current | 1980-05-02 | Cathodically Protected | Pressurized
QUICKSHOP #466 | 1030 CONFEDERATE RD | MADISON | Morgan | 1040026 | 2 |  | 1996-06-01 |  | 1996-06-01 |  | Currently in Use | Gas (Historical Use) | 8000 | Steel-Impressed Current | 1980-05-02 | Cathodically Protected | Pressurized
QUICKSHOP #466 | 1030 CONFEDERATE RD | MADISON | Morgan | 1040026 | 3 |  | 1996-06-01 |  | 1996-06-01 |  | Currently in Use | Gas (Historical Use) | 8000 | Steel-Impressed Current | 1980-05-02 | Cathodically Protected | Pressurized
BUCKHEAD GROCERY | 1000 SEVEN ISLAND RD | BUCKHEAD | Morgan | 1040037 | 1 | [5 empty] | Removed from Ground | Gas (Historical Use) | 2000 | Bare Steel | 1986-05-01 | Galvanized Steel | Suction (American)
BUCKHEAD GROCERY | 1000 SEVEN ISLAND RD | BUCKHEAD | Morgan | 1040037 | 2 | [5 empty] | Removed from Ground | Gas (Historical Use) | 2000 | Bare Steel | 1986-05-01 | Galvanized Steel | Suction (American)