DALTON MUNICIPAL AIRPORT | 4483 AIRPORT RD | DALTON | Whitfield | 1550106 | 3 | Flapper Valve | 1990-04-01 |  | 1990-04-01 |  | Removed from Ground | Gas (Historical Use) | 15000 | Galvanic (STIP-3) | 1980-05-07 | Aboveground | Safe Suction (Euro)
DALTON MUNICIPAL AIRPORT | 4483 AIRPORT RD | DALTON | Whitfield | 1550106 | 4 | Flapper Valve | 1990-04-01 |  | 1998-05-01 |  | Removed from Ground | Aviation Gas/AV Gas | 12000 | Galvanic (STIP-3) | 1978-05-08 | Aboveground | Safe Suction (Euro)
SEARS #2615 | 50 WALNUT SQUARE MALL | DALTON | Whitfield | 1550107 | 1 |  |  | TRUE |  | TRUE | Removed from Ground | Used Oil | 500 | Bare Steel | 1980-05-08 | Galvanized Steel
SEARS #2615 | 50 WALNUT SQUARE MALL | DALTON | Whitfield | 1550107 | 2 | [5 empty] | Removed from Ground | Diesel | 40 | Not Marked/Unknown | 1994-09-19 | Not Marked
JOHN ROGERS | 1407 CLEVELAND RD. | DALTON | Whitfield | 1550109 | 1 | [5 empty] | Removed from Ground | Gas (Historical Use) | 500 | Bare Steel | 1956-05-13 | Galvanized Steel
JOHN ROGERS | 1407 CLEVELAND RD. | DALTON | Whitfield | 1550109 | 2 | [5 empty] | Removed from Ground | Gas (Historical Use) | 1000 | Bare Steel | 1956-05-13 | Galvanized Steel
JOHN ROGERS | 1407 CLEVELAND RD. | DALTON | Whitfield | 1550109 | 3 | [5 empty] | Removed from Ground | Gas (Historical Use) | 1000 | Bare Steel | 1976-05-08 | Galvanized Steel
DALTON INDUSTRIAL SYSTEMS INC | 1311 DEE ST. | DALTON | Whitfield | 1550111 | 1 | [5 empty] | Removed from Ground | Diesel | 1000 | Bare Steel | 1979-05-15 | Galvanized Steel
DALTON GOLF & COUNTRY CLUB | 403 FLEMING ST | DALTON | Whitfield | 1550112 | 1 | [5 empty] | Removed from Ground | Gas (Historical Use) | 250 | Bare Steel | 1966-05-18 | Galvanized Steel
DALTON GOLF & COUNTRY CLUB | 403 FLEMING ST | DALTON | Whitfield | 1550112 | 2 | Flapper Valve | 1988-12-01 |  | 1988-12-01 |  | Removed from Ground | Gas (Historical Use) | 1000 | Galvanic (STIP-3) | 1988-12-01 | Galvanized Steel | Safe Suction (Euro)
WHALEYS GROCERY | 498 CALLAHAN RD | DALTON | Whitfield | 1550113 | 1 |  | 1998-12-01 |  | 1998-12-01 |  | Removed from Ground | Gas (Historical Use) | 2000 | Steel-Impressed Current | 1979-05-15 | Cathodically Protected | Suction (American)
WHALEYS GROCERY | 498 CALLAHAN RD | DALTON | Whitfield | 1550113 | 2 |  | 1998-12-01 |  | 1998-12-01 |  | Removed from Ground | Gas (Historical Use) | 1000 | Steel-Impressed Current | 1966-05-18 | Cathodically Protected | Suction (American)
WHALEYS GROCERY | 498 CALLAHAN RD | DALTON | Whitfield | 1550113 | 3 | [5 empty] | Removed from Ground | Kerosene | 550 | Bare Steel | 1966-05-18 | Galvanized Steel
WHALEYS GROCERY | 498 CALLAHAN RD | DALTON | Whitfield | 1550113 | 4 | [5 empty] | Removed from Ground | Gas (Historical Use) | 1000 | Bare Steel | 1976-05-15 | Galvanized Steel | Suction (American)
WHALEYS GROCERY | 498 CALLAHAN RD | DALTON | Whitfield | 1550113 | 5 |  | 1998-12-01 |  | 1998-12-01 |  | Removed from Ground | Diesel | 1000 | Steel-Impressed Current | 1966-05-18 | Cathodically Protected | Suction (American)
WHALEYS GROCERY | 498 CALLAHAN RD | DALTON | Whitfield | 1550113 | 6 |  |  | FALSE |  | FALSE | Removed from Ground | Kerosene | 500 | Bare Steel | 2012-03-15
TUNNEL HILL TEXACO | 3344 CHATTANOOGA RD | TUNNEL HILL | Whitfield | 1550114 | 1 | [5 empty] | Removed from Ground | Gas (Historical Use) | 10000 | Bare Steel | 1981-05-14 | Galvanized Steel
TUNNEL HILL TEXACO | 3344 CHATTANOOGA RD | TUNNEL HILL | Whitfield | 1550114 | 2 | [5 empty] | Removed from Ground | Gas (Historical Use) | 4000 | Bare Steel | 1968-05-17 | Galvanized Steel
TUNNEL HILL TEXACO | 3344 CHATTANOOGA RD | TUNNEL HILL | Whitfield | 1550114 | 3 | [5 empty] | Removed from Ground | Empty | 4000 | Bare Steel | 1968-05-17 | Galvanized Steel
TUNNEL HILL TEXACO | 3344 CHATTANOOGA RD | TUNNEL HILL | Whitfield | 1550114 | 4 | [5 empty] | Removed from Ground | Gas (Historical Use) | 2000 | Bare Steel | 1978-05-15 | Galvanized Steel
TUNNEL HILL TEXACO | 3344 CHATTANOOGA RD | TUNNEL HILL | Whitfield | 1550114 | 5 | [5 empty] | Removed from Ground | Kerosene | 1000 | Bare Steel | 1983-05-14 | Galvanized Steel
STOP & SHOP | 1619 MURRAY AVE | DALTON | Whitfield | 1550115 | 1 | Flapper Valve | 1998-11-01 |  | 1998-11-01 |  | Removed from Ground | Gas (Historical Use) | 2000 | Steel-Impressed Current | 1966-05-18 | Steel (Impressed Current) | Safe Suction (Euro)
STOP & SHOP | 1619 MURRAY AVE | DALTON | Whitfield | 1550115 | 2 | Flapper Valve | 1998-11-01 |  | 1998-11-01 |  | Removed from Ground | Diesel | 2000 | Steel-Impressed Current | 1966-05-18 | Steel (Impressed Current) | Safe Suction (Euro)
STOP & SHOP | 1619 MURRAY AVE | DALTON | Whitfield | 1550115 | 3 | Flapper Valve | 1998-11-01 |  | 1998-11-01 |  | Removed from Ground | Gas (Historical Use) | 2000 | Steel-Impressed Current | 1966-05-18 | Steel (Impressed Current) | Safe Suction (Euro)
STOP & SHOP | 1619 MURRAY AVE | DALTON | Whitfield | 1550115 | 4 | Flapper Valve | 1998-11-01 |  | 1998-11-01 |  | Removed from Ground | Gas (Historical Use) | 2000 | Steel-Impressed Current | 1966-05-18 | Steel (Impressed Current) | Safe Suction (Euro)
STOP & SHOP | 1619 MURRAY AVE | DALTON | Whitfield | 1550115 | 5 | [5 empty] | Removed from Ground | Diesel | 1060 | Bare Steel | 1979-05-15 | Galvanized Steel
STOP & SHOP | 1619 MURRAY AVE | DALTON | Whitfield | 1550115 | 6 | [5 empty] | Removed from Ground | Kerosene | 1000 | Bare Steel | 1981-05-14 | Galvanized Steel
MOUNTAIN VIEW MOTORS | 2000 BROWNS BRIDGE RD | DALTON | Whitfield | 1550116 | 1 | [5 empty] | Closed in Ground | Gas (Historical Use) | 4000 | Bare Steel | 1978-05-15 | Galvanized Steel
MOUNTAIN VIEW MOTORS | 2000 BROWNS BRIDGE RD | DALTON | Whitfield | 1550116 | 2 | [5 empty] | Closed in Ground | Gas (Historical Use) | 1000 | Bare Steel | 1961-05-19 | Galvanized Steel
MOUNTAIN VIEW MOTORS | 2000 BROWNS BRIDGE RD | DALTON | Whitfield | 1550116 | 3 | [5 empty] | Closed in Ground | Gas (Historical Use) | 1000 | Bare Steel | 1961-05-19 | Galvanized Steel
MANIS GROCERY | 5104 CLEVELAND HWY | COHUTTA | Whitfield | 1550117 | 1 | [5 empty] | Removed from Ground | Gas (Historical Use) | 1000 | Bare Steel | 1966-05-18 | Galvanized Steel | Suction (American)
MANIS GROCERY | 5104 CLEVELAND HWY | COHUTTA | Whitfield | 1550117 | 2 | [5 empty] | Removed from Ground | Gas (Historical Use) | 550 | Bare Steel | 1966-05-18 | Galvanized Steel | Suction (American)
MANIS GROCERY | 5104 CLEVELAND HWY | COHUTTA | Whitfield | 1550117 | 3 | [5 empty] | Removed from Ground | Diesel | 500 | Bare Steel | 1966-05-18 | Galvanized Steel | Suction (American)
MANIS GROCERY | 5104 CLEVELAND HWY | COHUTTA | Whitfield | 1550117 | 4 | [5 empty] | Removed from Ground | Other | 500 | Bare Steel | 1966-05-18 | Galvanized Steel | Suction (American)
WAYNE GARRETT S CURVE STATION | 807 SOUTH THORNTON AVE | DALTON | Whitfield | 1550119 | 1 | [5 empty] | Removed from Ground | Other | 3000 | Not Marked/Unknown | 1991-04-23 | Not Marked
WAYNE GARRETT S CURVE STATION | 807 SOUTH THORNTON AVE | DALTON | Whitfield | 1550119 | 2 | [5 empty] | Removed from Ground | Other | 3000 | Not Marked/Unknown | 1991-04-23 | Not Marked
WAYNE GARRETT S CURVE STATION | 807 SOUTH THORNTON AVE | DALTON | Whitfield | 1550119 | 3 | [5 empty] | Removed from Ground | Other | 3000 | Not Marked/Unknown | 1991-04-23 | Not Marked
WAYNE GARRETT S CURVE STATION | 807 SOUTH THORNTON AVE | DALTON | Whitfield | 1550119 | 4 | [5 empty] | Removed from Ground | Other | 3000 | Not Marked/Unknown | 1991-04-23 | Not Marked
DOOLEY'S GROCERY | RURAL STATION | HILL CITY | Whitfield | 1550120 | 1 | [5 empty] | Removed from Ground | Gas (Historical Use) | 1000 | Not Marked/Unknown | 1998-08-01 | Not Marked
DOOLEY'S GROCERY | RURAL STATION | HILL CITY | Whitfield | 1550120 | 2 | [5 empty] | Removed from Ground | Gas (Historical Use) | 1000 | Bare Steel | 1971-05-17 | Galvanized Steel | Suction (American)
DOOLEY'S GROCERY | RURAL STATION | HILL CITY | Whitfield | 1550120 | 3 | [5 empty] | Removed from Ground | Gas (Historical Use) | 550 | Bare Steel | 1971-05-17 | Galvanized Steel | Suction (American)
DOOLEY'S GROCERY | RURAL STATION | HILL CITY | Whitfield | 1550120 | 4 | [5 empty] | Removed from Ground | Empty | 275 | Bare Steel | 1971-05-17 | Galvanized Steel | Suction (American)
ANTIOCH SUPERETTE | 1601 RIVERBEND RD | DALTON | Whitfield | 1550122 | 1 | Flapper Valve | 1988-12-01 | FALSE | 1988-12-01 | FALSE | Removed from Ground | Gas (Historical Use) | 6000 | Fiberglass | 1988-12-01 | Fiberglass Reinforced Plastic | Safe Suction (Euro)
ANTIOCH SUPERETTE | 1601 RIVERBEND RD | DALTON | Whitfield | 1550122 | 2 | Flapper Valve | 1988-12-01 | FALSE | 1988-12-01 | FALSE | Closed in Ground | Gas (Historical Use) | 6000 | Fiberglass | 1988-12-01 | Fiberglass Reinforced Plastic | Safe Suction (Euro)
ANTIOCH SUPERETTE | 1601 RIVERBEND RD | DALTON | Whitfield | 1550122 | 3 | Flapper Valve | 1988-12-01 | FALSE | 1988-12-01 | FALSE | Removed from Ground | Gas (Historical Use) | 6000 | Fiberglass | 1988-12-01 | Fiberglass Reinforced Plastic | Safe Suction (Euro)
ANTIOCH SUPERETTE | 1601 RIVERBEND RD | DALTON | Whitfield | 1550122 | 4 | Flapper Valve | 1988-12-01 | FALSE | 1988-12-01 | FALSE | Removed from Ground | Kerosene | 1000 | Fiberglass | 1988-12-01 | Fiberglass Reinforced Plastic | Safe Suction (Euro)
ANTIOCH SUPERETTE | 1601 RIVERBEND RD | DALTON | Whitfield | 1550122 | 5 | Flapper Valve | 1988-12-01 | FALSE | 1988-12-01 | FALSE | Removed from Ground | Diesel | 1000 | Fiberglass | 1988-12-01 | Fiberglass Reinforced Plastic | Safe Suction (Euro)
DALTON TEXACO | 503 HOLIDAY AVE | DALTON | Whitfield | 1550123 | 1 |  | 1998-11-01 |  | 1998-11-01 |  | Removed from Ground | Gas (Historical Use) | 10000 | Steel-Impressed Current | 1971-05-17 | Cathodically Protected | Pressurized
DALTON TEXACO | 503 HOLIDAY AVE | DALTON | Whitfield | 1550123 | 2 |  | 1998-11-01 |  | 1998-11-01 |  | Removed from Ground | Diesel | 4000 | Steel-Impressed Current | 1971-05-17 | Cathodically Protected | Pressurized
DALTON TEXACO | 503 HOLIDAY AVE | DALTON | Whitfield | 1550123 | 3 |  | 1998-11-01 |  | 1998-11-01 |  | Removed from Ground | Gas (Historical Use) | 10000 | Steel-Impressed Current | 1971-05-17 | Cathodically Protected | Pressurized
DALTON TEXACO | 503 HOLIDAY AVE | DALTON | Whitfield | 1550123 | 4 | [5 empty] | Removed from Ground | Kerosene | 1000 | Bare Steel | 1971-05-17 | Galvanized Steel | Gravity Fed
DALTON TEXACO | 503 HOLIDAY AVE | DALTON | Whitfield | 1550123 | 5 |  |  | TRUE |  | TRUE | Removed from Ground | Used Oil | 560 | Bare Steel | 1971-05-17 | Galvanized Steel | Gravity Fed
JT'S QUICK CHECK | 3251 CHATTANOOGA RD | TUNNEL HILL | Whitfield | 1550124 | 1 | [5 empty] | Removed from Ground | Gas (Historical Use) | 3000 | Bare Steel | 1971-05-17 | Galvanized Steel
JT'S QUICK CHECK | 3251 CHATTANOOGA RD | TUNNEL HILL | Whitfield | 1550124 | 2 | [5 empty] | Removed from Ground | Gas (Historical Use) | 3000 | Bare Steel | 1971-05-17 | Galvanized Steel
STOP N GO | 2201 CHATTANOOGA RD | DALTON | Whitfield | 1550125 | 1 |  | 1994-03-01 |  | 1994-03-01 |  | Currently in Use | Gas (Historical Use) | 12000 | Galvanic (STIP-3) | 1986-01-01 | Flex | Pressurized
STOP N GO | 2201 CHATTANOOGA RD | DALTON | Whitfield | 1550125 | 2 |  | 1994-03-01 |  | 1994-03-01 |  | Currently in Use | Gas (Historical Use) | 10000 | Galvanic (STIP-3) | 1986-01-01 | Double-Walled Flex | Pressurized
STOP N GO | 2201 CHATTANOOGA RD | DALTON | Whitfield | 1550125 | 3 |  | 1994-03-01 |  | 1994-03-01 |  | Currently in Use | Diesel | 5000 | Galvanic (STIP-3) | 1986-01-01 | Flex | Pressurized
STOP N GO | 2201 CHATTANOOGA RD | DALTON | Whitfield | 1550125 | 4 |  | 1994-03-01 |  | 1994-03-01 |  | Currently in Use | Gas (Historical Use) | 8200 | Galvanic (STIP-3) | 1986-01-01 | Flex | Pressurized
STOP N GO | 2201 CHATTANOOGA RD | DALTON | Whitfield | 1550125 | 5 | Flapper Valve | 1994-03-01 | FALSE | 1994-03-01 | FALSE | Currently in Use | Diesel Off Road | 3000 | Galvanic (STIP-3) | 1986-01-01 | Flex | Safe Suction (Euro)
STOP N GO | 2201 CHATTANOOGA RD | DALTON | Whitfield | 1550125 | 6 | [5 empty] | Removed from Ground | Empty | 20000 | Bare Steel | 1974-05-02 | Galvanized Steel
STOP N GO | 2201 CHATTANOOGA RD | DALTON | Whitfield | 1550125 | 7 | [5 empty] | Removed from Ground | Empty | 10000 | Bare Steel | 1974-05-02 | Galvanized Steel
STOP N GO | 2201 CHATTANOOGA RD | DALTON | Whitfield | 1550125 | 8 | [5 empty] | Removed from Ground | Empty | 10000 | Bare Steel | 1974-05-02 | Galvanized Steel
ROADWAY EXPRESS INC | 137 ATLANTIC AVE | DALTON | Whitfield | 1550126 | 1 | [5 empty] | Removed from Ground | Diesel | 10000 | Bare Steel | 1976-10-20 | Unknown
HUNTSMAN PACKAGING CORPORATION | 109 POLYPAC DR | DALTON | Whitfield | 1550127 | 1 | [5 empty] | Removed from Ground | Other | 8000 | Bare Steel | 1981-01-02 | Galvanized Steel
HUNTSMAN PACKAGING CORPORATION | 109 POLYPAC DR | DALTON | Whitfield | 1550127 | 2 | [5 empty] | Removed from Ground | Other | 8000 | Bare Steel | 1981-01-02 | Galvanized Steel
WHITEHEAD LAUNDRY & CLEANERS INC | 1024 DOZIER ST. | DALTON | Whitfield | 1550128 | 1 | [5 empty] | Removed from Ground | Diesel | 0 | Bare Steel | 1986-05-08 | Bare Steel
WHITEHEAD LAUNDRY & CLEANERS INC | 1024 DOZIER ST. | DALTON | Whitfield | 1550128 | 2 | [5 empty] | Removed from Ground | Gas (Historical Use) | 0 | Bare Steel | 1986-05-08 | Unknown
WHITEHEAD LAUNDRY & CLEANERS INC | 1024 DOZIER ST. | DALTON | Whitfield | 1550128 | 3 | [5 empty] | Removed from Ground | Diesel | 0 | Bare Steel | 1986-05-08 | Bare Steel
MILLERS GROCERY | 487 CEDAR RIDGE RD | DALTON | Whitfield | 1550129 | 1 |  | 1998-12-17 |  | 1998-12-17 |  | Closed in Ground | Gas (Historical Use) | 1000 | Steel-Impressed Current | 1966-05-13 | Cathodically Protected | Safe Suction (Euro)
MILLERS GROCERY | 487 CEDAR RIDGE RD | DALTON | Whitfield | 1550129 | 2 |  | 1998-12-22 |  | 1998-12-22 |  | Closed in Ground | Gas (Historical Use) | 1000 | Steel-Impressed Current | 1966-05-13 | Cathodically Protected | Safe Suction (Euro)
RHONE POULENC INC/LYNDAL CHEMICA | 1338 CORONET DR | DALTON | Whitfield | 1550130 | 1 | [5 empty] | Removed from Ground | Hazardous Substance | 35050 | Cathodically Protected Steel | 1953-05-16 | Not Marked
RHONE POULENC INC/LYNDAL CHEMICA | 1338 CORONET DR | DALTON | Whitfield | 1550130 | 2 | [5 empty] | Permanently Out of Use - historical purposes | Empty | 3000 | Bare Steel | 1967-05-13 | Galvanized Steel
CARRIER RESOURCES CORP. | 2952 DUG GAP RD | DALTON | Whitfield | 1550131 | 1 | [5 empty] | Temporarily out of use | Empty | 10000 | Bare Steel | 1971-05-12 | Galvanized Steel
SERVICE AMERICA CORP | 209 BEAVERDALE RD NE | DALTON | Whitfield | 1550132 | 1 | [5 empty] | Removed from Ground | Gas (Historical Use) | 1000 | Bare Steel | 1969-12-08 | Galvanized Steel
GAZAWAY CHEVRON | 160 CARBONDALE RD | DALTON | Whitfield | 1550133 | 1 | Flapper Valve | 1996-07-01 |  | 1996-07-01 |  | Removed from Ground | Gas (Historical Use) | 4000 | Steel-Impressed Current | 1973-06-05 | Steel (Impressed Current) | Pressurized
GAZAWAY CHEVRON | 160 CARBONDALE RD | DALTON | Whitfield | 1550133 | 2 | Flapper Valve | 1996-07-01 |  | 1996-07-01 |  | Removed from Ground | Gas (Historical Use) | 4000 | Steel-Impressed Current | 1973-06-05 | Steel (Impressed Current) | Pressurized
GAZAWAY CHEVRON | 160 CARBONDALE RD | DALTON | Whitfield | 1550133 | 3 | Flapper Valve | 1996-07-01 |  | 1996-07-01 |  | Removed from Ground | Gas (Historical Use) | 4000 | Steel-Impressed Current | 1966-06-07 | Steel (Impressed Current) | Pressurized
GAZAWAY CHEVRON | 160 CARBONDALE RD | DALTON | Whitfield | 1550133 | 4 | Flapper Valve | 1996-07-01 |  | 1996-07-01 |  | Removed from Ground | Gas (Historical Use) | 4000 | Steel-Impressed Current | 1966-06-07 | Steel (Impressed Current) | Pressurized
GAZAWAY CHEVRON | 160 CARBONDALE RD | DALTON | Whitfield | 1550133 | 5 | Flapper Valve | 1996-07-01 |  | 1996-07-01 |  | Removed from Ground | Gas (Historical Use) | 4000 | Steel-Impressed Current | 1966-06-07 | Steel (Impressed Current) | Pressurized
GAZAWAY CHEVRON | 160 CARBONDALE RD | DALTON | Whitfield | 1550133 | 6 | Flapper Valve | 1996-07-01 |  | 1996-07-01 |  | Removed from Ground | Diesel | 4000 | Steel-Impressed Current | 1966-06-07 | Steel (Impressed Current) | Pressurized
GAZAWAY CHEVRON | 160 CARBONDALE RD | DALTON | Whitfield | 1550133 | 7 |  |  | TRUE |  | TRUE | Removed from Ground | Used Oil | 1000 | Steel-Impressed Current | 1966-06-05 | Unknown | Gravity Fed
GOODYEAR ASC. 3529 | 306 W WALNUT | DALTON | Whitfield | 1550134 | 1 |  |  | TRUE |  | TRUE | Removed from Ground | Used Oil | 550 | Bare Steel | 1974-05-08 | Bare Steel | Gravity Fed
SOUTHEASTERN FREIGHT LINES | 180 CROSS PLAINS BLVD | DALTON | Whitfield | 1550135 | 1 |  |  | TRUE |  | TRUE | Removed from Ground | Used Oil | 500 | Marked Unknown | 1985-05-08 | Not Marked | Gravity Fed
SOUTHEASTERN FREIGHT LINES | 180 CROSS PLAINS BLVD | DALTON | Whitfield | 1550135 | 2 | [5 empty] | Removed from Ground | Gas (Historical Use) | 550 | Cathodically Protected Steel | 1985-05-08 | Galvanized Steel | Pressurized
BALDRIDGE BROTHERS INC | 1987 BEAVERDALE RD NE | DALTON | Whitfield | 1550136 | 1 |  | 1998-12-01 |  | 1998-12-01 |  | Removed from Ground | Gas (Historical Use) | 8000 | Steel-Impressed Current | 1976-05-10 | Cathodically Protected | Suction (American)
BALDRIDGE BROTHERS INC | 1987 BEAVERDALE RD NE | DALTON | Whitfield | 1550136 | 2 |  | 1998-12-01 |  | 1998-12-01 |  | Removed from Ground | Diesel | 6000 | Steel-Impressed Current | 1976-05-10 | Cathodically Protected | Suction (American)
BALDRIDGE BROTHERS INC | 1987 BEAVERDALE RD NE | DALTON | Whitfield | 1550136 | 3 | [5 empty] | Removed from Ground | Empty | 1000 | Bare Steel | 1976-05-10 | Galvanized Steel
BALDRIDGE BROTHERS INC | 1987 BEAVERDALE RD NE | DALTON | Whitfield | 1550136 | 4 | [5 empty] | Removed from Ground | Empty | 500 | Bare Steel | 1974-05-11 | Galvanized Steel
BILLY HOLCOMB & SON INC | 1220 S HAMILTON ST | DALTON | Whitfield | 1550137 | 1 | [5 empty] | Removed from Ground | Diesel | 4000 | Bare Steel | 1976-05-10 | Galvanized Steel | Suction (American)
BILLY HOLCOMB & SON INC | 1220 S HAMILTON ST | DALTON | Whitfield | 1550137 | 2 | [5 empty] | Removed from Ground | Gas (Historical Use) | 500 | Bare Steel | 1976-05-10 | Galvanized Steel | Suction (American)
READY MIX USA DIVISION | 215 N GLENWOOD AVE | DALTON | Whitfield | 1550138 | 1 |  | 1998-08-05 |  | 1998-05-05 |  | Removed from Ground | Diesel | 10000 | Steel-Impressed Current | 1976-05-10 | Cathodically Protected | Safe Suction (Euro)
NORTH GA READY MIX | 419 N SELVIDGE ST | DALTON | Whitfield | 1550139 | 1 | [5 empty] | Removed from Ground | Diesel | 6000 | Bare Steel | 1966-05-13 | Galvanized Steel | Suction (American)
NORTH GA READY MIX | 419 N SELVIDGE ST | DALTON | Whitfield | 1550139 | 2 | [5 empty] | Removed from Ground | Gas (Historical Use) | 1000 | Bare Steel | 1974-05-13 | Galvanized Steel | Suction (American)
NORTH GA READY MIX | 419 N SELVIDGE ST | DALTON | Whitfield | 1550139 | 3 | [5 empty] | Removed from Ground | Diesel | 2000 | Bare Steel | 1978-05-10 | Galvanized Steel | Suction (American)
HOMETOWN RENTAL & FINANCE LLC | 1804 MURRAY AVE | DALTON | Whitfield | 1550140 | 1 | [5 empty] | Removed from Ground | Gas (Historical Use) | 2980 | Bare Steel | 1956-05-15 | Unknown
HOMETOWN RENTAL & FINANCE LLC | 1804 MURRAY AVE | DALTON | Whitfield | 1550140 | 10 | Flapper Valve | 1995-05-15 |  | 1989-12-20 |  | Currently in Use | Gas (Historical Use) | 2000 | Composite | 1989-12-01 | Fiberglass Reinforced Plastic | Safe Suction (Euro)
HOMETOWN RENTAL & FINANCE LLC | 1804 MURRAY AVE | DALTON | Whitfield | 1550140 | 2 | [5 empty] | Removed from Ground | Gas (Historical Use) | 2980 | Bare Steel | 1956-05-15 | Unknown
HOMETOWN RENTAL & FINANCE LLC | 1804 MURRAY AVE | DALTON | Whitfield | 1550140 | 3 | [5 empty] | Removed from Ground | Gas (Historical Use) | 2980 | Bare Steel | 1956-05-15 | Unknown
HOMETOWN RENTAL & FINANCE LLC | 1804 MURRAY AVE | DALTON | Whitfield | 1550140 | 4 | [5 empty] | Removed from Ground | Gas (Historical Use) | 2980 | Bare Steel | 1956-05-15 | Unknown
HOMETOWN RENTAL & FINANCE LLC | 1804 MURRAY AVE | DALTON | Whitfield | 1550140 | 5 | [5 empty] | Removed from Ground | Diesel | 1000 | Bare Steel | 1966-05-13 | Unknown
HOMETOWN RENTAL & FINANCE LLC | 1804 MURRAY AVE | DALTON | Whitfield | 1550140 | 6 |  |  | TRUE |  | TRUE | Removed from Ground | Used Oil | 560 | Bare Steel | 1956-05-15 | Galvanized Steel | Gravity Fed
HOMETOWN RENTAL & FINANCE LLC | 1804 MURRAY AVE | DALTON | Whitfield | 1550140 | 8 | [5 empty] | Removed from Ground | Kerosene | 300 | Bare Steel | 1956-05-15 | Galvanized Steel | Safe Suction (Euro)
HOMETOWN RENTAL & FINANCE LLC | 1804 MURRAY AVE | DALTON | Whitfield | 1550140 | 9 | Flapper Valve | 1995-05-15 |  | 1989-12-20 |  | Currently in Use | Gas (Historical Use) | 2000 | Composite | 1989-12-01 | Fiberglass Reinforced Plastic | Safe Suction (Euro)
FIBRO CHEM INC | 1804 KIMBERLY PARK DR | DALTON | Whitfield | 1550145 | 1 | [5 empty] | Removed from Ground | Diesel | 1000 | Bare Steel | 1981-05-09 | Unknown
DALTON FIRE DEPT. | 1024 ABUTMENT RD | DALTON | Whitfield | 1550146 | 1 | [5 empty] | Removed from Ground | Diesel | 550 | Double Walled | 1988-10-28 | Fiberglass Reinforced Plastic | Pressurized
DALTON FIRE DEPT. | 1024 ABUTMENT RD | DALTON | Whitfield | 1550146 | 2 | [5 empty] | Removed from Ground | Diesel | 1000 | Bare Steel | 1976-05-10 | Galvanized Steel
DALTON AIRCRAFT INC | 4465 AIRPORT RD | DALTON | Whitfield | 1550147 | 1 |  |  |  | 1992-09-01 |  | Removed from Ground | Gas (Historical Use) | 10000 | Bare Steel | 1986-05-08 | Galvanized Steel | Suction (American)
DALTON AIRCRAFT INC | 4465 AIRPORT RD | DALTON | Whitfield | 1550147 | 2 | [5 empty] | Removed from Ground | Empty | 5000 | Bare Steel | 1976-05-08 | Unknown
VACANT/LENMAR CHEMICAL COPR | 705 CONWAY ST | DALTON | Whitfield | 1550148 | 1 | [5 empty] | Removed from Ground | Gas (Historical Use) | 7000 | Bare Steel | 1971-05-12 | Galvanized Steel
VACANT/LENMAR CHEMICAL COPR | 705 CONWAY ST | DALTON | Whitfield | 1550148 | 2 | [5 empty] | Removed from Ground | Other | 8000 | Bare Steel | 1971-05-12 | Galvanized Steel
VACANT/LENMAR CHEMICAL COPR | 705 CONWAY ST | DALTON | Whitfield | 1550148 | 3 | [5 empty] | Removed from Ground | Other | 7000 | Bare Steel | 1971-05-12 | Galvanized Steel
SHAW INDUSTRIES INC PLT #80 | SOUTH HAMILTON ST | DALTON | Whitfield | 1550150 | 3 | [5 empty] | Removed from Ground | Diesel | 3000 | Marked Unknown | 1969-05-11 | Galvanized Steel
SHAW INDUSTRIES INC PLT #80 | SOUTH HAMILTON ST | DALTON | Whitfield | 1550150 | 4 | [5 empty] | Removed from Ground | Diesel | 30000 | Bare Steel | 1969-05-11 | Bare Steel
DALTON BEVERAGE CO. | 201 EAST TYLER ST. | DALTON | Whitfield | 1550156 | 1 |  | 1998-09-29 |  | 1998-09-29 |  | Removed from Ground | Gas (Historical Use) | 10000 | Steel-Impressed Current | 1984-05-08 | Cathodically Protected | Pressurized
DALTON BEVERAGE CO. | 201 EAST TYLER ST. | DALTON | Whitfield | 1550156 | 2 |  | 1998-09-29 |  | 1998-09-29 |  | Removed from Ground | Diesel | 10000 | Steel-Impressed Current | 1984-05-08 | Cathodically Protected | Pressurized
DALTON BEVERAGE CO. | 201 EAST TYLER ST. | DALTON | Whitfield | 1550156 | 3 | [5 empty] | Removed from Ground | Empty | 1000 | Bare Steel | 1979-05-10 | Galvanized Steel
RaceTrac #213 - Rocky Face | 1907 CHATTANOOGA RD | ROCKY FACE | Whitfield | 1550157 | 1 |  | 1986-01-01 | FALSE | 1986-01-01 | FALSE | Removed from Ground | Gas (Historical Use) | 11600 | Fiberglass | 1986-05-08 | Fiberglass Reinforced Plastic | Pressurized
RaceTrac #213 - Rocky Face | 1907 CHATTANOOGA RD | ROCKY FACE | Whitfield | 1550157 | 2 |  | 1986-01-01 | FALSE | 1986-01-01 | FALSE | Removed from Ground | Gas (Historical Use) | 11600 | Fiberglass | 1986-05-08 | Fiberglass Reinforced Plastic | Pressurized
RaceTrac #213 - Rocky Face | 1907 CHATTANOOGA RD | ROCKY FACE | Whitfield | 1550157 | 3 |  | 1986-01-01 | FALSE | 1986-01-01 | FALSE | Removed from Ground | Gas (Historical Use) | 11600 | Fiberglass | 1986-05-08 | Fiberglass Reinforced Plastic | Pressurized
RaceTrac #213 - Rocky Face | 1907 CHATTANOOGA RD | ROCKY FACE | Whitfield | 1550157 | 4 |  | 1986-01-01 | FALSE | 1986-01-01 | FALSE | Removed from Ground | Gas (Historical Use) | 11600 | Composite | 1983-01-01 | Fiberglass Reinforced Plastic | Pressurized
RaceTrac #213 - Rocky Face | 1907 CHATTANOOGA RD | ROCKY FACE | Whitfield | 1550157 | 5 | Overfill Alarm | 2000-09-01 | FALSE | 2000-09-01 | FALSE | Currently in Use | Regular | 20000 | Fiberglass Double Walled | 2000-09-01 | Double-Walled Fiberglass | Pressurized
RaceTrac #213 - Rocky Face | 1907 CHATTANOOGA RD | ROCKY FACE | Whitfield | 1550157 | 6 | Overfill Alarm | 2000-09-01 | FALSE | 2000-09-01 | FALSE | Currently in Use | Diesel | 12000 | Fiberglass Double Walled | 2000-09-01 | Double-Walled Fiberglass | Pressurized
RaceTrac #213 - Rocky Face | 1907 CHATTANOOGA RD | ROCKY FACE | Whitfield | 1550157 | 7 | Overfill Alarm | 2000-09-01 | FALSE | 2000-09-01 | FALSE | Currently in Use | Premium | 12000 | Fiberglass Double Walled | 2000-09-01 | Double-Walled Fiberglass | Pressurized
RaceTrac #289 - Dalton | 1513 W WALNUT AVE | DALTON | Whitfield | 1550158 | 1 |  | 1988-01-01 |  | 1988-01-01 |  | Removed from Ground | Gas (Historical Use) | 12000 | Steel-Impressed Current | 1981-05-09 | Fiberglass Reinforced Plastic | Pressurized
RaceTrac #289 - Dalton | 1513 W WALNUT AVE | DALTON | Whitfield | 1550158 | 2 |  | 1988-01-01 |  | 1988-01-01 |  | Removed from Ground | Gas (Historical Use) | 12000 | Steel-Impressed Current | 1981-05-09 | Fiberglass Reinforced Plastic | Pressurized
RaceTrac #289 - Dalton | 1513 W WALNUT AVE | DALTON | Whitfield | 1550158 | 3 |  | 1988-01-01 |  | 1988-01-01 |  | Removed from Ground | Gas (Historical Use) | 12000 | Steel-Impressed Current | 1981-05-09 | Fiberglass Reinforced Plastic | Pressurized
RaceTrac #289 - Dalton | 1513 W WALNUT AVE | DALTON | Whitfield | 1550158 | 4 |  | 1988-01-01 |  | 1988-01-01 |  | Removed from Ground | Gas (Historical Use) | 12000 | Steel-Impressed Current | 1981-05-09 | Fiberglass Reinforced Plastic | Pressurized
RaceTrac #289 - Dalton | 1513 W WALNUT AVE | DALTON | Whitfield | 1550158 | 5 | Overfill Alarm | 2000-07-01 | FALSE | 2000-07-01 | FALSE | Currently in Use | Regular | 20000 | Fiberglass Double Walled | 2000-07-01 | Double-Walled Fiberglass | Pressurized
RaceTrac #289 - Dalton | 1513 W WALNUT AVE | DALTON | Whitfield | 1550158 | 6 | Overfill Alarm | 2000-07-01 |  | 2000-07-01 |  | Currently in Use | Diesel | 12000 | Fiberglass Double Walled | 2000-07-01 | Double-Walled Fiberglass | Pressurized
RaceTrac #289 - Dalton | 1513 W WALNUT AVE | DALTON | Whitfield | 1550158 | 7 | Overfill Alarm | 2000-07-01 | FALSE | 2000-07-01 | FALSE | Currently in Use | Premium | 12000 | Fiberglass Double Walled | 2000-07-01 | Double-Walled Fiberglass | Pressurized
PENSKE TRUCK LEASING CO LP | 3554 S DIXIE HWY SE | DALTON | Whitfield | 1550159 | 122-1 |  | 1991-06-01 |  | 1991-06-01 |  | Removed from Ground | Gas (Historical Use) | 8000 | Fiberglass | 1973-05-11 | Fiberglass Reinforced Plastic | Pressurized
PENSKE TRUCK LEASING CO LP | 3554 S DIXIE HWY SE | DALTON | Whitfield | 1550159 | 122-2 |  | 1991-06-01 |  | 1991-06-01 |  | Removed from Ground | Diesel | 10000 | Fiberglass | 1973-05-11 | Fiberglass Reinforced Plastic | Pressurized
PENSKE TRUCK LEASING CO LP | 3554 S DIXIE HWY SE | DALTON | Whitfield | 1550159 | 122-3 |  | 1991-06-01 |  | 1991-06-01 |  | Removed from Ground | Diesel | 10000 | Fiberglass | 1973-05-11 | Fiberglass Reinforced Plastic | Pressurized
PENSKE TRUCK LEASING CO LP | 3554 S DIXIE HWY SE | DALTON | Whitfield | 1550159 | 122-4 | [5 empty] | Removed from Ground | Other | 6000 | Fiberglass | 1973-05-11 | Unknown
PENSKE TRUCK LEASING CO LP | 3554 S DIXIE HWY SE | DALTON | Whitfield | 1550159 | 122-5 |  |  | TRUE |  | TRUE | Removed from Ground | Used Oil | 3000 | Fiberglass | 1973-05-11 | Unknown
PENSKE TRUCK LEASING CO LP | 3554 S DIXIE HWY SE | DALTON | Whitfield | 1550159 | 6 | Flapper Valve | 2005-06-01 | FALSE | 2005-06-01 | FALSE | Currently in Use | Diesel | 20000 | Composite Double Walled | 2005-06-01 | Double-Walled Flex | Pressurized
PILOT TRAVEL CENTER #319 PERLIS | 244 CONNECTOR 3 SW & I-75 | DALTON | Whitfield | 1550160 | 1 |  |  | TRUE |  | TRUE | Removed from Ground | Used Oil | 1000 | Epoxy | 1985-05-01 | Galvanized Steel | Gravity Fed
PILOT TRAVEL CENTER #319 PERLIS | 244 CONNECTOR 3 SW & I-75 | DALTON | Whitfield | 1550160 | 2 | [5 empty] | Removed from Ground | E-10 | 6000 | Epoxy | 1971-05-12 | Fiberglass Reinforced Plastic | Pressurized
PILOT TRAVEL CENTER #319 PERLIS | 244 CONNECTOR 3 SW & I-75 | DALTON | Whitfield | 1550160 | 3 | [5 empty] | Removed from Ground | E-10 | 10000 | Epoxy | 1971-05-12 | Fiberglass Reinforced Plastic | Pressurized
PILOT TRAVEL CENTER #319 PERLIS | 244 CONNECTOR 3 SW & I-75 | DALTON | Whitfield | 1550160 | 4 | [5 empty] | Removed from Ground | E-10 | 10000 | Epoxy | 1971-05-12 | Fiberglass Reinforced Plastic | Pressurized
PILOT TRAVEL CENTER #319 PERLIS | 244 CONNECTOR 3 SW & I-75 | DALTON | Whitfield | 1550160 | 5 | [5 empty] | Removed from Ground | Diesel | 10000 | Epoxy | 1971-05-12 | Galvanized Steel | Pressurized
PILOT TRAVEL CENTER #319 PERLIS | 244 CONNECTOR 3 SW & I-75 | DALTON | Whitfield | 1550160 | 6 | [5 empty] | Removed from Ground | Diesel | 10000 | Epoxy | 1971-05-12 | Galvanized Steel | Pressurized
PILOT TRAVEL CENTER #319 PERLIS | 244 CONNECTOR 3 SW & I-75 | DALTON | Whitfield | 1550160 | 7 | [5 empty] | Removed from Ground | Diesel | 10000 | Epoxy | 1971-05-12 | Galvanized Steel | Pressurized
PILOT TRAVEL CENTER #319 PERLIS | 244 CONNECTOR 3 SW & I-75 | DALTON | Whitfield | 1550160 | 8 | [5 empty] | Removed from Ground | Diesel | 5000 | Epoxy | 1971-05-12 | Galvanized Steel | Suction (American)
PILOT TRAVEL CENTER #319 PERLIS | 244 CONNECTOR 3 SW & I-75 | DALTON | Whitfield | 1550160 | 9 | [5 empty] | Removed from Ground | Diesel | 5000 | Epoxy | 1971-05-12 | Galvanized Steel | Suction (American)
PILOT TRAVEL CENTER #319 PERLIS | 244 CONNECTOR 3 SW & I-75 | DALTON | Whitfield | 1550160 | 10 | [5 empty] | Removed from Ground | Kerosene | 1000 | Epoxy | 1992-07-29 | Galvanized Steel | Pressurized
PILOT TRAVEL CENTER #319 PERLIS | 244 CONNECTOR 3 SW & I-75 | DALTON | Whitfield | 1550160 | 11 | Overfill Alarm | 1992-09-23 | FALSE | 1992-09-23 | FALSE | Currently in Use | Diesel | 20000 | Fiberglass | 1992-09-23 | Double-Walled Fiberglass | Pressurized
PILOT TRAVEL CENTER #319 PERLIS | 244 CONNECTOR 3 SW & I-75 | DALTON | Whitfield | 1550160 | 12 | Overfill Alarm | 1992-09-23 | FALSE | 1992-09-23 | FALSE | Currently in Use | Diesel | 20000 | Fiberglass | 1992-09-23 | Double-Walled Fiberglass | Pressurized
PILOT TRAVEL CENTER #319 PERLIS | 244 CONNECTOR 3 SW & I-75 | DALTON | Whitfield | 1550160 | 13 | Overfill Alarm | 1992-09-23 | FALSE | 1992-09-23 | FALSE | Currently in Use | Diesel | 20000 | Fiberglass | 1992-09-23 | Double-Walled Fiberglass | Pressurized
PILOT TRAVEL CENTER #319 PERLIS | 244 CONNECTOR 3 SW & I-75 | DALTON | Whitfield | 1550160 | 14 | Overfill Alarm | 1992-09-23 | FALSE | 1992-09-23 | FALSE | Currently in Use | Diesel | 12000 | Fiberglass | 1992-09-23 | Double-Walled Fiberglass | Pressurized
PILOT TRAVEL CENTER #319 PERLIS | 244 CONNECTOR 3 SW & I-75 | DALTON | Whitfield | 1550160 | 15 | Overfill Alarm | 1992-09-23 | FALSE | 1992-09-23 | FALSE | Currently in Use | Regular | 10000 | Epoxy | 1992-09-23 | Double-Walled Fiberglass | Pressurized
PILOT TRAVEL CENTER #319 PERLIS | 244 CONNECTOR 3 SW & I-75 | DALTON | Whitfield | 1550160 | 16 | Overfill Alarm | 1992-09-23 | FALSE | 1992-09-23 | FALSE | Currently in Use | Plus | 10000 | Fiberglass | 1992-09-23 | Double-Walled Fiberglass | Pressurized
PILOT TRAVEL CENTER #319 PERLIS | 244 CONNECTOR 3 SW & I-75 | DALTON | Whitfield | 1550160 | 17 | Overfill Alarm | 1992-09-23 | FALSE | 1992-09-23 | FALSE | Currently in Use | Gas (Historical Use) | 4000 | Fiberglass | 1992-09-23 | Double-Walled Fiberglass | Pressurized
PILOT TRAVEL CENTER #319 PERLIS | 244 CONNECTOR 3 SW & I-75 | DALTON | Whitfield | 1550160 | 18 | Overfill Alarm | 1992-09-23 | FALSE | 1992-09-23 | FALSE | Currently in Use | Diesel | 20000 | Fiberglass | 1992-09-23 | Double-Walled Fiberglass | Pressurized
ANDERSON CO | 340 CROSS PLAINS | DALTON | Whitfield | 1550162 | 1 | [5 empty] | Removed from Ground | Diesel | 10000 | Bare Steel | 1981-02-06 | Galvanized Steel
ARROW ENGINEERING INC | HUGHWAY 41 SOUTH | DALTON | Whitfield | 1550164 | 1 | [5 empty] | Removed from Ground | Gas (Historical Use) | 560 | Bare Steel | 1974-03-01 | Galvanized Steel
ARROW ENGINEERING INC | HUGHWAY 41 SOUTH | DALTON | Whitfield | 1550164 | 2 | [5 empty] | Removed from Ground | Gas (Historical Use) | 560 | Bare Steel | 1974-03-01 | Galvanized Steel
B&M MARKET | 2225 ABUTMENT RD | DALTON | Whitfield | 1550166 | 1 | [5 empty] | Removed from Ground | Gas (Historical Use) | 10000 | Bare Steel | 1974-04-12 | Galvanized Steel | Suction (American)
B&M MARKET | 2225 ABUTMENT RD | DALTON | Whitfield | 1550166 | 2 | [5 empty] | Removed from Ground | Gas (Historical Use) | 4000 | Bare Steel | 1974-04-12 | Galvanized Steel | Suction (American)
B&M MARKET | 2225 ABUTMENT RD | DALTON | Whitfield | 1550166 | 3 | [5 empty] | Removed from Ground | Gas (Historical Use) | 10000 | Bare Steel | 1976-04-12 | Galvanized Steel | Suction (American)
B&M MARKET | 2225 ABUTMENT RD | DALTON | Whitfield | 1550166 | 4 | [5 empty] | Removed from Ground | Empty | 1000 | Bare Steel | 1961-08-06 | Galvanized Steel | Suction (American)
B&M MARKET | 2225 ABUTMENT RD | DALTON | Whitfield | 1550166 | 5 | [5 empty] | Removed from Ground | Empty | 1000 | Composite | 1974-08-06 | Galvanized Steel | Suction (American)
B&M MARKET | 2225 ABUTMENT RD | DALTON | Whitfield | 1550166 | 6 | [5 empty] | Removed from Ground | Gas (Historical Use) | 1000 | Bare Steel | 1974-01-01 | Galvanized Steel | Suction (American)
B&M MARKET | 2225 ABUTMENT RD | DALTON | Whitfield | 1550166 | 7 | [5 empty] | Removed from Ground | Kerosene | 550 | Bare Steel | 1974-01-01 | Galvanized Steel | Suction (American)
BROOKER FORD INC | 1323 W WALNUT AVE | DALTON | Whitfield | 1550167 | 1 |  | 1998-08-01 |  | 1998-08-01 |  | Removed from Ground | Gas (Historical Use) | 2000 | Steel-Impressed Current | 1973-03-02 | Cathodically Protected | Suction (American)
BROOKER FORD INC | 1323 W WALNUT AVE | DALTON | Whitfield | 1550167 | 2 | [5 empty] | Removed from Ground | Gas (Historical Use) | 500 | Bare Steel | 1984-02-28 | Galvanized Steel
GA DHR/CHEERHAVEN INC | 2738 UNDERWOOD RD | DALTON | Whitfield | 1550168 | 1 | [5 empty] | Removed from Ground | Gas (Historical Use) | 2000 | Bare Steel | 1977-03-01 | Galvanized Steel
GA DHR/CHEERHAVEN INC | 2738 UNDERWOOD RD | DALTON | Whitfield | 1550168 | 2 | [5 empty] | Removed from Ground | Gas (Historical Use) | 500 | Bare Steel | 1979-03-01 | Galvanized Steel
CONAGRA PROCESSING PLANT | 429 SOUTH HAMILTON ST | DALTON | Whitfield | 1550169 | 1 | [5 empty] | Removed from Ground | Diesel | 1000 | Bare Steel | 1969-02-07 | Galvanized Steel
CONAGRA PROCESSING PLANT | 429 SOUTH HAMILTON ST | DALTON | Whitfield | 1550169 | 2 | [5 empty] | Removed from Ground | Empty | 100 | Bare Steel | 1994-11-01 | Unknown
COHUTTA HATCHERY | 5000 COHUTTA VARNELL RD | COHUTTA | Whitfield | 1550170 | 1 | [5 empty] | Removed from Ground | Diesel | 15000 | Bare Steel | 1980-02-05 | Galvanized Steel | Safe Suction (Euro)
COHUTTA HATCHERY | 5000 COHUTTA VARNELL RD | COHUTTA | Whitfield | 1550170 | 2 | [5 empty] | Removed from Ground | Diesel | 15000 | Bare Steel | 1980-02-05 | Galvanized Steel | Safe Suction (Euro)
COHUTTA HATCHERY | 5000 COHUTTA VARNELL RD | COHUTTA | Whitfield | 1550170 | 3 | [5 empty] | Removed from Ground | Gas (Historical Use) | 5000 | Bare Steel | 1980-02-05 | Galvanized Steel | Safe Suction (Euro)
HI-TECH INDUSTRIES INC | 110 E. WALNUT AVE. | DALTON | Whitfield | 1550174 | 3 | [5 empty] | Closed in Ground | Diesel | 1000 | Bare Steel | 1985-03-05 | Galvanized Steel
HI-TECH INDUSTRIES INC | 110 E. WALNUT AVE. | DALTON | Whitfield | 1550174 | 4 | [5 empty] | Closed in Ground | Gas (Historical Use) | 1000 | Bare Steel | 1976-03-07 | Galvanized Steel
HI-TECH INDUSTRIES INC | 110 E. WALNUT AVE. | DALTON | Whitfield | 1550174 | 5 | [5 empty] | Closed in Ground | Gas (Historical Use) | 8000 | Bare Steel | 1971-03-09 | Galvanized Steel
DALTON COLLEGE/PHYSICAL PLANT | 650 COLLEGE DR | DALTON | Whitfield | 1550176 | 1 | [5 empty] | Closed in Ground | Gas (Historical Use) | 500 | Bare Steel | 1974-01-09 | Bare Steel
DALTON COLLEGE/PHYSICAL PLANT | 650 COLLEGE DR | DALTON | Whitfield | 1550176 | 2 | Flapper Valve | 2007-01-20 | FALSE | 2007-01-20 | FALSE | Currently in Use | Diesel | 2500 | Fiberglass Double Walled | 2007-01-15 | Fiberglass Reinforced Plastic | Safe Suction (Euro)
DALTON COLLEGE/PHYSICAL PLANT | 650 COLLEGE DR | DALTON | Whitfield | 1550176 | 3 | Flapper Valve | 2007-01-20 | FALSE | 2007-01-20 | FALSE | Currently in Use | Regular | 2500 | Fiberglass Double Walled | 2007-01-15 | Fiberglass Reinforced Plastic | Safe Suction (Euro)
DALTON PUBLIC SCHOOLS | 100 SOUTH HAMILTON | DALTON | Whitfield | 1550178 | 1 | [5 empty] | Removed from Ground | Empty | 500 | Bare Steel | 1970-03-07 | Galvanized Steel
DALTON HIGH SCHOOL | 1500 MANLY ST | DALTON | Whitfield | 1550179 | 1 | [5 empty] | Removed from Ground | Gas (Historical Use) | 1000 | Fiberglass | 1976-03-05 | Galvanized Steel
DALTON PUBLIC SCHOOLS MAINTENANC | 412 S HAMILTON ST | DALTON | Whitfield | 1550180 | 1 | [5 empty] | Removed from Ground | Gas (Historical Use) | 2005 | Bare Steel | 1980-03-04 | Galvanized Steel
GA DEPT OF PUBLIC SAFETY POST 5 | 2401 CHATTANOOGA RD | DALTON | Whitfield | 1550181 | 1 | [5 empty] | Removed from Ground | Gas (Historical Use) | 6000 | Bare Steel | 1973-03-09 | Unknown
G I R SYSTEMS INC | 1727 KIMBERLY PARK DR | DALTON | Whitfield | 1550182 | 1 | [5 empty] | Closed in Ground | Diesel | 12000 | Bare Steel | 1978-02-09 | Bare Steel | Suction (American)
ALLTEL GEORGIA INC | DAL-B DALE RD | DALTON | Whitfield | 1550183 | 1AST | [5 empty] | Currently in Use | Diesel | 1000 | Bare Steel | 1974-03-09 | Galvanized Steel
ALLTEL GEORGIA INC | 914 VISTA DR | DALTON | Whitfield | 1550184 | 373052-1 | [5 empty] | Removed from Ground | Diesel | 2000 | Bare Steel | 1977-10-01 | Unknown
QUEEN CARPET CORP | 2305 LAKELAND RD | DALTON | Whitfield | 1550190 | 4 | [5 empty] | Removed from Ground | Diesel | 5000 | Bare Steel | 1975-02-27 | Bare Steel
QUEEN CARPET CORP | 2305 LAKELAND RD | DALTON | Whitfield | 1550190 | 5 | [5 empty] | Closed in Ground | Gas (Historical Use) | 4000 | Bare Steel | 1977-02-26 | Bare Steel
ROGERS DYE FINISHING CO | 1000 RIVERBEND RD | DALTON | Whitfield | 1550192 | 1 | [5 empty] | Removed from Ground | Gas (Historical Use) | 5000 | Bare Steel | 1974-03-06 | Unknown
ROGERS DYE FINISHING CO | 1000 RIVERBEND RD | DALTON | Whitfield | 1550192 | 2 | [5 empty] | Removed from Ground | Gas (Historical Use) | 6000 | Bare Steel | 1974-03-06 | Unknown
TEC INC | 1217 NEW EAST MORRIS ST. | DALTON | Whitfield | 1550194 | 1 | [5 empty] | Removed from Ground | Gas (Historical Use) | 500 | Bare Steel | 1974-03-02 | Galvanized Steel
TEC INC | 1217 NEW EAST MORRIS ST. | DALTON | Whitfield | 1550194 | 2 | [5 empty] | Removed from Ground | Gas (Historical Use) | 500 | Bare Steel | 1974-03-02 | Galvanized Steel
TEXTILE INDUSTRIAL WELDING INC | 109 LILLIAN DR | DALTON | Whitfield | 1550195 | 1-REG | [5 empty] | Removed from Ground | Gas (Historical Use) | 500 | Bare Steel | 1984-09-01 | Galvanized Steel
TEXTILE INDUSTRIAL WELDING INC | 109 LILLIAN DR | DALTON | Whitfield | 1550195 | 2-UNL | [5 empty] | Removed from Ground | Gas (Historical Use) | 1000 | Bare Steel | 1984-09-01 | Galvanized Steel
CIRCLE K #2723501 | 4605 CLEVELAND HWY | COHUTTA | Whitfield | 1550197 | 1 | [5 empty] | Removed from Ground | Gas (Historical Use) | 8000 | Bare Steel | 1975-03-27 | Galvanized Steel | Pressurized
CIRCLE K #2723501 | 4605 CLEVELAND HWY | COHUTTA | Whitfield | 1550197 | 2 | [5 empty] | Removed from Ground | Gas (Historical Use) | 8000 | Bare Steel | 1975-03-27 | Galvanized Steel | Pressurized
CIRCLE K #2723501 | 4605 CLEVELAND HWY | COHUTTA | Whitfield | 1550197 | 3 | [5 empty] | Removed from Ground | Gas (Historical Use) | 8000 | Cathodically Protected Steel | 1985-03-24 | Galvanized Steel | Pressurized
CIRCLE K #2723501 | 4605 CLEVELAND HWY | COHUTTA | Whitfield | 1550197 | 4 | [5 empty] | Removed from Ground | Kerosene | 2000 | Cathodically Protected Steel | 1985-03-24 | Galvanized Steel | Pressurized
CIRCLE K #2723501 | 4605 CLEVELAND HWY | COHUTTA | Whitfield | 1550197 | 5A | Ball Float | 1991-10-24 | FALSE | 1991-10-24 | FALSE | Currently in Use | Regular | 10000 | Composite | 1991-10-24 | Double-Walled Flex | Pressurized
CIRCLE K #2723501 | 4605 CLEVELAND HWY | COHUTTA | Whitfield | 1550197 | 5B | Ball Float | 1991-10-24 | FALSE | 1991-10-24 | FALSE | Currently in Use | Plus | 5000 | Composite | 1991-10-24 | Double-Walled Flex | Pressurized
CIRCLE K #2723501 | 4605 CLEVELAND HWY | COHUTTA | Whitfield | 1550197 | 5C | Ball Float | 1991-10-24 | FALSE | 1991-10-24 | FALSE | Currently in Use | Premium | 5000 | Composite | 1991-10-24 | Double-Walled Flex | Pressurized
CIRCLE K #2723501 | 4605 CLEVELAND HWY | COHUTTA | Whitfield | 1550197 | 6 | Flapper Valve | 1991-10-24 | FALSE | 1991-10-24 | FALSE | Currently in Use | Kerosene | 2000 | Composite | 1991-10-24 | Double-Walled Flex | Pressurized
CIRCLE K #2723502 | 3608 CHATSWORTH HWY | DALTON | Whitfield | 1550198 | 1 | [5 empty] | Removed from Ground | Gas (Historical Use) | 8000 | Bare Steel | 1975-03-27 | Galvanized Steel | Pressurized
CIRCLE K #2723502 | 3608 CHATSWORTH HWY | DALTON | Whitfield | 1550198 | 2 | [5 empty] | Removed from Ground | Gas (Historical Use) | 8000 | Bare Steel | 1975-03-27 | Galvanized Steel | Pressurized
CIRCLE K #2723502 | 3608 CHATSWORTH HWY | DALTON | Whitfield | 1550198 | 3 | [5 empty] | Removed from Ground | Gas (Historical Use) | 8000 | Cathodically Protected Steel | 1985-03-24 | Galvanized Steel | Pressurized
CIRCLE K #2723502 | 3608 CHATSWORTH HWY | DALTON | Whitfield | 1550198 | 4 | [5 empty] | Removed from Ground | Kerosene | 2000 | Cathodically Protected Steel | 1985-03-24 | Galvanized Steel | Suction (American)
CIRCLE K #2723502 | 3608 CHATSWORTH HWY | DALTON | Whitfield | 1550198 | 5 | Flapper Valve | 1995-09-12 | FALSE | 1995-09-12 | FALSE | Currently in Use | Premium | 10000 | Composite | 1995-09-12 | Double-Walled Flex | Pressurized
CIRCLE K #2723502 | 3608 CHATSWORTH HWY | DALTON | Whitfield | 1550198 | 6 | Ball Float | 1995-09-12 | FALSE | 1995-09-12 | FALSE | Currently in Use | Diesel | 10000 | Composite | 1995-09-12 | Double-Walled Flex | Pressurized
CIRCLE K #2723502 | 3608 CHATSWORTH HWY | DALTON | Whitfield | 1550198 | 7 | Ball Float | 1995-09-12 | FALSE | 1995-09-12 | FALSE | Currently in Use | Regular | 10000 | Composite | 1995-09-12 | Double-Walled Flex | Pressurized
CIRCLE K #2723502 | 3608 CHATSWORTH HWY | DALTON | Whitfield | 1550198 | 8 | Flapper Valve | 1995-09-12 | FALSE | 1995-09-12 | FALSE | Currently in Use | Kerosene | 2000 | Composite | 1995-09-12 | Double-Walled Flex | Pressurized
CIRCLE K #2723504 | 2622 CHATTANOOGA RD | ROCKY FACE | Whitfield | 1550199 | 1 | [5 empty] | Removed from Ground | Gas (Historical Use) | 8000 | Bare Steel | 1975-03-27 | Galvanized Steel | Pressurized
CIRCLE K #2723504 | 2622 CHATTANOOGA RD | ROCKY FACE | Whitfield | 1550199 | 2 | [5 empty] | Removed from Ground | Gas (Historical Use) | 8000 | Bare Steel | 1975-03-27 | Galvanized Steel | Pressurized
CIRCLE K #2723504 | 2622 CHATTANOOGA RD | ROCKY FACE | Whitfield | 1550199 | 3 | [5 empty] | Removed from Ground | Gas (Historical Use) | 8000 | Cathodically Protected Steel | 1985-03-24 | Galvanized Steel | Pressurized
CIRCLE K #2723504 | 2622 CHATTANOOGA RD | ROCKY FACE | Whitfield | 1550199 | 4 | [5 empty] | Removed from Ground | Kerosene | 2000 | Cathodically Protected Steel | 1985-03-24 | Galvanized Steel | Suction (American)
CIRCLE K #2723504 | 2622 CHATTANOOGA RD | ROCKY FACE | Whitfield | 1550199 | 5 | Ball Float | 1992-04-06 |  | 1992-04-06 |  | Currently in Use | Gas (Historical Use) | 10000 | Composite | 1992-04-06 | Double-Walled Flex | Pressurized
CIRCLE K #2723504 | 2622 CHATTANOOGA RD | ROCKY FACE | Whitfield | 1550199 | 6 | Ball Float | 1992-04-06 |  | 1992-04-06 |  | Currently in Use | Gas (Historical Use) | 10000 | Composite | 1992-04-06 | Double-Walled Flex | Pressurized
CIRCLE K #2723504 | 2622 CHATTANOOGA RD | ROCKY FACE | Whitfield | 1550199 | 7 | Ball Float | 1992-04-06 |  | 1992-04-06 |  | Currently in Use | Gas (Historical Use) | 10000 | Composite | 1992-04-06 | Double-Walled Flex | Pressurized
CIRCLE K #2723504 | 2622 CHATTANOOGA RD | ROCKY FACE | Whitfield | 1550199 | 8 | Ball Float | 1992-11-03 |  | 1992-11-03 |  | Currently in Use | Kerosene | 2000 | Composite | 1992-11-03 | Double-Walled Flex | Pressurized
CIRCLE K #2723505 | 2800 S DIXIE HIGHWAY | DALTON | Whitfield | 1550200 | 1 | Flapper Valve | 1997-07-28 | FALSE | 1997-07-28 | FALSE | Removed from Ground | Gas (Historical Use) | 8000 |  | 1975-03-27 | Steel (Impressed Current) | Pressurized
CIRCLE K #2723505 | 2800 S DIXIE HIGHWAY | DALTON | Whitfield | 1550200 | 2 | Flapper Valve | 1997-07-28 | FALSE | 1997-07-28 | FALSE | Removed from Ground | Gas (Historical Use) | 8000 |  | 1975-03-27 | Steel (Impressed Current) | Pressurized
CIRCLE K #2723505 | 2800 S DIXIE HIGHWAY | DALTON | Whitfield | 1550200 | 3 | Flapper Valve | 1997-07-28 | FALSE | 1997-07-28 | FALSE | Removed from Ground | Gas (Historical Use) | 8000 |  | 1985-03-24 | Steel (Impressed Current) | Pressurized
CIRCLE K #2723505 | 2800 S DIXIE HIGHWAY | DALTON | Whitfield | 1550200 | 4 | Flapper Valve | 1997-07-28 | FALSE | 1997-07-28 | FALSE | Removed from Ground | Kerosene | 2000 |  | 1985-03-24 | Steel (Impressed Current) | Suction (American)
CIRCLE K #2723525 | 201 CARBONDALE RD SW | DALTON | Whitfield | 1550203 | 1 | Ball Float | 1996-04-01 | FALSE | 1996-04-01 | FALSE | Currently in Use | Regular | 10000 | Steel-Impressed Current | 1979-03-26 | Fiberglass Reinforced Plastic | Pressurized
CIRCLE K #2723525 | 201 CARBONDALE RD SW | DALTON | Whitfield | 1550203 | 2 | Flapper Valve | 1996-04-01 | FALSE | 1996-04-01 | FALSE | Currently in Use | Diesel | 10000 | Steel-Impressed Current | 1979-03-26 | Fiberglass Reinforced Plastic | Pressurized
CIRCLE K #2723525 | 201 CARBONDALE RD SW | DALTON | Whitfield | 1550203 | 3 | Flapper Valve | 1996-04-01 | FALSE | 1996-04-01 | FALSE | Currently in Use | Premium | 10000 | Steel-Impressed Current | 1979-03-26 | Fiberglass Reinforced Plastic | Pressurized
CIRCLE K #2723525 | 201 CARBONDALE RD SW | DALTON | Whitfield | 1550203 | 4 | Flapper Valve | 1996-04-01 |  | 1996-04-01 |  | Removed from Ground | Kerosene | 2000 | Cathodically Protected Steel | 1987-11-01 | Fiberglass Reinforced Plastic | Pressurized
RP PATEL LLC | 1321 DUG GAP RD | DALTON | Whitfield | 1550204 | 1 | Flapper Valve | 1997-06-01 |  | 1997-06-01 |  | Currently in Use | Gas (Historical Use) | 6000 | Steel-Impressed Current | 1981-03-25 | Steel (Impressed Current) | Safe Suction (Euro)
RP PATEL LLC | 1321 DUG GAP RD | DALTON | Whitfield | 1550204 | 2 | Flapper Valve | 1997-06-01 |  | 1997-06-01 |  | Currently in Use | Gas (Historical Use) | 6000 | Steel-Impressed Current | 1981-03-25 | Steel (Impressed Current) | Safe Suction (Euro)
RP PATEL LLC | 1321 DUG GAP RD | DALTON | Whitfield | 1550204 | 3 | Flapper Valve | 1997-06-01 |  | 1997-06-01 |  | Temporarily out of use | Gas (Historical Use) | 6000 | Steel-Impressed Current | 1981-03-25 | Steel (Impressed Current) | Safe Suction (Euro)
HARRIS SERVICE CENTER INC | 1817 HWY 41 S | DALTON | Whitfield | 1550205 | 1 | Flapper Valve | 1999-01-01 |  | 1999-01-01 |  | Removed from Ground | Gas (Historical Use) | 4000 | Steel-Impressed Current | 1966-03-15 | Cathodically Protected | Safe Suction (Euro)
HARRIS SERVICE CENTER INC | 1817 HWY 41 S | DALTON | Whitfield | 1550205 | 2 | Flapper Valve | 1999-01-01 |  | 1999-01-01 |  | Removed from Ground | Gas (Historical Use) | 4000 | Steel-Impressed Current | 1966-03-15 | Cathodically Protected | Safe Suction (Euro)
HARRIS SERVICE CENTER INC | 1817 HWY 41 S | DALTON | Whitfield | 1550205 | 3 |  |  | TRUE |  | TRUE | Removed from Ground | Used Oil | 500 | Bare Steel | 1966-03-15 | Galvanized Steel
AL JOHNSON VOLKSWAGEN/VOLVO INC | 1202 CLEVELAND HWY | DALTON | Whitfield | 1550206 | 1 | [5 empty] | Removed from Ground | Empty | 250 | Cathodically Protected Steel | 1967-03-15 | Galvanized Steel
AL JOHNSON VOLKSWAGEN/VOLVO INC | 1202 CLEVELAND HWY | DALTON | Whitfield | 1550206 | 2 |  |  | TRUE |  | TRUE | Removed from Ground | Used Oil | 250 | Bare Steel | 1974-03-13 | Unknown
AL JOHNSON VOLKSWAGEN/VOLVO INC | 1202 CLEVELAND HWY | DALTON | Whitfield | 1550206 | 3 | [5 empty] | Removed from Ground | Empty | 250 | Bare Steel | 1974-03-13 | Unknown
FLOWERS THRIFT STORE & WHSE. | 4523 CLEVELAND HWY | COHUTTA | Whitfield | 1550207 | 1 | [5 empty] | Removed from Ground | Gas (Historical Use) | 10152 | Bare Steel | 1974-03-20 | Galvanized Steel
FORMER DALTON PAVING AND CONTRUCTION CO | 530 ELM ST | DALTON | Whitfield | 1550210 | 1 | [5 empty] | Removed from Ground | Gas (Historical Use) | 10000 | Bare Steel | 1973-03-22 | Galvanized Steel
FORMER DALTON PAVING AND CONTRUCTION CO | 530 ELM ST | DALTON | Whitfield | 1550210 | 2 | [5 empty] | Removed from Ground | Empty | 10000 | Bare Steel | 1973-03-22 | Galvanized Steel
FORMER DALTON PAVING AND CONTRUCTION CO | 530 ELM ST | DALTON | Whitfield | 1550210 | 3 | [5 empty] | Removed from Ground | Empty | 1000 | Bare Steel | 1971-03-23 | Galvanized Steel
FORMER DALTON PAVING AND CONTRUCTION CO | 530 ELM ST | DALTON | Whitfield | 1550210 | 4 | [5 empty] | Removed from Ground | Empty | 1000 | Bare Steel | 1971-03-23 | Galvanized Steel
FORMER DALTON PAVING AND CONTRUCTION CO | 530 ELM ST | DALTON | Whitfield | 1550210 | 5 | Flapper Valve | 1991-02-28 | FALSE | 1991-02-28 | FALSE | Removed from Ground | Gas (Historical Use) | 10000 | Galvanic (STIP-3) | 1991-02-28 | Fiberglass Reinforced Plastic | Safe Suction (Euro)
FORMER DALTON PAVING AND CONTRUCTION CO | 530 ELM ST | DALTON | Whitfield | 1550210 | 6 | Flapper Valve | 1997-02-28 | FALSE | 1991-02-28 | FALSE | Removed from Ground | Diesel | 10000 | Galvanic (STIP-3) | 1991-02-28 | Fiberglass Reinforced Plastic | Safe Suction (Euro)
FORMER DALTON PAVING AND CONTRUCTION CO | 530 ELM ST | DALTON | Whitfield | 1550210 | DUP238 | [5 empty] | Removed from Ground | Diesel | 10000 | Bare Steel | 1973-03-22 | Galvanized Steel
POLYMER PRODUCTS INC | 1895 WILLOWDALE RD | DALTON | Whitfield | 1550211 | 1 | [5 empty] | Removed from Ground | Diesel | 8000 | Bare Steel | 1979-03-19 | Galvanized Steel
RYDER TRUCK RENTAL INC | 2950 NORTH DOUG GAP RD | DALTON | Whitfield | 1550212 | 1 | [5 empty] | Removed from Ground | Diesel | 10000 | Bare Steel | 1974-03-20 | Bare Steel | Pressurized
RYDER TRUCK RENTAL INC | 2950 NORTH DOUG GAP RD | DALTON | Whitfield | 1550212 | 2 | [5 empty] | Removed from Ground | Diesel | 10000 | Bare Steel | 1974-03-20 | Not Marked
RYDER TRUCK RENTAL INC | 2950 NORTH DOUG GAP RD | DALTON | Whitfield | 1550212 | 3 | [5 empty] | Removed from Ground | Gas (Historical Use) | 10000 | Bare Steel | 1974-03-20 | Galvanized Steel
RYDER TRUCK RENTAL INC | 2950 NORTH DOUG GAP RD | DALTON | Whitfield | 1550212 | 4 | [5 empty] | Removed from Ground | Other | 4000 | Bare Steel | 1974-03-20 | Bare Steel | Suction (American)
RYDER TRUCK RENTAL INC | 2950 NORTH DOUG GAP RD | DALTON | Whitfield | 1550212 | 5 |  |  | TRUE |  | TRUE | Removed from Ground | Used Oil | 2000 | Bare Steel | 1974-03-20 | Galvanized Steel
TRANSUS INC DALTON GA TERMINAL | 210 EASTERLINE ST | DALTON | Whitfield | 1550213 | 1 | [5 empty] | Removed from Ground | Gas (Historical Use) | 1000 | Bare Steel | 1961-04-19 | Bare Steel
TRANSUS INC DALTON GA TERMINAL | 210 EASTERLINE ST | DALTON | Whitfield | 1550213 | 2 | [5 empty] | Removed from Ground | Diesel | 2000 | Bare Steel | 1976-04-15 | Bare Steel
SMA-STITH EQUIP CO/TST CO | 3219 SOUTH DIXIE HWY (GA HWY 41) | DALTON | Whitfield | 1550214 | 1 | [5 empty] | Removed from Ground | Diesel | 2000 | Bare Steel | 1969-04-18 | Unknown
SMA-STITH EQUIP CO/TST CO | 3219 SOUTH DIXIE HWY (GA HWY 41) | DALTON | Whitfield | 1550214 | 2 | [5 empty] | Removed from Ground | Gas (Historical Use) | 1000 | Bare Steel | 1969-04-18 | Unknown
SMA-STITH EQUIP CO/TST CO | 3219 SOUTH DIXIE HWY (GA HWY 41) | DALTON | Whitfield | 1550214 | 3 |  |  | TRUE |  | TRUE | Removed from Ground | Used Oil | 1000 | Bare Steel | 1990-05-08 | Unknown
C&J CO INC | 3681 S DIXIE HWY SE | DALTON | Whitfield | 1550215 | 1 | [5 empty] | Removed from Ground | Other | 3000 | Bare Steel | 1966-04-20 | Galvanized Steel | Suction (American)
C&J CO INC | 3681 S DIXIE HWY SE | DALTON | Whitfield | 1550215 | 2 |  |  | TRUE |  | TRUE | Removed from Ground | Used Oil | 1000 | Bare Steel | 1966-04-20 | Galvanized Steel | Gravity Fed
C&J CO INC | 3681 S DIXIE HWY SE | DALTON | Whitfield | 1550215 | 3 |  |  |  | 1991-06-08 |  | Removed from Ground | Diesel | 10000 | Cathodically Protected Steel | 1971-01-01 | Galvanized Steel | Safe Suction (Euro)
C&J CO INC | 3681 S DIXIE HWY SE | DALTON | Whitfield | 1550215 | 4 |  |  |  | 1991-06-08 |  | Removed from Ground | Diesel | 10000 | Cathodically Protected Steel | 1971-01-01 | Galvanized Steel | Safe Suction (Euro)
C&J CO INC | 3681 S DIXIE HWY SE | DALTON | Whitfield | 1550215 | 5 | [5 empty] | Removed from Ground | Gas (Historical Use) | 1000 | Cathodically Protected Steel | 1979-01-01 | Galvanized Steel | Suction (American)
SHAW INDUSTRIES INC PLT #7 | I-75 & CONN 3 | DALTON | Whitfield | 640055 | 3 | [5 empty] | Removed from Ground | Diesel | 12000 | Bare Steel | 1981-05-01 | Galvanized Steel
SHAW INDUSTRIES INC PLT #7 | I-75 & CONN 3 | DALTON | Whitfield | 640055 | 4 | [5 empty] | Removed from Ground | Other | 8000 | Bare Steel | 1981-05-01 | Galvanized Steel
AMOCO FABRICS & FIBERS | 821 SHUGART RD | DALTON | Whitfield | 9155001 | 1 | [5 empty] | Removed from Ground | Diesel | 18000 | Bare Steel | 1989-10-01 | Not Marked
AMOCO FABRICS & FIBERS | 821 SHUGART RD | DALTON | Whitfield | 9155001 | 2 |  |  | FALSE |  | FALSE | Removed from Ground | Diesel | 18000 | Bare Steel | 1989-10-01 | Unknown
AMOCO FABRICS & FIBERS | 821 SHUGART RD | DALTON | Whitfield | 9155001 | 3 |  |  | FALSE |  | FALSE | Removed from Ground | New Oil | 8000 | Bare Steel | 1989-10-01 | Unknown
AMOCO FABRICS & FIBERS | 821 SHUGART RD | DALTON | Whitfield | 9155001 | 4 |  |  | FALSE |  | FALSE | Removed from Ground | Used Oil | 4000 | Bare Steel | 1989-10-01 | Unknown
NPC SOUTH INC | 203 SOUTH EASTERLING ST | DALTON | Whitfield | 9155002 | 1 | [5 empty] | Removed from Ground | Gas (Historical Use) | 8000 | Not Marked/Unknown | 1991-05-09 | Not Marked
NPC SOUTH INC | 203 SOUTH EASTERLING ST | DALTON | Whitfield | 9155002 | 2 | [5 empty] | Removed from Ground | Diesel | 8000 | Not Marked/Unknown | 1991-05-11 | Not Marked
MARKETING SERVICES INC | 311 EAST MORRIS ST | DALTON | Whitfield | 9155003 | 1 | [5 empty] | Closed in Ground | Gas (Historical Use) | 1000 | Not Marked/Unknown | 1991-08-01 | Not Marked
NORTH GA SHIPPERS | 1821 WENDELL ST | DALTON | Whitfield | 9155004 | 1 |  |  | TRUE |  | TRUE | Removed from Ground | Used Oil | 500 | Not Marked/Unknown | 1991-10-03 | Not Marked
NORTH GA SHIPPERS | 1821 WENDELL ST | DALTON | Whitfield | 9155004 | 2 | [5 empty] | Removed from Ground | Other | 1000 | Not Marked/Unknown | 1991-10-03 | Not Marked
THE FARM GOLF CLUB | 185 QUANTUM WAY | ROCKY FACE | Whitfield | 9155005 | 1 | Flapper Valve | 1988-03-01 |  | 1988-03-01 |  | Currently in Use | Gas (Historical Use) | 1000 | Steel-Impressed Current | 1988-03-01 | Galvanized Steel | Safe Suction (Euro)
THE FARM GOLF CLUB | 185 QUANTUM WAY | ROCKY FACE | Whitfield | 9155005 | 2 | Flapper Valve | 1988-03-01 |  | 1988-03-01 |  | Currently in Use | Diesel | 2000 | Steel-Impressed Current | 1988-03-01 | Galvanized Steel | Safe Suction (Euro)
THE FARM GOLF CLUB | 185 QUANTUM WAY | ROCKY FACE | Whitfield | 9155005 | 3 | Flapper Valve | 1988-03-01 |  | 1988-03-01 |  | Currently in Use | Gas (Historical Use) | 2000 | Steel-Impressed Current | 1988-03-01 | Galvanized Steel | Safe Suction (Euro)
UPS DALTON (UST) | 3560 S DIXIE HWY | DALTON | Whitfield | 9155006 | 1 | [5 empty] | Removed from Ground | Gas (Historical Use) | 10000 | Bare Steel | 1970-01-01 | Unknown
UPS DALTON (UST) | 3560 S DIXIE HWY | DALTON | Whitfield | 9155006 | 2 |  |  | TRUE |  | TRUE | Removed from Ground | Used Oil | 500 | Bare Steel | 1970-01-01 | Unknown
UPS DALTON (UST) | 3560 S DIXIE HWY | DALTON | Whitfield | 9155006 | 3 | Flapper Valve | 1992-02-12 | FALSE | 1992-02-12 | FALSE | Currently in Use | Diesel | 12000 | Fiberglass Double Walled | 1992-02-12 | Double-Walled Fiberglass | Pressurized
SOUTHERN OIL CO (FORMER) | 428 NORTH HAMILTON ST | DALTON | Whitfield | 9155007 | 1 | [5 empty] | Removed from Ground | Other | 0 | Marked Unknown | 1989-06-01 | Unknown
WILLARD BRYAN | 2221 BEAR CREEK RD | DALTON | Whitfield | 9155008 | 1 | [5 empty] | Removed from Ground | Gas (Historical Use) | 1000 | Bare Steel | 1972-01-01 | Galvanized Steel | Suction (American)
QUICK STOP #2 | 4105 CLEVELAND RD | COHUTTA | Whitfield | 9155009 | 1 | Flapper Valve | 1998-08-01 | FALSE | 1998-08-01 | FALSE | Temporarily out of use | Gas (Historical Use) | 2000 | Steel-Impressed Current | 1987-01-01 | Steel (Impressed Current) | Safe Suction (Euro)
QUICK STOP #2 | 4105 CLEVELAND RD | COHUTTA | Whitfield | 9155009 | 2 | Flapper Valve | 1998-08-01 |  | 1998-08-01 |  | Currently in Use | Diesel | 4000 | Steel-Impressed Current | 1987-01-01 | Steel (Impressed Current) | Safe Suction (Euro)
QUICK STOP #2 | 4105 CLEVELAND RD | COHUTTA | Whitfield | 9155009 | 3 | Flapper Valve | 1998-08-01 |  | 1998-08-01 |  | Currently in Use | Gas (Historical Use) | 6000 | Steel-Impressed Current | 1987-01-01 | Steel (Impressed Current) | Pressurized
QUICK STOP #2 | 4105 CLEVELAND RD | COHUTTA | Whitfield | 9155009 | 4 | Flapper Valve | 1998-08-01 |  | 1998-08-01 |  | Currently in Use | Gas (Historical Use) | 6000 | Steel-Impressed Current | 1987-01-01 | Steel (Impressed Current) | Pressurized
QUICK STOP #2 | 4105 CLEVELAND RD | COHUTTA | Whitfield | 9155009 | 5 | Flapper Valve | 1998-08-01 |  | 1998-08-01 |  | Currently in Use | Diesel | 6000 | Steel-Impressed Current | 1987-01-01 | Steel (Impressed Current) | Pressurized
MAPCO EXPRESS INC #3510 | 1822 DUG GAP RD | DALTON | Whitfield | 9155010 | 1 | Ball Float | 1989-01-01 | FALSE | 1989-01-01 | FALSE | Currently in Use | Regular | 8000 | Galvanic (STIP-3) | 1989-01-01 | Fiberglass Reinforced Plastic | Pressurized
MAPCO EXPRESS INC #3510 | 1822 DUG GAP RD | DALTON | Whitfield | 9155010 | 2 | Ball Float | 1989-01-01 | FALSE | 1989-01-01 | FALSE | Currently in Use | Plus | 8000 | Galvanic (STIP-3) | 1989-01-01 | Fiberglass Reinforced Plastic | Pressurized
MAPCO EXPRESS INC #3510 | 1822 DUG GAP RD | DALTON | Whitfield | 9155010 | 3 | Ball Float | 1989-01-01 | FALSE | 1989-01-01 | FALSE | Currently in Use | Premium | 8000 | Galvanic (STIP-3) | 1989-01-01 | Fiberglass Reinforced Plastic | Pressurized
MAPCO EXPRESS INC #3510 | 1822 DUG GAP RD | DALTON | Whitfield | 9155010 | 4 | Flapper Valve | 1989-01-01 | FALSE | 1989-01-01 | FALSE | Currently in Use | Diesel | 6000 | Galvanic (STIP-3) | 1989-01-01 | Fiberglass Reinforced Plastic | Safe Suction (Euro)
NEWAY-LOVE DIST INC | 2752 NORTH DUG GAP RD W | DALTON | Whitfield | 9155011 | 1 |  | 1991-01-03 |  | 1991-01-03 |  | Removed from Ground | Diesel | 15000 | Bare Steel | 1974-01-01 | Galvanized Steel
R & R QUICKSTOP | 2941 FIVE SPRINGS RD | DALTON | Whitfield | 9155012 | 1 | Ball Float | 1990-01-01 | FALSE | 1990-01-01 | FALSE | Removed from Ground | Gas (Historical Use) | 6000 | Galvanic (STIP-3) | 1990-01-01 | Galvanized Steel | Pressurized
R & R QUICKSTOP | 2941 FIVE SPRINGS RD | DALTON | Whitfield | 9155012 | 2 | Ball Float | 1990-01-01 | FALSE | 1990-01-01 | FALSE | Removed from Ground | Gas (Historical Use) | 6000 | Galvanic (STIP-3) | 1990-01-01 | Galvanized Steel | Pressurized
R & R QUICKSTOP | 2941 FIVE SPRINGS RD | DALTON | Whitfield | 9155012 | 3 | Ball Float | 1990-01-01 | FALSE | 1990-01-01 | FALSE | Removed from Ground | Gas (Historical Use) | 6000 | Galvanic (STIP-3) | 1990-01-01 | Galvanized Steel | Pressurized
R & R QUICKSTOP | 2941 FIVE SPRINGS RD | DALTON | Whitfield | 9155012 | 4 | Ball Float | 1990-01-01 | FALSE | 1990-01-01 | FALSE | Removed from Ground | Diesel | 6000 | Galvanic (STIP-3) | 1990-01-01 | Galvanized Steel | Pressurized
GOLD KIST | 121 NORTH GLENWOOD AVE | DALTON | Whitfield | 9155013 | 1 | [5 empty] | Removed from Ground | Gas (Historical Use) | 500 | Bare Steel | 1981-01-01 | Galvanized Steel
MEADOW GOLD DAIRY | 701 NORTH GLENWOOD | DALTON | Whitfield | 9155014 | 119.01 | [5 empty] | Permanently Out of Use - historical purposes | Diesel | 1000 | Bare Steel | 1980-01-01 | Bare Steel
MEADOW GOLD DAIRY | 701 NORTH GLENWOOD | DALTON | Whitfield | 9155014 | 119.02 | [5 empty] | Permanently Out of Use - historical purposes | Gas (Historical Use) | 1000 | Bare Steel | 1980-01-01 | Bare Steel
PETRO II | 212 W IND BLVD | DALTON | Whitfield | 9155015 | 1 | Flapper Valve | 1998-06-05 |  | 1998-06-05 |  | Currently in Use | Gas (Historical Use) | 10000 | Bare Steel | 1979-01-01 | Steel (Impressed Current) | Safe Suction (Euro)
PETRO II | 212 W IND BLVD | DALTON | Whitfield | 9155015 | 2 | Flapper Valve | 1998-06-05 | FALSE | 1998-06-05 | FALSE | Temporarily out of use | Gas (Historical Use) | 10000 | Bare Steel | 1979-01-01 | Steel (Impressed Current) | Safe Suction (Euro)
PETRO II | 212 W IND BLVD | DALTON | Whitfield | 9155015 | 3 | Flapper Valve | 1998-06-05 |  | 1998-06-05 |  | Currently in Use | Diesel | 10000 | Bare Steel | 1983-01-01 | Steel (Impressed Current) | Pressurized
HARPERS GENERAL STORE | 1710 LAFAYETTE RD | ROCKY FACE | Whitfield | 9155016 | 1 | [5 empty] | Removed from Ground | Gas (Historical Use) | 1000 | Bare Steel | 1982-01-01 | Galvanized Steel | Suction (American)
HARPERS GENERAL STORE | 1710 LAFAYETTE RD | ROCKY FACE | Whitfield | 9155016 | 1A | Ball Float | 2008-03-01 | FALSE | 2008-03-01 | FALSE | Currently in Use | Gas (Historical Use) | 8000 | Fiberglass Double Walled | 2008-02-01 | Double-Walled Flex | Pressurized
HARPERS GENERAL STORE | 1710 LAFAYETTE RD | ROCKY FACE | Whitfield | 9155016 | 1B | Ball Float | 2008-03-01 | FALSE | 2008-03-01 | FALSE | Currently in Use | Gas (Historical Use) | 4000 | Fiberglass Double Walled | 2008-02-01 | Double-Walled Flex | Pressurized
HARPERS GENERAL STORE | 1710 LAFAYETTE RD | ROCKY FACE | Whitfield | 9155016 | 1C | Ball Float | 2008-03-01 | FALSE | 2008-03-01 | FALSE | Currently in Use | Diesel | 4000 | Fiberglass Double Walled | 2008-02-01 | Double-Walled Flex | Pressurized
HARPERS GENERAL STORE | 1710 LAFAYETTE RD | ROCKY FACE | Whitfield | 9155016 | 2 | [5 empty] | Removed from Ground | Gas (Historical Use) | 1000 | Bare Steel | 1982-01-01 | Galvanized Steel | Suction (American)
HARPERS GENERAL STORE | 1710 LAFAYETTE RD | ROCKY FACE | Whitfield | 9155016 | 2A | Ball Float | 2015-04-20 | FALSE | 2015-04-20 | FALSE | Currently in Use | Gas (Historical Use) | 2000 | Fiberglass Double Walled | 2015-04-20 | Double-Walled Flex | Pressurized
HARPERS GENERAL STORE | 1710 LAFAYETTE RD | ROCKY FACE | Whitfield | 9155016 | 2B |  | 2015-04-20 | FALSE | 2015-04-20 | FALSE | Currently in Use | Gas (Historical Use) | 2000 | Fiberglass Double Walled | 2015-04-20 | Double-Walled Flex | Pressurized
HARPERS GENERAL STORE | 1710 LAFAYETTE RD | ROCKY FACE | Whitfield | 9155016 | 3 | [5 empty] | Removed from Ground | Gas (Historical Use) | 1000 | Bare Steel | 1982-01-01 | Galvanized Steel | Suction (American)
HARPERS GENERAL STORE | 1710 LAFAYETTE RD | ROCKY FACE | Whitfield | 9155016 | 4 | Ball Float | 2015-04-20 | FALSE | 2015-04-20 | FALSE | Currently in Use | Diesel | 2000 | Fiberglass Double Walled | 2015-04-20 | Double-Walled Flex | Pressurized
FAMILY FOOD MART | 705 N VARNELL RD | TUNNEL HILL | Whitfield | 9155017 | 1 | Flapper Valve | 1989-01-01 | FALSE | 1989-01-01 | FALSE | Removed from Ground | Gas (Historical Use) | 6000 | Steel-Impressed Current | 1989-01-01 | Fiberglass Reinforced Plastic | Pressurized
FAMILY FOOD MART | 705 N VARNELL RD | TUNNEL HILL | Whitfield | 9155017 | 2 | Flapper Valve | 1989-01-01 | FALSE | 1989-01-01 | FALSE | Removed from Ground | Gas (Historical Use) | 6000 | Steel-Impressed Current | 1989-01-01 | Fiberglass Reinforced Plastic | Pressurized
FAMILY FOOD MART | 705 N VARNELL RD | TUNNEL HILL | Whitfield | 9155017 | 3 | Flapper Valve | 1989-01-01 | FALSE | 1989-01-01 | FALSE | Removed from Ground | Gas (Historical Use) | 6000 | Steel-Impressed Current | 1989-01-01 | Fiberglass Reinforced Plastic | Pressurized
FANFARE MANUFACTURING FACILITY | RIVERBEND RD | DALTON | Whitfield | 9155020 | 1 | [5 empty] | Closed in Ground | Gas (Historical Use) | 1000 | Bare Steel | 1990-07-02 | Galvanized Steel
FORMER SHELL STATION | CONNECTOR 3 @ I-75 | DALTON | Whitfield | 9155021 | 1 | [5 empty] | Closed in Ground | Empty | 4000 | Bare Steel | 1990-03-08 | Galvanized Steel
FORMER SHELL STATION | CONNECTOR 3 @ I-75 | DALTON | Whitfield | 9155021 | 2 | [5 empty] | Closed in Ground | Empty | 4000 | Bare Steel | 1990-03-08 | Galvanized Steel
FORMER SHELL STATION | CONNECTOR 3 @ I-75 | DALTON | Whitfield | 9155021 | 3 | [5 empty] | Closed in Ground | Empty | 4000 | Bare Steel | 1990-03-08 | Galvanized Steel
FORMER SHELL STATION | CONNECTOR 3 @ I-75 | DALTON | Whitfield | 9155021 | 4 | [5 empty] | Closed in Ground | Empty | 4000 | Bare Steel | 1990-03-08 | Galvanized Steel
SUPER GARBAGE SVC | 113 MCFALLS ST | DALTON | Whitfield | 9155022 | 1 | [5 empty] | Removed from Ground | Diesel | 2005 | Bare Steel | 1973-01-01 | Unknown
SUPER GARBAGE SVC | 113 MCFALLS ST | DALTON | Whitfield | 9155022 | 2 | [5 empty] | Removed from Ground | Diesel | 2005 | Bare Steel | 1973-01-01 | Unknown
MAPCO EXPESS #3511 | 200 CARBONDALE RD | DALTON | Whitfield | 9155024 | 1 | Flapper Valve | 1990-01-01 | FALSE | 1990-01-01 | FALSE | Temporarily out of use | Diesel | 12000 | Steel-Impressed Current | 1990-01-01 | Fiberglass Reinforced Plastic | Pressurized
MAPCO EXPESS #3511 | 200 CARBONDALE RD | DALTON | Whitfield | 9155024 | 2 | Ball Float | 1990-01-01 | FALSE | 1990-01-01 | FALSE | Temporarily out of use | Gas (Historical Use) | 12000 | Steel-Impressed Current | 1990-01-01 | Fiberglass Reinforced Plastic | Pressurized
MAPCO EXPESS #3511 | 200 CARBONDALE RD | DALTON | Whitfield | 9155024 | 3 | Ball Float | 1990-01-01 | FALSE | 1990-01-01 | FALSE | Temporarily out of use | Gas (Historical Use) | 8000 | Steel-Impressed Current | 1990-01-01 | Fiberglass Reinforced Plastic | Pressurized
MAPCO EXPESS #3511 | 200 CARBONDALE RD | DALTON | Whitfield | 9155024 | 4 | Ball Float | 1990-01-01 | FALSE | 1990-01-01 | FALSE | Temporarily out of use | Gas (Historical Use) | 8000 | Steel-Impressed Current | 1990-01-01 | Fiberglass Reinforced Plastic | Pressurized
MAPCO EXPESS #3511 | 200 CARBONDALE RD | DALTON | Whitfield | 9155024 | 5 | Flapper Valve | 1990-01-01 | FALSE | 1990-01-01 | FALSE | Temporarily out of use | Biodiesel | 2000 | Steel-Impressed Current | 1990-01-01 | Fiberglass Reinforced Plastic | Pressurized
NU MATIC CAR WASH | 1234 CLEVELAND HWY | DALTON | Whitfield | 9155025 | 1 | [5 empty] | Removed from Ground | Gas (Historical Use) | 6000 | Cathodically Protected Steel | 1989-01-01 | Fiberglass Reinforced Plastic
NU MATIC CAR WASH | 1234 CLEVELAND HWY | DALTON | Whitfield | 9155025 | 2 | [5 empty] | Removed from Ground | Gas (Historical Use) | 6000 | Cathodically Protected Steel | 1989-01-01 | Fiberglass Reinforced Plastic
NU MATIC CAR WASH | 1234 CLEVELAND HWY | DALTON | Whitfield | 9155025 | 3 | [5 empty] | Removed from Ground | Gas (Historical Use) | 6000 | Cathodically Protected Steel | 1989-01-01 | Fiberglass Reinforced Plastic
CORONET INDUSTRIES | CLEVELAND RD | DALTON | Whitfield | 9155026 | 2 | [5 empty] | Removed from Ground | Other | 1000 | Bare Steel | 1965-01-01 | Galvanized Steel
CORONET INDUSTRIES | CLEVELAND RD | DALTON | Whitfield | 9155026 | F201054 |  |  | TRUE |  | TRUE | Removed from Ground | Used Oil | 1000 | Bare Steel | 1965-01-01 | Galvanized Steel
CORONET INDUSTRIES | CLEVELAND RD | DALTON | Whitfield | 9155026 | F252016 | [5 empty] | Removed from Ground | Gas (Historical Use) | 2000 | Bare Steel | 1965-01-01 | Galvanized Steel
MAPCO EXPRESS 3627 | 1210 DAWNVILLE RD | DALTON | Whitfield | 9155027 | KERO | Ball Float | 1996-01-03 | FALSE | 1996-01-03 | FALSE | Currently in Use | Kerosene | 2005 | Composite | 1988-01-01 | Fiberglass Reinforced Plastic | Pressurized
MAPCO EXPRESS 3627 | 1210 DAWNVILLE RD | DALTON | Whitfield | 9155027 | SUNL | Ball Float | 1996-01-03 | FALSE | 1996-01-03 | FALSE | Currently in Use | Premium | 10152 | Composite | 1988-01-01 | Fiberglass Reinforced Plastic | Pressurized
MAPCO EXPRESS 3627 | 1210 DAWNVILLE RD | DALTON | Whitfield | 9155027 | UNL | Ball Float | 1996-01-03 | FALSE | 1996-01-03 | FALSE | Currently in Use | Regular | 10152 | Composite | 1988-01-01 | Fiberglass Reinforced Plastic | Pressurized
MAPCO EXPRESS 3627 | 1210 DAWNVILLE RD | DALTON | Whitfield | 9155027 | UNLPLUS | Ball Float | 1996-01-03 | FALSE | 1996-01-03 | FALSE | Currently in Use | Plus | 10152 | Composite | 1988-01-01 | Fiberglass Reinforced Plastic | Pressurized
FAVORITE MARKET #68 | 1310 RIVERBEND RD | DALTON | Whitfield | 9155029 | 1 | [5 empty] | Removed from Ground | Gas (Historical Use) | 500 | Not Marked/Unknown | 1997-02-11 | Not Marked
FAVORITE MARKET #68 | 1310 RIVERBEND RD | DALTON | Whitfield | 9155029 | 2 | [5 empty] | Removed from Ground | Gas (Historical Use) | 500 | Not Marked/Unknown | 1997-02-11 | Not Marked
FAVORITE MARKET #68 | 1310 RIVERBEND RD | DALTON | Whitfield | 9155029 | 3 | [5 empty] | Removed from Ground | Empty | 1000 | Not Marked/Unknown | 1997-02-11 | Not Marked
FAVORITE MARKET #68 | 1310 RIVERBEND RD | DALTON | Whitfield | 9155029 | R | [5 empty] | Removed from Ground | Gas (Historical Use) | 9994 | Bare Steel | 1981-01-01 | Galvanized Steel | Pressurized
FAVORITE MARKET #68 | 1310 RIVERBEND RD | DALTON | Whitfield | 9155029 | SUL | [5 empty] | Removed from Ground | Gas (Historical Use) | 2000 | Bare Steel | 1971-01-01 | Galvanized Steel | Safe Suction (Euro)
FAVORITE MARKET #68 | 1310 RIVERBEND RD | DALTON | Whitfield | 9155029 | UL | [5 empty] | Removed from Ground | Gas (Historical Use) | 9994 | Bare Steel | 1981-01-01 | Galvanized Steel | Pressurized
ALLTEL GEORGIA INC | 906 VISTA DRIVE | DALTON | Whitfield | 9155030 | 1 | [5 empty] | Currently in Use | Diesel | 10000 | Double Walled | 1989-09-01 | Fiberglass Reinforced Plastic
ALLTEL GEORGIA INC | 906 VISTA DRIVE | DALTON | Whitfield | 9155030 | 2 | [5 empty] | Currently in Use | Gas (Historical Use) | 12000 | Fiberglass | 1986-01-01 | Bare Steel
ALLTEL GEORGIA INC | 906 VISTA DRIVE | DALTON | Whitfield | 9155030 | 3 | [5 empty] | Removed from Ground | Diesel | 2000 | Bare Steel | 1980-01-01 | Unknown
SHELL | 2501 E WALNUT AVE | DALTON | Whitfield | 9155031 | 1 |  | 1990-07-19 |  | 1990-07-19 |  | Removed from Ground | Gas (Historical Use) | 10000 | Fiberglass | 1990-07-01 | Fiberglass Reinforced Plastic | Pressurized
SHELL | 2501 E WALNUT AVE | DALTON | Whitfield | 9155031 | 2 |  | 1990-07-19 |  | 1990-07-19 |  | Removed from Ground | Gas (Historical Use) | 10000 | Fiberglass | 1990-07-01 | Fiberglass Reinforced Plastic | Pressurized
SHELL | 2501 E WALNUT AVE | DALTON | Whitfield | 9155031 | 3 |  | 1990-07-19 |  | 1990-07-19 |  | Removed from Ground | Gas (Historical Use) | 10000 | Fiberglass | 1990-07-01 | Fiberglass Reinforced Plastic | Pressurized
SHELL | 2501 E WALNUT AVE | DALTON | Whitfield | 9155031 | 4 |  | 1990-07-19 |  | 1990-07-19 |  | Removed from Ground | Diesel | 10000 | Fiberglass | 1990-07-01 | Fiberglass Reinforced Plastic | Pressurized
SHELL | 2501 E WALNUT AVE | DALTON | Whitfield | 9155031 | 5 |  | 1990-07-19 |  | 1990-07-19 |  | Removed from Ground | Kerosene | 6000 | Fiberglass | 1990-07-01 | Fiberglass Reinforced Plastic | Pressurized
ANDYS CORNER | 104 COTTONWOOD MILL RD | TUNNEL HILL | Whitfield | 9155033 | KERO | Ball Float | 1990-01-31 |  | 1990-01-31 |  | Currently in Use | Kerosene | 2005 | Composite | 1990-01-01 | Fiberglass Reinforced Plastic | Pressurized
ANDYS CORNER | 104 COTTONWOOD MILL RD | TUNNEL HILL | Whitfield | 9155033 | SLU | Ball Float | 1990-01-31 |  | 1990-01-31 |  | Currently in Use | Gas (Historical Use) | 10152 | Composite | 1990-01-01 | Fiberglass Reinforced Plastic | Pressurized
ANDYS CORNER | 104 COTTONWOOD MILL RD | TUNNEL HILL | Whitfield | 9155033 | UNL | Ball Float | 1990-01-31 |  | 1990-01-31 |  | Currently in Use | Gas (Historical Use) | 10152 | Composite | 1990-01-01 | Fiberglass Reinforced Plastic | Pressurized
ANDYS CORNER | 104 COTTONWOOD MILL RD | TUNNEL HILL | Whitfield | 9155033 | UNLPLUS | Ball Float | 1990-01-31 |  | 1990-01-31 |  | Currently in Use | Gas (Historical Use) | 10152 | Composite | 1990-01-01 | Fiberglass Reinforced Plastic | Pressurized
AA FOOD SERVICES | 1220 VENDMORE DR | DALTON | Whitfield | 9155034 | 1 | [5 empty] | Removed from Ground | Other | 8000 | Bare Steel | 1992-04-30 | Unknown
AA FOOD SERVICES | 1220 VENDMORE DR | DALTON | Whitfield | 9155034 | 2 | [5 empty] | Removed from Ground | Other | 2000 | Bare Steel | 1992-04-30 | Unknown
C & M SUPERETTE | 254 LOWER DAWNVILLE RD | DALTON | Whitfield | 9155036 | 1 | [5 empty] | Removed from Ground | Gas (Historical Use) | 4000 | Bare Steel | 1978-01-01 | Galvanized Steel | Suction (American)
C & M SUPERETTE | 254 LOWER DAWNVILLE RD | DALTON | Whitfield | 9155036 | 2 | [5 empty] | Removed from Ground | Gas (Historical Use) | 1050 | Bare Steel | 1971-01-01 | Galvanized Steel | Suction (American)
C & M SUPERETTE | 254 LOWER DAWNVILLE RD | DALTON | Whitfield | 9155036 | 3 | [5 empty] | Removed from Ground | Gas (Historical Use) | 1050 | Bare Steel | 1971-01-01 | Galvanized Steel | Suction (American)
ESTATE OF W L MANTON | 3725 OLD DIXIE HWY | DALTON | Whitfield | 9155037 | 1 | [5 empty] | Removed from Ground | Diesel | 1000 | Bare Steel | 1946-06-15 | Bare Steel | Pressurized
ESTATE OF W L MANTON | 3725 OLD DIXIE HWY | DALTON | Whitfield | 9155037 | 2 | [5 empty] | Removed from Ground | Gas (Historical Use) | 2000 | Bare Steel | 1946-06-15 | Bare Steel | Pressurized
ESTATE OF W L MANTON | 3725 OLD DIXIE HWY | DALTON | Whitfield | 9155037 | 3 | [5 empty] | Removed from Ground | Gas (Historical Use) | 3000 | Bare Steel | 1946-06-15 | Bare Steel | Pressurized
ESTATE OF W L MANTON | 3725 OLD DIXIE HWY | DALTON | Whitfield | 9155037 | 4 | [5 empty] | Removed from Ground | Gas (Historical Use) | 3000 | Bare Steel | 1946-06-15 | Bare Steel | Pressurized
ESTATE OF W L MANTON | 3725 OLD DIXIE HWY | DALTON | Whitfield | 9155037 | 5 | [5 empty] | Removed from Ground | Gas (Historical Use) | 3000 | Bare Steel | 1946-06-15 | Bare Steel | Pressurized
ESTATE OF W L MANTON | 3725 OLD DIXIE HWY | DALTON | Whitfield | 9155037 | 6 | [5 empty] | Removed from Ground | Diesel | 6000 | Bare Steel | 1946-06-15 | Bare Steel | Pressurized
ESTATE OF W L MANTON | 3725 OLD DIXIE HWY | DALTON | Whitfield | 9155037 | 7 | [5 empty] | Removed from Ground | Diesel | 6000 | Bare Steel | 1946-06-15 | Bare Steel | Pressurized
EXTRUDED FIBERS INC | 112 WEST WESTCOTT WAY | DALTON | Whitfield | 9155038 | 1 | [5 empty] | Removed from Ground | Gas (Historical Use) | 550 | Bare Steel | 1992-11-03 | Galvanized Steel | Suction (American)
DRYDEN OIL CO | 1221 S HAMILTON ST | DALTON | Whitfield | 9155039 | 1 |  |  | TRUE |  | TRUE | Removed from Ground | Used Oil | 500 | Bare Steel | 1975-01-01 | Galvanized Steel | Gravity Fed
DIXIE CORNER FOOD MART #2 | 3000 E WALNUT AVE | DALTON | Whitfield | 9155040 | 1 | Ball Float | 1986-11-12 | FALSE | 1998-06-02 | FALSE | Currently in Use | Regular | 10000 | Steel-Impressed Current | 1986-01-01 | Fiberglass Reinforced Plastic | Pressurized
DIXIE CORNER FOOD MART #2 | 3000 E WALNUT AVE | DALTON | Whitfield | 9155040 | 2 | Ball Float | 1986-11-12 | FALSE | 1998-06-02 | FALSE | Currently in Use | E-10 | 10000 | Steel-Impressed Current | 1986-01-01 | Fiberglass Reinforced Plastic | Pressurized
DIXIE CORNER FOOD MART #2 | 3000 E WALNUT AVE | DALTON | Whitfield | 9155040 | 3 | Ball Float | 1986-11-12 | FALSE | 1998-06-02 | FALSE | Currently in Use | Diesel | 10000 | Steel-Impressed Current | 1986-01-01 | Fiberglass Reinforced Plastic | Pressurized
DIXIE CORNER FOOD MART #2 | 3000 E WALNUT AVE | DALTON | Whitfield | 9155040 | 4 | Flapper Valve | 1998-06-02 | FALSE | 1998-06-02 | FALSE | Currently in Use | Kerosene | 2000 | Steel-Impressed Current | 1987-01-01 | Fiberglass Reinforced Plastic | Pressurized
BEAVERDALE GROCERY | 10780 HWY 2 | DALTON | Whitfield | 9155041 | 1 | [5 empty] | Removed from Ground | Gas (Historical Use) | 1000 | Bare Steel | 1973-01-01 | Galvanized Steel
BEAVERDALE GROCERY | 10780 HWY 2 | DALTON | Whitfield | 9155041 | 2 | [5 empty] | Removed from Ground | Gas (Historical Use) | 1000 | Bare Steel | 1973-01-01 | Galvanized Steel
BEAVERDALE GROCERY | 10780 HWY 2 | DALTON | Whitfield | 9155041 | 3 | Flapper Valve | 1993-04-01 |  | 1993-04-01 |  | Currently in Use | Gas (Historical Use) | 10000 | Steel-Impressed Current | 1984-01-01 | Fiberglass Reinforced Plastic | Pressurized
BEAVERDALE GROCERY | 10780 HWY 2 | DALTON | Whitfield | 9155041 | 4A | Ball Float | 1993-04-01 |  | 1993-04-01 |  | Currently in Use | Gas (Historical Use) | 5000 | Steel-Impressed Current | 1993-04-01 | Fiberglass Reinforced Plastic | Pressurized
BEAVERDALE GROCERY | 10780 HWY 2 | DALTON | Whitfield | 9155041 | 4B | Flapper Valve | 1993-04-01 |  | 1993-04-01 |  | Currently in Use | Diesel | 3000 | Steel-Impressed Current | 1993-04-01 | Fiberglass Reinforced Plastic | Safe Suction (Euro)
BEAVERDALE GROCERY | 10780 HWY 2 | DALTON | Whitfield | 9155041 | 4C | Flapper Valve | 1993-04-01 |  | 1993-04-01 |  | Currently in Use | Diesel | 2000 | Steel-Impressed Current | 1993-04-01 | Fiberglass Reinforced Plastic | Safe Suction (Euro)
CUSTOM COATING INC | 204 W IND BLVD | DALTON | Whitfield | 9155042 | 1 | [5 empty] | Removed from Ground | Diesel | 10000 | Not Marked/Unknown | 1994-01-01 | Not Marked
CUSTOM COATING INC | 204 W IND BLVD | DALTON | Whitfield | 9155042 | 2 | [5 empty] | Removed from Ground | Diesel | 1000 | Not Marked/Unknown | 1994-01-01 | Not Marked
CUSTOM COATING INC | 204 W IND BLVD | DALTON | Whitfield | 9155042 | 3 | [5 empty] | Removed from Ground | Gas (Historical Use) | 1000 | Not Marked/Unknown | 1994-01-01 | Not Marked
DALTON PARKS & REC MAINT FAC | CIVIC DR & MITCHELL DR | DALTON | Whitfield | 9155043 | 1 | [5 empty] | Removed from Ground | Gas (Historical Use) | 500 | Bare Steel | 1973-03-01 | Bare Steel | Safe Suction (Euro)
SHAW INDUSTRIES/PLANT 26 | LOWER DUG GAP RD | DALTON | Whitfield | 9155044 | 1 | [5 empty] | Removed from Ground | Diesel | 20000 | Bare Steel | 1993-05-28 | Unknown | Safe Suction (Euro)
SALE PONTIAC CADILLAC GMC TRUC | 1554 EAST WALNUT ST | DALTON | Whitfield | 9155045 | 1 |  |  | TRUE |  | TRUE | Removed from Ground | Used Oil | 500 | Marked Unknown | 1986-01-01 | Unknown | Suction (American)
HOGS CUSTOM CYCLE/MAYNARD ESTATE | 2615 SOUTH DIXIE HWY | DALTON | Whitfield | 9155046 | 1 | [5 empty] | Removed from Ground | Gas (Historical Use) | 1000 | Not Marked/Unknown | 1993-10-13 | Not Marked
HEATMAX INC | 505 HILL RD | DALTON | Whitfield | 9155047 | 1 | [5 empty] | Removed from Ground | Gas (Historical Use) | 1000 | Bare Steel | 1993-11-10 | Bare Steel | Safe Suction (Euro)
ROCKY FACE SHOPPE INC | 1908 CHATTANOOGA RD | DALTON | Whitfield | 9155048 | 1 | Flapper Valve | 1994-11-27 |  | 1994-11-27 |  | Removed from Ground | Diesel | 10000 | Steel-Impressed Current | 1980-09-12 | Fiberglass Reinforced Plastic | Pressurized
ROCKY FACE SHOPPE INC | 1908 CHATTANOOGA RD | DALTON | Whitfield | 9155048 | 2 | Flapper Valve | 1994-11-27 |  | 1994-11-27 |  | Removed from Ground | Gas (Historical Use) | 10000 | Steel-Impressed Current | 1980-09-12 | Fiberglass Reinforced Plastic | Pressurized
ROCKY FACE SHOPPE INC | 1908 CHATTANOOGA RD | DALTON | Whitfield | 9155048 | 3 | Flapper Valve | 1994-11-27 |  | 1994-11-27 |  | Removed from Ground | Gas (Historical Use) | 8000 | Steel-Impressed Current | 1980-09-12 | Fiberglass Reinforced Plastic | Pressurized
ROCKY FACE SHOPPE INC | 1908 CHATTANOOGA RD | DALTON | Whitfield | 9155048 | 4 | [5 empty] | Removed from Ground | Diesel | 10000 | Bare Steel | 1982-07-01 | Galvanized Steel | Pressurized
ROCKY FACE SHOPPE INC | 1908 CHATTANOOGA RD | DALTON | Whitfield | 9155048 | 5 |  | 1996-11-26 |  | 1996-11-26 |  | Removed from Ground | Kerosene | 3000 | Composite | 1984-07-01 | Galvanized Steel | Pressurized
ALLTEL GEORGIA/GTE DALTON NORTH | BEAVERDALE RD | DALTON | Whitfield | 9155050 | 1 | [5 empty] | Currently in Use | Diesel | 2000 | Not Marked/Unknown | 1994-10-06 | Not Marked
KWIK SERV #8 | 2900 AIRPORT RD | DALTON | Whitfield | 9155056 | 1 | Flapper Valve | 1987-01-01 | FALSE | 1987-01-01 | FALSE | Currently in Use | Premium | 8000 | Galvanic (STIP-3) | 1987-01-01 | Fiberglass Reinforced Plastic | Pressurized
KWIK SERV #8 | 2900 AIRPORT RD | DALTON | Whitfield | 9155056 | 2 | Flapper Valve | 1987-01-01 | FALSE | 1987-01-01 | FALSE | Currently in Use | Regular | 8000 | Galvanic (STIP-3) | 1987-01-01 | Fiberglass Reinforced Plastic | Pressurized
KWIK SERV #8 | 2900 AIRPORT RD | DALTON | Whitfield | 9155056 | 3 | Flapper Valve | 1987-01-01 | FALSE | 1987-01-01 | FALSE | Currently in Use | Plus | 8000 | Galvanic (STIP-3) | 1987-01-01 | Fiberglass Reinforced Plastic | Pressurized
KWIK SERV #8 | 2900 AIRPORT RD | DALTON | Whitfield | 9155056 | 4 | Flapper Valve | 1987-01-01 | FALSE | 1987-01-01 | FALSE | Currently in Use | Diesel | 6000 | Galvanic (STIP-3) | 1987-01-01 | Fiberglass Reinforced Plastic | Pressurized
KWIK SERV #8 | 2900 AIRPORT RD | DALTON | Whitfield | 9155056 | 5 | Flapper Valve | 1987-01-01 |  | 1987-01-01 |  | Currently in Use | Kerosene | 6000 | Galvanic (STIP-3) | 1987-01-01 | Fiberglass Reinforced Plastic | Safe Suction (Euro)
KANKUS EXPRESS #101 | 2958 CLEVELAND RD | DALTON | Whitfield | 9155057 | 1 | Ball Float | 1994-06-01 | FALSE | 1994-06-01 | FALSE | Currently in Use | Regular | 10008 | Composite | 1987-05-01 | Fiberglass Reinforced Plastic | Pressurized
KANKUS EXPRESS #101 | 2958 CLEVELAND RD | DALTON | Whitfield | 9155057 | 2 | Ball Float | 1994-06-01 | FALSE | 1994-06-01 | FALSE | Currently in Use | Premium | 10008 | Composite | 1987-05-01 | Fiberglass Reinforced Plastic | Pressurized
KANKUS EXPRESS #101 | 2958 CLEVELAND RD | DALTON | Whitfield | 9155057 | 3 | Ball Float | 1994-06-01 | FALSE | 1994-06-01 | FALSE | Currently in Use | E-0 | 10000 | Composite | 1987-05-01 | Fiberglass Reinforced Plastic | Pressurized
KANKUS EXPRESS #101 | 2958 CLEVELAND RD | DALTON | Whitfield | 9155057 | 4 | Ball Float | 1994-06-01 | FALSE | 1994-06-01 | FALSE | Temporarily out of use | Diesel | 2000 | Composite | 1987-05-01 | Fiberglass Reinforced Plastic | Pressurized
OLD GREGORY PRINTING | EAST MORRIS & GREEN ST | DALTON | Whitfield | 9155063 | 1 | [5 empty] | Removed from Ground | Gas (Historical Use) | 2000 | Not Marked/Unknown |  | Not Marked
CIRCLE K #2723581 | 3320 AIRPORT RD | DALTON | Whitfield | 9155064 | 1 | Ball Float | 1994-07-25 | FALSE | 1994-07-25 | FALSE | Currently in Use | Regular | 10000 | Composite | 1994-07-25 | Double-Walled Flex | Pressurized
CIRCLE K #2723581 | 3320 AIRPORT RD | DALTON | Whitfield | 9155064 | 2 | Ball Float | 1994-07-25 | FALSE | 1994-07-25 | FALSE | Currently in Use | Diesel | 10000 | Composite | 1994-07-25 | Double-Walled Flex | Pressurized
CIRCLE K #2723581 | 3320 AIRPORT RD | DALTON | Whitfield | 9155064 | 3 | Ball Float | 1994-07-25 | FALSE | 1994-07-25 | FALSE | Currently in Use | Premium | 10000 | Composite | 1994-07-25 | Double-Walled Flex | Pressurized
CIRCLE K #2723581 | 3320 AIRPORT RD | DALTON | Whitfield | 9155064 | 4 | Flapper Valve | 1994-07-25 | FALSE | 1994-07-25 | FALSE | Currently in Use | Kerosene | 2000 | Composite | 1994-07-25 | Double-Walled Flex | Pressurized
CIRCLE K #2723590 | 2214 EAST WALNUT AVE | DALTON | Whitfield | 9155065 | 1 | Flapper Valve | 1990-09-06 | FALSE | 1990-09-06 | FALSE | Currently in Use | Regular | 10000 | Composite | 1990-09-06 | Fiberglass Reinforced Plastic | Pressurized
CIRCLE K #2723590 | 2214 EAST WALNUT AVE | DALTON | Whitfield | 9155065 | 2 | Flapper Valve | 1990-09-06 | FALSE | 1990-09-06 | FALSE | Currently in Use | Plus | 10000 | Composite | 1990-09-06 | Fiberglass Reinforced Plastic | Pressurized
CIRCLE K #2723590 | 2214 EAST WALNUT AVE | DALTON | Whitfield | 9155065 | 3 | Flapper Valve | 1990-09-06 | FALSE | 1990-09-06 | FALSE | Currently in Use | Premium | 10000 | Composite | 1990-09-06 | Fiberglass Reinforced Plastic | Pressurized
ROCKHOLT EQUIPMENT CO INC | 2784 DUG GAP RD | DALTON | Whitfield | 9155066 | 1 | [5 empty] | Removed from Ground | Diesel | 8000 | Bare Steel | 1985-04-01 | Galvanized Steel | Safe Suction (Euro)
ROCKHOLT EQUIPMENT CO INC | 2784 DUG GAP RD | DALTON | Whitfield | 9155066 | 2 | [5 empty] | Removed from Ground | Diesel | 1000 | Bare Steel | 1985-04-01 | Galvanized Steel | Safe Suction (Euro)
DALCOLOR INC | 411 SOUTHLAND DR | DALTON | Whitfield | 9155068 | 1 | [5 empty] | Closed in Ground | Gas (Historical Use) | 1000 | Not Marked/Unknown | 1995-06-20 | Unknown
DALCOLOR INC | 411 SOUTHLAND DR | DALTON | Whitfield | 9155068 | 2 | [5 empty] | Removed from Ground | Diesel | 1000 | Not Marked/Unknown | 1995-06-20 | Unknown
MILL CREEK GENERAL STORE | 1770 MILL CREEK | ROCKY FACE | Whitfield | 9155069 | 1 | [5 empty] | Removed from Ground | Gas (Historical Use) | 550 | Bare Steel | 1998-11-01 | Galvanized Steel | Safe Suction (Euro)
MILL CREEK GENERAL STORE | 1770 MILL CREEK | ROCKY FACE | Whitfield | 9155069 | 2 | Flapper Valve | 1998-11-01 |  | 1998-11-01 |  | Removed from Ground | Gas (Historical Use) | 1000 | Galvanic (STIP-3) | 1998-11-01 |  | Safe Suction (Euro)
DALTON FIRE DEPT STATION 1 | 404 SCHOOL ST | DALTON | Whitfield | 9155070 | 1 | Flapper Valve | 1998-10-22 |  | 1998-10-22 |  | Currently in Use | Diesel | 550 | Fiberglass Double Walled | 1990-12-01 | Double-Walled Flex | Safe Suction (Euro)
TRANSPORTATION PLUS INC | 100 S EASTERLING ST | DALTON | Whitfield | 9155071 | 1 | [5 empty] | Removed from Ground | Diesel | 8000 | Cathodically Protected Steel | 1986-01-08 | Galvanized Steel | Safe Suction (Euro)
MANA INC | 1246 N THORNTON AVE | DALTON | Whitfield | 9155072 | 1 | Flapper Valve | 1989-12-12 | FALSE | 1989-12-12 | FALSE | Currently in Use | Regular | 4000 | Galvanic (STIP-3) | 1989-12-12 | Fiberglass Reinforced Plastic | Safe Suction (Euro)
MANA INC | 1246 N THORNTON AVE | DALTON | Whitfield | 9155072 | 2 | Flapper Valve | 1989-12-12 | FALSE | 1989-12-12 | FALSE | Currently in Use | Premium | 4000 | Galvanic (STIP-3) | 1989-12-12 | Fiberglass Reinforced Plastic | Safe Suction (Euro)
BALDRIDGE LUMBER & SUPPLY | 412 N THORNTON | DALTON | Whitfield | 9155073 | 1 |  | 1993-12-01 |  | 1993-12-01 |  | Removed from Ground | Gas (Historical Use) | 2000 | Cathodically Protected Steel | 1993-12-01 | Fiberglass Reinforced Plastic
PLEASANT GROVE ENT INC | 2515 CLEVLAND RD | DALTON | Whitfield | 9155074 | 1 | [5 empty] | Removed from Ground | Gas (Historical Use) | 3000 | Bare Steel |  | Galvanized Steel | Safe Suction (Euro)
PLEASANT GROVE ENT INC | 2515 CLEVLAND RD | DALTON | Whitfield | 9155074 | 2 | [5 empty] | Removed from Ground | Gas (Historical Use) | 3000 | Bare Steel |  | Galvanized Steel | Safe Suction (Euro)
PLEASANT GROVE ENT INC | 2515 CLEVLAND RD | DALTON | Whitfield | 9155074 | 3 | [5 empty] | Removed from Ground | Gas (Historical Use) | 1000 | Bare Steel |  | Galvanized Steel | Safe Suction (Euro)
PLEASANT GROVE ENT INC | 2515 CLEVLAND RD | DALTON | Whitfield | 9155074 | 4 | [5 empty] | Removed from Ground | Gas (Historical Use) | 1000 | Bare Steel |  | Galvanized Steel | Safe Suction (Euro)
Z-FOOD MART | 901 BEAVERDALE RD | DALTON | Whitfield | 9155075 | 1 | Ball Float | 1992-10-21 | FALSE | 1992-10-21 | FALSE | Currently in Use | Regular | 10000 | Composite | 1992-10-21 | Fiberglass Reinforced Plastic | Pressurized
Z-FOOD MART | 901 BEAVERDALE RD | DALTON | Whitfield | 9155075 | 2 | Ball Float | 1992-10-21 | FALSE | 1992-10-21 | FALSE | Currently in Use | Premium | 10000 | Composite | 1992-10-21 | Fiberglass Reinforced Plastic | Pressurized
Z-FOOD MART | 901 BEAVERDALE RD | DALTON | Whitfield | 9155075 | 3 | Ball Float | 1992-10-21 | FALSE | 1992-10-21 | FALSE | Currently in Use | Diesel | 6000 | Galvanic (STIP-3) | 1992-10-21 | Fiberglass Reinforced Plastic | Pressurized
Z-FOOD MART | 901 BEAVERDALE RD | DALTON | Whitfield | 9155075 | 4 | Ball Float | 1992-10-21 | FALSE | 1992-10-21 | FALSE | Currently in Use | Kerosene | 6000 | Galvanic (STIP-3) | 1992-10-21 | Fiberglass Reinforced Plastic | Pressurized
MAPCO EXPRESS INC #3519 | 2210 CHATTANOOGA RD | DALTON | Whitfield | 9155076 | 1 | Ball Float | 1999-01-08 | FALSE | 1999-01-08 | FALSE | Currently in Use | Regular | 8000 | Composite | 1999-01-08 | Fiberglass Reinforced Plastic | Pressurized
MAPCO EXPRESS INC #3519 | 2210 CHATTANOOGA RD | DALTON | Whitfield | 9155076 | 2 | Ball Float | 1999-01-08 | FALSE | 1999-01-08 | FALSE | Currently in Use | Premium | 12000 | Composite | 1999-01-08 | Fiberglass Reinforced Plastic | Pressurized
MAPCO EXPRESS INC #3519 | 2210 CHATTANOOGA RD | DALTON | Whitfield | 9155076 | 3 | Flapper Valve | 1999-01-08 | FALSE | 1999-01-08 | FALSE | Currently in Use | E-85 | 2000 | Composite | 1999-01-08 | Double Walled | Safe Suction (Euro)
AT&T | 2602 RAILROAD ST | DALTON | Whitfield | 9155077 | 1 | [5 empty] | Removed from Ground | Diesel | 1500 | Cathodically Protected Steel | 1987-01-01 | Copper | Suction (American)
ESTATE OF RUTH H MANTON-MAXIE MU | 1200 S THORNTON AVE | DALTON | Whitfield | 9155079 | 1 | [5 empty] | Removed from Ground | Gas (Historical Use) | 4000 | Bare Steel | 1995-09-30 | Bare Steel | Safe Suction (Euro)
ESTATE OF RUTH H MANTON-MAXIE MU | 1200 S THORNTON AVE | DALTON | Whitfield | 9155079 | 2 | [5 empty] | Removed from Ground | Gas (Historical Use) | 4000 | Bare Steel | 1995-09-30 | Bare Steel | Suction (American)
ESTATE OF RUTH H MANTON-MAXIE MU | 1200 S THORNTON AVE | DALTON | Whitfield | 9155079 | 3 |  |  | TRUE |  | TRUE | Removed from Ground | Used Oil | 560 | Bare Steel | 1995-09-30 | Bare Steel | Safe Suction (Euro)
ESTATE OF RUTH H MANTON-MAXIE MU | 1200 S THORNTON AVE | DALTON | Whitfield | 9155079 | 4 |  |  | TRUE |  | TRUE | Removed from Ground | Used Oil | 1000 | Bare Steel | 1995-09-30 | Bare Steel | Gravity Fed
VARNELL CONVENIENCE STORE | 300 W MAIN | VARNELL | Whitfield | 9155080 | 4 | Flapper Valve | 1999-06-01 |  | 1999-06-01 |  | Closed in Ground | Kerosene | 1000 | Steel-Impressed Current | 1971-01-15 | Steel (Impressed Current) | Safe Suction (Euro)
VARNELL CONVENIENCE STORE | 300 W MAIN | VARNELL | Whitfield | 9155080 | RU1 | Flapper Valve | 1999-06-01 | FALSE | 1999-06-01 | FALSE | Currently in Use | Regular | 1000 | Steel-Impressed Current | 1971-01-15 | Steel (Impressed Current) | Safe Suction (Euro)
VARNELL CONVENIENCE STORE | 300 W MAIN | VARNELL | Whitfield | 9155080 | RU2 | Flapper Valve | 1999-06-01 | FALSE | 1999-06-01 | FALSE | Currently in Use | Plus | 1000 | Steel-Impressed Current | 1971-01-15 | Steel (Impressed Current) | Safe Suction (Euro)
VARNELL CONVENIENCE STORE | 300 W MAIN | VARNELL | Whitfield | 9155080 | S1 | Flapper Valve | 1999-06-01 | FALSE | 1999-06-01 | FALSE | Currently in Use | Premium | 1000 | Steel-Impressed Current | 1971-01-15 | Steel (Impressed Current) | Safe Suction (Euro)
OLD DIXIE SANITARY LANDFILL | 4189 OLD DIXIE HWY | DALTON | Whitfield | 9155083 | 1 | [5 empty] | Removed from Ground | Diesel | 1000 | Bare Steel | 1980-04-06 | Bare Steel | Suction (American)
OLD DIXIE SANITARY LANDFILL | 4189 OLD DIXIE HWY | DALTON | Whitfield | 9155083 | 2 | [5 empty] | Removed from Ground | Diesel | 3000 | Bare Steel | 1983-04-23 | Bare Steel | Suction (American)
OLD DIXIE SANITARY LANDFILL | 4189 OLD DIXIE HWY | DALTON | Whitfield | 9155083 | 3 |  | 1991-07-08 |  |  |  | Removed from Ground | Gas (Historical Use) | 2000 | Cathodically Protected Steel | 1991-07-08 | Bare Steel | Suction (American)
OLD DIXIE SANITARY LANDFILL | 4189 OLD DIXIE HWY | DALTON | Whitfield | 9155083 | 4 |  |  | TRUE |  | TRUE | Removed from Ground | Used Oil | 250 | Marked Unknown | 1995-11-08 | Unknown
DALTON WHITFIELD REGIONAL SOLID | 2598 LANDFILL RD | ROCKY FACE | Whitfield | 9155084 | 1 |  | 1989-06-12 |  | 1989-06-12 |  | Removed from Ground | Diesel | 2000 | Cathodically Protected Steel | 1989-06-12 | Fiberglass Reinforced Plastic | Suction (American)
DALTON UTILITIES | 1200 V D PARROTT JR PKWY | DALTON | Whitfield | 9155085 | 1 | [5 empty] | Removed from Ground | Gas (Historical Use) | 8000 | Bare Steel | 1976-02-10 | Bare Steel | Suction (American)
DALTON UTILITIES | 1200 V D PARROTT JR PKWY | DALTON | Whitfield | 9155085 | 2 | [5 empty] | Removed from Ground | Diesel | 8000 | Bare Steel | 1976-02-10 | Bare Steel | Suction (American)
DALTON UTILITIES | 1200 V D PARROTT JR PKWY | DALTON | Whitfield | 9155085 | 3 | [5 empty] | Removed from Ground | Diesel | 1000 | Bare Steel | 1998-07-02 | Bare Steel
DALTON UTILITIES | 1200 V D PARROTT JR PKWY | DALTON | Whitfield | 9155085 | 4 | Overfill Alarm | 1998-07-01 |  | 1998-07-01 |  | Currently in Use | Gas (Historical Use) | 10000 | Composite | 1998-07-02 | Fiberglass Reinforced Plastic | Safe Suction (Euro)
DALTON UTILITIES | 1200 V D PARROTT JR PKWY | DALTON | Whitfield | 9155085 | 5 | Overfill Alarm | 1998-07-02 |  | 1998-07-02 |  | Currently in Use | Diesel | 10000 | Composite | 1998-07-02 | Fiberglass Reinforced Plastic | Safe Suction (Euro)
ASTROTURF INDUSTRIES | 809 KENNER ST | DALTON | Whitfield | 9155086 | 1 | [5 empty] | Removed from Ground | Diesel | 20000 | Not Marked/Unknown | 1987-01-01 | Not Marked
ASTROTURF INDUSTRIES | 809 KENNER ST | DALTON | Whitfield | 9155086 | 2 | [5 empty] | Removed from Ground | Diesel | 20000 | Not Marked/Unknown | 1987-01-01 | Not Marked
ASTROTURF INDUSTRIES | 809 KENNER ST | DALTON | Whitfield | 9155086 | 3 | [5 empty] | Removed from Ground | Diesel | 15000 | Not Marked/Unknown | 1960-01-01 | Not Marked
ASTROTURF INDUSTRIES | 809 KENNER ST | DALTON | Whitfield | 9155086 | 4 | [5 empty] | Removed from Ground | Diesel | 15000 | Not Marked/Unknown | 1960-01-01 | Not Marked
WHALEYS BODY SHOP | 1423 MURRAY AVE | DALTON | Whitfield | 9155087 | 1 |  | 1990-07-02 |  | 1990-07-02 |  | Closed in Ground | Gas (Historical Use) | 1000 | Steel-Impressed Current | 1990-07-02 | Cathodically Protected | Safe Suction (Euro)
SUTTLES BRO BP | 601 S HAMILTON STREET | DALTON | Whitfield | 9155089 | 1 | [5 empty] | Temporarily out of use | Gas (Historical Use) | 2000 | Cathodically Protected Steel | 1999-03-17 | Galvanized Steel | Suction (American)
SUTTLES BRO BP | 601 S HAMILTON STREET | DALTON | Whitfield | 9155089 | 2 | [5 empty] | Temporarily out of use | Gas (Historical Use) | 2000 | Cathodically Protected Steel | 1999-03-17 | Galvanized Steel | Suction (American)
WOODDALE HEALTH CARE CENTER | 1102 BURLEYSON | DALTON | Whitfield | 9155090 | 1 | [5 empty] | Removed from Ground | Gas (Historical Use) | 10000 | Marked Unknown | 1995-12-01 | Unknown
WOODDALE HEALTH CARE CENTER | 1102 BURLEYSON | DALTON | Whitfield | 9155090 | 2 | [5 empty] | Removed from Ground | Diesel | 4000 | Marked Unknown | 1995-12-01 | Unknown
DAWNVILLE GROCERY & HARDWARE | 1358 DAWNVILLE RD | DALTON | Whitfield | 9155092 | 1 | Flapper Valve | 1999-04-22 |  | 1999-04-22 |  | Temporarily out of use | Diesel | 2000 | Fiberglass | 1999-09-22 | Fiberglass Reinforced Plastic | Pressurized
DAWNVILLE GROCERY & HARDWARE | 1358 DAWNVILLE RD | DALTON | Whitfield | 9155092 | 2 | Flapper Valve | 1999-04-22 |  | 1999-04-22 |  | Temporarily out of use | Gas (Historical Use) | 4000 | Fiberglass | 1999-09-22 | Fiberglass Reinforced Plastic | Pressurized
DAWNVILLE GROCERY & HARDWARE | 1358 DAWNVILLE RD | DALTON | Whitfield | 9155092 | 3 | Flapper Valve | 1999-04-22 |  | 1999-04-22 |  | Temporarily out of use | Gas (Historical Use) | 8000 | Fiberglass | 1995-05-08 | Fiberglass Reinforced Plastic | Pressurized
DAWNVILLE GROCERY & HARDWARE | 1358 DAWNVILLE RD | DALTON | Whitfield | 9155092 | 4 | Flapper Valve | 1999-04-22 |  | 1999-04-22 |  | Temporarily out of use | Gas (Historical Use) | 8000 | Fiberglass | 1998-05-07 | Fiberglass Reinforced Plastic | Pressurized
DAWNVILLE GROCERY & HARDWARE | 1358 DAWNVILLE RD | DALTON | Whitfield | 9155092 | 5 | Flapper Valve | 1999-04-22 |  | 1999-04-22 |  | Temporarily out of use | Diesel | 4000 | Fiberglass | 1999-04-06 | Fiberglass Reinforced Plastic | Pressurized
TARCON INC | 102 W INDUSTRIAL BLVD | DALTON | Whitfield | 9155096 | 1 | [5 empty] | Removed from Ground | Other | 1000 | Marked Unknown | 1996-02-21 | Unknown
DALTON STEP COMPANY INC | 2010 ANTIOCH ROAD | DALTON | Whitfield | 9155098 | 1 | [5 empty] | Removed from Ground | Gas (Historical Use) | 1000 | Not Marked/Unknown | 1996-03-13 | Not Marked
PERPETUAL MACHINE COMPANY | 1803 ABUTMENT ROAD | DALTON | Whitfield | 9155099 | 1 | [5 empty] | Currently in Use | Gas (Historical Use) | 3000 | Not Marked/Unknown |  | Not Marked
CLARKLIFT OF DALTON INC | 631 N GLENWOOD AVE | DALTON | Whitfield | 9155100 | 1DF | [5 empty] | Removed from Ground | Gas (Historical Use) | 0 | Not Marked/Unknown | 1996-08-01 | Not Marked
CLARKLIFT OF DALTON INC | 631 N GLENWOOD AVE | DALTON | Whitfield | 9155100 | 2RU | [5 empty] | Removed from Ground | Diesel | 0 | Not Marked/Unknown | 1996-08-01 | Not Marked
CLARKLIFT OF DALTON INC | 631 N GLENWOOD AVE | DALTON | Whitfield | 9155100 | 3RU | [5 empty] | Removed from Ground | Hazardous Substance | 0 | Not Marked/Unknown | 1996-08-01 | Not Marked
NORFOLK SOUTHERN | 110 EAST INDUSTRIAL BLVD | DALTON | Whitfield | 9155101 | 1 | [5 empty] | Removed from Ground | Other | 0 | Not Marked/Unknown |  | Not Marked
LEGION DRIVE DALTON LLC | 801 LEGION DRIVE | DALTON | Whitfield | 9155102 | 1 | Flapper Valve | 1999-03-05 | FALSE | 1999-03-05 | FALSE | Temporarily out of use | Diesel | 10000 | Steel-Impressed Current | 1999-03-01 | Steel (Impressed Current) | Safe Suction (Euro)
US XPRESS INC | 1535 NEW HOPE CHURCH RD | TUNNEL HILL | Whitfield | 9155103 | 1 | [5 empty] | Removed from Ground | Diesel | 20000 | Fiberglass | 1987-01-01 | Fiberglass Reinforced Plastic | Pressurized
US XPRESS INC | 1535 NEW HOPE CHURCH RD | TUNNEL HILL | Whitfield | 9155103 | 2 | Overfill Alarm | 1997-05-01 | FALSE | 1997-05-01 | FALSE | Currently in Use | Diesel | 20000 | Fiberglass | 1997-05-01 | Flex | Pressurized
US XPRESS INC | 1535 NEW HOPE CHURCH RD | TUNNEL HILL | Whitfield | 9155103 | 3 | Overfill Alarm | 1997-05-01 | FALSE | 1997-05-01 | FALSE | Currently in Use | Diesel | 20000 | Fiberglass | 1997-05-01 | Flex | Pressurized
KANKUS | 3385 AIRPORT RD | DALTON | Whitfield | 9155104 | 1 | Ball Float | 1996-06-07 | FALSE | 1996-06-07 | FALSE | Currently in Use | Regular | 10000 | Galvanic (STIP-3) | 1996-06-07 | Fiberglass Reinforced Plastic | Pressurized
KANKUS | 3385 AIRPORT RD | DALTON | Whitfield | 9155104 | 2 | Ball Float | 1996-06-07 | FALSE | 1996-06-07 | FALSE | Currently in Use | Diesel | 10000 | Galvanic (STIP-3) | 1996-06-07 | Fiberglass Reinforced Plastic | Pressurized
KANKUS | 3385 AIRPORT RD | DALTON | Whitfield | 9155104 | 3 | Ball Float | 1996-06-07 | FALSE | 1996-06-07 | FALSE | Currently in Use | Premium | 10000 | Galvanic (STIP-3) | 1996-06-07 | Fiberglass Reinforced Plastic | Pressurized
J C PENNEY | 2150 E WALNUT AVE | DALTON | Whitfield | 9155105 | 1 | [5 empty] | Removed from Ground | Diesel | 280 | Cathodically Protected Steel | 1982-02-03 | Bare Steel | Safe Suction (Euro)
BULTMAN LIMITED | 316 BEAR CREEK ROAD | DALTON | Whitfield | 9155106 | 1 | [5 empty] | Removed from Ground | Diesel | 6000 | Bare Steel | 1997-02-19 | Galvanized Steel | Suction (American)
SMART MART # 2 | 100 N OAKS DRIVE | DALTON | Whitfield | 9155107 | 1 | Ball Float | 1996-02-10 | FALSE | 1996-02-10 | FALSE | Currently in Use | Regular | 15000 | Epoxy | 1996-02-10 | Fiberglass Reinforced Plastic | Pressurized
SMART MART # 2 | 100 N OAKS DRIVE | DALTON | Whitfield | 9155107 | 2 | Ball Float | 1996-02-10 | FALSE | 1996-02-10 | FALSE | Currently in Use | Premium | 10000 | Epoxy | 1996-02-10 | Fiberglass Reinforced Plastic | Pressurized
GREEN SPOT SUPERETTE | 624 5TH AVE | DALTON | Whitfield | 9155108 | DUMMY | [5 empty] | Permanently Out of Use - historical purposes | Diesel | 0 | Not Marked/Unknown |  | Not Marked
DALTON EQUIPMENT RENTAL CO | 921 EAST MORRIS STREET | DALTON | Whitfield | 9155109 | 1 | [5 empty] | Removed from Ground | Gas (Historical Use) | 1000 | Not Marked/Unknown | 1997-01-22 | Not Marked
DALTON EQUIPMENT RENTAL CO | 921 EAST MORRIS STREET | DALTON | Whitfield | 9155109 | 2 | [5 empty] | Removed from Ground | Diesel | 1000 | Not Marked/Unknown | 1997-01-22 | Not Marked
ALADDIN MILLS - HAMILTON STREET | 1811 S HAMILTON STREET | DALTON | Whitfield | 9155110 | 1 | [5 empty] | Removed from Ground | Gas (Historical Use) | 1000 | Not Marked/Unknown | 1997-04-14 | Not Marked
H & S WHITING INC | 810 TINSLEY STREET | DALTON | Whitfield | 9155112 | 1 | [5 empty] | Removed from Ground | Diesel | 10000 | Bare Steel | 1970-01-01 | Bare Steel
H & S WHITING INC | 810 TINSLEY STREET | DALTON | Whitfield | 9155112 | 2 | [5 empty] | Removed from Ground | Diesel | 8000 | Bare Steel | 1970-01-01 | Bare Steel
HORACE GRAVELY | 1607 MURRAY AVENUE | DALTON | Whitfield | 9155113 | 1 | [5 empty] | Removed from Ground | Gas (Historical Use) | 1000 | Not Marked/Unknown | 1997-07-30 | Not Marked
HORACE GRAVELY | 1607 MURRAY AVENUE | DALTON | Whitfield | 9155113 | 2 | [5 empty] | Removed from Ground | Gas (Historical Use) | 1000 | Not Marked/Unknown | 1997-07-30 | Not Marked
HORACE GRAVELY | 1607 MURRAY AVENUE | DALTON | Whitfield | 9155113 | 3 | [5 empty] | Removed from Ground | Gas (Historical Use) | 1000 | Not Marked/Unknown | 1997-07-30 | Not Marked
CONAGRA POULTRY | 402 MAIN ST | TUNNEL HILL | Whitfield | 9155115 | 1 | [5 empty] | Currently in Use | Diesel | 8000 | Not Marked/Unknown |  | Not Marked
FORMERLY JET/KAYO STATION | 2300 CHATTANOOGA RD | DALTON | Whitfield | 9155116 | 1 | [5 empty] | Removed from Ground | Gas (Historical Use) | 10 | Not Marked/Unknown | 1998-06-01 | Not Marked
FORMERLY JET/KAYO STATION | 2300 CHATTANOOGA RD | DALTON | Whitfield | 9155116 | 2 | [5 empty] | Removed from Ground | Gas (Historical Use) | 10 | Not Marked/Unknown | 1998-06-01 | Not Marked
FORMERLY JET/KAYO STATION | 2300 CHATTANOOGA RD | DALTON | Whitfield | 9155116 | 3 | [5 empty] | Removed from Ground | Diesel | 10 | Not Marked/Unknown | 1998-06-01 | Not Marked
FORMERLY JET/KAYO STATION | 2300 CHATTANOOGA RD | DALTON | Whitfield | 9155116 | 4 | [5 empty] | Removed from Ground | Gas (Historical Use) | 6 | Not Marked/Unknown | 1998-06-01 | Not Marked
WALNUT EXPRESS | 2524 E WALNUT AVE | DALTON | Whitfield | 9155117 | 1 | Ball Float | 1998-09-01 | FALSE | 1998-09-01 | FALSE | Currently in Use | Regular | 15000 | Fiberglass Double Walled | 1998-07-28 | Fiberglass Reinforced Plastic | Pressurized
WALNUT EXPRESS | 2524 E WALNUT AVE | DALTON | Whitfield | 9155117 | 2 | Ball Float | 1998-09-01 | FALSE | 1998-09-01 | FALSE | Currently in Use | Premium | 15000 | Fiberglass Double Walled | 1998-07-28 | Fiberglass Reinforced Plastic | Pressurized
WALNUT EXPRESS | 2524 E WALNUT AVE | DALTON | Whitfield | 9155117 | 3 | Ball Float | 1998-09-01 | FALSE | 1998-09-01 | FALSE | Currently in Use | Diesel | 4000 | Fiberglass Double Walled | 1998-07-28 | Fiberglass Reinforced Plastic | Pressurized
DALTON FIRE DEPARTMENT STATION 3 | 159 HAIGMILL LAKE ROAD | DALTON | Whitfield | 9155118 | 1 | Flapper Valve | 1998-10-23 |  | 1998-10-23 |  | Currently in Use | Diesel | 550 | Fiberglass Double Walled | 1987-01-01 | Double-Walled Flex | Safe Suction (Euro)
WHITFIELD COUNTY ROAD DEPARTMENT | 170 GILLESPIE DR | DALTON | Whitfield | 9155119 | 1 | Flapper Valve | 2006-12-01 | FALSE | 2006-12-01 | FALSE | Currently in Use | Diesel | 20000 | STIP-3/Impressed Current | 1987-04-01 | Fiberglass Reinforced Plastic | Safe Suction (Euro)
WHITFIELD COUNTY ROAD DEPARTMENT | 170 GILLESPIE DR | DALTON | Whitfield | 9155119 | 2 | Flapper Valve | 2006-12-01 | FALSE | 2006-12-01 | FALSE | Currently in Use | Regular | 10000 | STIP-3/Impressed Current | 1987-04-01 | Fiberglass Reinforced Plastic | Safe Suction (Euro)
WHITFIELD COUNTY ROAD DEPARTMENT | 170 GILLESPIE DR | DALTON | Whitfield | 9155119 | 3 |  | 1998-12-01 | FALSE | 1998-12-01 | FALSE | Removed from Ground | Gas (Historical Use) | 8000 |  | 1987-04-01 | Fiberglass Reinforced Plastic | Safe Suction (Euro)
HAMILTON MEDICAL CENTER | 1200 MEMORIAL DR | DALTON | Whitfield | 9155120 | 1 | Flapper Valve | 1999-03-01 | FALSE | 1997-08-01 | FALSE | Currently in Use | Diesel | 15000 | Steel-Impressed Current | 1972-01-01 | Fiberglass Reinforced Plastic | Safe Suction (Euro)
HAMILTON MEDICAL CENTER | 1200 MEMORIAL DR | DALTON | Whitfield | 9155120 | 2 | Flapper Valve | 1999-03-01 | FALSE | 1997-08-01 | FALSE | Currently in Use | Diesel | 15000 | Steel-Impressed Current | 1972-01-01 | Fiberglass Reinforced Plastic | Safe Suction (Euro)
HAMILTON MEDICAL CENTER | 1200 MEMORIAL DR | DALTON | Whitfield | 9155120 | 3 | Flapper Valve | 1999-03-01 | FALSE | 1997-08-01 | TRUE | Currently in Use | Diesel | 15000 | Steel-Impressed Current | 1972-01-01 | Fiberglass Reinforced Plastic | Suction (American)
HAMILTON MEDICAL CENTER | 1200 MEMORIAL DR | DALTON | Whitfield | 9155120 | 4 | Flapper Valve | 1999-03-01 |  | 1997-08-01 | TRUE | Removed from Ground | Diesel | 500 | Galvanic (STIP-3) | 1990-01-01 | Fiberglass Reinforced Plastic | Suction (American)
HAMILTON MEDICAL CENTER | 1200 MEMORIAL DR | DALTON | Whitfield | 9155120 | 5 |  | 1999-03-01 |  | 1997-08-01 |  | Removed from Ground | Diesel | 1200 | Steel-Impressed Current | 1988-01-01 | Cathodically Protected | Suction (American)
CIRCLE K #2723612 | 3901 -A CLEVELAND HWY | DALTON | Whitfield | 9155121 | 1 | Flapper Valve | 1999-08-01 | FALSE | 1999-08-01 | FALSE | Currently in Use | Regular | 15000 | Composite | 1999-07-28 | Double-Walled Flex | Pressurized
CIRCLE K #2723612 | 3901 -A CLEVELAND HWY | DALTON | Whitfield | 9155121 | 2 | Flapper Valve | 1999-08-01 | FALSE | 1999-08-01 | FALSE | Currently in Use | Premium | 12000 | Composite | 1999-07-28 | Double-Walled Flex | Pressurized
CIRCLE K #2723612 | 3901 -A CLEVELAND HWY | DALTON | Whitfield | 9155121 | 3 | Flapper Valve | 1999-08-01 | FALSE | 1999-08-01 | FALSE | Currently in Use | Diesel | 6000 | Composite | 1999-07-28 | Double-Walled Flex | Pressurized
CIRCLE K #2723612 | 3901 -A CLEVELAND HWY | DALTON | Whitfield | 9155121 | 4 | Flapper Valve | 1999-08-01 | FALSE | 1999-08-01 | FALSE | Currently in Use | Kerosene | 2000 | Composite | 1999-07-28 | Double-Walled Flex | Safe Suction (Euro)
CIRCLE K #2723656 | 220 SW CONNECTOR 3 (I-75 EXIT 328) | DALTON | Whitfield | 9155122 | 1 | Flapper Valve | 1999-05-01 | FALSE | 1999-05-01 | FALSE | Currently in Use | Regular | 15000 | Composite | 1999-05-01 | Fiberglass Reinforced Plastic | Pressurized
CIRCLE K #2723656 | 220 SW CONNECTOR 3 (I-75 EXIT 328) | DALTON | Whitfield | 9155122 | 2 | Ball Float | 1999-05-01 | FALSE | 1999-05-01 | FALSE | Currently in Use | Premium | 10000 | Composite | 1999-05-01 | Fiberglass Reinforced Plastic | Pressurized
CIRCLE K #2723656 | 220 SW CONNECTOR 3 (I-75 EXIT 328) | DALTON | Whitfield | 9155122 | 3 | Ball Float | 1999-05-01 | FALSE | 1999-05-01 | FALSE | Currently in Use | Diesel | 6000 | Composite | 1999-05-01 | Fiberglass Reinforced Plastic | Pressurized
ALLIANCE NATIONAL BANK | 209 W CUYLER STREET | DALTON | Whitfield | 9155123 | 1 | [5 empty] | Removed from Ground | Gas (Historical Use) | 3000 | Bare Steel |  | Bare Steel | Safe Suction (Euro)
SHAW INDUSTRIES INC PLANT WH | 1216 RIVERBEND RD | DALTON | Whitfield | 9155124 | 1 | [5 empty] | Closed in Ground | Gas (Historical Use) | 0 | Marked Unknown | 1987-01-01 | Galvanized Steel
FORMER GASOLINE STATION | 1413 OLD CHATTANOOGA RD | DALTON | Whitfield | 9155125 | 1 | [5 empty] | Removed from Ground | Kerosene | 500 | Bare Steel | 2001-01-06 | Bare Steel | Safe Suction (Euro)
FORMER GASOLINE STATION | 1413 OLD CHATTANOOGA RD | DALTON | Whitfield | 9155125 | 2 | [5 empty] | Removed from Ground | Gas (Historical Use) | 1000 | Bare Steel | 2001-01-06 | Bare Steel | Safe Suction (Euro)
FORMER GASOLINE STATION | 1413 OLD CHATTANOOGA RD | DALTON | Whitfield | 9155125 | 3 | [5 empty] | Removed from Ground | Gas (Historical Use) | 1000 | Bare Steel | 2001-01-06 | Bare Steel | Safe Suction (Euro)
FORMER GASOLINE STATION | 1413 OLD CHATTANOOGA RD | DALTON | Whitfield | 9155125 | 4 | [5 empty] | Removed from Ground | Diesel | 1000 | Bare Steel | 2001-01-06 | Bare Steel | Safe Suction (Euro)
PILOT TRAVEL CENTER #421 | 142 CARBONDALE ROAD | DALTON | Whitfield | 9155126 | 1A | Ball Float | 2001-02-20 | FALSE | 2001-02-20 | FALSE | Currently in Use | Regular | 12000 | Fiberglass Double Walled | 2001-02-01 | Double-Walled Fiberglass | Pressurized
PILOT TRAVEL CENTER #421 | 142 CARBONDALE ROAD | DALTON | Whitfield | 9155126 | 1B | Ball Float | 2001-02-20 | FALSE | 2001-02-20 | FALSE | Currently in Use | Plus | 8000 | Fiberglass Double Walled | 2001-02-01 | Double-Walled Fiberglass | Pressurized
PILOT TRAVEL CENTER #421 | 142 CARBONDALE ROAD | DALTON | Whitfield | 9155126 | 2 | Ball Float | 2001-02-20 | FALSE | 2001-02-20 | FALSE | Currently in Use | Premium | 20000 | Fiberglass Double Walled | 2001-02-01 | Double-Walled Fiberglass | Pressurized
PILOT TRAVEL CENTER #421 | 142 CARBONDALE ROAD | DALTON | Whitfield | 9155126 | 3 | Ball Float | 2001-02-20 | FALSE | 2001-02-20 | FALSE | Currently in Use | Gas (Historical Use) | 20000 | Fiberglass Double Walled | 2001-02-01 | Double-Walled Fiberglass | Pressurized
PILOT TRAVEL CENTER #421 | 142 CARBONDALE ROAD | DALTON | Whitfield | 9155126 | 4 | Flapper Valve | 2001-02-20 | FALSE | 2001-02-20 | FALSE | Currently in Use | Diesel | 20000 | Fiberglass Double Walled | 2001-02-01 | Double-Walled Fiberglass | Pressurized
PILOT TRAVEL CENTER #421 | 142 CARBONDALE ROAD | DALTON | Whitfield | 9155126 | 5 | Flapper Valve | 2001-02-20 | FALSE | 2001-02-20 | FALSE | Currently in Use | Diesel | 20000 | Fiberglass Double Walled | 2001-02-01 | Double-Walled Fiberglass | Pressurized
PILOT TRAVEL CENTER #421 | 142 CARBONDALE ROAD | DALTON | Whitfield | 9155126 | 6 | Flapper Valve | 2001-02-20 | FALSE | 2001-02-20 | FALSE | Currently in Use | Diesel | 20000 | Fiberglass Double Walled | 2001-02-01 | Double-Walled Fiberglass | Pressurized
PYE FAMILY PARTNERSHIP | 2716 E WALNUT AVE | DALTON | Whitfield | 9155127 | 1 | [5 empty] | Removed from Ground | Diesel | 4000 | Bare Steel |  | Bare Steel | Safe Suction (Euro)
PYE FAMILY PARTNERSHIP | 2716 E WALNUT AVE | DALTON | Whitfield | 9155127 | 2 | [5 empty] | Removed from Ground | Diesel | 5000 | Bare Steel |  | Bare Steel | Safe Suction (Euro)
DALTON UTILITIES | 2101 RIVERBEND RD | DALTON | Whitfield | 9155128 | 1 | Flapper Valve | 2000-02-10 | FALSE | 2000-02-10 | FALSE | Currently in Use | Diesel | 6000 | Composite | 2000-02-10 | Fiberglass Reinforced Plastic | Safe Suction (Euro)
DALTON UTILITIES | 2101 RIVERBEND RD | DALTON | Whitfield | 9155128 | 2 | Overfill Alarm | 2000-02-10 |  | 2000-02-10 |  | Currently in Use | Gas (Historical Use) | 4000 | Composite | 2000-02-10 | Fiberglass Reinforced Plastic | Safe Suction (Euro)
DALTON MUNICIPAL OFFICE | 501 W WAUGH ST | DALTON | Whitfield | 9115120 | 1 |  | 1987-01-01 |  | 1987-01-01 |  | Removed from Ground | Gas (Historical Use) | 10000 | Epoxy | 1986-01-01 | Fiberglass Reinforced Plastic | Safe Suction (Euro)
WORLD WIDE INTERIORS | 1200 HULL ROAD | COHUTTA | Whitfield | 9029115 | 1 | [5 empty] | Removed from Ground | Empty | 2000 | Not Marked/Unknown | 1995-01-01 | Not Marked
WORLD WIDE INTERIORS | 1200 HULL ROAD | COHUTTA | Whitfield | 9029115 | 2 | [5 empty] | Removed from Ground | Empty | 2000 | Not Marked/Unknown | 1995-01-01 | Not Marked
GEORGIA MARBLE COMPANY DALTON PL | 2900 FIVE SPRINGS RD | DALTON | Whitfield | 9033412 | 1 | [5 empty] | Removed from Ground | Diesel | 10000 | Bare Steel | 1978-08-01 | Galvanized Steel | Suction (American)
FAVORITE MARKET | 114 EAST HAWTHORNE ST | DALTON | Whitfield | 9000325 | 1 | [5 empty] | Removed from Ground | Gas (Historical Use) | 1000 | Bare Steel | 1990-04-12 | Galvanized Steel
FAVORITE MARKET | 114 EAST HAWTHORNE ST | DALTON | Whitfield | 9000325 | 2 | [5 empty] | Removed from Ground | Gas (Historical Use) | 750 | Bare Steel | 1990-04-12 | Galvanized Steel
CIRCLE K #2723604 | 1200 CLEVELAND HWY | DALTON | Whitfield | 9000330 | 1 | Flapper Valve | 1994-10-21 | FALSE | 1994-10-21 | FALSE | Currently in Use | Regular | 12000 | Fiberglass Double Walled | 1993-12-01 | Double-Walled Flex | Pressurized
CIRCLE K #2723604 | 1200 CLEVELAND HWY | DALTON | Whitfield | 9000330 | 2 | Flapper Valve | 1994-10-21 | FALSE | 1994-10-21 | FALSE | Currently in Use | Diesel | 10000 | Fiberglass Double Walled | 1993-12-08 | Double-Walled Flex | Pressurized
CIRCLE K #2723604 | 1200 CLEVELAND HWY | DALTON | Whitfield | 9000330 | 3 | Flapper Valve | 1994-10-21 | FALSE | 1994-10-21 | FALSE | Currently in Use | Premium | 10000 | Fiberglass Double Walled | 1993-12-08 | Double-Walled Flex | Pressurized
SHAW INDUSTRIES INC PLANT #20/AR | 1020 RIVERBEND DR | DALTON | Whitfield | 9000470 | 1 | [5 empty] | Removed from Ground | Diesel | 20000 | Bare Steel | 1978-03-02 | Bare Steel
SHAW INDUSTRIES INC PLANT #20/AR | 1020 RIVERBEND DR | DALTON | Whitfield | 9000470 | 2 | [5 empty] | Removed from Ground | Gas (Historical Use) | 1000 | Bare Steel | 1971-03-04 | Bare Steel
SHAW INDUSTRIES INC PLANT #20/AR | 1020 RIVERBEND DR | DALTON | Whitfield | 9000470 | 3 | [5 empty] | Currently in Use | Diesel | 14000 | Not Marked/Unknown |  | Not Marked
SHAW INDUSTRIES INC PLANT #20/AR | 1020 RIVERBEND DR | DALTON | Whitfield | 9000470 | 4 | [5 empty] | Currently in Use | Diesel | 16000 | Not Marked/Unknown |  | Not Marked
SHAW INDUSTRIES INC PLANT #20/AR | 1020 RIVERBEND DR | DALTON | Whitfield | 9000470 | 5 | [5 empty] | Currently in Use | Diesel | 25000 | Not Marked/Unknown |  | Not Marked
MAPCO EXPRESS 3616 | 3550 CLEVELAND HWY | DALTON | Whitfield | 9000489 | 1 |  |  | FALSE |  | FALSE | Removed from Ground | Not Marked/Tank Removed | 300 | Unknown | 2012-03-27 | Unknown
MAPCO EXPRESS 3616 | 3550 CLEVELAND HWY | DALTON | Whitfield | 9000489 | 4 | Ball Float | 1999-09-17 | FALSE | 1999-09-17 | FALSE | Currently in Use | Regular | 10278 | Composite | 1999-09-17 | Double-Walled Flex | Pressurized
MAPCO EXPRESS 3616 | 3550 CLEVELAND HWY | DALTON | Whitfield | 9000489 | 5 | Ball Float | 1999-09-17 | FALSE | 1999-09-17 | FALSE | Currently in Use | Plus | 10199 | Composite | 1999-09-17 | Double-Walled Flex | Pressurized
MAPCO EXPRESS 3616 | 3550 CLEVELAND HWY | DALTON | Whitfield | 9000489 | 6 | Ball Float | 1999-09-17 | FALSE | 1999-09-17 | FALSE | Currently in Use | Premium | 10285 | Composite | 1999-09-17 | Double-Walled Flex | Pressurized
MAPCO EXPRESS 3616 | 3550 CLEVELAND HWY | DALTON | Whitfield | 9000489 | 7 | Ball Float | 1999-09-17 | FALSE | 1999-09-17 | FALSE | Currently in Use | Diesel | 5107 | Composite | 1999-09-17 | Double-Walled Flex | Pressurized
MAPCO EXPRESS 3616 | 3550 CLEVELAND HWY | DALTON | Whitfield | 9000489 | SUL |  | 1998-11-18 |  | 1998-11-18 |  | Removed from Ground | Gas (Historical Use) | 8020 | Cathodically Protected Steel | 1987-08-01 | Cathodically Protected | Pressurized
MAPCO EXPRESS 3616 | 3550 CLEVELAND HWY | DALTON | Whitfield | 9000489 | UNL |  | 1998-11-18 |  | 1998-11-18 |  | Removed from Ground | Gas (Historical Use) | 8020 | Cathodically Protected Steel | 1983-05-09 | Cathodically Protected | Pressurized
MAPCO EXPRESS 3616 | 3550 CLEVELAND HWY | DALTON | Whitfield | 9000489 | UNLPLUS |  | 1998-11-18 |  | 1998-11-18 |  | Removed from Ground | Gas (Historical Use) | 8020 | Cathodically Protected Steel | 1983-05-09 | Cathodically Protected | Pressurized
MR ZIP STORE #554 | 105 W WALNUT AVE | DALTON | Whitfield | 9000722 | 1 |  | 1982-01-01 | FALSE | 1990-01-01 | FALSE | Currently in Use | Regular | 10000 | Fiberglass | 1982-04-18 | Fiberglass Reinforced Plastic | Pressurized
MR ZIP STORE #554 | 105 W WALNUT AVE | DALTON | Whitfield | 9000722 | 2 |  | 1982-01-01 | FALSE | 1990-01-01 | FALSE | Currently in Use | Plus | 10000 | Fiberglass | 1982-04-18 | Fiberglass Reinforced Plastic | Pressurized
MR ZIP STORE #554 | 105 W WALNUT AVE | DALTON | Whitfield | 9000722 | 3 |  | 1982-01-01 | FALSE | 1990-01-01 | FALSE | Currently in Use | Premium | 10000 | Fiberglass | 1982-04-18 | Fiberglass Reinforced Plastic | Pressurized
MR ZIP STORE #554 | 105 W WALNUT AVE | DALTON | Whitfield | 9000722 | 4 |  | 1982-01-01 | FALSE | 1990-01-01 | FALSE | Currently in Use | Diesel | 10000 | Fiberglass | 1982-04-18 | Fiberglass Reinforced Plastic | Pressurized
WORLD CARPETS INC / GREEN STREET | 431 SOUTH GREEN ST | DALTON | Whitfield | 9000647 | 1B | [5 empty] | Removed from Ground | Diesel | 20000 | Bare Steel | 1966-03-24 | Bare Steel
WORLD CARPETS INC / GREEN STREET | 431 SOUTH GREEN ST | DALTON | Whitfield | 9000647 | 1D | [5 empty] | Closed in Ground | Diesel | 10000 | Bare Steel | 1971-03-23 | Bare Steel
WORLD CARPETS INC / GREEN STREET | 431 SOUTH GREEN ST | DALTON | Whitfield | 9000647 | 2B | [5 empty] | Closed in Ground | Diesel | 20000 | Bare Steel | 1966-03-24 | Bare Steel
WORLD CARPETS INC / GREEN STREET | 431 SOUTH GREEN ST | DALTON | Whitfield | 9000647 | 2G | [5 empty] | Closed in Ground | Gas (Historical Use) | 10000 | Bare Steel | 1971-03-23 | Bare Steel
WORLD CARPETS INC / GREEN STREET | 431 SOUTH GREEN ST | DALTON | Whitfield | 9000647 | 3B | [5 empty] | Closed in Ground | Diesel | 20000 | Bare Steel | 1966-03-24 | Bare Steel
WORLD CARPETS INC / GREEN STREET | 431 SOUTH GREEN ST | DALTON | Whitfield | 9000647 | 4B | [5 empty] | Closed in Ground | Diesel | 20000 | Bare Steel | 1966-03-24 | Bare Steel
WORLD CARPETS INC / GREEN STREET | 431 SOUTH GREEN ST | DALTON | Whitfield | 9000647 | 5B | [5 empty] | Closed in Ground | Diesel | 20000 | Bare Steel | 1966-03-24 | Bare Steel
WORLD CARPETS INC / GREEN STREET | 431 SOUTH GREEN ST | DALTON | Whitfield | 9000647 | 6B | [5 empty] | Removed from Ground | Diesel | 10000 | Bare Steel | 1966-03-24 | Bare Steel
WORLD CARPETS INC/IND PARK | 2100 SOUTH HAMILTON ST | DALTON | Whitfield | 9000648 | 1B | [5 empty] | Closed in Ground | Other | 30000 | Bare Steel | 1971-03-23 | Bare Steel
WORLD CARPETS INC/IND PARK | 2100 SOUTH HAMILTON ST | DALTON | Whitfield | 9000648 | 2B | [5 empty] | Closed in Ground | Other | 30000 | Bare Steel | 1971-03-23 | Bare Steel
WORLD CARPETS INC/IND PARK | 2100 SOUTH HAMILTON ST | DALTON | Whitfield | 9000648 | 3B | [5 empty] | Closed in Ground | Other | 30000 | Bare Steel | 1971-03-23 | Bare Steel
CHEVRON SERVICE STA #43475 | I-75/SPUR SR 3 | DALTON | Whitfield | 9000299 | 1 | [5 empty] | Removed from Ground | Gas (Historical Use) | 10000 | Fiberglass | 1982-04-24 | Fiberglass Reinforced Plastic
CHEVRON SERVICE STA #43475 | I-75/SPUR SR 3 | DALTON | Whitfield | 9000299 | 2 | [5 empty] | Removed from Ground | Gas (Historical Use) | 10000 | Fiberglass | 1982-04-24 | Fiberglass Reinforced Plastic
CHEVRON SERVICE STA #43475 | I-75/SPUR SR 3 | DALTON | Whitfield | 9000299 | 3 | [5 empty] | Removed from Ground | Gas (Historical Use) | 10000 | Fiberglass | 1982-04-24 | Fiberglass Reinforced Plastic
CHEVRON SERVICE STA #43475 | I-75/SPUR SR 3 | DALTON | Whitfield | 9000299 | 4 |  |  | TRUE |  | TRUE | Removed from Ground | Used Oil | 1000 | Fiberglass | 1982-04-24 | Fiberglass Reinforced Plastic
COLLINS & AIKMAN | SMITH IND BLVD | DALTON | Whitfield | 9000110 | 1 | [5 empty] | Removed from Ground | Gas (Historical Use) | 2000 | Bare Steel | 1978-12-12 | Galvanized Steel
MANLEY STEEL | 1907 SOUTH HAMILTON ST | DALTON | Whitfield | 9000112 | 1 | [5 empty] | Closed in Ground | Gas (Historical Use) | 2000 | Bare Steel | 1976-01-01 | Galvanized Steel
TUFTCO FINISHING SYSTEMS INC | SOUTH HAMILTON ST & IND BLVD | DALTON | Whitfield | 9000113 | 1 | [5 empty] | Removed from Ground | Gas (Historical Use) | 1000 | Bare Steel | 1976-05-10 | Galvanized Steel
TUFTCO FINISHING SYSTEMS INC | SOUTH HAMILTON ST & IND BLVD | DALTON | Whitfield | 9000113 | 2 |  | 1989-08-01 |  | 1989-08-01 |  | Removed from Ground | Gas (Historical Use) | 1000 | Galvanic (STIP-3) | 1989-08-01 | Cathodically Protected | Safe Suction (Euro)
E&B CARPETS | 1020 RIVERBEND RD | DALTON | Whitfield | 9000114 | 1 | [5 empty] | Closed in Ground | Gas (Historical Use) | 1000 | Bare Steel | 1976-05-10 | Galvanized Steel
VULCAN MATERIALS/DALTON QUARRY | 585 CHEROKEE BOYS ESTATE RD | DALTON | Whitfield | 9000115 | 1 | [5 empty] | Removed from Ground | Gas (Historical Use) | 2000 | Bare Steel | 1976-05-10 | Galvanized Steel
VULCAN MATERIALS/DALTON QUARRY | 585 CHEROKEE BOYS ESTATE RD | DALTON | Whitfield | 9000115 | 2 | [5 empty] | Removed from Ground | Gas (Historical Use) | 2000 | Bare Steel | 1965-05-06 | Galvanized Steel
VULCAN MATERIALS/DALTON QUARRY | 585 CHEROKEE BOYS ESTATE RD | DALTON | Whitfield | 9000115 | 3 | [5 empty] | Removed from Ground | Diesel | 17000 | Bare Steel | 1965-05-06 | Galvanized Steel
VULCAN MATERIALS/DALTON QUARRY | 585 CHEROKEE BOYS ESTATE RD | DALTON | Whitfield | 9000115 | 4 | [5 empty] | Removed from Ground | Diesel | 17000 | Bare Steel | 1965-05-06 | Galvanized Steel
VULCAN MATERIALS/DALTON QUARRY | 585 CHEROKEE BOYS ESTATE RD | DALTON | Whitfield | 9000115 | 5 | [5 empty] | Removed from Ground | Diesel | 17000 | Bare Steel | 1965-05-06 | Galvanized Steel
VULCAN MATERIALS/DALTON QUARRY | 585 CHEROKEE BOYS ESTATE RD | DALTON | Whitfield | 9000115 | 6 | [5 empty] | Removed from Ground | Diesel | 17000 | Bare Steel | 1965-05-06 | Galvanized Steel
VULCAN MATERIALS/DALTON QUARRY | 585 CHEROKEE BOYS ESTATE RD | DALTON | Whitfield | 9000115 | 7 |  |  | TRUE |  | TRUE | Removed from Ground | Used Oil | 1000 | Bare Steel | 1965-05-06 | Galvanized Steel
CREST FINISHERS | LEGION DR | DALTON | Whitfield | 9000117 | 1 | [5 empty] | Removed from Ground | Diesel | 1000 | Bare Steel | 1978-05-10 | Galvanized Steel
PYE DATSUN | 2801 CHATSWORTH RD | DALTON | Whitfield | 9000101 | 1 | [5 empty] | Removed from Ground | Gas (Historical Use) | 1000 | Bare Steel | 1978-05-10 | Galvanized Steel
PYE HONDA | 2704 CHATSWORTH RD | DALTON | Whitfield | 9000102 | 1 | [5 empty] | Removed from Ground | Gas (Historical Use) | 1000 | Bare Steel | 1961-05-14 | Galvanized Steel
TRAVIS MILLER | 926 LAFAYETTE RD | DALTON | Whitfield | 9000103 | 1 | [5 empty] | Removed from Ground | Diesel | 4000 | Bare Steel | 1984-05-08 | Galvanized Steel
UNIQUE PROCESSING | SOUTH HAMILTON EXT | DALTON | Whitfield | 9000105 | 1 | [5 empty] | Removed from Ground | Gas (Historical Use) | 1000 | Bare Steel | 1961-05-14 | Galvanized Steel
UNIQUE PROCESSING | SOUTH HAMILTON EXT | DALTON | Whitfield | 9000105 | 2 | [5 empty] | Removed from Ground | Gas (Historical Use) | 1000 | Bare Steel | 1961-05-14 | Galvanized Steel
CALFEE PONTIAC | US HWY 41 SOUTH | DALTON | Whitfield | 9000107 | 1 | [5 empty] | Closed in Ground | Gas (Historical Use) | 2000 | Bare Steel | 1979-05-10 | Galvanized Steel
WESTPOINT PEPPERELL (WESCOTT) | 120 EAST HARRIS ST | DALTON | Whitfield | 9000108 | 1 | [5 empty] | Closed in Ground | Gas (Historical Use) | 1000 | Bare Steel | 1978-12-12 | Galvanized Steel
WESTPOINT PEPPERELL (WESCOTT) | 120 EAST HARRIS ST | DALTON | Whitfield | 9000108 | 2 | [5 empty] | Closed in Ground | Gas (Historical Use) | 2500 | Bare Steel | 1978-12-12 | Galvanized Steel
JESSE PINION RUG | 4633 NANCE SPRAY RD | DALTON | Whitfield | 9000109 | 1 | [5 empty] | Permanently Out of Use - historical purposes | Gas (Historical Use) | 1000 | Bare Steel | 1980-12-11 | Galvanized Steel | Safe Suction (Euro)
COCHRAN SERVICE CO | ST CHARLES ST | DALTON | Whitfield | 9000089 | 1 | [5 empty] | Closed in Ground | Gas (Historical Use) | 4000 | Cathodically Protected Steel | 1985-11-06 | Galvanized Steel
WELLER TRUCKING CO | 5010 COHUTTA-VARNELL RD | DALTON | Whitfield | 9000090 | 1 | [5 empty] | Removed from Ground | Diesel | 4000 | Bare Steel | 1984-05-08 | Galvanized Steel
WELLER TRUCKING CO | 5010 COHUTTA-VARNELL RD | DALTON | Whitfield | 9000090 | 2 | [5 empty] | Removed from Ground | Gas (Historical Use) | 1000 | Bare Steel | 1984-05-08 | Galvanized Steel
TAC INC | 821 TILTON BRIDGE RD SE | DALTON | Whitfield | 9000091 | 1 | [5 empty] | Removed from Ground | Diesel | 2000 | Bare Steel | 1978-05-10 | Galvanized Steel
TAC INC | 821 TILTON BRIDGE RD SE | DALTON | Whitfield | 9000091 | 2 | [5 empty] | Removed from Ground | Gas (Historical Use) | 2000 | Bare Steel | 1978-05-10 | Galvanized Steel
LUCILLES GROCERY | US 41 SOUTH | DALTON | Whitfield | 9000093 | 1 | [5 empty] | Removed from Ground | Gas (Historical Use) | 2000 | Bare Steel | 1961-05-14 | Galvanized Steel
LUCILLES GROCERY | US 41 SOUTH | DALTON | Whitfield | 9000093 | 2 | [5 empty] | Removed from Ground | Gas (Historical Use) | 560 | Bare Steel | 1961-05-14 | Galvanized Steel
LUCILLES GROCERY | US 41 SOUTH | DALTON | Whitfield | 9000093 | 3 | [5 empty] | Removed from Ground | Gas (Historical Use) | 560 | Bare Steel | 1961-05-14 | Galvanized Steel
BLACK'S GROCERY | CLEVELAND HWY | DALTON | Whitfield | 9000094 | 1 | [5 empty] | Closed in Ground | Gas (Historical Use) | 0 | Bare Steel | 1961-05-14 | Galvanized Steel
BLACK'S GROCERY | CLEVELAND HWY | DALTON | Whitfield | 9000094 | 2 | [5 empty] | Closed in Ground | Gas (Historical Use) | 0 | Bare Steel | 1961-05-14 | Galvanized Steel
DOWNTOWN CHEVRON | 107 S PENTZ ST | DALTON | Whitfield | 9000095 | 1 |  | 1998-12-18 | FALSE | 1998-12-18 | FALSE | Temporarily out of use | Gas (Historical Use) | 1000 | Steel-Impressed Current | 1971-05-12 | Steel (Impressed Current) | Safe Suction (Euro)
DOWNTOWN CHEVRON | 107 S PENTZ ST | DALTON | Whitfield | 9000095 | 2 |  | 1998-12-18 |  | 1998-12-18 |  | Temporarily out of use | Gas (Historical Use) | 1000 | Steel-Impressed Current | 1971-05-12 | Steel (Impressed Current) | Safe Suction (Euro)
DOWNTOWN CHEVRON | 107 S PENTZ ST | DALTON | Whitfield | 9000095 | 3 |  | 1998-12-18 |  | 1998-12-18 |  | Currently in Use | Gas (Historical Use) | 1000 | Steel-Impressed Current | 1971-05-12 | Steel (Impressed Current) | Safe Suction (Euro)
OWNBEY ENTERPRISES INC | 20 SOUTH DIXIE HWY | DALTON | Whitfield | 9000096 | 1 | [5 empty] | Removed from Ground | Gas (Historical Use) | 500 | Bare Steel | 1976-05-10 | Galvanized Steel
OWNBEY ENTERPRISES INC | 20 SOUTH DIXIE HWY | DALTON | Whitfield | 9000096 | 2 | [5 empty] | Removed from Ground | Diesel | 1000 | Bare Steel | 1976-05-10 | Galvanized Steel
OWNBEY ENTERPRISES INC | 20 SOUTH DIXIE HWY | DALTON | Whitfield | 9000096 | 3 | [5 empty] | Removed from Ground | Other | 0 | Bare Steel | 1976-05-10 | Not Marked
OWNBEY ENTERPRISES INC | 20 SOUTH DIXIE HWY | DALTON | Whitfield | 9000096 | 4 |  |  | FALSE |  | FALSE | Installed | Used Oil | 1000 | Unknown
DEEP SPRING SUPERETTE | 1640 BEAVERDALE RD | DALTON | Whitfield | 9000097 | 1 |  | 1987-06-01 | FALSE | 1987-06-01 | FALSE | Temporarily out of use | Gas (Historical Use) | 1000 | Steel-Impressed Current | 1987-06-15 |  | Suction (American)
DEEP SPRING SUPERETTE | 1640 BEAVERDALE RD | DALTON | Whitfield | 9000097 | 2 |  | 1987-06-01 | FALSE | 1987-06-01 | FALSE | Temporarily out of use | Gas (Historical Use) | 1000 | Steel-Impressed Current | 1987-06-15 |  | Suction (American)
ARROW DYE | MAY ST | DALTON | Whitfield | 9000098 | 1 | [5 empty] | Removed from Ground | Gas (Historical Use) | 1000 | Bare Steel | 1976-05-10 | Galvanized Steel
ARROW DYE | MAY ST | DALTON | Whitfield | 9000098 | 2 | [5 empty] | Removed from Ground | Diesel | 1000 | Bare Steel | 1976-05-10 | Galvanized Steel
VARSITY CARPET | 1903 SOUTH HAMILTON ST | DALTON | Whitfield | 9000099 | 1 | [5 empty] | Removed from Ground | Gas (Historical Use) | 1000 | Bare Steel | 1975-05-11 | Galvanized Steel
SYSTEM SERVICES INC | 4346 S DIXIE HWY (US 41) | RESACA | Whitfield | 9064180 | 1 | [5 empty] | Removed from Ground | Gas (Historical Use) | 2000 | Not Marked/Unknown | 1992-01-01 | Not Marked
SYSTEM SERVICES INC | 4346 S DIXIE HWY (US 41) | RESACA | Whitfield | 9064180 | 2 | [5 empty] | Removed from Ground | Gas (Historical Use) | 550 | Not Marked/Unknown | 1992-01-01 | Not Marked
SYSTEM SERVICES INC | 4346 S DIXIE HWY (US 41) | RESACA | Whitfield | 9064180 | 3 | [5 empty] | Removed from Ground | Gas (Historical Use) | 550 | Not Marked/Unknown | 1992-01-01 | Not Marked
GEORGE WHELCHEL FARMS INC | WHELCHEL PATE RD | CORDELE | Wilcox | 9040046 | 1 | [5 empty] | Removed from Ground | Diesel | 10000 | Bare Steel | 1999-01-05 | Galvanized Steel | Suction (American)
BOBBYS FOOD MART | 327 FIRST AVE SE | ROCHELLE | Wilcox | 9156001 | 1 | Flapper Valve | 1997-03-09 | FALSE | 1997-03-09 | FALSE | Currently in Use | Gas (Historical Use) | 6000 |  | 1986-01-01 | Fiberglass Reinforced Plastic | Pressurized
BOBBYS FOOD MART | 327 FIRST AVE SE | ROCHELLE | Wilcox | 9156001 | 2 | Flapper Valve | 1997-03-09 | FALSE | 1997-03-09 | FALSE | Currently in Use | Gas (Historical Use) | 6000 |  | 1986-01-01 | Fiberglass Reinforced Plastic | Pressurized
BOBBYS FOOD MART | 327 FIRST AVE SE | ROCHELLE | Wilcox | 9156001 | 3 | Flapper Valve | 1997-03-09 | FALSE | 1997-03-09 | FALSE | Currently in Use | Diesel | 6000 |  | 1986-01-01 | Fiberglass Reinforced Plastic | Pressurized
MARTIN CHEMICAL INC | IND PARK/US HWY 280 WEST | ROCHELLE | Wilcox | 9156002 | 1 | [5 empty] | Removed from Ground | Diesel | 18000 | Bare Steel | 1969-01-01 | Bare Steel
E Z CORNER | 1032 1ST AVE | ROCHELLE | Wilcox | 9156004 | 1 | Ball Float |  |  |  |  | Removed from Ground | Gas (Historical Use) | 2000 | Bare Steel | 1994-01-31 | Fiberglass Reinforced Plastic | Suction (American)
E Z CORNER | 1032 1ST AVE | ROCHELLE | Wilcox | 9156004 | 2 | Ball Float |  |  |  |  | Removed from Ground | Gas (Historical Use) | 2000 | Bare Steel | 1994-01-31 | Fiberglass Reinforced Plastic | Suction (American)
E Z CORNER | 1032 1ST AVE | ROCHELLE | Wilcox | 9156004 | 3 | Ball Float |  |  |  |  | Removed from Ground | Gas (Historical Use) | 1000 | Bare Steel | 1994-01-31 | Fiberglass Reinforced Plastic | Suction (American)
E Z CORNER | 1032 1ST AVE | ROCHELLE | Wilcox | 9156004 | 4 |  | 1988-04-01 |  | 1988-04-01 |  | Temporarily out of use | Empty | 2000 | Cathodically Protected Steel | 1988-03-01 | Fiberglass Reinforced Plastic | Pressurized
E Z CORNER | 1032 1ST AVE | ROCHELLE | Wilcox | 9156004 | 5 |  | 1994-02-01 |  | 1994-02-01 |  | Currently in Use | Gas (Historical Use) | 10000 | Cathodically Protected Steel | 1988-03-01 | Fiberglass Reinforced Plastic | Pressurized
E Z CORNER | 1032 1ST AVE | ROCHELLE | Wilcox | 9156004 | 6A |  | 1994-02-01 |  | 1994-02-01 |  | Currently in Use | Gas (Historical Use) | 5000 | Cathodically Protected Steel | 1988-03-01 | Fiberglass Reinforced Plastic | Pressurized
E Z CORNER | 1032 1ST AVE | ROCHELLE | Wilcox | 9156004 | 6B |  | 1994-02-01 |  | 1994-02-01 |  | Currently in Use | Diesel | 5000 | Cathodically Protected Steel | 1988-03-01 | Fiberglass Reinforced Plastic | Pressurized
WILCOX COUNTY SCHOOLS BUS SHOP | GORDON ST | ROCHELLE | Wilcox | 9156005 | 1 | [5 empty] | Removed from Ground | Gas (Historical Use) | 3000 | Bare Steel | 1958-01-01 | Galvanized Steel
WILCOX COUNTY SCHOOLS BUS SHOP | GORDON ST | ROCHELLE | Wilcox | 9156005 | 2 | [5 empty] | Removed from Ground | Gas (Historical Use) | 2000 | Bare Steel | 1958-01-01 | Galvanized Steel
WILCOX COUNTY SCHOOLS BUS SHOP | GORDON ST | ROCHELLE | Wilcox | 9156005 | 3 | [5 empty] | Removed from Ground | Other | 1000 | Bare Steel | 1958-01-01 | Galvanized Steel
WILCOX STATE PRISON | 472 SOUTH BROAD ST | ABBEVILLE | Wilcox | 9156007 | 1 | [5 empty] | Removed from Ground | Diesel | 2500 | Double Walled | 1993-11-01 | Fiberglass Reinforced Plastic | Pressurized
WILCOX STATE PRISON | 472 SOUTH BROAD ST | ABBEVILLE | Wilcox | 9156007 | 2 | [5 empty] | Removed from Ground | Gas (Historical Use) | 10000 | Double Walled | 1993-11-01 | Fiberglass Reinforced Plastic | Pressurized
WILCOX STATE PRISON | 472 SOUTH BROAD ST | ABBEVILLE | Wilcox | 9156007 | 3 |  | 1998-08-24 | FALSE | 1998-08-24 | FALSE |  | Diesel | 15000 | Fiberglass | 1993-11-01 | Copper | Safe Suction (Euro)
WILCOX STATE PRISON | 472 SOUTH BROAD ST | ABBEVILLE | Wilcox | 9156007 | 4 | Flapper Valve | 1998-08-24 |  | 1998-08-24 |  | Currently in Use | Diesel | 2500 | Fiberglass Double Walled | 1998-08-17 | Fiberglass Reinforced Plastic | Safe Suction (Euro)
WILCOX STATE PRISON | 472 SOUTH BROAD ST | ABBEVILLE | Wilcox | 9156007 | 5 | Flapper Valve | 1998-08-24 |  | 1998-08-24 |  | Currently in Use | Gas (Historical Use) | 1000 | Fiberglass Double Walled | 1998-08-17 | Fiberglass Reinforced Plastic | Safe Suction (Euro)
GLENN ROUNTREE | BOX 1184 HWY 215 N | PITTS | Wilcox | 9156008 | 1 | [5 empty] | Removed from Ground | Diesel | 3000 | Bare Steel | 1990-08-25 | Galvanized Steel | Suction (American)
GLENN ROUNTREE | BOX 1184 HWY 215 N | PITTS | Wilcox | 9156008 | 2 | [5 empty] | Removed from Ground | Diesel | 3000 | Bare Steel | 2003-02-27 | Galvanized Steel | Suction (American)
WILLIAM WORLEY | RT 4 BOX 360 | CORDELE | Wilcox | 9156009 | 1 | [5 empty] | Removed from Ground | Diesel | 10000 | Bare Steel | 1999-02-01 | Galvanized Steel | Safe Suction (Euro)
MARVIN NOBLES | RT 1 COUNTY RD 158 | PITTS | Wilcox | 9156010 | 1 | [5 empty] | Removed from Ground | Diesel | 3000 | Bare Steel |  | Galvanized Steel
MARVIN NOBLES | RT 1 COUNTY RD 158 | PITTS | Wilcox | 9156010 | 2 | [5 empty] | Removed from Ground | Diesel | 3000 | Bare Steel |  | Galvanized Steel
NORMAN COHEN | RT 1 BOX 375 | ABBEVILLE | Wilcox | 9156011 | 1 | [5 empty] | Removed from Ground | Gas (Historical Use) | 4000 | Bare Steel | 1998-12-21 | Galvanized Steel | Suction (American)
NORMAN COHEN | RT 1 BOX 375 | ABBEVILLE | Wilcox | 9156011 | 2 | [5 empty] | Removed from Ground | Diesel | 4000 | Bare Steel | 1998-12-21 | Galvanized Steel | Suction (American)
NORMAN COHEN | RT 1 BOX 375 | ABBEVILLE | Wilcox | 9156011 | 3 | [5 empty] | Removed from Ground | Diesel | 4000 | Bare Steel | 1998-12-21 | Galvanized Steel | Suction (American)
DW WOOD | RT 1 BOX 1605 | ROCHELLE | Wilcox | 9156012 | 1 | [5 empty] | Removed from Ground | Diesel | 12000 | Bare Steel |  | Galvanized Steel | Suction (American)
DW WOOD | RT 1 BOX 1605 | ROCHELLE | Wilcox | 9156012 | 2 | [5 empty] | Removed from Ground | Diesel | 4000 | Bare Steel |  | Galvanized Steel | Suction (American)
DW WOOD | RT 1 BOX 1605 | ROCHELLE | Wilcox | 9156012 | 3 | [5 empty] | Removed from Ground | Gas (Historical Use) | 2000 | Bare Steel |  | Galvanized Steel | Suction (American)
SAM THOMPSON | RT 1 COUNTY LINE RD | PINEVIEW | Wilcox | 9156013 | 1 | [5 empty] | Removed from Ground | Diesel | 5000 | Bare Steel | 1998-12-22 | Galvanized Steel | Suction (American)
MCBRYANT FLYING SVC | RT 4 BOX 348 | CORDELE | Wilcox | 9156014 | 1 | [5 empty] | Removed from Ground | Other | 10000 | Bare Steel | 1973-01-01 | Galvanized Steel | Suction (American)
YOGI MINI MART | 101 COMMERCE STREET W | PINEVIEW | Wilcox | 9156015 | 1 |  |  | FALSE |  | FALSE | Temporarily out of use | Empty | 6000 | Bare Steel |  | Galvanized Steel | Suction (American)
YOGI MINI MART | 101 COMMERCE STREET W | PINEVIEW | Wilcox | 9156015 | 2 |  |  | FALSE |  | FALSE | Temporarily out of use | Empty | 6000 | Bare Steel |  | Galvanized Steel | Suction (American)
CONNERS IND GAS & GRO | 119 7TH AVE WEST | PITTS | Wilcox | 9156016 | 1 |  | 1993-01-01 |  | 1993-01-01 |  | Removed from Ground | Gas (Historical Use) | 3000 | Galvanic (STIP-3) | 1993-01-01 | Cathodically Protected | Suction (American)
KW'S FAS-STOP | 303 NORTH BROAD ST | ABBEVILLE | Wilcox | 9156020 | 1 | Flapper Valve | 1998-08-10 |  | 1998-08-10 |  | Closed in Ground | Gas (Historical Use) | 6000 | Steel-Impressed Current | 1982-03-01 | Steel (Impressed Current) | Safe Suction (Euro)
KW'S FAS-STOP | 303 NORTH BROAD ST | ABBEVILLE | Wilcox | 9156020 | 2 | Flapper Valve | 1998-08-10 |  | 1998-08-10 |  | Currently in Use | Gas (Historical Use) | 6000 | Steel-Impressed Current | 1982-03-01 | Steel (Impressed Current) | Safe Suction (Euro)
KW'S FAS-STOP | 303 NORTH BROAD ST | ABBEVILLE | Wilcox | 9156020 | 3A | Flapper Valve | 1993-12-23 |  | 1993-12-23 |  | Currently in Use | Diesel | 4000 | Steel-Impressed Current | 1993-12-14 | Steel (Impressed Current) | Safe Suction (Euro)
KW'S FAS-STOP | 303 NORTH BROAD ST | ABBEVILLE | Wilcox | 9156020 | 3B | Flapper Valve | 1993-12-23 | FALSE | 1993-12-23 | FALSE | Currently in Use | Diesel | 4000 | Steel-Impressed Current | 1993-12-14 | Steel (Impressed Current) | Safe Suction (Euro)
KW'S FAS-STOP | 303 NORTH BROAD ST | ABBEVILLE | Wilcox | 9156020 | 4 | Flapper Valve | 2010-11-02 | FALSE | 2010-11-02 | FALSE | Currently in Use | Gas (Historical Use) | 6000 | Composite Double Walled | 2010-11-01 | Fiberglass Reinforced Plastic | Safe Suction (Euro)
ROCHELLE PLACE #171 | 522 MAIN ST/HWY 280 | ROCHELLE | Wilcox | 9156021 | 1 | [5 empty] | Removed from Ground | Gas (Historical Use) | 6000 | Epoxy | 1996-06-20 | Galvanized Steel | Suction (American)
ROCHELLE PLACE #171 | 522 MAIN ST/HWY 280 | ROCHELLE | Wilcox | 9156021 | 2 | [5 empty] | Removed from Ground | Gas (Historical Use) | 6000 | Epoxy | 1996-06-20 | Galvanized Steel | Suction (American)
ROCHELLE PLACE #171 | 522 MAIN ST/HWY 280 | ROCHELLE | Wilcox | 9156021 | 3 | [5 empty] | Removed from Ground | Gas (Historical Use) | 6000 | Not Marked/Unknown | 1996-06-20 | Not Marked
ROCHELLE PLACE #171 | 522 MAIN ST/HWY 280 | ROCHELLE | Wilcox | 9156021 | 4 | Ball Float | 1996-10-01 | FALSE | 1996-10-01 | FALSE | Currently in Use | Gas (Historical Use) | 12000 | Epoxy | 1996-10-01 | Double-Walled Flex | Pressurized
ROCHELLE PLACE #171 | 522 MAIN ST/HWY 280 | ROCHELLE | Wilcox | 9156021 | 5 | Ball Float | 1996-10-01 | FALSE | 1996-10-01 | FALSE | Currently in Use | Gas (Historical Use) | 8000 | Epoxy | 1996-10-01 | Double-Walled Flex | Pressurized
ROCHELLE PLACE #171 | 522 MAIN ST/HWY 280 | ROCHELLE | Wilcox | 9156021 | 6A | Ball Float | 1996-10-01 | FALSE | 1996-10-01 | FALSE | Currently in Use | Diesel | 9000 | Epoxy | 1996-10-01 | Double-Walled Flex | Pressurized
ROCHELLE PLACE #171 | 522 MAIN ST/HWY 280 | ROCHELLE | Wilcox | 9156021 | 6B | Ball Float | 1996-10-01 | FALSE | 1996-10-01 | FALSE | Currently in Use | Diesel | 6000 | Epoxy | 1996-10-01 | Double-Walled Flex | Pressurized
WAYNE HARVEY | RT 1 BOX ABBEVILLE BOX 61 HWY 28 | ABBEVILLE | Wilcox | 9156022 | 1 | [5 empty] | Closed in Ground | Diesel | 6000 | Bare Steel | 1985-01-01 | Bare Steel | Safe Suction (Euro)
WAYNE HARVEY | RT 1 BOX ABBEVILLE BOX 61 HWY 28 | ABBEVILLE | Wilcox | 9156022 | 2 | [5 empty] | Permanently Out of Use - historical purposes | Diesel | 2000 | Bare Steel | 1985-01-01 | Bare Steel | Safe Suction (Euro)
REX BULLOCK | RT BOX 445 HWY 215 | PITTS | Wilcox | 9156023 | 1 | [5 empty] | Removed from Ground | Gas (Historical Use) | 8000 | Bare Steel | 1998-11-05 | Galvanized Steel | Suction (American)
REX BULLOCK | RT BOX 445 HWY 215 | PITTS | Wilcox | 9156023 | 2 | [5 empty] | Removed from Ground | Diesel | 6000 | Bare Steel | 1998-11-05 | Galvanized Steel | Suction (American)
REX BULLOCK | RT BOX 445 HWY 215 | PITTS | Wilcox | 9156023 | 3 | [5 empty] | Removed from Ground | Diesel | 2000 | Bare Steel | 1998-11-05 | Galvanized Steel | Suction (American)
ABBEVILLE SVC CENTER | 212 N BROAD STREET | ABBEVILLE | Wilcox | 9156024 | 1 | [5 empty] | Removed from Ground | Gas (Historical Use) | 3000 | Bare Steel | 1999-12-17 | Galvanized Steel | Suction (American)
ABBEVILLE SVC CENTER | 212 N BROAD STREET | ABBEVILLE | Wilcox | 9156024 | 2 | [5 empty] | Removed from Ground | Gas (Historical Use) | 0 | Bare Steel | 1999-12-17 | Galvanized Steel | Suction (American)
ABBEVILLE SVC CENTER | 212 N BROAD STREET | ABBEVILLE | Wilcox | 9156024 | 3 | [5 empty] | Removed from Ground | Gas (Historical Use) | 0 | Bare Steel | 1999-12-17 | Galvanized Steel | Suction (American)
ABBEVILLE SVC CENTER | 212 N BROAD STREET | ABBEVILLE | Wilcox | 9156024 | 4 | [5 empty] | Removed from Ground | Diesel | 0 | Bare Steel | 1998-11-17 | Galvanized Steel | Suction (American)
RUTHERFORD FORD MOTOR COMPANY | 101 BROAD STREET | ABBEVILLE | Wilcox | 9156025 | 1 | [5 empty] | Removed from Ground | Gas (Historical Use) | 1000 | Bare Steel | 1997-10-01 | Not Marked
RUTHERFORD FORD MOTOR COMPANY | 101 BROAD STREET | ABBEVILLE | Wilcox | 9156025 | 2 | [5 empty] | Removed from Ground | Gas (Historical Use) | 1000 | Bare Steel | 1997-10-01 | Not Marked
RUTHERFORD FORD MOTOR COMPANY | 101 BROAD STREET | ABBEVILLE | Wilcox | 9156025 | 3 | [5 empty] | Removed from Ground | Gas (Historical Use) | 1000 | Bare Steel | 1997-10-01 | Not Marked
ANDREW W. LUKE AND SONS INC | 8866 SIBBIE RD | ABBEVILLE | Wilcox | 9156026 | 1 | Flapper Valve | 1999-03-25 | FALSE | 1999-03-25 | FALSE | Currently in Use | Diesel | 8000 | Composite | 1999-03-22 | Fiberglass Reinforced Plastic | Safe Suction (Euro)
ANDREW W. LUKE AND SONS INC | 8866 SIBBIE RD | ABBEVILLE | Wilcox | 9156026 | 2 | Flapper Valve | 1999-03-25 | FALSE | 1999-03-25 | FALSE | Temporarily out of use | Gas (Historical Use) | 2000 | Composite | 1999-03-22 | Fiberglass Reinforced Plastic | Safe Suction (Euro)
ABBEVILLE ELEMENTARY SCHOOL | HWY 280 | ABBEVILLE | Wilcox | 1560001 | 1 | [5 empty] | Removed from Ground | Diesel | 2000 | Bare Steel | 1961-01-12 | Galvanized Steel
ROCHELLE 66 SERVICE STATION/ROCH | EAST HWY 280 | ROCHELLE | Wilcox | 1560003 | 1 | [5 empty] | Removed from Ground | Gas (Historical Use) | 4000 | Bare Steel | 1971-03-24 | Galvanized Steel
ROCHELLE 66 SERVICE STATION/ROCH | EAST HWY 280 | ROCHELLE | Wilcox | 1560003 | 2 | [5 empty] | Removed from Ground | Gas (Historical Use) | 4000 | Bare Steel | 1985-03-20 | Galvanized Steel
ABBEVILLE 66 SERVICE STATION | CORNER U.S. 280 & 129 | ABBEVILLE | Wilcox | 1560004 | 1 | [5 empty] | Removed from Ground | Gas (Historical Use) | 3000 | Bare Steel | 1956-03-27 | Galvanized Steel
ABBEVILLE 66 SERVICE STATION | CORNER U.S. 280 & 129 | ABBEVILLE | Wilcox | 1560004 | 2 | [5 empty] | Removed from Ground | Gas (Historical Use) | 3000 | Bare Steel | 1956-03-27 | Galvanized Steel
ABBEVILLE 66 SERVICE STATION | CORNER U.S. 280 & 129 | ABBEVILLE | Wilcox | 1560004 | 3 | [5 empty] | Removed from Ground | Diesel | 3000 | Bare Steel | 1985-03-20 | Galvanized Steel
PINEVIEW 66 SERVICE STATION | 426 FIRST AVENUE | ROCHELLE | Wilcox | 1560005 | 1 | [5 empty] | Removed from Ground | Empty | 1 | Bare Steel | 1966-03-25 | Galvanized Steel
PINEVIEW 66 SERVICE STATION | 426 FIRST AVENUE | ROCHELLE | Wilcox | 1560005 | 2 | [5 empty] | Removed from Ground | Empty | 1 | Bare Steel | 1966-03-25 | Galvanized Steel
GA FC | 11932 GA Hwy 112 (4-1/2 miles N of ROCHELL) | ROCHELLE | Wilcox | 1560007 | 1 | [5 empty] | Removed from Ground | Gas (Historical Use) | 2000 | Bare Steel | 1984-04-22 | Galvanized Steel | Safe Suction (Euro)
GA FC | 11932 GA Hwy 112 (4-1/2 miles N of ROCHELL) | ROCHELLE | Wilcox | 1560007 | 2 | [5 empty] | Removed from Ground | Diesel | 560 | Bare Steel | 1984-04-22 | Galvanized Steel | Safe Suction (Euro)
GA FC | 11932 GA Hwy 112 (4-1/2 miles N of ROCHELL) | ROCHELLE | Wilcox | 1560007 | 214934 |  | 1993-09-24 | FALSE | 1993-09-24 | FALSE | Removed from Ground | Gas (Historical Use) | 1000 | Galvanic (STIP-3) | 1993-09-24 |  | Safe Suction (Euro)
GA FC | 11932 GA Hwy 112 (4-1/2 miles N of ROCHELL) | ROCHELLE | Wilcox | 1560007 | 214936 |  | 1993-09-24 | FALSE | 1993-09-24 | FALSE | Removed from Ground | Diesel | 1000 | Galvanic (STIP-3) | 1993-09-24 |  | Safe Suction (Euro)
GA DOT #10457/WILCOX MAINT HQ | 129 N AT CITY LIMIT SIGN | ABBEVILLE | Wilcox | 1560008 | 10457-2 | [5 empty] | Removed from Ground | Gas (Historical Use) | 1000 | Bare Steel | 1980-11-15 | Unknown
GA DOT #10457/WILCOX MAINT HQ | 129 N AT CITY LIMIT SIGN | ABBEVILLE | Wilcox | 1560008 | 457G1 |  | 1988-11-15 |  | 1988-11-15 |  | Removed from Ground | Gas (Historical Use) | 1000 | Cathodically Protected Steel | 1988-11-15 | Galvanized Steel | Suction (American)
GA DOT #10476 PINEVIEW MAINT HDQ | WARREN ST & GA HWY 12 | PINEVIEW | Wilcox | 1560009 | 10476-1 | [5 empty] | Removed from Ground | Gas (Historical Use) | 1000 | Bare Steel | 1971-05-03 | Galvanized Steel
ROBERT D GRAHAM JR | RT 1 BOX 225 | ABBEVILLE | Wilcox | 1560011 | 1 | [5 empty] | Removed from Ground | Diesel | 4000 | Bare Steel | 1980-05-01 | Galvanized Steel | Safe Suction (Euro)
BULLDOG CONVT STORE | 102 7TH AVE EAST | PITTS | Wilcox | 1560012 | 1 | [5 empty] | Removed from Ground | Gas (Historical Use) | 1000 | Bare Steel | 1955-04-25 | Galvanized Steel | Safe Suction (Euro)
BULLDOG CONVT STORE | 102 7TH AVE EAST | PITTS | Wilcox | 1560012 | 2 | [5 empty] | Removed from Ground | Gas (Historical Use) | 1000 | Bare Steel | 1955-04-25 | Galvanized Steel | Safe Suction (Euro)
BULLDOG CONVT STORE | 102 7TH AVE EAST | PITTS | Wilcox | 1560012 | 3 | [5 empty] | Removed from Ground | Gas (Historical Use) | 1000 | Bare Steel | 1955-04-25 | Galvanized Steel | Safe Suction (Euro)
BULLDOG CONVT STORE | 102 7TH AVE EAST | PITTS | Wilcox | 1560012 | 4 | [5 empty] | Removed from Ground | Empty | 500 | Bare Steel | 1955-04-25 | Not Marked
BULLDOG CONVT STORE | 102 7TH AVE EAST | PITTS | Wilcox | 1560012 | 5 | Flapper Valve | 1997-07-02 |  | 1997-07-02 |  | Currently in Use | Gas (Historical Use) | 12000 | Epoxy | 1997-07-02 | Fiberglass Reinforced Plastic | Pressurized
BULLDOG CONVT STORE | 102 7TH AVE EAST | PITTS | Wilcox | 1560012 | 6 | Flapper Valve | 1997-07-02 |  | 1997-07-02 |  | Currently in Use | Diesel | 6000 | Epoxy | 1997-07-02 | Fiberglass Reinforced Plastic | Pressurized
TIDE PRODUCTS INC |  | ROCHELLE | Wilcox | 1560013 | 1 | [5 empty] | Removed from Ground | Gas (Historical Use) | 1000 | Bare Steel | 1986-05-01 | Galvanized Steel
MIDDLE GEORGIA EMC | HWY 280 | ROCHELLE | Wilcox | 1560016 | 1 | [5 empty] | Removed from Ground | Gas (Historical Use) | 550 | Bare Steel | 1984-05-07 | Galvanized Steel
QUIK STOP | 117 S BROAD ST | ABBEVILLE | Wilcox | 1560018 | 1 | [5 empty] | Removed from Ground | Gas (Historical Use) | 10000 | Bare Steel | 1977-05-09 | Galvanized Steel | Safe Suction (Euro)
QUIK STOP | 117 S BROAD ST | ABBEVILLE | Wilcox | 1560018 | 2 | [5 empty] | Removed from Ground | Gas (Historical Use) | 10000 | Bare Steel | 1977-05-09 | Galvanized Steel | Safe Suction (Euro)
QUIK STOP | 117 S BROAD ST | ABBEVILLE | Wilcox | 1560018 | 3 |  | 1995-08-01 |  | 1995-08-01 |  | Currently in Use | Diesel | 3000 | Steel-Impressed Current | 1995-08-01 | Galvanized Steel | Pressurized
QUIK STOP | 117 S BROAD ST | ABBEVILLE | Wilcox | 1560018 | 4 | Flapper Valve | 1995-08-01 |  | 1995-08-01 |  | Currently in Use | Gas (Historical Use) | 10000 | Steel-Impressed Current | 1995-08-01 | Galvanized Steel | Pressurized
QUIK STOP | 117 S BROAD ST | ABBEVILLE | Wilcox | 1560018 | 5 |  | 1995-08-01 |  | 1995-08-01 |  | Currently in Use | Gas (Historical Use) | 10000 | Steel-Impressed Current | 1995-08-01 | Galvanized Steel | Pressurized
QUIK STOP | 117 S BROAD ST | ABBEVILLE | Wilcox | 1560018 | 6 | Flapper Valve | 1995-08-01 |  | 1995-08-01 |  | Currently in Use | Diesel | 2000 | Cathodically Protected Steel | 1995-08-01 | Galvanized Steel | Safe Suction (Euro)
QUIK STOP | 117 S BROAD ST | ABBEVILLE | Wilcox | 1560018 | 7 |  | 1995-08-01 |  | 1995-08-01 |  | Currently in Use | Kerosene | 1000 | Cathodically Protected Steel | 1995-08-01 | Galvanized Steel | Safe Suction (Euro)
A V FOOD MART | 1222 FIRST AVE HWY 280 | ROCHELLE | Wilcox | 1560019 | 1 | Flapper Valve | 1996-05-15 | FALSE | 1996-05-15 | FALSE | Currently in Use | Gas (Historical Use) | 10000 | Steel-Impressed Current | 1978-05-09 | Fiberglass Reinforced Plastic | Pressurized
A V FOOD MART | 1222 FIRST AVE HWY 280 | ROCHELLE | Wilcox | 1560019 | 2 | Flapper Valve | 1996-05-15 | FALSE | 1996-05-15 | FALSE | Currently in Use | Gas (Historical Use) | 6000 | Steel-Impressed Current | 1978-05-09 | Fiberglass Reinforced Plastic | Pressurized
A V FOOD MART | 1222 FIRST AVE HWY 280 | ROCHELLE | Wilcox | 1560019 | 3 | Flapper Valve | 1996-05-15 | FALSE | 1996-05-15 | FALSE | Currently in Use | Diesel | 6000 | Steel-Impressed Current | 1978-05-09 | Fiberglass Reinforced Plastic | Pressurized
SERVICE STATION AMERICAN OIL LOC | US HWY 280 IND PARK | ROCHELLE | Wilcox | 1560020 | 1 | [5 empty] | Permanently Out of Use - historical purposes | Diesel | 8000 | Bare Steel | 1986-05-05 | Unknown
GTE/CTC OF THE SOUTH-ROCHELLE | THIRD AVE | ROCHELLE | Wilcox | 1560021 | 1 | [5 empty] | Removed from Ground | Diesel | 285 | Bare Steel | 1984-01-02 | Bare Steel
ALLTEL | US HWY 280 WEST | PITTS | Wilcox | 1560022 | 1 | [5 empty] | Removed from Ground | Diesel | 250 | Bare Steel | 1985-01-01 | Bare Steel | Suction (American)
ALLTEL/CTC OF THE SOUTH-PINEVIEW | 100 BAY ST | PINEVIEW | Wilcox | 1560023 | 1 | [5 empty] | Removed from Ground | Diesel | 250 | Bare Steel | 1985-01-01 | Bare Steel | Suction (American)
MANNS AUTO REPAIR | HWY 112 | PINEVIEW | Wilcox | 1560024 | 1 | [5 empty] | Removed from Ground | Gas (Historical Use) | 5000 | Bare Steel | 1980-01-03 | Galvanized Steel | Suction (American)
MANNS AUTO REPAIR | HWY 112 | PINEVIEW | Wilcox | 1560024 | 2 | [5 empty] | Removed from Ground | Gas (Historical Use) | 4000 | Bare Steel | 1980-01-03 | Galvanized Steel | Suction (American)
MANNS AUTO REPAIR | HWY 112 | PINEVIEW | Wilcox | 1560024 | 3 | [5 empty] | Removed from Ground | Gas (Historical Use) | 4000 | Bare Steel | 1980-01-03 | Galvanized Steel | Suction (American)
MANNS AUTO REPAIR | HWY 112 | PINEVIEW | Wilcox | 1560024 | 4 | [5 empty] | Removed from Ground | Diesel | 4000 | Bare Steel | 1980-01-03 | Galvanized Steel | Suction (American)
DOSTER WAREHOUSE | 933 ASHLEY STREET | ROCHELLE | Wilcox | 10001832 | 1 |  |  | FALSE |  | FALSE | Removed from Ground | Not Marked/Tank Removed | 2200 | Unknown | 2010-02-03 | Unknown
DOSTER WAREHOUSE | 933 ASHLEY STREET | ROCHELLE | Wilcox | 10001832 | 2 |  |  | FALSE |  | FALSE | Removed from Ground | Not Marked/Tank Removed | 2200 | Unknown | 2010-02-03 | Unknown
Wilcox County Maintenance Shop | 785 County Farm Road | Rochelle | Wilcox | 10003015 | 1A | Flapper Valve | 2020-02-03 | FALSE | 2020-02-03 | FALSE | Currently in Use | Diesel On Road | 8000 | Composite Double Walled | 2020-02-02 | Double-Walled Flex | Safe Suction (Euro)
Wilcox County Maintenance Shop | 785 County Farm Road | Rochelle | Wilcox | 10003015 | 1B | Flapper Valve | 2020-02-03 | FALSE | 2020-02-03 | FALSE | Currently in Use | Diesel Off Road | 6000 | Composite Double Walled | 2020-02-02 | Double-Walled Flex | Safe Suction (Euro)
Wilcox County Maintenance Shop | 785 County Farm Road | Rochelle | Wilcox | 10003015 | 1C | Flapper Valve | 2020-02-03 | FALSE | 2020-02-03 | FALSE | Currently in Use | Regular | 6000 | Composite Double Walled | 2020-02-02 | Double-Walled Flex | Pressurized
ANDERSON | 308 WHITEHALL STREET | WASHINGTON | Wilkes | 10001898 | 1 |  |  | FALSE |  | FALSE | Removed from Ground | Gas (Historical Use) | 1000 | Unknown | 2010-09-08 | Unknown
ANDERSON | 308 WHITEHALL STREET | WASHINGTON | Wilkes | 10001898 | 2 |  |  | FALSE |  | FALSE | Removed from Ground | Gas (Historical Use) | 1000 | Unknown | 2010-09-08 | Unknown
ANDERSON | 308 WHITEHALL STREET | WASHINGTON | Wilkes | 10001898 | 3 |  |  | FALSE |  | FALSE | Removed from Ground | Gas (Historical Use) | 1000 | Unknown | 2010-09-08 | Unknown
ANDERSON | 308 WHITEHALL STREET | WASHINGTON | Wilkes | 10001898 | 4 |  |  | FALSE |  | FALSE | Removed from Ground | Kerosene | 500 | Unknown | 2010-09-08 | Unknown
ANDERSON | 308 WHITEHALL STREET | WASHINGTON | Wilkes | 10001898 | 5 |  |  | FALSE |  | FALSE | Removed from Ground | Used Oil | 500 | Unknown | 2010-09-08 | Unknown
RAYLE FOOD MART | 4978 LEXINGTON RD | RAYLE | Wilkes | 1570001 | 1 | [5 empty] | Removed from Ground | Gas (Historical Use) | 1000 | Bare Steel | 1966-05-07 | Unknown
RAYLE FOOD MART | 4978 LEXINGTON RD | RAYLE | Wilkes | 1570001 | 2 | [5 empty] | Removed from Ground | Diesel | 550 | Bare Steel | 1966-05-07 | Unknown
RAYLE FOOD MART | 4978 LEXINGTON RD | RAYLE | Wilkes | 1570001 | 3 | Flapper Valve | 1999-02-16 | FALSE | 1999-02-16 | FALSE | Currently in Use | Regular | 2000 | Steel-Impressed Current | 1986-01-01 | Cathodically Protected | Safe Suction (Euro)
RAYLE FOOD MART | 4978 LEXINGTON RD | RAYLE | Wilkes | 1570001 | 4 |  | 1999-02-16 |  | 1999-02-16 |  | Currently in Use | Diesel | 1000 | Steel-Impressed Current | 1986-01-01 | Cathodically Protected | Safe Suction (Euro)
LITTLE COUNTRY STORE | US HWY 378 | WASHINGTON | Wilkes | 1570002 | 1 | [5 empty] | Removed from Ground | Gas (Historical Use) | 1000 | Bare Steel | 1983-05-08 | Galvanized Steel | Suction (American)
LITTLE COUNTRY STORE | US HWY 378 | WASHINGTON | Wilkes | 1570002 | 2 | [5 empty] | Removed from Ground | Gas (Historical Use) | 1000 | Bare Steel | 1983-05-08 | Galvanized Steel | Suction (American)
LITTLE COUNTRY STORE | US HWY 378 | WASHINGTON | Wilkes | 1570002 | 3 | [5 empty] | Removed from Ground | Gas (Historical Use) | 550 | Bare Steel | 1983-05-08 | Galvanized Steel | Suction (American)
UPTOWN CITGO | 117 EAST ROBERT TOOMBS AVE | WASHINGTON | Wilkes | 1570004 | 1 | [5 empty] | Removed from Ground | Gas (Historical Use) | 2000 | Bare Steel | 1956-05-14 | Galvanized Steel | Suction (American)
UPTOWN CITGO | 117 EAST ROBERT TOOMBS AVE | WASHINGTON | Wilkes | 1570004 | 2 | [5 empty] | Removed from Ground | Diesel | 2000 | Bare Steel | 1956-05-14 | Galvanized Steel | Suction (American)
UPTOWN CITGO | 117 EAST ROBERT TOOMBS AVE | WASHINGTON | Wilkes | 1570004 | 3 | [5 empty] | Removed from Ground | Gas (Historical Use) | 2000 | Bare Steel | 1956-05-14 | Galvanized Steel | Suction (American)
UPTOWN CITGO | 117 EAST ROBERT TOOMBS AVE | WASHINGTON | Wilkes | 1570004 | 4 | [5 empty] | Removed from Ground | Gas (Historical Use) | 2000 | Bare Steel | 1984-05-07 | Galvanized Steel | Suction (American)
UPTOWN CITGO | 117 EAST ROBERT TOOMBS AVE | WASHINGTON | Wilkes | 1570004 | 5 |  |  | TRUE |  | TRUE | Removed from Ground | Used Oil | 550 | Bare Steel | 1956-05-14 | Galvanized Steel
UPTOWN CITGO | 117 EAST ROBERT TOOMBS AVE | WASHINGTON | Wilkes | 1570004 | 6A | Flapper Valve | 1999-01-04 | FALSE | 1999-01-04 | FALSE | Currently in Use | Premium | 6000 | Composite | 1999-01-04 | Fiberglass Reinforced Plastic | Pressurized
UPTOWN CITGO | 117 EAST ROBERT TOOMBS AVE | WASHINGTON | Wilkes | 1570004 | 6B | Flapper Valve | 1999-01-04 | FALSE | 1999-01-04 | FALSE | Currently in Use | Diesel | 4000 | Composite | 1999-01-04 | Fiberglass Reinforced Plastic | Pressurized
UPTOWN CITGO | 117 EAST ROBERT TOOMBS AVE | WASHINGTON | Wilkes | 1570004 | 7 | Flapper Valve | 1999-01-04 | FALSE | 1999-01-04 | FALSE | Currently in Use | Regular | 8000 | Composite | 1999-01-04 | Fiberglass Reinforced Plastic | Pressurized
FAST TRIP #2 | 127 SOUTH HULIN AVE | TIGNALL | Wilkes | 1570005 | 1 |  | 1998-03-01 |  | 1998-03-01 |  | Removed from Ground | Gas (Historical Use) | 2000 | Steel-Impressed Current | 1963-05-13 | Cathodically Protected | Pressurized
FAST TRIP #2 | 127 SOUTH HULIN AVE | TIGNALL | Wilkes | 1570005 | 2 |  | 1998-03-01 |  | 1998-03-01 |  | Removed from Ground | Gas (Historical Use) | 2000 | Steel-Impressed Current | 1963-05-13 | Cathodically Protected | Pressurized
FAST TRIP #2 | 127 SOUTH HULIN AVE | TIGNALL | Wilkes | 1570005 | 3 |  | 1998-03-01 |  | 1998-03-01 |  | Removed from Ground | Gas (Historical Use) | 2000 | Steel-Impressed Current | 1963-05-13 | Cathodically Protected | Pressurized
FAST TRIP #2 | 127 SOUTH HULIN AVE | TIGNALL | Wilkes | 1570005 | 4 |  | 1998-03-01 |  | 1998-03-01 |  | Removed from Ground | Gas (Historical Use) | 3000 | Steel-Impressed Current | 1986-05-07 | Cathodically Protected | Suction (American)
FAST TRIP #2 | 127 SOUTH HULIN AVE | TIGNALL | Wilkes | 1570005 | 5 |  |  | TRUE |  | TRUE | Removed from Ground | Used Oil | 550 | Steel-Impressed Current | 1963-05-13 | Cathodically Protected
FAST TRIP #2 | 127 SOUTH HULIN AVE | TIGNALL | Wilkes | 1570005 | 6A | Flapper Valve | 2014-09-17 | FALSE | 2014-09-17 | FALSE | Currently in Use | E-10 | 8000 | Composite Double Walled | 2014-09-17 | Double-Walled Fiberglass | Pressurized
FAST TRIP #2 | 127 SOUTH HULIN AVE | TIGNALL | Wilkes | 1570005 | 6B | Flapper Valve | 2014-09-17 | FALSE | 2014-09-17 | FALSE | Currently in Use | E-0 | 2000 | Composite Double Walled | 2014-09-17 | Double-Walled Fiberglass | Pressurized
DANBURG CASH GROCERY | FLORAL HILL RD | DANBURG | Wilkes | 1570006 | 1 | [5 empty] | Removed from Ground | Gas (Historical Use) | 1000 | Bare Steel | 1971-05-11 | Unknown
DANBURG CASH GROCERY | FLORAL HILL RD | DANBURG | Wilkes | 1570006 | 2 | [5 empty] | Removed from Ground | Gas (Historical Use) | 550 | Bare Steel | 1963-05-13 | Unknown
STEVENS GROCERY | 3490 SHARON RD | WASHINGTON | Wilkes | 1570007 | 1 | [5 empty] | Removed from Ground | Gas (Historical Use) | 1000 | Bare Steel | 1972-05-10 | Unknown | Suction (American)
STEVENS GROCERY | 3490 SHARON RD | WASHINGTON | Wilkes | 1570007 | 2 | [5 empty] | Removed from Ground | Gas (Historical Use) | 550 | Bare Steel | 1972-05-10 | Unknown | Suction (American)
STEVENS GROCERY | 3490 SHARON RD | WASHINGTON | Wilkes | 1570007 | 3 |  | 1998-06-10 | FALSE | 1998-06-10 | FALSE | Removed from Ground | Gas (Historical Use) | 2000 | Composite | 1998-06-10 | Aboveground | Safe Suction (Euro)
STEVENS GROCERY | 3490 SHARON RD | WASHINGTON | Wilkes | 1570007 | 3A |  | 1998-06-10 | FALSE | 1998-06-10 | FALSE | Removed from Ground | Gas (Historical Use) | 1000 | Composite | 1998-06-10 | Aboveground | Safe Suction (Euro)
MAX'S | RFD 1 | WASHINGTON | Wilkes | 1570008 | 1 | [5 empty] | Removed from Ground | Gas (Historical Use) | 1000 | Epoxy | 1976-05-09 | Galvanized Steel | Suction (American)
MAX'S | RFD 1 | WASHINGTON | Wilkes | 1570008 | 2 | [5 empty] | Removed from Ground | Gas (Historical Use) | 560 | Bare Steel | 1966-05-12 | Unknown | Suction (American)
THOMPSON GAS & OIL INC | 115 GARLAND AVE | WASHINGTON | Wilkes | 1570009 | 1 | [5 empty] | Removed from Ground | Gas (Historical Use) | 560 | Bare Steel | 1956-05-14 | Unknown
WASHINGTON PURE STATION | 119 E ROBERT TOOMBS | WASHINGTON | Wilkes | 1570010 | 1 |  | 1998-12-18 |  | 1998-12-18 |  | Removed from Ground | Gas (Historical Use) | 3000 | Steel-Impressed Current | 1966-05-13 | Cathodically Protected | Suction (American)
WASHINGTON PURE STATION | 119 E ROBERT TOOMBS | WASHINGTON | Wilkes | 1570010 | 2 |  | 1998-12-18 |  | 1998-12-18 |  | Removed from Ground | Gas (Historical Use) | 3000 | Steel-Impressed Current | 1966-05-13 | Cathodically Protected | Suction (American)
WASHINGTON PURE STATION | 119 E ROBERT TOOMBS | WASHINGTON | Wilkes | 1570010 | 3 |  | 1998-12-19 |  | 1998-12-19 |  | Removed from Ground | Gas (Historical Use) | 3000 | Steel-Impressed Current | 1966-05-13 | Cathodically Protected | Suction (American)
WASHINGTON PURE STATION | 119 E ROBERT TOOMBS | WASHINGTON | Wilkes | 1570010 | 4 |  | 1998-12-18 |  | 1998-12-18 |  | Removed from Ground | Diesel | 2000 | Steel-Impressed Current | 1983-05-09 | Cathodically Protected | Suction (American)
CHAMPION INTERNATIONAL CORP | GA HWY 17 NORTH | WASHINGTON | Wilkes | 1570011 | 1 | [5 empty] | Removed from Ground | Gas (Historical Use) | 4000 | Bare Steel | 1966-05-06 | Galvanized Steel
CHAMPION INTERNATIONAL CORP | GA HWY 17 NORTH | WASHINGTON | Wilkes | 1570011 | 2 | [5 empty] | Removed from Ground | Gas (Historical Use) | 500 | Bare Steel | 1966-05-06 | Galvanized Steel
CHAMPION INTERNATIONAL CORP | GA HWY 17 NORTH | WASHINGTON | Wilkes | 1570011 | 3 | [5 empty] | Removed from Ground | Gas (Historical Use) | 1000 | Bare Steel | 1966-05-06 | Galvanized Steel
ROYAL FOOD STORES | 102 W ROBERT TOOMBS AVE | WASHINGTON | Wilkes | 1570012 | 1 | Flapper Valve | 1998-11-12 | FALSE | 1998-11-12 | FALSE | Currently in Use | Gas (Historical Use) | 10000 | Steel-Impressed Current | 1975-05-04
ROYAL FOOD STORES | 102 W ROBERT TOOMBS AVE | WASHINGTON | Wilkes | 1570012 | 2 | Flapper Valve | 1998-11-12 | FALSE | 1998-11-12 | FALSE | Currently in Use | Gas (Historical Use) | 6000 | Steel-Impressed Current | 1975-05-04
ROYAL FOOD STORES | 102 W ROBERT TOOMBS AVE | WASHINGTON | Wilkes | 1570012 | 3 | Flapper Valve | 1998-10-22 | FALSE | 1998-10-22 | FALSE | Currently in Use | Gas (Historical Use) | 4000 | Steel-Impressed Current | 1975-05-05
WASHINGTON |  | LOUISVILLE | Wilkes | 1570013 | 1 | [5 empty] | Removed from Ground | Empty | 1060 | Bare Steel | 1965-04-15 | Unknown
WASHINGTON |  | LOUISVILLE | Wilkes | 1570013 | 2 | [5 empty] | Removed from Ground | Diesel | 2000 | Composite | 1984-04-10 | Unknown
WASHINGTON |  | LOUISVILLE | Wilkes | 1570013 | 3 | [5 empty] | Removed from Ground | Gas (Historical Use) | 1000 | Composite | 1984-04-10 | Unknown
GOLDEN PANTRY #81 | 1238 LINCOLNTON RD | WASHINGTON | Wilkes | 1570014 | 1 | [5 empty] | Removed from Ground | Gas (Historical Use) | 8000 | Bare Steel | 1974-04-20 | Galvanized Steel
GOLDEN PANTRY #81 | 1238 LINCOLNTON RD | WASHINGTON | Wilkes | 1570014 | 2 | [5 empty] | Removed from Ground | Gas (Historical Use) | 8000 | Bare Steel | 1974-04-20 | Galvanized Steel
GOLDEN PANTRY #81 | 1238 LINCOLNTON RD | WASHINGTON | Wilkes | 1570014 | 3 | [5 empty] | Removed from Ground | Gas (Historical Use) | 6000 | Bare Steel | 1974-04-20 | Galvanized Steel
GOLDEN PANTRY #81 | 1238 LINCOLNTON RD | WASHINGTON | Wilkes | 1570014 | 4 |  | 1988-10-31 | FALSE | 1988-10-31 | FALSE | Currently in Use | Regular | 10000 | Galvanic (STIP-3) | 1988-10-31 | Fiberglass Reinforced Plastic | Pressurized
GOLDEN PANTRY #81 | 1238 LINCOLNTON RD | WASHINGTON | Wilkes | 1570014 | 5 |  | 1988-10-31 | FALSE | 1988-10-31 | FALSE | Currently in Use | Regular | 10000 | Galvanic (STIP-3) | 1988-10-31 | Fiberglass Reinforced Plastic | Pressurized
GOLDEN PANTRY #81 | 1238 LINCOLNTON RD | WASHINGTON | Wilkes | 1570014 | 6 |  | 1988-10-31 | FALSE | 1988-10-31 | FALSE | Currently in Use | Premium | 10000 | Galvanic (STIP-3) | 1988-10-31 | Fiberglass Reinforced Plastic | Pressurized
GOLDEN PANTRY #81 | 1238 LINCOLNTON RD | WASHINGTON | Wilkes | 1570014 | 7 |  | 1988-10-31 | FALSE | 1988-10-31 | FALSE | Currently in Use | Diesel | 10000 | Galvanic (STIP-3) | 1988-10-31 | Fiberglass Reinforced Plastic | Pressurized
GOLDEN PANTRY #81 | 1238 LINCOLNTON RD | WASHINGTON | Wilkes | 1570014 | 8 |  | 1988-10-31 | FALSE | 1988-10-31 | FALSE | Temporarily out of use | Diesel | 2000 | Galvanic (STIP-3) | 1988-10-31 | Fiberglass Reinforced Plastic | Pressurized
GOLDEN PANTRY #75 | 218 WEST ROBERT TOOMBS AVE | WASHINGTON | Wilkes | 1570015 | 1 | [5 empty] | Closed in Ground | Gas (Historical Use) | 8000 | Bare Steel | 1969-04-21 | Galvanized Steel
GOLDEN PANTRY #75 | 218 WEST ROBERT TOOMBS AVE | WASHINGTON | Wilkes | 1570015 | 2 | [5 empty] | Closed in Ground | Gas (Historical Use) | 8000 | Bare Steel | 1969-04-21 | Galvanized Steel
GOLDEN PANTRY #75 | 218 WEST ROBERT TOOMBS AVE | WASHINGTON | Wilkes | 1570015 | 3 | [5 empty] | Closed in Ground | Gas (Historical Use) | 4000 | Bare Steel | 1969-04-21 | Galvanized Steel
MIKE'S AUTOMOTIVE SERVICE CENTER | 918 E ROBERT TOOMBS AVENUE | WASHINGTON | Wilkes | 1570016 | 1 | [5 empty] | Removed from Ground | Gas (Historical Use) | 1060 | Bare Steel | 1966-03-10 | Galvanized Steel | Safe Suction (Euro)
MIKE'S AUTOMOTIVE SERVICE CENTER | 918 E ROBERT TOOMBS AVENUE | WASHINGTON | Wilkes | 1570016 | 2 | [5 empty] | Removed from Ground | Gas (Historical Use) | 560 | Bare Steel | 1951-03-14 | Galvanized Steel | Safe Suction (Euro)
MIKE'S AUTOMOTIVE SERVICE CENTER | 918 E ROBERT TOOMBS AVENUE | WASHINGTON | Wilkes | 1570016 | 3 | [5 empty] | Removed from Ground | Gas (Historical Use) | 560 | Bare Steel | 1951-03-14 | Galvanized Steel | Safe Suction (Euro)
MIKE'S AUTOMOTIVE SERVICE CENTER | 918 E ROBERT TOOMBS AVENUE | WASHINGTON | Wilkes | 1570016 | 4 | [5 empty] | Removed from Ground | Gas (Historical Use) | 1060 | Bare Steel | 1969-03-09 | Galvanized Steel | Safe Suction (Euro)
GA DEPT OF PUBLIC SAFETY POST 17 | 1015 GREENSBORO RD | WASHINGTON | Wilkes | 1570017 | 1 | [5 empty] | Removed from Ground | Gas (Historical Use) | 6000 | Bare Steel | 1968-03-10 | Galvanized Steel
WILKES CO ROAD DEPT | 179 County Farm Road | WASHINGTON | Wilkes | 1570018 | 1 |  |  | FALSE |  | FALSE | Removed from Ground |  | 8000 | Bare Steel | 1994-10-10 | Galvanized Steel | Safe Suction (Euro)
WILKES CO ROAD DEPT | 179 County Farm Road | WASHINGTON | Wilkes | 1570018 | 2 |  |  | FALSE |  | FALSE | Removed from Ground |  | 8000 | Bare Steel | 1994-10-10 | Galvanized Steel | Safe Suction (Euro)
WILKES CO ROAD DEPT | 179 County Farm Road | WASHINGTON | Wilkes | 1570018 | 3 |  |  | FALSE |  | FALSE | Removed from Ground | Diesel | 8000 | Bare Steel | 1994-10-10 | Galvanized Steel | Safe Suction (Euro)
WILKES CO ROAD DEPT | 179 County Farm Road | WASHINGTON | Wilkes | 1570018 | 4 | Flapper Valve | 1994-11-01 | FALSE | 1994-11-01 | FALSE | Currently in Use | Regular | 6000 | Composite | 1994-10-15 | Fiberglass Reinforced Plastic | Safe Suction (Euro)
WILKES CO ROAD DEPT | 179 County Farm Road | WASHINGTON | Wilkes | 1570018 | 5 | Flapper Valve | 1994-11-01 | FALSE | 1994-11-01 | FALSE | Currently in Use | Premium | 4000 | Composite | 1994-10-15 | Fiberglass Reinforced Plastic | Safe Suction (Euro)
WILKES CO ROAD DEPT | 179 County Farm Road | WASHINGTON | Wilkes | 1570018 | 6 | Flapper Valve | 1994-11-01 | FALSE | 1994-11-01 | FALSE | Currently in Use | Diesel | 4000 | Composite | 1994-10-15 | Fiberglass Reinforced Plastic | Safe Suction (Euro)
WILKES CO ROAD DEPT | 179 County Farm Road | WASHINGTON | Wilkes | 1570018 | 7 | Flapper Valve | 1994-11-01 | FALSE | 1994-11-01 | FALSE | Currently in Use | Diesel | 8000 | Composite | 1994-10-15 | Fiberglass Reinforced Plastic | Safe Suction (Euro)
ROBERT TOOMBS HOUSE | PO BOX 605 | WASHINGTON | Wilkes | 1570019 | 1 | [5 empty] | Permanently Out of Use - historical purposes | Other | 0 | Bare Steel | 1971-03-17 | Galvanized Steel
RACO #14 | 114 EAST ROBERT TOOMBS ST | WASHINGTON | Wilkes | 1570020 | 1 | Flapper Valve | 1998-10-01 | FALSE | 1998-10-01 | FALSE | Currently in Use | Gas (Historical Use) | 20000 | Steel-Impressed Current | 1978-03-19 | Fiberglass Reinforced Plastic | Pressurized
RACO #14 | 114 EAST ROBERT TOOMBS ST | WASHINGTON | Wilkes | 1570020 | 2 | Flapper Valve | 1998-10-01 | FALSE | 1998-10-01 | FALSE | Currently in Use | Gas (Historical Use) | 10000 | Steel-Impressed Current | 1978-03-19 | Fiberglass Reinforced Plastic | Pressurized
RACO #14 | 114 EAST ROBERT TOOMBS ST | WASHINGTON | Wilkes | 1570020 | 3 | Flapper Valve | 1998-10-01 | FALSE | 1998-10-01 | FALSE | Currently in Use | Gas (Historical Use) | 10000 | Steel-Impressed Current | 1978-03-19 | Fiberglass Reinforced Plastic | Pressurized
RACO #14 | 114 EAST ROBERT TOOMBS ST | WASHINGTON | Wilkes | 1570020 | 4 | Flapper Valve | 1998-10-01 | FALSE | 1998-10-01 | FALSE | Currently in Use | Diesel | 8000 | Steel-Impressed Current | 1984-03-17 |  | Pressurized
RACO #14 | 114 EAST ROBERT TOOMBS ST | WASHINGTON | Wilkes | 1570020 | 5 |  | 1998-10-01 | FALSE | 1998-10-01 | FALSE | Temporarily out of use | Kerosene | 8000 | Steel-Impressed Current | 1984-03-17 |  | Safe Suction (Euro)
BURT LUMBER CO INC | GA HWY 14 | WASHINGTON | Wilkes | 1570021 | 1 | [5 empty] | Removed from Ground | Diesel | 1000 | Bare Steel | 1971-03-23 | Galvanized Steel
BURT LUMBER CO INC | GA HWY 14 | WASHINGTON | Wilkes | 1570021 | 2 | [5 empty] | Removed from Ground | Gas (Historical Use) | 1000 | Bare Steel | 1971-03-23 | Galvanized Steel
GA FC WILKES CO UNIT | GA HWY 17 2 MI N OF WASHINGTON | WASHINGTON | Wilkes | 1570023 | 1 | [5 empty] | Removed from Ground | Gas (Historical Use) | 2000 | Bare Steel | 1974-04-25 | Galvanized Steel
GA FC WILKES CO UNIT | GA HWY 17 2 MI N OF WASHINGTON | WASHINGTON | Wilkes | 1570023 | 2 | [5 empty] | Removed from Ground | Diesel | 560 | Bare Steel | 1955-04-30 | Galvanized Steel
GA FC WILKES CO UNIT | GA HWY 17 2 MI N OF WASHINGTON | WASHINGTON | Wilkes | 1570023 | 3 |  | 1991-01-01 |  | 1991-01-01 |  | Removed from Ground | Other | 2000 | Galvanic (STIP-3) | 1991-01-01 | Cathodically Protected | Safe Suction (Euro)
GA FC WILKES CO UNIT | GA HWY 17 2 MI N OF WASHINGTON | WASHINGTON | Wilkes | 1570023 | 4 |  | 1991-01-01 |  | 1991-01-01 |  | Removed from Ground | Other | 2000 | Galvanic (STIP-3) | 1991-01-01 | Cathodically Protected | Safe Suction (Euro)
GA FORESTY COMM |  | WASHINGTON | Wilkes | 1570025 | 1 | [5 empty] | Removed from Ground | Gas (Historical Use) | 560 | Bare Steel | 1956-04-29 | Galvanized Steel
GA FORESTRY COMM | WASHINGTON-WILKES AIRPORT RD | WASHINGTON | Wilkes | 1570026 | 1 | [5 empty] | Removed from Ground | Gas (Historical Use) | 2000 | Bare Steel | 1980-02-01 | Galvanized Steel | Safe Suction (Euro)
PET DAIRY | 416 WEST LIBERTY ST | WASHINGTON | Wilkes | 1570027 | 1 | [5 empty] | Removed from Ground | Gas (Historical Use) | 10000 | Bare Steel | 1966-04-01 | Bare Steel
PET DAIRY | 416 WEST LIBERTY ST | WASHINGTON | Wilkes | 1570027 | 2 | [5 empty] | Removed from Ground | Diesel | 10000 | Bare Steel | 1966-04-01 | Bare Steel
PET DAIRY | 416 WEST LIBERTY ST | WASHINGTON | Wilkes | 1570027 | 3 | [5 empty] | Closed in Ground | Gas (Historical Use) | 10000 | Bare Steel | 1951-04-05 | Bare Steel
PET DAIRY | 416 WEST LIBERTY ST | WASHINGTON | Wilkes | 1570027 | 4 | [5 empty] | Removed from Ground | Gas (Historical Use) | 10000 | Bare Steel | 1966-04-01 | Bare Steel
PET DAIRY | 416 WEST LIBERTY ST | WASHINGTON | Wilkes | 1570027 | 5 | [5 empty] | Removed from Ground | Gas (Historical Use) | 10000 | Bare Steel | 1966-04-01 | Bare Steel
OMS #11 | 500 WATER ST | WASHINGTON | Wilkes | 1570028 | 1 | [5 empty] | Removed from Ground | Gas (Historical Use) | 1000 | Bare Steel | 1961-05-07 | Galvanized Steel
OMS #11 | 500 WATER ST | WASHINGTON | Wilkes | 1570028 | 2 |  |  | TRUE |  | TRUE | Removed from Ground | Used Oil | 350 | Not Marked/Unknown | 1996-10-09 | Not Marked
MILLER WOOD PRODUCTS | GA HWY 44 EAST | WASHINGTON | Wilkes | 1570029 | 1 | [5 empty] | Closed in Ground | Empty | 1000 | Bare Steel | 1961-05-14 | Galvanized Steel
WALLER 66 SERVICE STATION | 309 W ROBERT TOOMBS AVE | WASHINGTON | Wilkes | 1570030 | 1 | [5 empty] | Removed from Ground | Gas (Historical Use) | 2000 | Bare Steel | 1956-05-08 | Unknown | Suction (American)
WALLER 66 SERVICE STATION | 309 W ROBERT TOOMBS AVE | WASHINGTON | Wilkes | 1570030 | 2 | [5 empty] | Removed from Ground | Gas (Historical Use) | 2000 | Bare Steel | 1956-05-08 | Unknown | Suction (American)
WALLER 66 SERVICE STATION | 309 W ROBERT TOOMBS AVE | WASHINGTON | Wilkes | 1570030 | 3 | [5 empty] | Removed from Ground | Gas (Historical Use) | 3000 | Bare Steel | 1956-05-08 | Unknown | Suction (American)
WALLER 66 SERVICE STATION | 309 W ROBERT TOOMBS AVE | WASHINGTON | Wilkes | 1570030 | 4 |  |  | TRUE |  | TRUE | Removed from Ground | Used Oil | 550 | Not Marked/Unknown | 1997-03-01 | Not Marked
BUFFORD GROCERY | UNKNOWN | TIGNALL | Wilkes | 1570031 | 1 | [5 empty] | Removed from Ground | Gas (Historical Use) | 550 | Bare Steel | 1966-05-13 | Unknown
BUFFORD GROCERY | UNKNOWN | TIGNALL | Wilkes | 1570031 | 2 | [5 empty] | Removed from Ground | Gas (Historical Use) | 270 | Bare Steel | 1966-05-13 | Unknown
BUFFORD GROCERY | UNKNOWN | TIGNALL | Wilkes | 1570031 | 3 | [5 empty] | Removed from Ground | Gas (Historical Use) | 550 | Bare Steel | 1981-05-09 | Unknown
RHODES GROCERY | 4302 DELHI RD @ HWY 79 | TIGNALL | Wilkes | 1570032 | 1 | [5 empty] | Permanently Out of Use - historical purposes | Gas (Historical Use) | 550 | Bare Steel | 1966-05-13 | Unknown
RHODES GROCERY | 4302 DELHI RD @ HWY 79 | TIGNALL | Wilkes | 1570032 | 2 | [5 empty] | Permanently Out of Use - historical purposes | Gas (Historical Use) | 1000 | Bare Steel | 1966-05-13 | Unknown
FORTSON MINUTE SAVER | Hwy 17 north of Tignall | TIGNALL | Wilkes | 1570035 | 1 | [5 empty] | Temporarily out of use | Gas (Historical Use) | 5000 | Bare Steel | 1985-05-08 | Galvanized Steel
FORTSON MINUTE SAVER | Hwy 17 north of Tignall | TIGNALL | Wilkes | 1570035 | 2 | [5 empty] | Temporarily out of use | Gas (Historical Use) | 5000 | Bare Steel | 1985-05-08 | Galvanized Steel
CHAFIN STORE |  | RAYLE | Wilkes | 1570036 | 1 | [5 empty] | Removed from Ground | Gas (Historical Use) | 550 | Bare Steel | 1986-05-08 | Unknown
CHAFIN STORE |  | RAYLE | Wilkes | 1570036 | 2 | [5 empty] | Removed from Ground | Gas (Historical Use) | 1000 | Bare Steel | 1986-05-08 | Unknown
WASHINGTON GAS & OIL INC | 307 LANES ALLEY | WASHINGTON | Wilkes | 1570038 | 1 | [5 empty] | Removed from Ground | Kerosene | 2000 | Bare Steel | 1966-05-13 | Unknown
SMYMA METHODIST CHURCH | South Smyrna Church Rd. and Hwy 378 | WASHINGTON | Wilkes | 1570039 | 1 | [5 empty] | Currently in Use | Other | 0 | Bare Steel | 1986-05-08 | Galvanized Steel
GRIFFINS STORE | 4787 GREENSBORO RD/HWY 44 | WASHINGTON | Wilkes | 1570040 | 1 | [5 empty] | Removed from Ground | Gas (Historical Use) | 1000 | Bare Steel | 1971-05-11 | Galvanized Steel | Suction (American)
GRIFFINS STORE | 4787 GREENSBORO RD/HWY 44 | WASHINGTON | Wilkes | 1570040 | 2 | [5 empty] | Removed from Ground | Gas (Historical Use) | 560 | Bare Steel | 1971-05-11 | Galvanized Steel | Suction (American)
GRIFFINS STORE | 4787 GREENSBORO RD/HWY 44 | WASHINGTON | Wilkes | 1570040 | 3 | [5 empty] | Removed from Ground | Gas (Historical Use) | 560 | Bare Steel | 1971-05-11 | Galvanized Steel | Suction (American)
GRIFFINS STORE | 4787 GREENSBORO RD/HWY 44 | WASHINGTON | Wilkes | 1570040 | 4A | Flapper Valve | 1998-04-01 | FALSE | 1998-04-01 | FALSE | Currently in Use | Regular | 2000 |  | 1998-05-07 | Fiberglass Reinforced Plastic | Suction (American)
GRIFFINS STORE | 4787 GREENSBORO RD/HWY 44 | WASHINGTON | Wilkes | 1570040 | 4B | Flapper Valve | 1998-04-01 | FALSE | 1998-04-01 | FALSE | Currently in Use | Diesel | 2000 |  | 1998-05-07 | Fiberglass Reinforced Plastic | Suction (American)
GRIFFINS STORE | 4787 GREENSBORO RD/HWY 44 | WASHINGTON | Wilkes | 1570040 | 4C |  | 1998-04-01 | FALSE | 1998-04-01 | FALSE | Temporarily out of use | Empty | 2000 |  | 1998-05-07 | Fiberglass Reinforced Plastic | Suction (American)
TIGNALL KWIK STOP | 4894 Tignall Rd. | TIGNALL | Wilkes | 1570041 | 1 | Flapper Valve | 1998-02-09 | FALSE | 1998-02-09 | FALSE | Currently in Use | Diesel Off Road | 8000 | Steel-Impressed Current | 1981-05-08 |  | Safe Suction (Euro)
TIGNALL KWIK STOP | 4894 Tignall Rd. | TIGNALL | Wilkes | 1570041 | 2 | Flapper Valve | 1998-02-09 | FALSE | 1998-02-09 | FALSE | Currently in Use | Regular | 8000 | Steel-Impressed Current | 1981-05-08 |  | Safe Suction (Euro)
TIGNALL KWIK STOP | 4894 Tignall Rd. | TIGNALL | Wilkes | 1570041 | 3 | Flapper Valve | 1998-02-09 | FALSE | 1998-02-09 | FALSE | Currently in Use | Diesel On Road | 8000 | Steel-Impressed Current | 1981-05-08 |  | Pressurized
BUMPER TO BUMPER | 901 E ROBERT TOOMBS AVE | WASHINGTON | Wilkes | 1570042 | 1 |  | 1993-06-01 |  | 1995-01-01 |  | Temporarily out of use | Gas (Historical Use) | 8000 | Lined Interior | 1974-05-10 | Fiberglass Reinforced Plastic | Pressurized
BUMPER TO BUMPER | 901 E ROBERT TOOMBS AVE | WASHINGTON | Wilkes | 1570042 | 2 |  | 1993-06-01 |  | 1995-01-01 |  | Temporarily out of use | Gas (Historical Use) | 8000 | Lined Interior | 1974-05-10 | Fiberglass Reinforced Plastic | Pressurized
BUMPER TO BUMPER | 901 E ROBERT TOOMBS AVE | WASHINGTON | Wilkes | 1570042 | 3 | [5 empty] | Removed from Ground | Gas (Historical Use) | 2000 | Bare Steel | 1982-05-08 | Galvanized Steel | Safe Suction (Euro)
BUMPER TO BUMPER | 901 E ROBERT TOOMBS AVE | WASHINGTON | Wilkes | 1570042 | 5 |  | 1998-01-01 |  | 1998-01-01 |  | Temporarily out of use | Diesel | 4000 | Composite | 1998-01-01 | Fiberglass Reinforced Plastic | Pressurized
GOLD KIST STORE | NORMAN ST | WASHINGTON | Wilkes | 1570043 | 1 | [5 empty] | Removed from Ground | Gas (Historical Use) | 520 | Bare Steel | 1976-05-09 | Galvanized Steel
WASHINGTON PLANT | GA HWY 47 | WASHINGTON | Wilkes | 1570044 | 1 | [5 empty] | Removed from Ground | Diesel | 30000 | Bare Steel | 1970-05-12 | Bare Steel
WASHINGTON PLANT | GA HWY 47 | WASHINGTON | Wilkes | 1570044 | 2 | [5 empty] | Removed from Ground | Diesel | 30000 | Bare Steel | 1970-05-12 | Bare Steel
WALLER'S 76 SVC STA/D&N 76 OIL C | 312 WEST ROBERT TOOMBS AVE | WASHINGTON | Wilkes | 1570045 | 1 | [5 empty] | Removed from Ground | Diesel | 10000 | Bare Steel | 1956-05-15 | Bare Steel
WALLER'S 76 SVC STA/D&N 76 OIL C | 312 WEST ROBERT TOOMBS AVE | WASHINGTON | Wilkes | 1570045 | 2 | [5 empty] | Removed from Ground | Gas (Historical Use) | 10000 | Bare Steel | 1956-05-15 | Bare Steel
WALLER'S 76 SVC STA/D&N 76 OIL C | 312 WEST ROBERT TOOMBS AVE | WASHINGTON | Wilkes | 1570045 | 3 | [5 empty] | Removed from Ground | Gas (Historical Use) | 10000 | Bare Steel | 1956-05-15 | Bare Steel
WALLER'S 76 SVC STA/D&N 76 OIL C | 312 WEST ROBERT TOOMBS AVE | WASHINGTON | Wilkes | 1570045 | 4 | [5 empty] | Removed from Ground | Diesel | 8000 | Bare Steel | 1956-05-15 | Bare Steel
WALLER'S 76 SVC STA/D&N 76 OIL C | 312 WEST ROBERT TOOMBS AVE | WASHINGTON | Wilkes | 1570045 | 5 | [5 empty] | Removed from Ground | Gas (Historical Use) | 8000 | Bare Steel | 1956-05-15 | Bare Steel
WALLER'S 76 SVC STA/D&N 76 OIL C | 312 WEST ROBERT TOOMBS AVE | WASHINGTON | Wilkes | 1570045 | 6 | [5 empty] | Removed from Ground | Gas (Historical Use) | 8000 | Bare Steel | 1956-05-15 | Bare Steel
WALLER'S 76 SVC STA/D&N 76 OIL C | 312 WEST ROBERT TOOMBS AVE | WASHINGTON | Wilkes | 1570045 | 7 | [5 empty] | Removed from Ground | Diesel | 280 | Bare Steel | 1956-05-15 | Bare Steel
CONTINENTAL FOREST INVESTMENTS I |  | WASHINGTON | Wilkes | 1570046 | 1 | [5 empty] | Removed from Ground | Diesel | 2000 | Bare Steel | 1977-01-03 | Galvanized Steel
PURE SERVICE | 1185 LINCOLNTON ROAD | WASHINGTON | Wilkes | 1570048 | 1 |  | 1989-11-15 |  | 1989-11-15 |  | Removed from Ground | Gas (Historical Use) | 6000 | Composite | 1989-11-15 | Fiberglass Reinforced Plastic | Pressurized
PURE SERVICE | 1185 LINCOLNTON ROAD | WASHINGTON | Wilkes | 1570048 | 2 |  | 1989-11-15 |  | 1989-11-15 |  | Removed from Ground | Gas (Historical Use) | 6000 | Composite | 1989-11-15 | Fiberglass Reinforced Plastic | Pressurized
PURE SERVICE | 1185 LINCOLNTON ROAD | WASHINGTON | Wilkes | 1570048 | 3 |  | 1989-11-15 |  | 1989-11-15 |  | Removed from Ground | Gas (Historical Use) | 6000 | Composite | 1989-11-15 | Fiberglass Reinforced Plastic | Pressurized
PURE SERVICE | 1185 LINCOLNTON ROAD | WASHINGTON | Wilkes | 1570048 | 4 |  | 1989-11-15 |  | 1989-11-15 |  | Removed from Ground | Diesel | 6000 | Composite | 1989-11-15 | Fiberglass Reinforced Plastic | Pressurized
CITGO | 154 S HULIN AVE HWY 17 | TIGNALL | Wilkes | 1570049 | 1 | [5 empty] | Closed in Ground | Gas (Historical Use) | 2000 | Marked Unknown | 1966-05-13 | Unknown
CITGO | 154 S HULIN AVE HWY 17 | TIGNALL | Wilkes | 1570049 | 2 | [5 empty] | Closed in Ground | Gas (Historical Use) | 2000 | Marked Unknown | 1966-05-13 | Unknown
CITGO | 154 S HULIN AVE HWY 17 | TIGNALL | Wilkes | 1570049 | 3 | [5 empty] | Closed in Ground | Gas (Historical Use) | 2000 | Marked Unknown | 1966-05-13 | Unknown
CITGO | 154 S HULIN AVE HWY 17 | TIGNALL | Wilkes | 1570049 | 4 | [5 empty] | Closed in Ground | Diesel | 2000 | Marked Unknown | 1966-05-13 | Unknown
CITGO | 154 S HULIN AVE HWY 17 | TIGNALL | Wilkes | 1570049 | 5 |  | 1990-03-23 |  | 1990-03-23 |  | Removed from Ground | Gas (Historical Use) | 6000 | Cathodically Protected Steel | 1990-03-23 | Fiberglass Reinforced Plastic | Pressurized
CITGO | 154 S HULIN AVE HWY 17 | TIGNALL | Wilkes | 1570049 | 6 |  | 1990-03-23 |  | 1990-03-23 |  | Removed from Ground | Gas (Historical Use) | 6000 | Cathodically Protected Steel | 1990-03-23 | Fiberglass Reinforced Plastic | Pressurized
CITGO | 154 S HULIN AVE HWY 17 | TIGNALL | Wilkes | 1570049 | 7 |  | 1990-03-23 |  | 1990-03-23 |  | Removed from Ground | Gas (Historical Use) | 6000 | Cathodically Protected Steel | 1990-03-23 | Fiberglass Reinforced Plastic | Pressurized
CITGO | 154 S HULIN AVE HWY 17 | TIGNALL | Wilkes | 1570049 | 8 |  | 1990-03-23 |  | 1990-03-23 |  | Removed from Ground | Diesel | 10000 | Cathodically Protected Steel | 1990-03-23 | Fiberglass Reinforced Plastic | Pressurized
G&M TIRE CO | 920 E ROBERT TOOMBS AVE | WASHINGTON | Wilkes | 1570050 | 1 |  | 1998-12-21 |  | 1998-12-21 |  | Removed from Ground | Gas (Historical Use) | 6000 | Steel-Impressed Current | 1976-05-10 | Cathodically Protected | Safe Suction (Euro)
G&M TIRE CO | 920 E ROBERT TOOMBS AVE | WASHINGTON | Wilkes | 1570050 | 2 |  | 1998-12-21 |  | 1998-12-21 |  | Removed from Ground | Gas (Historical Use) | 6000 | Steel-Impressed Current | 1976-05-10 | Cathodically Protected | Safe Suction (Euro)
G&M TIRE CO | 920 E ROBERT TOOMBS AVE | WASHINGTON | Wilkes | 1570050 | 3 |  | 1998-12-21 |  | 1998-12-21 |  | Removed from Ground | Diesel | 6000 | Steel-Impressed Current | 1976-05-10 | Cathodically Protected | Safe Suction (Euro)
G&M TIRE CO | 920 E ROBERT TOOMBS AVE | WASHINGTON | Wilkes | 1570050 | 4 |  | 1998-12-21 |  | 1998-12-21 |  | Removed from Ground | Gas (Historical Use) | 2000 | Steel-Impressed Current | 1976-05-10 | Cathodically Protected | Safe Suction (Euro)
BASTON READY MIX INC | 103 HELEN ST | WASHINGTON | Wilkes | 1570051 | 1 | [5 empty] | Removed from Ground | Diesel | 10000 | Bare Steel | 1956-05-15 | Galvanized Steel
BASTON READY MIX INC | 103 HELEN ST | WASHINGTON | Wilkes | 1570051 | 2 | [5 empty] | Removed from Ground | Gas (Historical Use) | 10000 | Bare Steel | 1956-05-15 | Galvanized Steel
RUSSELL MINIT MART | 829 LEXINGTON HWY | WASHINGTON | Wilkes | 1570052 | 1 | [5 empty] | Removed from Ground | Gas (Historical Use) | 4000 | Bare Steel | 1972-01-05 | Galvanized Steel | Suction (American)
RUSSELL MINIT MART | 829 LEXINGTON HWY | WASHINGTON | Wilkes | 1570052 | 2 | [5 empty] | Removed from Ground | Gas (Historical Use) | 10000 | Bare Steel | 1972-01-05 | Galvanized Steel | Pressurized
RUSSELL MINIT MART | 829 LEXINGTON HWY | WASHINGTON | Wilkes | 1570052 | 3 | [5 empty] | Removed from Ground | Diesel | 10000 | Bare Steel | 1972-01-05 | Galvanized Steel | Pressurized
THE ROYAL MANUFACTURING COMPANY | 314 WATER ST | WASHINGTON | Wilkes | 1570053 | 2 | [5 empty] | Removed from Ground | Empty | 1000 | Bare Steel | 1961-05-26 | Galvanized Steel
WILKES COUNTY SCHOOL BUS SHOP | 901 ASHLEY AVE | WASHINGTON | Wilkes | 1500009 | 1 | Flapper Valve | 1996-12-01 | FALSE | 1996-12-01 | FALSE | Currently in Use | Diesel | 10000 | Galvanic (STIP-3) | 1984-12-05 | Fiberglass Reinforced Plastic | Safe Suction (Euro)
WILKES COUNTY SCHOOL BUS SHOP | 901 ASHLEY AVE | WASHINGTON | Wilkes | 1500009 | 2 |  |  | TRUE |  | TRUE | Removed from Ground | Used Oil | 1000 | Cathodically Protected Steel | 1984-12-05 | Galvanized Steel | Suction (American)
WILKES COUNTY SCHOOL BUS SHOP | 901 ASHLEY AVE | WASHINGTON | Wilkes | 1500009 | 3 | [5 empty] | Removed from Ground | Gas (Historical Use) | 7000 | Bare Steel | 1957-12-12 | Bare Steel
WASHINGTON STATION | 202 ROBERT TOOMBS ST | WASHINGTON | Wilkes | 9157001 | 1 | [5 empty] | Removed from Ground | Gas (Historical Use) | 6000 | Bare Steel | 1986-01-01 | Unknown
WASHINGTON STATION | 202 ROBERT TOOMBS ST | WASHINGTON | Wilkes | 9157001 | 2 | [5 empty] | Removed from Ground | Gas (Historical Use) | 6000 | Bare Steel | 1986-01-01 | Unknown
WASHINGTON STATION | 202 ROBERT TOOMBS ST | WASHINGTON | Wilkes | 9157001 | 3 | [5 empty] | Removed from Ground | Gas (Historical Use) | 6000 | Cathodically Protected Steel | 1986-01-01 | Unknown
RAYLE EMC MAIN OFFICE | LEXINGTON RD | WASHINGTON | Wilkes | 9157002 | 1 | [5 empty] | Removed from Ground | Gas (Historical Use) | 1000 | Bare Steel | 1974-11-28 | Bare Steel
RAYLE EMC MAIN OFFICE | LEXINGTON RD | WASHINGTON | Wilkes | 9157002 | 2 | [5 empty] | Removed from Ground | Gas (Historical Use) | 560 | Bare Steel | 1960-01-01 | Bare Steel
RAYLE EMC MAIN OFFICE | LEXINGTON RD | WASHINGTON | Wilkes | 9157002 | 3 | Flapper Valve | 1990-01-01 | FALSE | 1990-01-01 | FALSE | Currently in Use | Regular | 10000 | Galvanic (STIP-3) | 1990-01-01 | Galvanized Steel | Pressurized
RAYLE EMC MAIN OFFICE | LEXINGTON RD | WASHINGTON | Wilkes | 9157002 | 4 | Flapper Valve | 1990-01-01 | FALSE | 1990-01-01 | FALSE | Currently in Use | Diesel | 6000 | Galvanic (STIP-3) | 1990-01-01 | Galvanized Steel | Pressurized
GA DOT #10239/WILKES CO MAINT HQ | HWY 17 NORTH | WASHINGTON | Wilkes | 9157003 | 10239-1 | [5 empty] | Removed from Ground | Gas (Historical Use) | 1000 | Bare Steel | 1963-05-05 | Galvanized Steel
GA DOT #10239/WILKES CO MAINT HQ | HWY 17 NORTH | WASHINGTON | Wilkes | 9157003 | 239D1 | [5 empty] | Removed from Ground | Diesel | 2000 | Cathodically Protected Steel | 1986-01-01 | Galvanized Steel | Suction (American)
GA DOT #10239/WILKES CO MAINT HQ | HWY 17 NORTH | WASHINGTON | Wilkes | 9157003 | 239G1 | [5 empty] | Removed from Ground | Gas (Historical Use) | 2000 | Cathodically Protected Steel | 1986-01-01 | Galvanized Steel | Suction (American)
WILKES 66 SVC STATION | 108 WEST ROBERT TOOMBS AVE | WASHINGTON | Wilkes | 9157004 | 1 | [5 empty] | Removed from Ground | Gas (Historical Use) | 2000 | Not Marked/Unknown | 1991-11-15 | Not Marked
WILKES 66 SVC STATION | 108 WEST ROBERT TOOMBS AVE | WASHINGTON | Wilkes | 9157004 | 2 | [5 empty] | Removed from Ground | Gas (Historical Use) | 3000 | Not Marked/Unknown | 1991-11-15 | Not Marked
WILKES 66 SVC STATION | 108 WEST ROBERT TOOMBS AVE | WASHINGTON | Wilkes | 9157004 | 3 | [5 empty] | Removed from Ground | Gas (Historical Use) | 4000 | Not Marked/Unknown | 1991-11-15 | Not Marked
AMOS MARTIN GULF STATION/FORMER | CORNER OF ROBERT TOOMBS & | WASHINGTON | Wilkes | 9157005 | 1 | [5 empty] | Removed from Ground | Gas (Historical Use) | 3000 | Not Marked/Unknown | 1985-01-01 | Not Marked
AMOS MARTIN GULF STATION/FORMER | CORNER OF ROBERT TOOMBS & | WASHINGTON | Wilkes | 9157005 | 2 |  |  | FALSE |  | FALSE | Removed from Ground | Gas (Historical Use) | 8000 | Not Marked/Unknown | 1985-01-01 | Unknown
AMOS MARTIN GULF STATION/FORMER | CORNER OF ROBERT TOOMBS & | WASHINGTON | Wilkes | 9157005 | 3 |  |  | FALSE |  | FALSE | Removed from Ground | Gas (Historical Use) | 8000 | Not Marked/Unknown | 1985-01-01 | Unknown
GOLDEN PANTRY #50 | 16 LEXINGTON AVE | WASHINGTON | Wilkes | 9157006 | 1 |  | 1994-12-26 | FALSE | 1994-12-26 | FALSE | Currently in Use | Regular | 10000 | Fiberglass Double Walled | 1994-12-26 | Double-Walled Fiberglass | Pressurized
GOLDEN PANTRY #50 | 16 LEXINGTON AVE | WASHINGTON | Wilkes | 9157006 | 2 |  | 1994-12-26 | FALSE | 1994-12-26 | FALSE | Currently in Use | Regular | 10000 | Fiberglass Double Walled | 1994-12-26 | Double-Walled Fiberglass | Pressurized
GOLDEN PANTRY #50 | 16 LEXINGTON AVE | WASHINGTON | Wilkes | 9157006 | 3 |  | 1994-12-26 | FALSE | 1994-12-26 | FALSE | Currently in Use | Premium | 10000 | Fiberglass Double Walled | 1994-12-26 | Double-Walled Fiberglass | Pressurized
GOLDEN PANTRY #50 | 16 LEXINGTON AVE | WASHINGTON | Wilkes | 9157006 | 4 |  | 1994-12-26 | FALSE | 1994-12-26 | FALSE | Currently in Use | E-0 | 4000 | Fiberglass Double Walled | 1994-12-26 | Double-Walled Fiberglass | Pressurized
MIKE THORNTON TRUCKING | 214 ANDREW DR | WASHINGTON | Wilkes | 9157007 | 1 |  | 1992-01-01 | FALSE | 1992-01-01 | FALSE | Currently in Use | Diesel | 10000 | Fiberglass | 1992-01-01 | Fiberglass Reinforced Plastic | Safe Suction (Euro)
MAR-LETA FARMS | 2922 GREENSBORO RD | WASHINGTON | Wilkes | 9157008 | 1 |  | 1990-01-01 |  | 1990-01-01 |  | Removed from Ground | Diesel | 10000 | Composite | 1990-01-01 | Fiberglass Reinforced Plastic | Pressurized
BETTY O STANDARD | 739 OHARA-STANDARD RD | DANBURG | Wilkes | 9157009 | 1 |  | 1999-06-07 | FALSE | 1999-06-07 | FALSE | Temporarily out of use | Gas (Historical Use) | 2000 | Epoxy | 1986-10-29 |  | Safe Suction (Euro)
BETTY O STANDARD | 739 OHARA-STANDARD RD | DANBURG | Wilkes | 9157009 | 2 |  | 1999-06-07 | FALSE | 1999-06-07 | FALSE | Temporarily out of use | Gas (Historical Use) | 2000 | Epoxy | 1986-10-29 |  | Safe Suction (Euro)
RED ROOF MINI MART | 901 WHITE HALL ST | WASHINGTON | Wilkes | 9157010 | 1 | Flapper Valve | 1990-01-01 | FALSE | 1990-01-01 | FALSE | Currently in Use | Gas (Historical Use) | 6000 | Steel-Impressed Current | 1987-06-01 |  | Pressurized
RED ROOF MINI MART | 901 WHITE HALL ST | WASHINGTON | Wilkes | 9157010 | 2 | Flapper Valve | 1990-01-01 | FALSE | 1990-01-01 | FALSE | Currently in Use | Gas (Historical Use) | 6000 | Steel-Impressed Current | 1987-06-01 |  | Pressurized
RED ROOF MINI MART | 901 WHITE HALL ST | WASHINGTON | Wilkes | 9157010 | 3 | Flapper Valve | 1990-01-01 | FALSE | 1990-01-01 | FALSE | Currently in Use | Gas (Historical Use) | 6000 | Steel-Impressed Current | 1987-06-01 |  | Pressurized
RED ROOF MINI MART | 901 WHITE HALL ST | WASHINGTON | Wilkes | 9157010 | 4 | Flapper Valve | 1990-01-01 | FALSE | 1990-01-01 | FALSE | Currently in Use | Diesel | 6000 | Steel-Impressed Current | 1987-06-01 |  | Pressurized
WASHINGTON-WILKES COUNTY AIRPORT | 351 AIRPORT RD | WASHINGTON | Wilkes | 9157011 | 1 | Flapper Valve | 1992-01-03 | FALSE | 1992-01-03 | FALSE | Currently in Use |  | 5000 | Composite | 1992-03-04
WASHINGTON-WILKES COUNTY AIRPORT | 351 AIRPORT RD | WASHINGTON | Wilkes | 9157011 | 2 | Flapper Valve | 1992-01-03 | FALSE | 1992-01-03 | FALSE | Currently in Use |  | 5000 | Composite | 1992-03-04
AJS FOOD MART #3 | 5040 LEXINGTON RD | RAYLE | Wilkes | 9157012 | 1 | [5 empty] | Removed from Ground | Gas (Historical Use) | 1000 | Bare Steel | 1999-01-01 | Galvanized Steel | Suction (American)
AJS FOOD MART #3 | 5040 LEXINGTON RD | RAYLE | Wilkes | 9157012 | 2 | [5 empty] | Removed from Ground | Gas (Historical Use) | 1000 | Bare Steel | 1999-01-01 | Galvanized Steel | Suction (American)
AJS FOOD MART #3 | 5040 LEXINGTON RD | RAYLE | Wilkes | 9157012 | 3 |  | 1999-01-01 | FALSE | 1999-01-01 | FALSE | Temporarily out of use | Gas (Historical Use) | 2000 | Epoxy | 1999-01-01 | Fiberglass Reinforced Plastic | Safe Suction (Euro)
AJS FOOD MART #3 | 5040 LEXINGTON RD | RAYLE | Wilkes | 9157012 | 4 |  | 1999-01-01 | FALSE | 1999-01-01 | FALSE | Temporarily out of use | Gas (Historical Use) | 2000 | Epoxy | 1999-01-01 | Fiberglass Reinforced Plastic | Safe Suction (Euro)
CONCORD FABRICS | 100 CONCORD DRIVE | WASHINGTON | Wilkes | 9157013 | 1 | [5 empty] | Currently in Use | Diesel | 26848 | Bare Steel |  | Bare Steel | Suction (American)
CONCORD FABRICS | 100 CONCORD DRIVE | WASHINGTON | Wilkes | 9157013 | 2 | [5 empty] | Currently in Use | Diesel | 20857 | Bare Steel |  | Bare Steel | Suction (American)
DELTA APPAREL INC | 314 WATER STREET | WASHINGTON | Wilkes | 9157014 | 1 | [5 empty] | Removed from Ground | Other | 10000 | Not Marked/Unknown | 1998-10-10 | Not Marked
DELTA APPAREL INC | 314 WATER STREET | WASHINGTON | Wilkes | 9157014 | 2 | [5 empty] | Removed from Ground | Gas (Historical Use) | 1000 | Not Marked/Unknown | 1998-10-10 | Not Marked
THE PUMPING STATION #11 | 805 N BYPASS E | WASHINGTON | Wilkes | 9157015 | 1 | Flapper Valve | 1998-12-15 | FALSE | 1998-12-15 | FALSE | Currently in Use | Regular | 12000 | Composite | 1998-12-15 | Fiberglass Reinforced Plastic | Pressurized
THE PUMPING STATION #11 | 805 N BYPASS E | WASHINGTON | Wilkes | 9157015 | 2 | Flapper Valve | 1998-12-15 | FALSE | 1998-12-15 | FALSE | Currently in Use | Premium | 12000 | Composite | 1998-12-15 | Fiberglass Reinforced Plastic | Pressurized
THE PUMPING STATION #11 | 805 N BYPASS E | WASHINGTON | Wilkes | 9157015 | 3 | Flapper Valve | 1998-12-15 | FALSE | 1998-12-15 | FALSE | Currently in Use | Diesel | 12000 | Composite | 1998-12-15 | Fiberglass Reinforced Plastic | Pressurized
NEWTOWN GENERAL STORE | 1330 NEWTOWN RD | WASHINGTON | Wilkes | 9157017 | 1A |  | 2000-08-01 | FALSE | 2000-08-01 | FALSE | Removed from Ground | Gas (Historical Use) | 2000 | Composite | 2000-08-01 |  | Suction (American)
NEWTOWN GENERAL STORE | 1330 NEWTOWN RD | WASHINGTON | Wilkes | 9157017 | 1B |  | 2000-08-01 | FALSE | 2000-08-01 | FALSE | Removed from Ground | Gas (Historical Use) | 2000 | Composite | 2000-08-01 |  | Suction (American)
FRIENDLY GUS 14 | 310 Milledgeville Hwy | GORDON | Wilkinson | 9158001 | 1 | Ball Float | 1989-06-01 | FALSE | 1989-06-01 | FALSE | Currently in Use | Premium | 8000 | Galvanic (STIP-3) | 1989-06-01 | Fiberglass Reinforced Plastic | Pressurized
FRIENDLY GUS 14 | 310 Milledgeville Hwy | GORDON | Wilkinson | 9158001 | 2 | Ball Float | 1989-06-01 | FALSE | 1989-06-01 | FALSE | Currently in Use | Regular | 8000 | Galvanic (STIP-3) | 1989-06-01 | Fiberglass Reinforced Plastic | Pressurized
WILKINSON CO FORESTRY UNIT | GA HWY 57 4 MI W OF IRWINTON | MCINTYRE | Wilkinson | 9158002 | 1 | [5 empty] | Removed from Ground | Empty | 560 | Bare Steel | 1954-01-01 | Bare Steel
WILKINSON CO FORESTRY UNIT | GA HWY 57 4 MI W OF IRWINTON | MCINTYRE | Wilkinson | 9158002 | 2 | [5 empty] | Removed from Ground | Empty | 560 | Bare Steel | 1976-01-01 | Bare Steel
WILKINSON CO FORESTRY UNIT | GA HWY 57 4 MI W OF IRWINTON | MCINTYRE | Wilkinson | 9158002 | 3 |  | 1990-01-01 |  | 1990-01-01 |  | Removed from Ground | Gas (Historical Use) | 1000 | Galvanic (STIP-3) | 1990-01-01 | Cathodically Protected | Safe Suction (Euro)
WILKINSON CO FORESTRY UNIT | GA HWY 57 4 MI W OF IRWINTON | MCINTYRE | Wilkinson | 9158002 | 4 |  | 1990-01-01 |  | 1990-01-01 |  | Removed from Ground | Diesel | 1000 | Galvanic (STIP-3) | 1990-01-01 | Cathodically Protected | Safe Suction (Euro)
LAKESIDE MART | 142 HWY 243 | IVEY | Wilkinson | 9158004 | 1 | Flapper Valve | 1987-01-01 | FALSE | 1987-01-01 | FALSE | Currently in Use | Gas (Historical Use) | 4000 | Steel-Impressed Current | 1987-01-01 | Fiberglass Reinforced Plastic | Pressurized
LAKESIDE MART | 142 HWY 243 | IVEY | Wilkinson | 9158004 | 2 | Flapper Valve | 1987-01-01 | FALSE | 1987-01-01 | FALSE | Currently in Use | Gas (Historical Use) | 4000 | Steel-Impressed Current | 1987-01-01 | Fiberglass Reinforced Plastic | Pressurized
LAKESIDE MART | 142 HWY 243 | IVEY | Wilkinson | 9158004 | 3 | Flapper Valve | 1987-01-01 | FALSE | 1987-01-01 | FALSE | Currently in Use | Gas (Historical Use) | 4000 | Steel-Impressed Current | 1987-01-01 | Fiberglass Reinforced Plastic | Pressurized
LAKESIDE MART | 142 HWY 243 | IVEY | Wilkinson | 9158004 | 4 | Flapper Valve | 1999-10-01 | FALSE | 1999-10-01 | FALSE | Currently in Use | Diesel | 4000 | Composite | 1999-10-28 | Fiberglass Reinforced Plastic | Safe Suction (Euro)
K & J FOOD MART | 2433 GEORGIA HWY 57 | GORDON | Wilkinson | 9158005 | 1 | [5 empty] | Removed from Ground | Gas (Historical Use) | 1000 | Bare Steel | 1987-01-01 | Galvanized Steel
K & J FOOD MART | 2433 GEORGIA HWY 57 | GORDON | Wilkinson | 9158005 | 2 | [5 empty] | Removed from Ground | Gas (Historical Use) | 2000 | Bare Steel | 1987-01-01 | Galvanized Steel
K & J FOOD MART | 2433 GEORGIA HWY 57 | GORDON | Wilkinson | 9158005 | 3 | [5 empty] | Removed from Ground | Diesel | 2000 | Bare Steel | 1987-01-01 | Galvanized Steel
K & J FOOD MART | 2433 GEORGIA HWY 57 | GORDON | Wilkinson | 9158005 | 4 | Ball Float | 1999-12-20 | FALSE | 1999-12-20 | FALSE | Currently in Use | Regular | 8000 | Composite | 1999-12-20 | Fiberglass Reinforced Plastic | Pressurized
K & J FOOD MART | 2433 GEORGIA HWY 57 | GORDON | Wilkinson | 9158005 | 5 | Ball Float | 1999-12-20 | FALSE | 1999-12-20 | FALSE | Currently in Use | Premium | 8000 | Composite | 1999-12-20 | Fiberglass Reinforced Plastic | Pressurized
K & J FOOD MART | 2433 GEORGIA HWY 57 | GORDON | Wilkinson | 9158005 | 6 | Ball Float | 1999-12-20 | FALSE | 1999-12-20 | FALSE | Currently in Use | Diesel | 8000 | Composite | 1999-12-20 | Fiberglass Reinforced Plastic | Pressurized
ENGLEHARD CORP | MT CARMEL CHURCH RD | MCINTYRE | Wilkinson | 9158006 | 1 | [5 empty] | Removed from Ground | Gas (Historical Use) | 1000 | Bare Steel | 1972-01-01 | Galvanized Steel
EVANS CLAY COMPANY | OLD MACON RD | MCINTYRE | Wilkinson | 9158007 | 1 | [5 empty] | Closed in Ground | Other | 500 | Marked Unknown | 1960-01-01 | Galvanized Steel
ENGELHARD CORP | HWY SPUR 18 | GORDON | Wilkinson | 9158008 | 1 | [5 empty] | Removed from Ground | Gas (Historical Use) | 8000 | Bare Steel | 1966-05-05 | Galvanized Steel
ENGELHARD CORP | HWY SPUR 18 | GORDON | Wilkinson | 9158008 | 2 | [5 empty] | Removed from Ground | Diesel | 1000 | Bare Steel | 1976-05-02 | Galvanized Steel
ENGELHARD CORP | HWY SPUR 18 | GORDON | Wilkinson | 9158008 | 3 | [5 empty] | Removed from Ground | Gas (Historical Use) | 15000 | Bare Steel | 1974-05-03 | Galvanized Steel | Suction (American)
ENGELHARD CORP | HWY SPUR 18 | GORDON | Wilkinson | 9158008 | 4 | [5 empty] | Removed from Ground | Diesel | 2500 | Bare Steel | 1976-05-02 | Galvanized Steel
J M HUBER/WILKINSON CO | WHITE SPRINGS CH RD/5 MILES EAST | IRWINTON | Wilkinson | 9158010 | 10-WILK.CO | [5 empty] | Removed from Ground | Gas (Historical Use) | 550 | Composite | 1985-02-10 | Bare Steel
J M HUBER/WILKINSON CO | WHITE SPRINGS CH RD/5 MILES EAST | IRWINTON | Wilkinson | 9158010 | 8-WILK.CO | [5 empty] | Removed from Ground | Diesel | 10000 | Composite | 1985-02-10 | Bare Steel
J M HUBER/WILKINSON CO | WHITE SPRINGS CH RD/5 MILES EAST | IRWINTON | Wilkinson | 9158010 | 9-WILK.CO | [5 empty] | Removed from Ground | Other | 550 | Composite | 1985-02-10 | Bare Steel
FLASH FOODS #228 | 116 MAIN ST & MILLEDGEVILLE RD | GORDON | Wilkinson | 9158011 | 1 | [5 empty] | Removed from Ground | Gas (Historical Use) | 8000 | Bare Steel | 1980-01-01 | Fiberglass Reinforced Plastic | Pressurized
FLASH FOODS #228 | 116 MAIN ST & MILLEDGEVILLE RD | GORDON | Wilkinson | 9158011 | 2 | [5 empty] | Removed from Ground | Gas (Historical Use) | 6000 | Bare Steel | 1980-01-01 | Fiberglass Reinforced Plastic | Pressurized
FLASH FOODS #228 | 116 MAIN ST & MILLEDGEVILLE RD | GORDON | Wilkinson | 9158011 | 3 | Flapper Valve | 1994-06-17 | FALSE | 1994-06-17 | FALSE | Currently in Use | Regular | 10000 | Galvanic (STIP-3) | 1986-01-01 | Fiberglass Reinforced Plastic | Pressurized
FLASH FOODS #228 | 116 MAIN ST & MILLEDGEVILLE RD | GORDON | Wilkinson | 9158011 | 4 | Flapper Valve | 1994-06-17 | FALSE | 1994-06-17 | FALSE | Currently in Use | Plus | 8000 | Composite | 1994-06-17 | Fiberglass Reinforced Plastic | Pressurized
FLASH FOODS #228 | 116 MAIN ST & MILLEDGEVILLE RD | GORDON | Wilkinson | 9158011 | 5 | Flapper Valve | 1994-06-17 | FALSE | 1994-06-17 | FALSE | Currently in Use | Premium | 8000 | Composite | 1994-06-17 | Fiberglass Reinforced Plastic | Pressurized
SHORT STOP #2 | 17731 HWY 57 | TOOMSBORO | Wilkinson | 9158013 | 1 |  | 1999-01-14 |  | 1999-01-14 |  | Removed from Ground | Gas (Historical Use) | 3000 | Cathodically Protected Steel | 1982-01-01 | Cathodically Protected | Safe Suction (Euro)
SHORT STOP #2 | 17731 HWY 57 | TOOMSBORO | Wilkinson | 9158013 | 2 |  | 1999-01-14 |  | 1999-01-14 |  | Removed from Ground | Gas (Historical Use) | 4000 | Cathodically Protected Steel | 1982-01-01 | Cathodically Protected | Safe Suction (Euro)
SHORT STOP #2 | 17731 HWY 57 | TOOMSBORO | Wilkinson | 9158013 | 3 |  | 1999-01-14 |  | 1999-01-14 |  | Removed from Ground | Gas (Historical Use) | 4000 | Cathodically Protected Steel | 1982-01-01 | Cathodically Protected | Safe Suction (Euro)
FLASH FOODS #229 | 107 RAILROAD ST | MCINTYRE | Wilkinson | 9158014 | 1 | Flapper Valve | 1995-03-22 | FALSE | 1995-03-22 | FALSE | Currently in Use | Regular | 10000 | Composite | 1995-03-22 | Fiberglass Reinforced Plastic | Pressurized
FLASH FOODS #229 | 107 RAILROAD ST | MCINTYRE | Wilkinson | 9158014 | 2 | Flapper Valve | 1995-03-22 | FALSE | 1995-03-22 | FALSE | Currently in Use | Premium | 10000 | Composite | 1995-03-22 | Fiberglass Reinforced Plastic | Pressurized
IVEY GENERAL STORE | 141 HWY 243 | IVEY | Wilkinson | 9158015 | 1 | Flapper Valve | 1998-11-01 |  | 1998-11-01 |  | Removed from Ground | Gas (Historical Use) | 1 | Steel-Impressed Current | 1982-01-01 | Fiberglass Reinforced Plastic | Suction (American)
IVEY GENERAL STORE | 141 HWY 243 | IVEY | Wilkinson | 9158015 | 2 | Flapper Valve | 1998-11-01 |  | 1998-11-01 |  | Removed from Ground | Gas (Historical Use) | 1 | Steel-Impressed Current | 1998-11-01 | Fiberglass Reinforced Plastic | Suction (American)
IVEY GENERAL STORE | 141 HWY 243 | IVEY | Wilkinson | 9158015 | 3 | Flapper Valve | 1998-11-01 |  | 1998-11-01 |  | Removed from Ground | Gas (Historical Use) | 1 | Steel-Impressed Current | 1998-11-01 | Fiberglass Reinforced Plastic | Suction (American)
IVEY GENERAL STORE | 141 HWY 243 | IVEY | Wilkinson | 9158015 | 4 | Flapper Valve | 1998-11-01 |  | 1998-11-01 |  | Removed from Ground | Diesel | 1 | Steel-Impressed Current | 1998-11-01 | Fiberglass Reinforced Plastic | Suction (American)
IVEY GENERAL STORE | 141 HWY 243 | IVEY | Wilkinson | 9158015 | 5 | Flapper Valve | 2011-08-01 | FALSE | 2011-08-01 | FALSE | Currently in Use | Regular | 10000 | Composite Double Walled | 2011-08-01 | Double-Walled Fiberglass | Pressurized
IVEY GENERAL STORE | 141 HWY 243 | IVEY | Wilkinson | 9158015 | 6 | Flapper Valve | 2011-08-01 | FALSE | 2011-08-01 | FALSE | Currently in Use | Premium | 4000 | Composite Double Walled | 2011-08-01 | Double-Walled Fiberglass | Pressurized
IVEY GENERAL STORE | 141 HWY 243 | IVEY | Wilkinson | 9158015 | 7 | Flapper Valve | 2011-08-01 | FALSE | 2011-08-01 | FALSE | Currently in Use | Diesel | 6000 | Composite Double Walled | 2011-08-01 | Double-Walled Fiberglass | Pressurized
JET #46 | 119 Main St. | IRWINTON | Wilkinson | 9158016 | 1 | Ball Float | 1989-11-01 | FALSE | 1989-11-01 | FALSE | Currently in Use | Regular | 8000 | Composite | 1989-11-01 | Fiberglass Reinforced Plastic | Pressurized
JET #46 | 119 Main St. | IRWINTON | Wilkinson | 9158016 | 2 | Ball Float | 1989-11-01 | FALSE | 1989-11-01 | FALSE | Currently in Use | Premium | 4000 | Composite | 1989-11-01 | Fiberglass Reinforced Plastic | Pressurized
JET #46 | 119 Main St. | IRWINTON | Wilkinson | 9158016 | 3 | Ball Float | 1989-11-01 | FALSE | 1989-11-01 | FALSE | Currently in Use | Gas (Historical Use) | 6000 | Composite | 1989-11-01 | Fiberglass Reinforced Plastic | Pressurized
JET #46 | 119 Main St. | IRWINTON | Wilkinson | 9158016 | 4 | Ball Float | 1989-11-01 | FALSE | 1989-11-01 | FALSE | Temporarily out of use |  | 4000 | Composite | 1989-11-01 | Fiberglass Reinforced Plastic | Pressurized
Wilkinson County Road Dept | HWY 57 | IRWINTON | Wilkinson | 9158017 | 1 | Flapper Valve | 1999-07-13 | FALSE | 1999-07-13 | FALSE | Currently in Use | Regular | 8200 | Steel-Impressed Current | 1983-03-01 | Steel (Impressed Current) | Safe Suction (Euro)
Wilkinson County Road Dept | HWY 57 | IRWINTON | Wilkinson | 9158017 | 2 | Flapper Valve | 1999-07-13 | FALSE | 1999-07-13 | FALSE | Currently in Use | Diesel | 8200 | Steel-Impressed Current | 1983-03-01 | Steel (Impressed Current) | Safe Suction (Euro)
HOWARD SHEPPARD INC | 7443 HWY 96 W | IRWINTON | Wilkinson | 9158018 | 1 | Flapper Valve | 1992-01-24 | FALSE | 1992-01-24 | FALSE | Currently in Use | Diesel Off Road | 10000 | Composite | 1992-07-01 | Fiberglass Reinforced Plastic | Pressurized
HOWARD SHEPPARD INC | 7443 HWY 96 W | IRWINTON | Wilkinson | 9158018 | 2 | Flapper Valve | 1999-02-01 | FALSE | 1999-02-01 | FALSE | Currently in Use | Diesel On Road | 20000 | Fiberglass | 1999-02-01 | Fiberglass Reinforced Plastic | Pressurized
HOWARD SHEPPARD INC | 7443 HWY 96 W | IRWINTON | Wilkinson | 9158018 | 3 | Flapper Valve | 1999-02-01 | FALSE | 1999-02-01 | FALSE | Currently in Use | Regular | 3000 | Fiberglass | 1999-02-01 | Fiberglass Reinforced Plastic | Safe Suction (Euro)
HOWARD SHEPPARD INC | 7443 HWY 96 W | IRWINTON | Wilkinson | 9158018 | 4 | Flapper Valve | 1999-02-01 | TRUE | 1999-02-01 | TRUE | Currently in Use | Used Oil | 10000 | Fiberglass | 1999-02-01 | Fiberglass Reinforced Plastic | Gravity
MCINTYRE AUTO PARTS | 110 RAILROAD ST | MCINTYRE | Wilkinson | 9158019 | 1 |  | 1990-01-20 |  | 1990-01-20 |  | Removed from Ground | Gas (Historical Use) | 1000 | Galvanic (STIP-3) | 1990-01-20 | Fiberglass Reinforced Plastic | Safe Suction (Euro)
MCINTYRE AUTO PARTS | 110 RAILROAD ST | MCINTYRE | Wilkinson | 9158019 | 2 |  | 1990-01-20 |  | 1990-01-20 |  | Removed from Ground | Gas (Historical Use) | 1000 | Galvanic (STIP-3) | 1990-01-20 | Fiberglass Reinforced Plastic | Safe Suction (Euro)
C & S PARTS & SERVICE | 268 HWY 441 NORTH | MCINTYRE | Wilkinson | 9158020 | 1A | Ball Float | 1996-01-03 | FALSE | 1996-01-03 | FALSE | Temporarily out of use |  | 6000 | Composite | 1996-01-03 | Fiberglass Reinforced Plastic | Pressurized
C & S PARTS & SERVICE | 268 HWY 441 NORTH | MCINTYRE | Wilkinson | 9158020 | 1B | Ball Float | 1996-01-03 | FALSE | 1996-01-03 | FALSE | Temporarily out of use |  | 6000 | Composite | 1996-01-03 | Fiberglass Reinforced Plastic | Pressurized
UNCLE BS COUNTRY STORE | 201 IRWINTON RD | TOOMSBORO | Wilkinson | 9158021 | 1 | Flapper Valve | 1998-12-20 | FALSE | 1998-12-20 | FALSE | Temporarily out of use |  | 5000 | Steel-Impressed Current | 1998-12-20 | Steel (Impressed Current) | Suction (American)
UNCLE BS COUNTRY STORE | 201 IRWINTON RD | TOOMSBORO | Wilkinson | 9158021 | 2 | Flapper Valve | 1998-12-20 | FALSE | 1998-12-20 | FALSE | Temporarily out of use |  | 5000 | Steel-Impressed Current | 1998-12-20 | Steel (Impressed Current) | Suction (American)
UNCLE BS COUNTRY STORE | 201 IRWINTON RD | TOOMSBORO | Wilkinson | 9158021 | 3 | [5 empty] | Removed from Ground | Gas (Historical Use) | 1000 | Bare Steel |  | Bare Steel | Suction (American)
UNCLE BS COUNTRY STORE | 201 IRWINTON RD | TOOMSBORO | Wilkinson | 9158021 | 4 | [5 empty] | Removed from Ground | Diesel | 560 | Bare Steel |  | Bare Steel | Suction (American)
UNCLE BS COUNTRY STORE | 201 IRWINTON RD | TOOMSBORO | Wilkinson | 9158021 | 5 | [5 empty] | Removed from Ground | Diesel | 560 | Bare Steel |  | Bare Steel | Suction (American)
CHALK MINER'S DINER | RT 1 BOX 220 | MCINTYRE | Wilkinson | 9158022 | 1 | [5 empty] | Removed from Ground | Gas (Historical Use) | 3000 | Bare Steel | 1980-01-01 | Galvanized Steel | Suction (American)
CHALK MINER'S DINER | RT 1 BOX 220 | MCINTYRE | Wilkinson | 9158022 | 2 | [5 empty] | Removed from Ground | Gas (Historical Use) | 4000 | Bare Steel | 1980-01-01 | Galvanized Steel | Suction (American)
CHALK MINER'S DINER | RT 1 BOX 220 | MCINTYRE | Wilkinson | 9158022 | 3 | [5 empty] | Removed from Ground | Gas (Historical Use) | 4000 | Bare Steel | 1980-01-01 | Galvanized Steel | Suction (American)
MCINTYRE CARD LOCK | 9472 HWY 57 | MCINTYRE | Wilkinson | 9158024 | 1A | Flapper Valve | 1997-10-14 | FALSE | 1997-10-14 | FALSE | Currently in Use | Regular | 3000 | Composite | 1997-10-14 | Fiberglass Reinforced Plastic | Pressurized
MCINTYRE CARD LOCK | 9472 HWY 57 | MCINTYRE | Wilkinson | 9158024 | 1B | Flapper Valve | 1997-10-14 | FALSE | 1997-10-14 | FALSE | Currently in Use | Diesel Off Road | 9000 | Composite | 1997-10-14 | Fiberglass Reinforced Plastic | Pressurized
MCINTYRE CARD LOCK | 9472 HWY 57 | MCINTYRE | Wilkinson | 9158024 | 2A | Flapper Valve | 2010-05-01 | FALSE | 2010-05-01 | FALSE | Currently in Use | Diesel Off Road | 9000 | Epoxy Double-Walled | 2010-05-01 | Double-Walled Flex | Pressurized
MCINTYRE CARD LOCK | 9472 HWY 57 | MCINTYRE | Wilkinson | 9158024 | 2B | Flapper Valve | 2010-05-01 | FALSE | 2010-05-01 | FALSE | Currently in Use | Diesel On Road | 3000 | Epoxy Double-Walled | 2010-05-01 | Double-Walled Flex | Pressurized
PIPING SERVICES INC | 9592 HWY 57 | MCINTYRE | Wilkinson | 9158025 | 1 | Flapper Valve | 1996-01-01 | FALSE | 1996-01-01 | FALSE | Temporarily out of use | Empty | 2000 | Composite | 1996-01-01 | Fiberglass Reinforced Plastic | Safe Suction (Euro)
PIPING SERVICES INC | 9592 HWY 57 | MCINTYRE | Wilkinson | 9158025 | 2 | Flapper Valve | 1996-01-01 | FALSE | 1996-01-01 | FALSE | Temporarily out of use | Empty | 7000 | Composite | 1996-01-01 | Fiberglass Reinforced Plastic | Safe Suction (Euro)
PIPING SERVICES INC | 9592 HWY 57 | MCINTYRE | Wilkinson | 9158025 | 3 | Flapper Valve | 1996-01-01 | FALSE | 1996-01-01 | FALSE | Temporarily out of use | Empty | 3000 | Composite | 1996-01-01 | Fiberglass Reinforced Plastic | Safe Suction (Euro)
ACCUCOMM | 113 WRILEY RD | IRWINTON | Wilkinson | 9158026 | 1 | [5 empty] | Removed from Ground | Gas (Historical Use) | 1000 | Bare Steel | 1990-01-01 | Bare Steel | Gravity Fed
ACCUCOMM | 113 WRILEY RD | IRWINTON | Wilkinson | 9158026 | 2 | [5 empty] | Removed from Ground | Gas (Historical Use) | 1000 | Bare Steel | 1990-01-01 | Bare Steel | Gravity Fed
ACCUCOMM | 113 WRILEY RD | IRWINTON | Wilkinson | 9158026 | 3 | [5 empty] | Removed from Ground | Diesel | 1000 | Bare Steel | 1990-01-01 | Bare Steel | Gravity Fed
ACCUCOMM | 113 WRILEY RD | IRWINTON | Wilkinson | 9158026 | 4 | [5 empty] | Removed from Ground | Diesel | 500 | Bare Steel | 1980-01-01 | Bare Steel | Gravity Fed
GRAY CONCRETE CO | GA HWY 18 | GORDON | Wilkinson | 1580002 | 1 | [5 empty] | Removed from Ground | Diesel | 2000 | Bare Steel | 1980-02-21 | Galvanized Steel
HOWARD L BLANTON | 8050 HWY 96 E | JEFFERSONVILLE | Wilkinson | 1580004 | 1 |  | 1980-02-05 |  | 1998-02-05 |  | Removed from Ground | Gas (Historical Use) | 6000 | Cathodically Protected Steel | 1980-02-05 | Cathodically Protected | Safe Suction (Euro)
HOWARD L BLANTON | 8050 HWY 96 E | JEFFERSONVILLE | Wilkinson | 1580004 | 2 |  | 1980-02-05 |  | 1998-08-04 |  | Removed from Ground | Gas (Historical Use) | 6000 | Cathodically Protected Steel | 1986-02-03 | Cathodically Protected | Safe Suction (Euro)
HOWARD L BLANTON | 8050 HWY 96 E | JEFFERSONVILLE | Wilkinson | 1580004 | 3 |  | 1980-02-05 |  | 1998-08-04 |  | Removed from Ground | Gas (Historical Use) | 6000 | Cathodically Protected Steel | 1986-02-03 | Cathodically Protected | Safe Suction (Euro)
LOYD OIL CO GORDON SERVICE STATI | 215 S MACON RD | GORDON | Wilkinson | 1580005 | 1 | [5 empty] | Removed from Ground | Kerosene | 1050 | Bare Steel | 1978-01-25 | Galvanized Steel
LOYD OIL CO GORDON SERVICE STATI | 215 S MACON RD | GORDON | Wilkinson | 1580005 | 10 |  |  | FALSE |  | FALSE | Removed from Ground | Used Oil | 5000 | Unknown | 2007-05-23
LOYD OIL CO GORDON SERVICE STATI | 215 S MACON RD | GORDON | Wilkinson | 1580005 | 2 | [5 empty] | Removed from Ground | Diesel | 2000 | Bare Steel | 1970-01-27 | Fiberglass Reinforced Plastic
LOYD OIL CO GORDON SERVICE STATI | 215 S MACON RD | GORDON | Wilkinson | 1580005 | 3 | [5 empty] | Removed from Ground | Kerosene | 2000 | Bare Steel | 1970-01-27 | Galvanized Steel
LOYD OIL CO GORDON SERVICE STATI | 215 S MACON RD | GORDON | Wilkinson | 1580005 | 4 | [5 empty] | Removed from Ground | Kerosene | 8000 | Bare Steel | 1980-01-25 | Galvanized Steel
LOYD OIL CO GORDON SERVICE STATI | 215 S MACON RD | GORDON | Wilkinson | 1580005 | 5 | [5 empty] | Removed from Ground | Kerosene | 8000 | Bare Steel | 1980-01-25 | Galvanized Steel
LOYD OIL CO GORDON SERVICE STATI | 215 S MACON RD | GORDON | Wilkinson | 1580005 | 6 | [5 empty] | Removed from Ground | Kerosene | 6000 | Bare Steel | 1970-01-27 | Galvanized Steel
LOYD OIL CO GORDON SERVICE STATI | 215 S MACON RD | GORDON | Wilkinson | 1580005 | 7 | [5 empty] | Removed from Ground | Kerosene | 6000 | Bare Steel | 1970-01-27 | Galvanized Steel
LOYD OIL CO GORDON SERVICE STATI | 215 S MACON RD | GORDON | Wilkinson | 1580005 | 8 | [5 empty] | Removed from Ground | Diesel | 6000 | Bare Steel | 1970-01-27 | Galvanized Steel
LOYD OIL CO GORDON SERVICE STATI | 215 S MACON RD | GORDON | Wilkinson | 1580005 | 9 | [5 empty] | Removed from Ground | Diesel | 6000 | Bare Steel | 1970-01-27 | Galvanized Steel
LOYD OIL CO GORDON SERVICE STATI | 215 S MACON RD | GORDON | Wilkinson | 1580005 | DIESEL |  | 1991-01-10 |  | 1991-01-10 |  | Removed from Ground | Diesel | 10000 | Composite | 1991-01-10 | Fiberglass Reinforced Plastic | Pressurized
LOYD OIL CO GORDON SERVICE STATI | 215 S MACON RD | GORDON | Wilkinson | 1580005 | DIESEL2 |  | 1991-01-10 |  | 1991-01-10 |  | Removed from Ground | Diesel | 10000 | Composite | 1991-01-10 | Fiberglass Reinforced Plastic | Pressurized
LOYD OIL CO GORDON SERVICE STATI | 215 S MACON RD | GORDON | Wilkinson | 1580005 | KEROSENE |  | 1991-03-01 |  | 1991-03-01 |  | Removed from Ground | Kerosene | 1000 | Composite | 1991-01-10 | Fiberglass Reinforced Plastic | Pressurized
LOYD OIL CO GORDON SERVICE STATI | 215 S MACON RD | GORDON | Wilkinson | 1580005 | SUL |  | 1991-01-10 |  | 1991-01-10 |  | Removed from Ground | Gas (Historical Use) | 10000 | Composite | 1991-01-10 | Fiberglass Reinforced Plastic | Pressurized
LOYD OIL CO GORDON SERVICE STATI | 215 S MACON RD | GORDON | Wilkinson | 1580005 | UL |  | 1991-01-10 |  | 1991-01-10 |  | Removed from Ground | Gas (Historical Use) | 10000 | Composite | 1991-01-10 | Fiberglass Reinforced Plastic | Pressurized
LOYD OIL | US HWY 441 @ RR OVERPASS | MCINTYRE | Wilkinson | 1580006 | 1 |  | 1994-11-01 |  | 1992-06-01 |  | Removed from Ground | Gas (Historical Use) | 10000 | Steel-Impressed Current | 1976-01-26 | Cathodically Protected | Pressurized
LOYD OIL | US HWY 441 @ RR OVERPASS | MCINTYRE | Wilkinson | 1580006 | 2 |  | 1994-11-01 |  | 1992-06-01 |  | Removed from Ground | Gas (Historical Use) | 10000 | Steel-Impressed Current | 1976-01-26 | Cathodically Protected | Pressurized
LOYD OIL | US HWY 441 @ RR OVERPASS | MCINTYRE | Wilkinson | 1580006 | 3 |  | 1994-11-01 |  | 1992-06-01 |  | Removed from Ground | Gas (Historical Use) | 10000 | Steel-Impressed Current | 1976-01-26 | Cathodically Protected | Pressurized
LOYD OIL | US HWY 441 @ RR OVERPASS | MCINTYRE | Wilkinson | 1580006 | 4 |  | 1994-11-01 |  | 1992-06-01 |  | Removed from Ground | Diesel | 10000 | Steel-Impressed Current | 1976-01-26 | Cathodically Protected | Suction (American)
LOYD OIL BULK PLANT | GA HWY 57/5 MI EAST OF GA HWY 18 | MCINTYRE | Wilkinson | 1580007 | 1 | [5 empty] | Removed from Ground | Other | 8000 | Bare Steel | 1976-01-26 | Galvanized Steel
LOYD OIL BULK PLANT | GA HWY 57/5 MI EAST OF GA HWY 18 | MCINTYRE | Wilkinson | 1580007 | 10 | [5 empty] | Removed from Ground | Kerosene | 10000 | Bare Steel | 1975-01-26 | Galvanized Steel
LOYD OIL BULK PLANT | GA HWY 57/5 MI EAST OF GA HWY 18 | MCINTYRE | Wilkinson | 1580007 | 2 | [5 empty] | Removed from Ground | Other | 8000 | Bare Steel | 1976-01-26 | Galvanized Steel
LOYD OIL BULK PLANT | GA HWY 57/5 MI EAST OF GA HWY 18 | MCINTYRE | Wilkinson | 1580007 | 3 | [5 empty] | Removed from Ground | Other | 8000 | Bare Steel | 1976-01-26 | Galvanized Steel
LOYD OIL BULK PLANT | GA HWY 57/5 MI EAST OF GA HWY 18 | MCINTYRE | Wilkinson | 1580007 | 4 | [5 empty] | Removed from Ground | Other | 8000 | Bare Steel | 1976-01-26 | Galvanized Steel
LOYD OIL BULK PLANT | GA HWY 57/5 MI EAST OF GA HWY 18 | MCINTYRE | Wilkinson | 1580007 | 5 | [5 empty] | Removed from Ground | Other | 8000 | Cathodically Protected Steel | 1976-01-26 | Galvanized Steel
LOYD OIL BULK PLANT | GA HWY 57/5 MI EAST OF GA HWY 18 | MCINTYRE | Wilkinson | 1580007 | 6 | [5 empty] | Removed from Ground | Other | 8000 | Bare Steel | 1976-01-26 | Galvanized Steel
LOYD OIL BULK PLANT | GA HWY 57/5 MI EAST OF GA HWY 18 | MCINTYRE | Wilkinson | 1580007 | 7 | [5 empty] | Removed from Ground | Other | 8000 | Bare Steel | 1976-01-26 | Galvanized Steel
LOYD OIL BULK PLANT | GA HWY 57/5 MI EAST OF GA HWY 18 | MCINTYRE | Wilkinson | 1580007 | 8 | [5 empty] | Removed from Ground | Other | 8000 | Bare Steel | 1976-01-26 | Galvanized Steel
LOYD OIL BULK PLANT | GA HWY 57/5 MI EAST OF GA HWY 18 | MCINTYRE | Wilkinson | 1580007 | 9 | [5 empty] | Removed from Ground | Other | 8000 | Bare Steel | 1976-01-26 | Galvanized Steel
PHILLIPS 66 SERVICE STATION | US HWY 441 @ GEORGIA HWY 57 | IRWINTON | Wilkinson | 1580008 | 1 | [5 empty] | Removed from Ground | Gas (Historical Use) | 8000 | Bare Steel | 1971-01-27 | Galvanized Steel
PHILLIPS 66 SERVICE STATION | US HWY 441 @ GEORGIA HWY 57 | IRWINTON | Wilkinson | 1580008 | 2 | [5 empty] | Removed from Ground | Gas (Historical Use) | 8000 | Bare Steel | 1971-01-27 | Galvanized Steel
PHILLIPS 66 SERVICE STATION | US HWY 441 @ GEORGIA HWY 57 | IRWINTON | Wilkinson | 1580008 | 3 | Ball Float | 1990-11-21 |  | 1990-11-21 |  | Removed from Ground | Gas (Historical Use) | 8000 | Composite | 1990-11-21 | Fiberglass Reinforced Plastic | Pressurized
PHILLIPS 66 SERVICE STATION | US HWY 441 @ GEORGIA HWY 57 | IRWINTON | Wilkinson | 1580008 | 4 | Ball Float | 1990-11-21 |  | 1990-11-21 |  | Removed from Ground | Gas (Historical Use) | 8000 | Composite | 1990-11-21 | Fiberglass Reinforced Plastic | Pressurized
LOYD OIL CO(OLD STATION) | US HWY 441 | IRWINTON | Wilkinson | 1580009 | 1 | [5 empty] | Removed from Ground | Gas (Historical Use) | 1050 | Bare Steel | 1986-01-23 | Galvanized Steel
LOYD OIL CO(OLD STATION) | US HWY 441 | IRWINTON | Wilkinson | 1580009 | 2 | [5 empty] | Removed from Ground | Gas (Historical Use) | 4000 | Bare Steel | 1966-01-01 | Galvanized Steel
LOYD OIL CO(OLD STATION) | US HWY 441 | IRWINTON | Wilkinson | 1580009 | 3 | [5 empty] | Removed from Ground | Gas (Historical Use) | 4000 | Bare Steel | 1966-01-28 | Galvanized Steel
LOYD OIL CO(OLD STATION) | US HWY 441 | IRWINTON | Wilkinson | 1580009 | 4 | [5 empty] | Removed from Ground | Gas (Historical Use) | 6000 | Bare Steel | 1971-01-27 | Galvanized Steel
LOYD OIL CO(OLD STATION) | US HWY 441 | IRWINTON | Wilkinson | 1580009 | 5 | [5 empty] | Removed from Ground | Gas (Historical Use) | 4000 | Bare Steel | 1966-01-28 | Galvanized Steel
WILKINSON COUNTY BOARD OF EDUCAT | 239 MACON RD | MCINTYRE | Wilkinson | 1580010 | 1 | [5 empty] | Removed from Ground | Gas (Historical Use) | 10000 | Bare Steel | 1966-01-12 | Galvanized Steel
WILKINSON COUNTY BOARD OF EDUCAT | 239 MACON RD | MCINTYRE | Wilkinson | 1580010 | 2 | Flapper Valve | 1998-07-10 | FALSE | 1998-07-10 | FALSE | Currently in Use | Diesel | 10000 | Galvanic (STIP-3) | 1990-09-11 | Fiberglass Reinforced Plastic | Pressurized
WILKINSON COUNTY BOARD OF EDUCAT | 239 MACON RD | MCINTYRE | Wilkinson | 1580010 | 3 | Flapper Valve | 1998-07-10 | FALSE | 1998-07-10 | FALSE | Currently in Use | Regular | 5000 | Galvanic (STIP-3) | 1990-09-11 | Fiberglass Reinforced Plastic
PITTS ELEMENTARY SCHOOL | HWY 280 | PITTS | Wilkinson | 1580012 | 1 | [5 empty] | Removed from Ground | Diesel | 1000 | Bare Steel | 1956-01-14 | Galvanized Steel
PITTS ELEMENTARY SCHOOL | HWY 280 | PITTS | Wilkinson | 1580012 | 2 | [5 empty] | Removed from Ground | Gas (Historical Use) | 500 | Bare Steel | 1956-01-14 | Galvanized Steel
T'S CORNER STATION | HWY 57 | TOOMSBORO | Wilkinson | 1580014 | 1 |  | 1998-08-24 |  | 1998-08-24 |  | Removed from Ground | Gas (Historical Use) | 8000 | Cathodically Protected Steel | 1976-03-15 | Cathodically Protected | Pressurized
T'S CORNER STATION | HWY 57 | TOOMSBORO | Wilkinson | 1580014 | 2 |  | 1998-08-24 |  | 1998-08-24 |  | Removed from Ground | Gas (Historical Use) | 8000 | Cathodically Protected Steel | 1976-03-15 | Cathodically Protected | Pressurized
T'S CORNER STATION | HWY 57 | TOOMSBORO | Wilkinson | 1580014 | 3 |  | 1998-08-24 |  | 1998-08-24 |  | Removed from Ground | Gas (Historical Use) | 8000 | Cathodically Protected Steel | 1976-03-15 | Cathodically Protected | Pressurized
T'S CORNER STATION | HWY 57 | TOOMSBORO | Wilkinson | 1580014 | 4 |  | 1998-08-24 |  | 1998-08-24 |  | Removed from Ground | Diesel | 8000 | Cathodically Protected Steel | 1976-03-15 | Cathodically Protected | Pressurized
C&S PARTS AND SERVICE | 109 MAIN ST | MCINTYRE | Wilkinson | 1580017 | 1 | [5 empty] | Permanently Out Of Use | Gas (Historical Use) | 8000 | Bare Steel | 1977-04-16 | Galvanized Steel
C&S PARTS AND SERVICE | 109 MAIN ST | MCINTYRE | Wilkinson | 1580017 | 2 | [5 empty] | Permanently Out Of Use | Gas (Historical Use) | 6000 | Bare Steel | 1977-04-16 | Galvanized Steel
C&S PARTS AND SERVICE | 109 MAIN ST | MCINTYRE | Wilkinson | 1580017 | 3 | [5 empty] | Permanently Out Of Use | Gas (Historical Use) | 4000 | Bare Steel | 1977-04-16 | Galvanized Steel
GA DOT #10240 WILKINSON CO MAINT | 125 ASBELL ST | IRWINTON | Wilkinson | 1580020 | 240D1 | [5 empty] | Removed from Ground | Diesel | 1009 | Bare Steel | 1985-04-29 | Galvanized Steel | Suction (American)
GA DOT #10240 WILKINSON CO MAINT | 125 ASBELL ST | IRWINTON | Wilkinson | 1580020 | 240G1 | [5 empty] | Removed from Ground | Gas (Historical Use) | 2000 | Cathodically Protected Steel | 1989-08-01 | Cathodically Protected | Suction (American)
TOOMSBORO |  | LOUISVILLE | Wilkinson | 1580021 | 1 | [5 empty] | Removed from Ground | Gas (Historical Use) | 500 | Bare Steel | 1950-04-19 | Unknown
ELITE COATINGS CO INC | ROUTE 2 JACKSON RD | GORDON | Wilkinson | 1580025 | 1 | [5 empty] | Removed from Ground | Gas (Historical Use) | 5000 | Bare Steel | 1976-04-23 | Bare Steel
STOP N SHOP | 166 MILLEDGEVILLE HWY | GORDON | Wilkinson | 1580026 | 1 | Flapper Valve | 1994-06-20 | TRUE | 1994-06-20 | FALSE | Currently in Use | E-10 | 7500 | Lined Interior | 1971-05-03 | Fiberglass Reinforced Plastic | Safe Suction (Euro)
STOP N SHOP | 166 MILLEDGEVILLE HWY | GORDON | Wilkinson | 1580026 | 2 | Ball Float | 1994-06-20 | TRUE | 1994-06-20 |  | Currently in Use | Gas (Historical Use) | 7500 | Lined Interior | 1971-05-03 | Fiberglass Reinforced Plastic | Safe Suction (Euro)
STOP N SHOP | 166 MILLEDGEVILLE HWY | GORDON | Wilkinson | 1580026 | 3 | Flapper Valve | 1994-06-20 | FALSE | 1994-06-20 | FALSE | Temporarily out of use | Diesel | 7500 | Lined Interior | 1971-05-03 | Fiberglass Reinforced Plastic | Safe Suction (Euro)
GILBRATOR MINE |  | TOOMSBORO | Wilkinson | 1580027 | 1 | [5 empty] | Removed from Ground | Empty | 1000 | Bare Steel |  | Bare Steel
DIXIE MINE |  | TOOMSBORO | Wilkinson | 1580028 | 1 | [5 empty] | Removed from Ground | Empty | 1000 | Bare Steel | 1980-05-01 | Bare Steel
GRIFFIN MINE |  | GORDON | Wilkinson | 1580030 | 1 | [5 empty] | Closed in Ground | Gas (Historical Use) | 8000 | Bare Steel | 1966-05-05 | Bare Steel
A&A RESTAURANT | 803 HWY 80 | ALLENTOWN | Wilkinson | 1580034 | 1 | [5 empty] | Permanently Out Of Use | Gas (Historical Use) | 1060 | Bare Steel | 1974-05-09 | Galvanized Steel
A&A RESTAURANT | 803 HWY 80 | ALLENTOWN | Wilkinson | 1580034 | 2 | [5 empty] | Permanently Out Of Use | Gas (Historical Use) | 1060 | Bare Steel | 1974-05-09 | Galvanized Steel
A&A RESTAURANT | 803 HWY 80 | ALLENTOWN | Wilkinson | 1580034 | 3 |  | 1997-04-01 | FALSE | 1997-04-01 | FALSE | Temporarily out of use | Gas (Historical Use) | 2000 | Galvanic (STIP-3) | 1997-04-01 | Fiberglass Reinforced Plastic | Pressurized
A&A RESTAURANT | 803 HWY 80 | ALLENTOWN | Wilkinson | 1580034 | 4 |  | 1997-04-01 | FALSE | 1997-04-01 | FALSE | Temporarily out of use | Gas (Historical Use) | 4000 | Galvanic (STIP-3) | 1997-04-01 | Fiberglass Reinforced Plastic | Pressurized
A&A RESTAURANT | 803 HWY 80 | ALLENTOWN | Wilkinson | 1580034 | 5 |  | 1997-04-01 | FALSE | 1997-04-01 | FALSE | Temporarily out of use | Diesel | 1000 | Galvanic (STIP-3) | 1997-04-01 | Fiberglass Reinforced Plastic | Pressurized
A&A RESTAURANT | 803 HWY 80 | ALLENTOWN | Wilkinson | 1580034 | 6A |  | 1997-04-01 | FALSE | 1997-04-01 | FALSE | Temporarily out of use | Diesel | 3000 | Galvanic (STIP-3) | 1997-04-01 | Fiberglass Reinforced Plastic | Pressurized
A&A RESTAURANT | 803 HWY 80 | ALLENTOWN | Wilkinson | 1580034 | 6B |  | 1997-04-01 | FALSE | 1997-04-01 | FALSE | Temporarily out of use | Diesel | 1000 | Galvanic (STIP-3) | 1997-04-01 | Fiberglass Reinforced Plastic | Pressurized
JOANNE'S COUNTRY STORE | RT #2 | ALLENTOWN | Wilkinson | 1580041 | 1 | [5 empty] | Removed from Ground | Gas (Historical Use) | 1060 | Bare Steel | 1976-05-10 | Galvanized Steel
JOANNE'S COUNTRY STORE | RT #2 | ALLENTOWN | Wilkinson | 1580041 | 2 | [5 empty] | Removed from Ground | Gas (Historical Use) | 560 | Bare Steel | 1976-05-10 | Galvanized Steel
JOANNE'S COUNTRY STORE | RT #2 | ALLENTOWN | Wilkinson | 1580041 | 3 | [5 empty] | Removed from Ground | Gas (Historical Use) | 1000 | Bare Steel | 1976-05-10 | Galvanized Steel
AMERICAN TOWER SITE #88493 | RRS NICKLESVILLE-ROCKDALE | GORDON | Wilkinson | 1580043 | 1 |  | 1991-10-01 |  | 1991-10-01 |  | Removed from Ground | Kerosene | 2000 | Bare Steel | 1963-05-14 | Copper
AMERICAN TOWER SITE #88493 | RRS NICKLESVILLE-ROCKDALE | GORDON | Wilkinson | 1580043 | 2 |  | 1991-10-01 |  | 1991-10-01 |  | Removed from Ground | Diesel | 1000 | Cathodically Protected Steel | 1991-01-01 | Secondary Containment | Suction (American)
SPRINGHILL SERVICES INC | 9920 HWY 57 | MCINTYRE | Wilkinson | 1580044 | 1 | [5 empty] | Removed from Ground | Diesel | 1000 | Bare Steel | 1979-05-09 | Galvanized Steel | Safe Suction (Euro)
SPRINGHILL SERVICES INC | 9920 HWY 57 | MCINTYRE | Wilkinson | 1580044 | 2 | [5 empty] | Removed from Ground | Gas (Historical Use) | 1000 | Bare Steel | 1979-05-09 | Galvanized Steel | Safe Suction (Euro)
SPRINGHILL SERVICES INC | 9920 HWY 57 | MCINTYRE | Wilkinson | 1580044 | 3 |  | 1988-11-01 |  | 1988-11-01 |  | Removed from Ground | Diesel | 6000 | Cathodically Protected Steel | 1988-11-01 | Cathodically Protected | Safe Suction (Euro)
SPRINGHILL SERVICES INC | 9920 HWY 57 | MCINTYRE | Wilkinson | 1580044 | 4 |  | 1988-11-01 |  | 1988-11-01 |  | Removed from Ground | Diesel | 8000 | Cathodically Protected Steel | 1988-11-01 | Cathodically Protected | Suction (American)
SPRINGHILL SERVICES INC | 9920 HWY 57 | MCINTYRE | Wilkinson | 1580044 | 5 |  | 1988-11-01 |  | 1988-11-01 |  | Removed from Ground | Gas (Historical Use) | 1000 | Cathodically Protected Steel | 1988-11-01 | Cathodically Protected | Safe Suction (Euro)
BASF CORPORATION | 1277 DEDRICK RD | MCINTYRE | Wilkinson | 1580045 | 1 | [5 empty] | Removed from Ground | Gas (Historical Use) | 2000 | Bare Steel | 1974-05-10 | Galvanized Steel
BASF CORPORATION | 1277 DEDRICK RD | MCINTYRE | Wilkinson | 1580045 | 2 | Flapper Valve | 1990-12-01 | FALSE | 1990-12-01 | FALSE | Removed from Ground | Gas (Historical Use) | 10000 | Composite Double Walled | 1990-12-18 | Double-Walled Fiberglass | Safe Suction (Euro)
GAYWOOD CO | GIVE LOCATION/NOT PO BOX | TOOMSBORO | Wilkinson | 1580046 | 1 | [5 empty] | Removed from Ground | Diesel | 560 | Bare Steel | 1971-05-11 | Galvanized Steel
THOMPSON 1 STOP | 200 IRWINTON RD | TOOMSBORO | Wilkinson | 1580047 | 1 | [5 empty] | Removed from Ground | Diesel | 1000 | Bare Steel | 1971-05-11 | Galvanized Steel
THOMPSON 1 STOP | 200 IRWINTON RD | TOOMSBORO | Wilkinson | 1580047 | 2 | [5 empty] | Removed from Ground | Gas (Historical Use) | 1000 | Bare Steel | 1971-05-11 | Galvanized Steel
THOMPSON 1 STOP | 200 IRWINTON RD | TOOMSBORO | Wilkinson | 1580047 | 3 | [5 empty] | Removed from Ground | Gas (Historical Use) | 1000 | Bare Steel | 1976-05-09 | Galvanized Steel
THOMPSON 1 STOP | 200 IRWINTON RD | TOOMSBORO | Wilkinson | 1580047 | 4 | [5 empty] | Removed from Ground | Gas (Historical Use) | 1000 | Bare Steel | 1971-05-11 | Galvanized Steel
THOMPSON 1 STOP | 200 IRWINTON RD | TOOMSBORO | Wilkinson | 1580047 | 5 | Flapper Valve | 1991-02-19 | FALSE | 1991-02-19 | FALSE | Currently in Use | Regular | 1000 | Galvanic (STIP-3) | 1991-02-19 | Fiberglass Reinforced Plastic | Safe Suction (Euro)
THOMPSON 1 STOP | 200 IRWINTON RD | TOOMSBORO | Wilkinson | 1580047 | 6 | Flapper Valve | 1991-02-19 | FALSE | 1991-02-19 | FALSE | Temporarily out of use | Premium | 1000 | Galvanic (STIP-3) | 1991-02-19 | Fiberglass Reinforced Plastic | Safe Suction (Euro)
THOMPSON 1 STOP | 200 IRWINTON RD | TOOMSBORO | Wilkinson | 1580047 | 7 | Flapper Valve | 1997-09-12 | FALSE | 1997-09-12 | FALSE | Temporarily out of use | Diesel | 2000 | Galvanic (STIP-3) | 1997-08-10 | Fiberglass Reinforced Plastic | Safe Suction (Euro)
CHAMBERS STANDARD SERV STATION | US HWY 441 @ MAIN ST | IRWINTON | Wilkinson | 1580048 | 1 | [5 empty] | Removed from Ground | Gas (Historical Use) | 1000 | Bare Steel | 1966-05-12 | Galvanized Steel
CHAMBERS STANDARD SERV STATION | US HWY 441 @ MAIN ST | IRWINTON | Wilkinson | 1580048 | 2 | [5 empty] | Removed from Ground | Gas (Historical Use) | 1000 | Bare Steel | 1966-05-12 | Galvanized Steel
CHAMBERS STANDARD SERV STATION | US HWY 441 @ MAIN ST | IRWINTON | Wilkinson | 1580048 | 3 | [5 empty] | Removed from Ground | Gas (Historical Use) | 2000 | Bare Steel | 1974-05-10 | Galvanized Steel
CHAMBERS STANDARD SERV STATION | US HWY 441 @ MAIN ST | IRWINTON | Wilkinson | 1580048 | 4 | [5 empty] | Removed from Ground | Diesel | 1000 | Bare Steel | 1972-05-10 | Galvanized Steel
JET FOOD STORE | 120 MAIN ST | MCINTYRE | Wilkinson | 1580049 | 1 | [5 empty] | Removed from Ground | Gas (Historical Use) | 500 | Bare Steel | 1966-05-12 | Galvanized Steel
JET FOOD STORE | 120 MAIN ST | MCINTYRE | Wilkinson | 1580049 | 2 | [5 empty] | Removed from Ground | Gas (Historical Use) | 1000 | Bare Steel | 1966-05-12 | Galvanized Steel
JET FOOD STORE | 120 MAIN ST | MCINTYRE | Wilkinson | 1580049 | 3 | Flapper Valve | 1991-02-15 | FALSE | 1991-02-15 | FALSE | Currently in Use | Premium | 1000 | Galvanic (STIP-3) | 1991-02-15 | Fiberglass Reinforced Plastic | Pressurized
JET FOOD STORE | 120 MAIN ST | MCINTYRE | Wilkinson | 1580049 | 4 | Flapper Valve | 1991-02-15 | FALSE | 1991-02-15 | FALSE | Currently in Use | Regular | 1000 | Galvanic (STIP-3) | 1991-02-15 | Fiberglass Reinforced Plastic | Pressurized
SMALLEYS GROCERY |  | TOOMSBORO | Wilkinson | 1580050 | 1 | [5 empty] | Removed from Ground | Gas (Historical Use) | 500 | Bare Steel | 1972-05-10 | Galvanized Steel
SMALLEYS GROCERY |  | TOOMSBORO | Wilkinson | 1580050 | 2 | [5 empty] | Removed from Ground | Gas (Historical Use) | 1000 | Bare Steel | 1974-05-10 | Galvanized Steel
LIVINGSTON GROCERY | HWY 243 | GORDON | Wilkinson | 1580051 | 1 | [5 empty] | Removed from Ground | Gas (Historical Use) | 1000 | Bare Steel | 1971-05-11 | Galvanized Steel
LIVINGSTON GROCERY | HWY 243 | GORDON | Wilkinson | 1580051 | 2 | [5 empty] | Removed from Ground | Gas (Historical Use) | 1000 | Bare Steel | 1971-05-11 | Galvanized Steel
MATTHEWS GROCERY | 174 Vinson Rd Road | MCINTYRE | Wilkinson | 1580052 | 1 | [5 empty] | Removed from Ground | Gas (Historical Use) | 500 | Bare Steel | 1974-05-10 | Galvanized Steel
MATTHEWS GROCERY | 174 Vinson Rd Road | MCINTYRE | Wilkinson | 1580052 | 2 | [5 empty] | Removed from Ground | Gas (Historical Use) | 500 | Bare Steel | 1974-05-10 | Galvanized Steel
MATTHEWS GROCERY | 174 Vinson Rd Road | MCINTYRE | Wilkinson | 1580052 | 3 | [5 empty] | Removed from Ground | Gas (Historical Use) | 1000 | Bare Steel | 1976-05-09 | Galvanized Steel
MATTHEWS GROCERY | 174 Vinson Rd Road | MCINTYRE | Wilkinson | 1580052 | 4 | [5 empty] | Removed from Ground | Gas (Historical Use) | 1000 | Bare Steel | 1976-05-09 | Galvanized Steel
MATTHEWS GROCERY | 174 Vinson Rd Road | MCINTYRE | Wilkinson | 1580052 | 5 | Flapper Valve | 1988-01-01 | FALSE | 1988-01-01 | FALSE | Temporarily out of use | Premium | 1000 | Galvanic (STIP-3) | 1988-01-01 | Fiberglass Reinforced Plastic | Safe Suction (Euro)
MATTHEWS GROCERY | 174 Vinson Rd Road | MCINTYRE | Wilkinson | 1580052 | 6 | Flapper Valve | 1988-01-01 | FALSE | 1988-01-01 | FALSE | Currently in Use | Diesel | 1000 | Galvanic (STIP-3) | 1988-01-01 | Fiberglass Reinforced Plastic | Safe Suction (Euro)
MATTHEWS GROCERY | 174 Vinson Rd Road | MCINTYRE | Wilkinson | 1580052 | 7 | Flapper Valve | 1988-01-01 | FALSE | 1988-01-01 | FALSE | Currently in Use | Plus | 1000 | Galvanic (STIP-3) | 1988-01-01 | Fiberglass Reinforced Plastic | Safe Suction (Euro)
GORDON CHIPMILL |  | GORDON | Wilkinson | 1580053 | 1 | [5 empty] | Removed from Ground | Diesel | 2000 | Bare Steel | 1980-05-07 | Galvanized Steel
WILKINSON COUNTY SCHOOL BUS SHOP | MACON RD | MCINTYRE | Wilkinson | 1580055 | 1 | [5 empty] | Removed from Ground | Gas (Historical Use) | 10000 | Bare Steel | 1976-01-04 | Galvanized Steel
FORMERLY RACHEL C PIERCE PROPERTY | 11906 HIGHWAY 112 | IRWINTON | Wilkinson | 10000105 | 1 |  |  | FALSE |  | FALSE | Removed from Ground | Not Marked/Tank Removed | 0 | Unknown | 2002-08-20
FORMERLY RACHEL C PIERCE PROPERTY | 11906 HIGHWAY 112 | IRWINTON | Wilkinson | 10000105 | 2 |  |  | FALSE |  | FALSE | Removed from Ground | Not Marked/Tank Removed | 0 | Unknown | 2002-08-20
ESTATE OF CHARLIE F BLOODWORTH | 201 PAPERMILL RD | GORDON | Wilkinson | 10000188 | 1 |  |  | FALSE |  | FALSE | Removed from Ground | Gas (Historical Use) | 3000 | Bare Steel | 1998-01-01
ESTATE OF CHARLIE F BLOODWORTH | 201 PAPERMILL RD | GORDON | Wilkinson | 10000188 | 2 |  |  | FALSE |  | FALSE | Removed from Ground | Gas (Historical Use) | 3000 | Bare Steel | 1998-01-01
ESTATE OF CHARLIE F BLOODWORTH | 201 PAPERMILL RD | GORDON | Wilkinson | 10000188 | 3 |  |  | FALSE |  | FALSE | Removed from Ground | Gas (Historical Use) | 1000 | Bare Steel | 1998-01-01
ESTATE OF CHARLIE F BLOODWORTH | 201 PAPERMILL RD | GORDON | Wilkinson | 10000188 | 4 |  |  | FALSE |  | FALSE | Closed in Ground | Gas (Historical Use) | 550 | Bare Steel | 1998-01-01
ESTATE OF CHARLIE F BLOODWORTH | 201 PAPERMILL RD | GORDON | Wilkinson | 10000188 | 5 |  |  | FALSE |  | FALSE | Closed in Ground | Gas (Historical Use) | 550 | Bare Steel | 1998-01-01
SELLERS CONST CO | 115 MILLEDGEVILLE RD | GORDON | Wilkinson | 10000978 | 1 | Flapper Valve | 2005-03-01 | FALSE | 2005-03-01 | FALSE | Currently in Use | Diesel On Road | 10000 | Epoxy | 2005-02-01 | Double-Walled Flex | Pressurized
SELLERS CONST CO | 115 MILLEDGEVILLE RD | GORDON | Wilkinson | 10000978 | 2 | Flapper Valve | 2005-03-01 | FALSE | 2005-03-01 | FALSE | Currently in Use | Diesel Off Road | 10000 | Epoxy | 2005-02-01 | Double-Walled Flex | Safe Suction (Euro)
SELLERS CONST CO | 115 MILLEDGEVILLE RD | GORDON | Wilkinson | 10000978 | 3 | Flapper Valve | 2005-03-01 | FALSE | 2005-03-01 | FALSE | Currently in Use | Regular | 1000 | Epoxy | 2005-02-01 | Double-Walled Flex | Safe Suction (Euro)
SHIBA FOOD STORE & PIZZA | 2402 GA HWY 313 | SYLVESTER | Worth | 10001046 | 1 | Ball Float | 2006-01-01 | FALSE | 2006-01-01 | FALSE | Currently in Use | Regular | 8000 | Composite | 2005-12-01 | Fiberglass Reinforced Plastic | Pressurized
SHIBA FOOD STORE & PIZZA | 2402 GA HWY 313 | SYLVESTER | Worth | 10001046 | 2 | Ball Float | 2006-01-01 | FALSE | 2006-01-01 | FALSE | Currently in Use | Premium | 6000 | Composite | 2005-12-01 | Fiberglass Reinforced Plastic | Pressurized
SHIBA FOOD STORE & PIZZA | 2402 GA HWY 313 | SYLVESTER | Worth | 10001046 | 3 | Ball Float | 2006-01-01 | FALSE | 2006-01-01 | FALSE | Currently in Use | Diesel | 2000 | Composite | 2005-12-01 | Fiberglass Reinforced Plastic | Pressurized
BRIDGEBORO GAP FILLER ANNEX (FUD SITE) | INTERSECTION OF 112 & 133 | BRIDGEBORO | Worth | 10001229 | 1 |  |  | FALSE |  | FALSE | Removed from Ground | Diesel | 5000 | Bare Steel | 1995-07-01
MITCHELL EMC | 312 W KELLY ST | SYLVESTER | Worth | 1010016 | 1 | [5 empty] | Removed from Ground | Gas (Historical Use) | 4000 | Bare Steel | 1961-02-13 | Galvanized Steel
MITCHELL EMC | 312 W KELLY ST | SYLVESTER | Worth | 1010016 | 2 |  | 1990-01-01 | FALSE | 1990-01-01 | FALSE | Currently in Use | Gas (Historical Use) | 10000 | Composite | 1990-01-01 | Fiberglass Reinforced Plastic | Pressurized
MITCHELL EMC | 312 W KELLY ST | SYLVESTER | Worth | 1010016 | 3 | Overfill Alarm | 1990-01-01 | FALSE | 1990-01-01 | FALSE | Currently in Use | Diesel | 10000 | Composite | 1990-01-01 | Fiberglass Reinforced Plastic | Pressurized
DAVID G JEFFORDS III TRUSTEE | 111 NORTH FRANKLIN STREET | SYLVESTER | Worth | 10002528 | 1 |  |  | FALSE |  | FALSE | Removed from Ground | Gas (Historical Use) | 4000 | Unknown | 2016-02-09 | Unknown
DAVID G JEFFORDS III TRUSTEE | 111 NORTH FRANKLIN STREET | SYLVESTER | Worth | 10002528 | 2 |  |  | FALSE |  | FALSE | Removed from Ground | Gas (Historical Use) | 1000 | Unknown | 2016-02-09 | Unknown
DAVID G JEFFORDS III TRUSTEE | 111 NORTH FRANKLIN STREET | SYLVESTER | Worth | 10002528 | 3 |  |  | FALSE |  | FALSE | Removed from Ground | Gas (Historical Use) | 8000 | Unknown | 2016-02-09 | Unknown
DAVID G JEFFORDS III TRUSTEE | 111 NORTH FRANKLIN STREET | SYLVESTER | Worth | 10002528 | 4 |  |  | FALSE |  | FALSE | Removed from Ground | Gas (Historical Use) | 8000 | Unknown | 2016-02-09 | Unknown
ROYAL PETROLEUM PRODUCTS | 104 WEST FRANKLIN ST | SYLVESTER | Worth | 1590001 | 1 | [5 empty] | Removed from Ground | Diesel | 12000 | Bare Steel | 1968-04-20 | Galvanized Steel
ROYAL PETROLEUM PRODUCTS | 104 WEST FRANKLIN ST | SYLVESTER | Worth | 1590001 | 2 | [5 empty] | Removed from Ground | Gas (Historical Use) | 12000 | Bare Steel | 1968-04-20 | Galvanized Steel
ROYAL PETROLEUM PRODUCTS | 104 WEST FRANKLIN ST | SYLVESTER | Worth | 1590001 | 3 | [5 empty] | Removed from Ground | Gas (Historical Use) | 12000 | Bare Steel | 1968-04-20 | Galvanized Steel
ROYAL PETROLEUM PRODUCTS | 104 WEST FRANKLIN ST | SYLVESTER | Worth | 1590001 | 4 | [5 empty] | Removed from Ground | Gas (Historical Use) | 10000 | Bare Steel | 1968-04-20 | Galvanized Steel
SYLVESTER EXPRESS | 102 EAST FRANKLIN ST | SYLVESTER | Worth | 1590002 | 1 | [5 empty] | Removed from Ground | Gas (Historical Use) | 20000 | Bare Steel | 1979-04-17 | Galvanized Steel | Pressurized
SYLVESTER EXPRESS | 102 EAST FRANKLIN ST | SYLVESTER | Worth | 1590002 | 2 | [5 empty] | Removed from Ground | Gas (Historical Use) | 8068 | Bare Steel | 1979-04-17 | Galvanized Steel | Pressurized
SYLVESTER EXPRESS | 102 EAST FRANKLIN ST | SYLVESTER | Worth | 1590002 | 3 | [5 empty] | Removed from Ground | Gas (Historical Use) | 6048 | Bare Steel | 1979-04-17 | Galvanized Steel | Pressurized
SYLVESTER EXPRESS | 102 EAST FRANKLIN ST | SYLVESTER | Worth | 1590002 | 4A |  | 1995-11-01 | FALSE | 1995-11-01 | FALSE | Currently in Use | Gas (Historical Use) | 12000 | Composite | 1995-11-01 | Double-Walled Flex | Pressurized
SYLVESTER EXPRESS | 102 EAST FRANKLIN ST | SYLVESTER | Worth | 1590002 | 4B |  | 1995-11-01 | FALSE | 1995-11-01 | FALSE | Currently in Use | Gas (Historical Use) | 8000 | Composite | 1995-11-01 | Double-Walled Flex | Pressurized
JR FOOD STORE #280 | GA HWY 300 | WARWICK | Worth | 1590003 | 1 | [5 empty] | Removed from Ground | Gas (Historical Use) | 7896 | Bare Steel | 1976-04-17 | Galvanized Steel
JR FOOD STORE #280 | GA HWY 300 | WARWICK | Worth | 1590003 | 2 | [5 empty] | Removed from Ground | Gas (Historical Use) | 7896 | Bare Steel | 1976-04-17 | Galvanized Steel
WORTH COUNTY JAIL | COURTHOUSE ALLEY | SYLVESTER | Worth | 1590004 | 1 | [5 empty] | Removed from Ground | Gas (Historical Use) | 550 | Bare Steel | 1986-01-01 | Galvanized Steel
WORTH COUNTY PUBLIC WORKS | 118 REBECCA RD | SYLVESTER | Worth | 1590005 | 1 | Flapper Valve | 1999-01-22 | FALSE | 1999-01-22 | FALSE | Currently in Use | Diesel | 10000 | Steel-Impressed Current | 1973-01-04 | Steel (Impressed Current) | Pressurized
WORTH COUNTY PUBLIC WORKS | 118 REBECCA RD | SYLVESTER | Worth | 1590005 | 2 | Flapper Valve | 1999-01-22 | FALSE | 1999-01-22 | FALSE | Currently in Use | Gas (Historical Use) | 10000 | Steel-Impressed Current | 1973-01-04 | Steel (Impressed Current) | Pressurized
PARKER ELEMENTARY SCHOOL | HWY 82 | SUMNER | Worth | 1590008 | 1 | [5 empty] | Removed from Ground | Diesel | 6000 | Bare Steel | 1966-03-10 | Galvanized Steel
PARKER ELEMENTARY SCHOOL | HWY 82 | SUMNER | Worth | 1590008 | 2 | [5 empty] | Removed from Ground | Gas (Historical Use) | 500 | Bare Steel | 1976-03-07 | Galvanized Steel
SYLVESTER ELEMENTARY SCHOOL | 101 ELDRIDGE ST | SYLVESTER | Worth | 1590009 | 1 | [5 empty] | Removed from Ground | Diesel | 6000 | Bare Steel | 1966-03-10 | Galvanized Steel
WORTH COUNTY HIGH SCHOOL | HWY 313 | SYLVESTER | Worth | 1590011 | 1 | [5 empty] | Currently in Use | Diesel | 10000 | Bare Steel | 1978-03-07 | Galvanized Steel
WORTH COUNTY BOARD OF EDUCATION | 102 OLD MAIL RD | SYLVESTER | Worth | 1590012 | 1 | [5 empty] | Removed from Ground | Gas (Historical Use) | 10000 | Bare Steel | 1968-01-22 | Galvanized Steel
WORTH COUNTY BOARD OF EDUCATION | 102 OLD MAIL RD | SYLVESTER | Worth | 1590012 | 2 | [5 empty] | Removed from Ground | Diesel | 8000 | Bare Steel | 1980-01-19 | Galvanized Steel
WORTH COUNTY BOARD OF EDUCATION | 102 OLD MAIL RD | SYLVESTER | Worth | 1590012 | 3 |  | 1989-07-07 | FALSE | 1989-07-07 | FALSE | Removed from Ground | Gas (Historical Use) | 12000 | Galvanic (STIP-3) | 1989-07-07 | Fiberglass Reinforced Plastic | Safe Suction (Euro)
WORTH COUNTY BOARD OF EDUCATION | 102 OLD MAIL RD | SYLVESTER | Worth | 1590012 | 4 |  | 1990-07-07 | FALSE | 1990-07-07 | FALSE | Removed from Ground | Diesel | 10000 | Galvanic (STIP-3) | 1990-07-07 | Fiberglass Reinforced Plastic | Safe Suction (Euro)
HOLLEY MIDDLE SCHOOL | 306 CARTER RD | SYLVESTER | Worth | 1590013 | 1 | [5 empty] | Permanently Out of Use - historical purposes | Gas (Historical Use) | 10000 | Bare Steel | 1966-01-22 | Galvanized Steel
SYLVESTER ELEMENTARY SCHOOL | 101 ELDRIDGE ST | SYLVESTER | Worth | 1590015 | 1 | [5 empty] | Removed from Ground | Diesel | 6000 | Bare Steel | 1966-01-22 | Galvanized Steel
PHOEBE WORTH MEDICAL CENTER | 807 S ISABELLA ST | SYLVESTER | Worth | 1590017 | 1 | [5 empty] | Removed from Ground | Diesel | 1000 | Bare Steel | 1972-04-19 | Copper | Safe Suction (Euro)
PHOEBE WORTH MEDICAL CENTER | 807 S ISABELLA ST | SYLVESTER | Worth | 1590017 | 2 | [5 empty] | Closed in Ground | Diesel | 270 | Bare Steel | 1972-04-19 | Copper | Safe Suction (Euro)
PHOEBE WORTH MEDICAL CENTER | 807 S ISABELLA ST | SYLVESTER | Worth | 1590017 | 3 | Flapper Valve | 2000-02-04 | FALSE | 2000-02-04 | FALSE | Removed from Ground | Diesel | 10000 |  | 2000-02-04 |  | Pressurized
CONTINENTAL SPECIALTY CO INC | 183 BRUNTY RD | TY TY | Worth | 1590018 | 1 | [5 empty] | Removed from Ground | Diesel | 6000 | Fiberglass | 1986-04-18 | Bare Steel
CONTINENTAL SPECIALTY CO INC | 183 BRUNTY RD | TY TY | Worth | 1590018 | 2 | [5 empty] | Removed from Ground | Gas (Historical Use) | 1000 | Bare Steel | 1986-04-18 | Bare Steel
EDS TEXACO SERVICE STATION | 101 WEST FRANKLIN ST | SYLVESTER | Worth | 1590019 | 1 | [5 empty] | Removed from Ground | Gas (Historical Use) | 4000 | Bare Steel | 1977-04-23 | Galvanized Steel
EDS TEXACO SERVICE STATION | 101 WEST FRANKLIN ST | SYLVESTER | Worth | 1590019 | 2 | [5 empty] | Removed from Ground | Gas (Historical Use) | 4000 | Bare Steel | 1977-04-23 | Galvanized Steel
EDS TEXACO SERVICE STATION | 101 WEST FRANKLIN ST | SYLVESTER | Worth | 1590019 | 3 | [5 empty] | Removed from Ground | Gas (Historical Use) | 4000 | Bare Steel | 1977-04-23 | Galvanized Steel
EDS TEXACO SERVICE STATION | 101 WEST FRANKLIN ST | SYLVESTER | Worth | 1590019 | 4 | [5 empty] | Removed from Ground | Gas (Historical Use) | 4000 | Bare Steel | 1977-04-23 | Galvanized Steel
EDS TEXACO SERVICE STATION | 101 WEST FRANKLIN ST | SYLVESTER | Worth | 1590019 | 5 | [5 empty] | Removed from Ground | Gas (Historical Use) | 4000 | Bare Steel | 1977-04-23 | Galvanized Steel
EDS TEXACO SERVICE STATION | 101 WEST FRANKLIN ST | SYLVESTER | Worth | 1590019 | 6 | [5 empty] | Removed from Ground | Gas (Historical Use) | 4000 | Bare Steel | 1977-04-23 | Galvanized Steel
TWINS OAKS TEXACO STATION | RT 1 | TY TY | Worth | 1590022 | 1 | [5 empty] | Permanently Out of Use - historical purposes | Gas (Historical Use) | 2000 | Bare Steel | 1976-04-23 | Galvanized Steel
TWINS OAKS TEXACO STATION | RT 1 | TY TY | Worth | 1590022 | 2 | [5 empty] | Permanently Out of Use - historical purposes | Gas (Historical Use) | 2000 | Bare Steel | 1976-04-23 | Galvanized Steel
TWINS OAKS TEXACO STATION | RT 1 | TY TY | Worth | 1590022 | 3 | [5 empty] | Permanently Out of Use - historical purposes | Gas (Historical Use) | 2000 | Bare Steel | 1976-04-23 | Galvanized Steel
GRANNY'S | 2402 US HWY 313 | SYLVESTER | Worth | 1590023 | 1 | [5 empty] | Removed from Ground | Gas (Historical Use) | 4000 | Bare Steel | 1986-04-21 | Galvanized Steel | Safe Suction (Euro)
GRANNY'S | 2402 US HWY 313 | SYLVESTER | Worth | 1590023 | 2 | [5 empty] | Removed from Ground | Gas (Historical Use) | 4000 | Bare Steel | 1986-04-21 | Galvanized Steel | Safe Suction (Euro)
GA FORESTY COMMISSION/WORTH CO U | 128 FIRE TOWER RD | SYLVESTER | Worth | 1590027 | 11308 | [5 empty] | Removed from Ground | Diesel | 560 | Bare Steel | 1965-04-27 | Galvanized Steel | Safe Suction (Euro)
GA FORESTY COMMISSION/WORTH CO U | 128 FIRE TOWER RD | SYLVESTER | Worth | 1590027 | 3 |  | 1993-11-10 |  | 1993-11-10 |  | Removed from Ground | Diesel | 1000 | Galvanic (STIP-3) | 1993-11-10 | Cathodically Protected | Safe Suction (Euro)
GA FORESTY COMMISSION/WORTH CO U | 128 FIRE TOWER RD | SYLVESTER | Worth | 1590027 | 34156 | [5 empty] | Removed from Ground | Gas (Historical Use) | 2000 | Bare Steel | 1981-04-23 | Galvanized Steel | Safe Suction (Euro)
GA FORESTY COMMISSION/WORTH CO U | 128 FIRE TOWER RD | SYLVESTER | Worth | 1590027 | 4 |  | 1993-11-10 |  | 1993-11-10 |  | Removed from Ground | Gas (Historical Use) | 1000 | Galvanic (STIP-3) | 1993-11-10 | Cathodically Protected | Safe Suction (Euro)
GA DOT #10447/WORTH CO MAINT HQ | BOX 102 STATE ST | SYLVESTER | Worth | 1590029 | 10447-2 | [5 empty] | Removed from Ground | Gas (Historical Use) | 550 | Bare Steel | 1974-05-02 | Galvanized Steel
GA DOT #10447/WORTH CO MAINT HQ | BOX 102 STATE ST | SYLVESTER | Worth | 1590029 | 2 |  |  | FALSE |  | FALSE | Removed from Ground | Diesel | 1000 | Unknown | 2004-03-26 | Unknown
GA DOT #10447/WORTH CO MAINT HQ | BOX 102 STATE ST | SYLVESTER | Worth | 1590029 | 447G1 |  | 1990-03-18 |  | 1990-03-18 |  | Removed from Ground | Gas (Historical Use) | 560 | Cathodically Protected Steel | 1990-03-18 | Galvanized Steel | Suction (American)
BROWN MILLING & PEANUT CO INC | 4634 HWY 112 S | ALBANY | Worth | 1590030 | 1 |  | 1997-04-01 |  | 1997-04-01 |  | Removed from Ground | Gas (Historical Use) | 10000 | Steel-Impressed Current | 1983-03-29 | Steel (Impressed Current) | Safe Suction (Euro)
BROWN MILLING & PEANUT CO INC | 4634 HWY 112 S | ALBANY | Worth | 1590030 | 2 |  | 1997-04-01 |  | 1997-04-01 |  | Removed from Ground | Diesel | 8000 | Steel-Impressed Current | 1986-03-28 | Steel (Impressed Current) | Safe Suction (Euro)
BROWN MILLING & PEANUT CO INC | 4634 HWY 112 S | ALBANY | Worth | 1590030 | 3 | [5 empty] | Removed from Ground | Empty | 1100 | Bare Steel | 1986-03-28 | Galvanized Steel
CROSS TIRE SERVICE | 202 N MAIN ST | SYLVESTER | Worth | 1590032 | 1 |  | 1997-04-15 | FALSE | 1997-04-15 | FALSE | Removed from Ground | Gas (Historical Use) | 3000 | Steel-Impressed Current | 1980-04-01 | Fiberglass Reinforced Plastic | Pressurized
CROSS TIRE SERVICE | 202 N MAIN ST | SYLVESTER | Worth | 1590032 | 2 |  | 1997-04-15 | FALSE | 1997-04-15 | FALSE | Removed from Ground | Gas (Historical Use) | 4000 | Steel-Impressed Current | 1982-04-01 | Fiberglass Reinforced Plastic | Pressurized
CROSS TIRE SERVICE | 202 N MAIN ST | SYLVESTER | Worth | 1590032 | 3 |  | 1997-04-15 | FALSE | 1997-04-15 | FALSE | Removed from Ground | Diesel | 4000 | Steel-Impressed Current | 1985-03-31 | Fiberglass Reinforced Plastic | Pressurized
CROSS TIRE SERVICE | 202 N MAIN ST | SYLVESTER | Worth | 1590032 | 4 |  | 1997-04-15 | FALSE | 1997-04-15 | FALSE | Removed from Ground | Diesel | 4000 | Steel-Impressed Current | 1985-03-31 | Fiberglass Reinforced Plastic | Pressurized
CRISP CO POWER COMMISSION | 961 POWER DAM ROAD | WARWICK | Worth | 1590033 | 1 | [5 empty] | Removed from Ground | Empty | 1000 | Bare Steel | 1956-04-02 | Galvanized Steel | Pressurized
SHEETAL FOOD INC | 195 HWY 300 NE | WARWICK | Worth | 1590035 | 1 | Flapper Valve | 1998-01-01 | FALSE | 1998-01-01 | FALSE | Currently in Use | E-10 | 8000 | Steel-Impressed Current | 1986-05-08 | Steel (Impressed Current) | Pressurized
SHEETAL FOOD INC | 195 HWY 300 NE | WARWICK | Worth | 1590035 | 2 | Flapper Valve | 1998-01-01 | FALSE | 1998-01-01 | FALSE | Currently in Use | Plus | 8000 | Steel-Impressed Current | 1986-05-08 | Steel (Impressed Current) | Pressurized
SHEETAL FOOD INC | 195 HWY 300 NE | WARWICK | Worth | 1590035 | 3 | Flapper Valve | 1998-01-01 | FALSE | 1998-01-01 | FALSE | Currently in Use | Premium | 8000 | Steel-Impressed Current | 1986-05-08 | Steel (Impressed Current) | Pressurized
SHEETAL FOOD INC | 195 HWY 300 NE | WARWICK | Worth | 1590035 | 4 | Flapper Valve | 1998-01-01 | FALSE | 1998-01-01 | FALSE | Currently in Use | Diesel | 8000 | Steel-Impressed Current | 1986-05-08 | Steel (Impressed Current) | Pressurized
SHEETAL FOOD INC | 195 HWY 300 NE | WARWICK | Worth | 1590035 | 5 | Flapper Valve | 1998-01-01 | FALSE | 1998-01-01 | FALSE | Currently in Use | Diesel Off Road | 4000 | Steel-Impressed Current | 1986-05-08 | Steel (Impressed Current) | Pressurized
SHEETAL FOOD INC | 195 HWY 300 NE | WARWICK | Worth | 1590035 | 6 | Ball Float | 1996-05-07 | FALSE | 1996-05-07 | FALSE | Currently in Use | Diesel | 10000 | Steel-Impressed Current | 1996-05-07 | Cathodically Protected | Pressurized
FOODLAND | HWY 300 & PEACHTREE ST | WARWICK | Worth | 1590036 | 1 | [5 empty] | Removed from Ground | Gas (Historical Use) | 6000 | Bare Steel | 1998-03-19 | Galvanized Steel
FOODLAND | HWY 300 & PEACHTREE ST | WARWICK | Worth | 1590036 | 2 | [5 empty] | Removed from Ground | Gas (Historical Use) | 3000 | Bare Steel | 1998-03-19 | Galvanized Steel
FOODLAND | HWY 300 & PEACHTREE ST | WARWICK | Worth | 1590036 | 3 | [5 empty] | Removed from Ground | Gas (Historical Use) | 2000 | Bare Steel | 1998-03-19 | Galvanized Steel
AT&T BRIDGEBORO RADIO RELAY STAT |  | SYLVESTER | Worth | 1590037 | 1 | [5 empty] | Removed from Ground | Diesel | 6000 | Bare Steel | 1990-04-16 | Galvanized Steel
PETRO #175 | 501 N MAIN ST | SYLVESTER | Worth | 1590038 | 1 | Ball Float | 1997-07-25 |  | 1997-07-25 | TRUE | Currently in Use | Gas (Historical Use) | 6000 | Steel-Impressed Current | 1979-05-09 | Double Walled | Pressurized
PETRO #175 | 501 N MAIN ST | SYLVESTER | Worth | 1590038 | 2 | Ball Float | 1997-07-25 |  | 1997-07-25 | TRUE | Currently in Use | Gas (Historical Use) | 8000 | Steel-Impressed Current | 1979-05-09 | Double Walled | Pressurized
PETRO #175 | 501 N MAIN ST | SYLVESTER | Worth | 1590038 | 3 | Ball Float | 1997-07-25 |  | 1997-07-25 | TRUE | Currently in Use | Gas (Historical Use) | 6000 | Steel-Impressed Current | 1979-05-09 | Double Walled | Pressurized
PETRO #175 | 501 N MAIN ST | SYLVESTER | Worth | 1590038 | 4 | Ball Float | 2007-05-01 | FALSE | 2007-05-01 | TRUE | Currently in Use | Diesel | 5000 | Composite Double Walled | 2007-05-01 | Double-Walled Fiberglass | Pressurized
HANDY EXPRESS | 107 E FRANKLIN ST | SYLVESTER | Worth | 1590039 | 1 |  | 1998-05-01 |  | 1998-05-01 |  | Removed from Ground | Gas (Historical Use) | 10000 | Steel-Impressed Current | 1982-05-09 | Cathodically Protected | Pressurized
HANDY EXPRESS | 107 E FRANKLIN ST | SYLVESTER | Worth | 1590039 | 2 |  | 1998-05-01 |  | 1998-05-01 |  | Removed from Ground | Gas (Historical Use) | 8000 | Not Marked/Unknown | 1982-05-09 | Cathodically Protected | Pressurized
HANDY EXPRESS | 107 E FRANKLIN ST | SYLVESTER | Worth | 1590039 | 3 |  | 1998-05-01 |  | 1998-05-01 |  | Removed from Ground | Gas (Historical Use) | 8000 | Steel-Impressed Current | 1982-05-09 | Cathodically Protected | Pressurized
HANDY EXPRESS | 107 E FRANKLIN ST | SYLVESTER | Worth | 1590039 | 4 | Flapper Valve | 2001-08-01 | FALSE | 2001-08-01 | FALSE | Currently in Use | E-10 | 12000 | Composite | 2001-08-01 | Double-Walled Flex | Pressurized
HANDY EXPRESS | 107 E FRANKLIN ST | SYLVESTER | Worth | 1590039 | 5 | Flapper Valve | 2001-08-01 | FALSE | 2001-08-01 | FALSE | Currently in Use | Premium | 10000 | Composite | 2001-08-01 | Double-Walled Flex | Pressurized
WEBBS SERVICE STATION | 3931 US HWY 82 E | TY TY | Worth | 1590040 | 1 |  | 1998-11-03 |  | 1998-11-03 |  | Removed from Ground | Gas (Historical Use) | 3000 | Steel-Impressed Current | 1966-05-13 | Cathodically Protected | Safe Suction (Euro)
WEBBS SERVICE STATION | 3931 US HWY 82 E | TY TY | Worth | 1590040 | 2 |  | 1998-11-03 |  | 1998-11-03 |  | Removed from Ground | Gas (Historical Use) | 4000 | Steel-Impressed Current | 1966-05-13 | Cathodically Protected | Safe Suction (Euro)
WEBBS SERVICE STATION | 3931 US HWY 82 E | TY TY | Worth | 1590040 | 3 |  | 1998-11-03 |  | 1998-11-03 |  | Removed from Ground | Gas (Historical Use) | 4000 | Steel-Impressed Current | 1966-05-13 | Cathodically Protected | Safe Suction (Euro)
WEBBS SERVICE STATION | 3931 US HWY 82 E | TY TY | Worth | 1590040 | 4 |  | 1998-11-03 |  | 1998-11-03 |  | Removed from Ground | Diesel | 3000 | Steel-Impressed Current | 1966-05-13 | Cathodically Protected | Safe Suction (Euro)
WEBB TRUCK STOP | 2520 HWY 82 WEST | SYLVESTER | Worth | 1590041 | A | [5 empty] | Removed from Ground | Gas (Historical Use) | 1000 | Bare Steel | 1993-10-19 | Galvanized Steel
WEBB TRUCK STOP | 2520 HWY 82 WEST | SYLVESTER | Worth | 1590041 | B |  | 1998-12-04 |  | 1993-10-01 |  | Removed from Ground | Gas (Historical Use) | 3000 | Galvanic (STIP-3) | 2002-04-01 | Fiberglass Reinforced Plastic | Safe Suction (Euro)
WEBB TRUCK STOP | 2520 HWY 82 WEST | SYLVESTER | Worth | 1590041 | C |  | 1998-12-04 |  | 1993-10-01 |  | Removed from Ground | Gas (Historical Use) | 3000 | Galvanic (STIP-3) | 2002-04-01 | Fiberglass Reinforced Plastic | Safe Suction (Euro)
WEBB TRUCK STOP | 2520 HWY 82 WEST | SYLVESTER | Worth | 1590041 | D |  | 1998-12-04 |  | 1993-10-01 |  | Removed from Ground | Gas (Historical Use) | 8000 | Galvanic (STIP-3) | 2002-04-01 | Fiberglass Reinforced Plastic | Safe Suction (Euro)
WEBB TRUCK STOP | 2520 HWY 82 WEST | SYLVESTER | Worth | 1590041 | E |  | 1998-12-04 |  | 1998-12-04 |  | Removed from Ground | Diesel | 4000 | Galvanic (STIP-3) | 2002-04-01 | Fiberglass Reinforced Plastic | Safe Suction (Euro)
WEBB TRUCK STOP | 2520 HWY 82 WEST | SYLVESTER | Worth | 1590041 | F |  | 1998-12-04 |  | 1993-10-01 |  | Removed from Ground | Diesel | 4000 | Cathodically Protected Steel | 2002-04-01 | Fiberglass Reinforced Plastic | Safe Suction (Euro)
WEBB TRUCK STOP | 2520 HWY 82 WEST | SYLVESTER | Worth | 1590041 | G |  | 1998-12-04 |  | 1993-10-01 |  | Removed from Ground | Diesel | 3000 | Cathodically Protected Steel | 2002-04-01 | Fiberglass Reinforced Plastic | Safe Suction (Euro)
WEBB TRUCK STOP | 2520 HWY 82 WEST | SYLVESTER | Worth | 1590041 | H |  | 2002-04-01 | FALSE | 2002-04-01 | FALSE | Currently in Use | Gas (Historical Use) | 6000 | Composite | 2002-04-01 | Fiberglass Reinforced Plastic | Pressurized
WEBB TRUCK STOP | 2520 HWY 82 WEST | SYLVESTER | Worth | 1590041 | I | Ball Float | 2002-04-01 | FALSE | 2002-04-01 | FALSE | Currently in Use | E-10 | 10000 | Composite | 2002-04-01 | Fiberglass Reinforced Plastic | Pressurized
WEBB TRUCK STOP | 2520 HWY 82 WEST | SYLVESTER | Worth | 1590041 | J | Ball Float | 2002-04-01 | FALSE | 2002-04-01 | FALSE | Currently in Use | Diesel Off Road | 10000 | Composite | 2002-04-01 | Fiberglass Reinforced Plastic | Pressurized
WEBB TRUCK STOP | 2520 HWY 82 WEST | SYLVESTER | Worth | 1590041 | K | Ball Float | 2002-04-01 | FALSE | 2002-04-01 | FALSE | Currently in Use | Diesel On Road | 12000 | Composite | 2002-04-01 | Fiberglass Reinforced Plastic | Pressurized
RIVERSIDE TERRA CORP | HWY 82 WEST | SYLVESTER | Worth | 1590042 | 1 | [5 empty] | Removed from Ground | Gas (Historical Use) | 1000 | Bare Steel | 1976-05-10 | Unknown
RIVERSIDE TERRA CORP | HWY 82 WEST | SYLVESTER | Worth | 1590042 | 2 | [5 empty] | Removed from Ground | Diesel | 1500 | Bare Steel | 1976-05-10 | Unknown
EZ-CORNER-11 | 923 W FRANKLIN ST | SYLVESTER | Worth | 1590044 | 1 | Flapper Valve | 1992-10-20 | FALSE | 2000-02-29 | FALSE | Currently in Use | E-10 | 10000 | Steel-Impressed Current | 1982-05-14 | Double-Walled Fiberglass | Pressurized
EZ-CORNER-11 | 923 W FRANKLIN ST | SYLVESTER | Worth | 1590044 | 2 | Flapper Valve | 1992-10-20 | FALSE | 2000-02-29 | FALSE | Currently in Use | E-10 | 10000 | Steel-Impressed Current | 1983-05-13 | Double-Walled Fiberglass | Pressurized
EZ-CORNER-11 | 923 W FRANKLIN ST | SYLVESTER | Worth | 1590044 | 3 | Flapper Valve | 1992-10-20 | FALSE | 2000-02-01 | FALSE | Currently in Use | Premium | 10000 | Steel-Impressed Current | 1983-05-14 | Double-Walled Fiberglass | Pressurized
EZ-CORNER-11 | 923 W FRANKLIN ST | SYLVESTER | Worth | 1590044 | 4 |  | 1992-10-20 |  | 2000-02-01 |  | Currently in Use | Diesel | 10000 | Steel-Impressed Current | 1983-05-14 | Double-Walled Fiberglass | Pressurized
KAISER AG CHEM | 207 NORTH LIVINGSTON ST | SYLVESTER | Worth | 1590045 | 1 | [5 empty] | Removed from Ground | Diesel | 5000 | Bare Steel | 1976-06-04 | Galvanized Steel
GENUINE PARTS WCO CO | 400 IND BLVD | SYLVESTER | Worth | 1590047 | 1 | [5 empty] | Removed from Ground | Diesel | 1500 | Bare Steel | 1981-05-23 | Galvanized Steel
E-Z Corner #33 | 1004 E FRANKLIN ST | SYLVESTER | Worth | 1592000 | 1 | Flapper Valve | 1986-01-15 | FALSE | 1986-01-15 | FALSE | Removed from Ground | E-10 | 8000 | Steel-Impressed Current | 1986-01-15 | Fiberglass Reinforced Plastic | Pressurized
E-Z Corner #33 | 1004 E FRANKLIN ST | SYLVESTER | Worth | 1592000 | 2 | Flapper Valve | 1986-01-15 | FALSE | 1986-01-15 | FALSE | Removed from Ground | E-10 | 8000 | Steel-Impressed Current | 1986-01-15 | Fiberglass Reinforced Plastic | Pressurized
E-Z Corner #33 | 1004 E FRANKLIN ST | SYLVESTER | Worth | 1592000 | 3 | Flapper Valve | 1986-01-15 | FALSE | 1986-01-15 | FALSE | Removed from Ground | Premium | 8000 | Steel-Impressed Current | 1986-01-15 | Fiberglass Reinforced Plastic | Pressurized
E-Z Corner #33 | 1004 E FRANKLIN ST | SYLVESTER | Worth | 1592000 | 4 |  | 1986-01-15 | FALSE | 1986-01-15 | FALSE | Removed from Ground | Diesel | 8000 | Steel-Impressed Current | 1986-01-15 | Fiberglass Reinforced Plastic | Pressurized
E-Z Corner #33 | 1004 E FRANKLIN ST | SYLVESTER | Worth | 1592000 | 5A | Flapper Valve | 2020-06-22 | FALSE | 2020-06-22 | FALSE | Currently in Use | E-10 | 12000 | Composite Double Walled | 2020-07-27 | Double-Walled Flex | Pressurized
E-Z Corner #33 | 1004 E FRANKLIN ST | SYLVESTER | Worth | 1592000 | 5B | Flapper Valve | 2020-06-19 | FALSE | 2020-06-19 | FALSE | Currently in Use | Premium | 4000 | Composite Double Walled | 2020-07-27 | Double-Walled Flex | Pressurized
E-Z Corner #33 | 1004 E FRANKLIN ST | SYLVESTER | Worth | 1592000 | 5C | Flapper Valve | 2020-06-19 | FALSE | 2020-06-19 | FALSE | Currently in Use | Diesel | 4000 | Composite Double Walled | 2020-07-27 | Double-Walled Flex | Pressurized
BLACKSHEAR MARINA | HWY 300 | WARWICK | Worth | 4400084 | 1 | [5 empty] | Removed from Ground | Gas (Historical Use) | 1000 | Bare Steel | 1961-05-07 | Galvanized Steel
BLACKSHEAR MARINA | HWY 300 | WARWICK | Worth | 4400084 | 2 | [5 empty] | Removed from Ground | Gas (Historical Use) | 1000 | Bare Steel | 1961-05-07 | Galvanized Steel
ODOM GULF SERVICE | MAIN ST | WARWICK | Worth | 1550189 | 1 | [5 empty] | Removed from Ground | Gas (Historical Use) | 1000 | Bare Steel | 1948-03-07 | Galvanized Steel
ODOM GULF SERVICE | MAIN ST | WARWICK | Worth | 1550189 | 2 | [5 empty] | Removed from Ground | Gas (Historical Use) | 1000 | Bare Steel | 1948-03-07 | Galvanized Steel
ODOM GULF SERVICE | MAIN ST | WARWICK | Worth | 1550189 | 3 | [5 empty] | Removed from Ground | Gas (Historical Use) | 1000 | Bare Steel | 1948-03-07 | Galvanized Steel
ALBANY TRACTOR CO | MOULTRIE RD/HWY 33 | SYLVESTER | Worth | 9159001 | 1 | [5 empty] | Removed from Ground | Diesel | 1000 | Not Marked/Unknown |  | Not Marked
PARK-BUILT BODY CO | US HWY 82 WEST | SYLVESTER | Worth | 9159003 | 1 | [5 empty] | Removed from Ground | Diesel | 1 | Bare Steel | 1994-01-01 | Bare Steel
SHIBA FOOD STORE #2 | 106 US HWY 82 NW | POULAN | Worth | 9159004 | 1 | Flapper Valve | 1997-03-06 | FALSE | 1997-03-06 | FALSE | Currently in Use | E-10 | 6000 | Galvanic (STIP-3) | 1986-01-01 | Fiberglass Reinforced Plastic | Pressurized
SHIBA FOOD STORE #2 | 106 US HWY 82 NW | POULAN | Worth | 9159004 | 2 | Flapper Valve | 1997-03-06 | FALSE | 1997-03-06 | FALSE | Currently in Use | E-0 | 6000 | Galvanic (STIP-3) | 1986-01-01 | Fiberglass Reinforced Plastic | Pressurized
SHIBA FOOD STORE #2 | 106 US HWY 82 NW | POULAN | Worth | 9159004 | 3 | Flapper Valve | 1997-03-06 | FALSE | 1997-03-06 | FALSE | Currently in Use | Premium | 6000 | Galvanic (STIP-3) | 1986-01-01 | Fiberglass Reinforced Plastic | Pressurized
J&J GROCERY | 506 MLK JR DR | SYLVESTER | Worth | 9159005 | 1 | Flapper Valve | 1991-01-01 | FALSE | 1991-01-01 | FALSE | Currently in Use | E-10 | 8000 | Galvanic (STIP-3)/Sacrificial Anodes | 1991-01-01 | Fiberglass Reinforced Plastic | Pressurized
J&J GROCERY | 506 MLK JR DR | SYLVESTER | Worth | 9159005 | 2A | Flapper Valve | 1991-01-01 | FALSE | 1991-01-01 | FALSE | Currently in Use | Plus | 6000 | Galvanic (STIP-3)/Sacrificial Anodes | 1991-01-01 | Fiberglass Reinforced Plastic | Pressurized
J&J GROCERY | 506 MLK JR DR | SYLVESTER | Worth | 9159005 | 2B |  | 1991-01-01 | FALSE | 1991-01-01 | FALSE | Currently in Use | Premium | 4000 | Galvanic (STIP-3)/Sacrificial Anodes | 1991-01-01 | Fiberglass Reinforced Plastic | Pressurized
E&J FINA\COLISE RAINES FINA SVC | 105 WEST FRANKLIN ST | SYLVESTER | Worth | 9159006 | 1 | [5 empty] | Permanently Out of Use - historical purposes | Gas (Historical Use) | 3000 | Marked Unknown |  | Unknown
E&J FINA\COLISE RAINES FINA SVC | 105 WEST FRANKLIN ST | SYLVESTER | Worth | 9159006 | 2 | [5 empty] | Permanently Out of Use - historical purposes | Gas (Historical Use) | 3000 | Bare Steel |  | Unknown
E&J FINA\COLISE RAINES FINA SVC | 105 WEST FRANKLIN ST | SYLVESTER | Worth | 9159006 | 3 | [5 empty] | Permanently Out of Use - historical purposes | Gas (Historical Use) | 3000 | Cathodically Protected Steel |  | Galvanized Steel
E&J FINA\COLISE RAINES FINA SVC | 105 WEST FRANKLIN ST | SYLVESTER | Worth | 9159006 | 4 | [5 empty] | Permanently Out of Use - historical purposes | Gas (Historical Use) | 1000 | Cathodically Protected Steel | 1991-01-01 | Galvanized Steel
E&J FINA\COLISE RAINES FINA SVC | 105 WEST FRANKLIN ST | SYLVESTER | Worth | 9159006 | 5 | [5 empty] | Permanently Out of Use - historical purposes | Diesel | 1000 | Marked Unknown |  | Unknown
E&J FINA\COLISE RAINES FINA SVC | 105 WEST FRANKLIN ST | SYLVESTER | Worth | 9159006 | 6 |  |  | TRUE |  | TRUE | Permanently Out of Use - historical purposes | Used Oil | 560 | Marked Unknown |  | Unknown
BRIGADIER HOMES INC | 112 NORTH ASHBURN HWY | SYLVESTER | Worth | 9159007 | 1 | [5 empty] | Removed from Ground | Diesel | 8000 | Bare Steel | 1991-11-29 | Galvanized Steel | Suction (American)
BST/R3560/SOUTHERN BELL BELLSOUT | 207 NORTH MAIN ST | SYLVESTER | Worth | 9159009 | 1 | [5 empty] | Removed from Ground | Diesel | 750 | Bare Steel | 1984-01-05 | Copper | Suction (American)
EZ CORNER-22 | 504 W FRANKLIN ST | SYLVESTER | Worth | 9159010 | 216399 |  | 1994-04-14 |  | 1994-04-14 |  | Currently in Use | Gas (Historical Use) | 8150 | Galvanic (STIP-3) | 1994-04-14 | Flex | Pressurized
EZ CORNER-22 | 504 W FRANKLIN ST | SYLVESTER | Worth | 9159010 | 216400 |  | 1994-04-14 |  | 1994-04-14 |  | Currently in Use | Gas (Historical Use) | 8150 | Galvanic (STIP-3) | 1994-04-14 | Flex | Pressurized
EZ CORNER-22 | 504 W FRANKLIN ST | SYLVESTER | Worth | 9159010 | 916402 |  | 1994-04-14 |  | 1994-04-14 |  | Currently in Use | Gas (Historical Use) | 8150 | Galvanic (STIP-3) | 1994-04-14 | Flex | Pressurized
DAVIS MOTORS | US HWY 82 | SYLVESTER | Worth | 9159011 | 1 | [5 empty] | Removed from Ground | Gas (Historical Use) | 250 | Not Marked/Unknown | 1995-01-30 | Not Marked
DAVIS MOTORS | US HWY 82 | SYLVESTER | Worth | 9159011 | 2 | [5 empty] | Removed from Ground | Gas (Historical Use) | 250 | Not Marked/Unknown | 1995-01-30 | Not Marked
TC JEFFORDS TRUST/JEFFORDS ESTAT | MAIN ST @ KELLY ST | SYLVESTER | Worth | 9159012 | 1 | [5 empty] | Removed from Ground | Other | 0 | Not Marked/Unknown | 1995-05-01 | Unknown
TC JEFFORDS TRUST/JEFFORDS ESTAT | MAIN ST @ KELLY ST | SYLVESTER | Worth | 9159012 | 2 | [5 empty] | Removed from Ground | Other | 0 | Not Marked/Unknown | 1995-05-01 | Unknown
TC JEFFORDS TRUST/JEFFORDS ESTAT | MAIN ST @ KELLY ST | SYLVESTER | Worth | 9159012 | 3 | [5 empty] | Removed from Ground | Other | 0 | Not Marked/Unknown | 1995-05-01 | Unknown
TC JEFFORDS TRUST/JEFFORDS ESTAT | MAIN ST @ KELLY ST | SYLVESTER | Worth | 9159012 | 4 | [5 empty] | Removed from Ground | Other | 0 | Not Marked/Unknown | 1995-05-01 | Unknown
TC JEFFORDS TRUST/JEFFORDS ESTAT | MAIN ST @ KELLY ST | SYLVESTER | Worth | 9159012 | 5 | [5 empty] | Removed from Ground | Other | 0 | Not Marked/Unknown | 1995-05-01 | Unknown
BOWEN WRIGHT | 6403 HWY 313 | WARWICK | Worth | 9159013 | 1 | [5 empty] | Removed from Ground | Diesel | 5000 | Bare Steel | 1998-03-06 | Galvanized Steel | Suction (American)
HOLTS S S | MAIN ST & HWY 300 | WARWICK | Worth | 9159014 | 1 | [5 empty] | Removed from Ground | Gas (Historical Use) | 1000 | Bare Steel | 1997-11-18 | Galvanized Steel | Suction (American)
HOLTS S S | MAIN ST & HWY 300 | WARWICK | Worth | 9159014 | 2 | [5 empty] | Removed from Ground | Gas (Historical Use) | 3000 | Bare Steel | 1997-11-18 | Galvanized Steel | Suction (American)
HOLTS S S | MAIN ST & HWY 300 | WARWICK | Worth | 9159014 | 3 | [5 empty] | Removed from Ground | Diesel | 3000 | Bare Steel | 1997-11-18 | Galvanized Steel | Suction (American)
DENNIS ODOM | 1279 WARWICK-ASHBURN RD | WARWICK | Worth | 9159015 | 1 | [5 empty] | Removed from Ground | Diesel | 4000 | Bare Steel | 1998-11-05 | Galvanized Steel | Safe Suction (Euro)
HIWAY FOOD MART | 2635 HWY 82 W | SYLVESTER | Worth | 9159016 | 1 |  | 1998-12-02 |  | 1998-12-02 |  | Temporarily out of use | Gas (Historical Use) | 3000 | Galvanic (STIP-3) | 1987-01-01 | Fiberglass Reinforced Plastic | Safe Suction (Euro)
HIWAY FOOD MART | 2635 HWY 82 W | SYLVESTER | Worth | 9159016 | 2 |  | 1998-12-02 |  | 1998-12-02 |  | Temporarily out of use | Gas (Historical Use) | 3000 | Galvanic (STIP-3) | 1987-01-01 | Fiberglass Reinforced Plastic | Safe Suction (Euro)
WILLIAMS SING OIL | 208 S MAIN ST | SYLVESTER | Worth | 9159017 | 1 | [5 empty] | Removed from Ground | Gas (Historical Use) | 4000 | Bare Steel | 2000-04-01 | Bare Steel | Suction (American)
WILLIAMS SING OIL | 208 S MAIN ST | SYLVESTER | Worth | 9159017 | 2 | [5 empty] | Removed from Ground | Gas (Historical Use) | 4000 | Bare Steel | 2000-04-01 | Bare Steel | Suction (American)
WILLIAMS SING OIL | 208 S MAIN ST | SYLVESTER | Worth | 9159017 | 3 | [5 empty] | Removed from Ground | Gas (Historical Use) | 4000 | Bare Steel | 2000-04-01 | Bare Steel | Suction (American)
WILLIAMS SING OIL | 208 S MAIN ST | SYLVESTER | Worth | 9159017 | 4 | [5 empty] | Removed from Ground | Gas (Historical Use) | 4000 | Bare Steel | 2000-04-01 | Bare Steel | Suction (American)
SUMNER FOOD STORE | 2901 HWY 82 E | SUMNER | Worth | 9159018 | 1 | [5 empty] | Removed from Ground | Gas (Historical Use) | 8000 | Marked Unknown | 1972-06-01 | Unknown | Suction (American)
SUMNER FOOD STORE | 2901 HWY 82 E | SUMNER | Worth | 9159018 | 2 | [5 empty] | Removed from Ground | Gas (Historical Use) | 8000 | Marked Unknown | 1972-06-01 | Unknown | Suction (American)
SUMNER FOOD STORE | 2901 HWY 82 E | SUMNER | Worth | 9159018 | 3 |  | 1996-09-01 | FALSE | 1996-09-01 | FALSE | Currently in Use | E-10 | 8000 | Steel-Impressed Current | 1996-09-01 | Fiberglass Reinforced Plastic | Pressurized
SUMNER FOOD STORE | 2901 HWY 82 E | SUMNER | Worth | 9159018 | 4 | Flapper Valve | 1996-09-01 | FALSE | 1996-09-01 | FALSE | Currently in Use | Premium | 8000 | Steel-Impressed Current | 1996-09-01 | Fiberglass Reinforced Plastic | Pressurized
SUMNER FOOD STORE | 2901 HWY 82 E | SUMNER | Worth | 9159018 | 5 | Flapper Valve | 1996-09-01 | FALSE | 1996-09-01 | FALSE | Currently in Use | Diesel | 3000 | Steel-Impressed Current | 1996-09-01 | Steel (Impressed Current) | Pressurized
EDS BP | 202 E FRANKLIN | SYLVESTER | Worth | 9159019 | 1 | [5 empty] | Removed from Ground | Gas (Historical Use) | 1000 | Bare Steel | 1955-01-01 | Galvanized Steel | Safe Suction (Euro)
EDS BP | 202 E FRANKLIN | SYLVESTER | Worth | 9159019 | 2 | [5 empty] | Removed from Ground | Gas (Historical Use) | 1000 | Bare Steel | 1955-01-01 | Galvanized Steel | Safe Suction (Euro)
EDS BP | 202 E FRANKLIN | SYLVESTER | Worth | 9159019 | 3 | [5 empty] | Removed from Ground | Gas (Historical Use) | 1000 | Bare Steel | 1955-01-01 | Galvanized Steel | Safe Suction (Euro)
EDS BP | 202 E FRANKLIN | SYLVESTER | Worth | 9159019 | 4 | [5 empty] | Removed from Ground | Gas (Historical Use) | 3000 | Bare Steel | 1955-01-01 | Galvanized Steel | Safe Suction (Euro)
EDS BP | 202 E FRANKLIN | SYLVESTER | Worth | 9159019 | 5 | [5 empty] | Removed from Ground | Gas (Historical Use) | 4000 | Bare Steel | 1955-01-01 | Galvanized Steel | Safe Suction (Euro)
EDS TRUCK STOP | 209 HWY 82 | POULAN | Worth | 9159020 | 1 | [5 empty] | Removed from Ground | Gas (Historical Use) | 1000 | Bare Steel | 1955-01-01 | Galvanized Steel | Safe Suction (Euro)
EDS TRUCK STOP | 209 HWY 82 | POULAN | Worth | 9159020 | 2 | [5 empty] | Removed from Ground | Gas (Historical Use) | 1000 | Bare Steel | 1955-01-01 | Galvanized Steel | Safe Suction (Euro)
EDS TRUCK STOP | 209 HWY 82 | POULAN | Worth | 9159020 | 3 | [5 empty] | Removed from Ground | Gas (Historical Use) | 1000 | Bare Steel | 1955-01-01 | Galvanized Steel | Safe Suction (Euro)
EDS TRUCK STOP | 209 HWY 82 | POULAN | Worth | 9159020 | 4 | [5 empty] | Removed from Ground | Diesel | 8000 | Bare Steel | 1955-01-01 | Galvanized Steel | Pressurized
EDS TRUCK STOP | 209 HWY 82 | POULAN | Worth | 9159020 | 5 | [5 empty] | Removed from Ground | Kerosene | 1000 | Bare Steel | 1955-01-01 | Galvanized Steel | Safe Suction (Euro)
WORTH COUNTY PUBLIC WORKS | 203 E WILLINGHAM ST | SYLVESTER | Worth | 9159021 | 1 |  | 1989-05-11 |  | 1989-05-11 |  | Removed from Ground | Diesel | 10000 | Cathodically Protected Steel | 1989-05-11 | Fiberglass Reinforced Plastic | Pressurized
WORTH COUNTY PUBLIC WORKS | 203 E WILLINGHAM ST | SYLVESTER | Worth | 9159021 | 2 | [5 empty] | Removed from Ground | Diesel | 1000 | Marked Unknown | 1999-06-14 | Galvanized Steel | Safe Suction (Euro)
CARTER GROCERY CO | 3984 HWY 33 SOUTH | DOERUN | Worth | 9159022 | 1 | [5 empty] | Removed from Ground | Gas (Historical Use) | 1000 | Bare Steel | 1980-01-01 | Galvanized Steel | Safe Suction (Euro)
CARTER GROCERY CO | 3984 HWY 33 SOUTH | DOERUN | Worth | 9159022 | 2 | [5 empty] | Removed from Ground | Gas (Historical Use) | 500 | Bare Steel | 1986-04-28 | Galvanized Steel | Safe Suction (Euro)
SYLVESTER LIGHT DEPARTMENT | 105 E KING ST | SYLVESTER | Worth | 9159023 | 1 | Flapper Valve | 1998-09-01 | FALSE | 1998-09-01 | FALSE | Currently in Use | Diesel | 1000 | Steel-Impressed Current | 1978-01-01 | Fiberglass Reinforced Plastic | Safe Suction (Euro)
SYLVESTER LIGHT DEPARTMENT | 105 E KING ST | SYLVESTER | Worth | 9159023 | 2 | Flapper Valve | 1998-09-01 | FALSE | 1998-09-01 | FALSE | Currently in Use | E-0 | 6000 | STIP-3/Impressed Current | 1978-01-04 | Fiberglass Reinforced Plastic | Safe Suction (Euro)
SYLVESTER AIRPORT | 207 AIRPORT RD | SYLVESTER | Worth | 9159024 | 1 | [5 empty] | Removed from Ground | Gas (Historical Use) | 0 | Not Marked/Unknown | 1998-10-01 | Not Marked
SYLVESTER AIRPORT | 207 AIRPORT RD | SYLVESTER | Worth | 9159024 | 2 | [5 empty] | Removed from Ground | Gas (Historical Use) | 0 | Not Marked/Unknown | 1998-10-01 | Not Marked
COUNTRY CROSSROADS | GA HWY 133 & 112 | DOERUN | Worth | 9159026 | 1 | [5 empty] | Removed from Ground | Gas (Historical Use) | 4000 | Not Marked/Unknown | 1996-05-16 | Not Marked
COUNTRY CROSSROADS | GA HWY 133 & 112 | DOERUN | Worth | 9159026 | 2 | [5 empty] | Removed from Ground | Gas (Historical Use) | 3000 | Not Marked/Unknown | 1996-05-16 | Not Marked
COUNTRY CROSSROADS | GA HWY 133 & 112 | DOERUN | Worth | 9159026 | 3 | [5 empty] | Removed from Ground | Gas (Historical Use) | 500 | Not Marked/Unknown | 1996-05-16 | Not Marked
COUNTRY CROSSROADS | GA HWY 133 & 112 | DOERUN | Worth | 9159026 | 4 | [5 empty] | Removed from Ground | Gas (Historical Use) | 500 | Not Marked/Unknown | 1996-05-16 | Not Marked
HARRYS FOOD MART #206 | 301 S MAIN ST | SYLVESTER | Worth | 9159027 | 1 | Flapper Valve | 1998-02-01 | FALSE | 1998-02-01 | FALSE | Temporarily out of use | Gas (Historical Use) | 8000 | Steel-Impressed Current | 1998-12-01 | Steel (Impressed Current) | Pressurized
HARRYS FOOD MART #206 | 301 S MAIN ST | SYLVESTER | Worth | 9159027 | 2 | Flapper Valve | 1998-12-01 | FALSE | 1998-12-01 | FALSE | Currently in Use | Premium | 8000 | Steel-Impressed Current | 1998-12-01 | Steel (Impressed Current) | Pressurized
HARRYS FOOD MART #206 | 301 S MAIN ST | SYLVESTER | Worth | 9159027 | 3 | Flapper Valve | 1998-12-01 | FALSE | 1998-12-01 | FALSE | Currently in Use | E-10 | 8000 | Steel-Impressed Current | 1998-12-01 | Steel (Impressed Current) | Pressurized
HARRYS FOOD MART #206 | 301 S MAIN ST | SYLVESTER | Worth | 9159027 | 4 | Flapper Valve | 1998-12-01 | FALSE | 1998-12-01 | FALSE | Currently in Use | Diesel On Road | 8000 | Steel-Impressed Current | 1998-12-01 | Steel (Impressed Current) | Pressurized
HARRYS FOOD MART #206 | 301 S MAIN ST | SYLVESTER | Worth | 9159027 | 5 | Flapper Valve | 1998-12-01 | FALSE | 1998-12-01 | FALSE | Currently in Use | Diesel Off Road | 2000 | Steel-Impressed Current | 1998-12-01 | Steel (Impressed Current) | Safe Suction (Euro)
CITY OF SYLVESTER MAINT SHOP | 204 E MARTIN LUTHER KING DR | SYLVESTER | Worth | 9159028 | 2 | Flapper Valve | 1998-09-01 | FALSE | 1998-09-01 | FALSE | Currently in Use | E-0 | 6000 | Steel-Impressed Current | 1957-01-01 | Fiberglass Reinforced Plastic | Safe Suction (Euro)
CITY OF SYLVESTER MAINT SHOP | 204 E MARTIN LUTHER KING DR | SYLVESTER | Worth | 9159028 | 3 | Flapper Valve | 1998-09-01 | FALSE | 1998-09-01 | FALSE | Currently in Use | Diesel | 1000 | Steel-Impressed Current | 1957-01-01 | Fiberglass Reinforced Plastic | Safe Suction (Euro)
PAPS FRIED CHICKEN | 100 NORTH MAIN ST | SYLVESTER | Worth | 9159029 | 1 | [5 empty] | Removed from Ground | Gas (Historical Use) | 0 | Not Marked/Unknown | 1998-08-01 | Not Marked
PAPS FRIED CHICKEN | 100 NORTH MAIN ST | SYLVESTER | Worth | 9159029 | 2 | [5 empty] | Removed from Ground | Gas (Historical Use) | 0 | Not Marked/Unknown | 1998-08-01 | Not Marked
PAPS FRIED CHICKEN | 100 NORTH MAIN ST | SYLVESTER | Worth | 9159029 | 3 | [5 empty] | Removed from Ground | Gas (Historical Use) | 0 | Not Marked/Unknown | 1998-08-01 | Not Marked
PAPS FRIED CHICKEN | 100 NORTH MAIN ST | SYLVESTER | Worth | 9159029 | 4 | [5 empty] | Removed from Ground | Diesel | 0 | Not Marked/Unknown | 1998-08-01 | Not Marked
BRIDGEBORO FARMS | BRIDGEBORO-ANDERSON CITY RD | BRIDGEBORO | Worth | 9159030 | 1 |  | 1998-06-01 |  | 1998-06-01 |  | Currently in Use | Diesel | 10000 | Epoxy | 1998-06-01 | Fiberglass Reinforced Plastic | Suction (American)
LANGDALE CHEVROLET | 1004 1006 W FRANKLIN ST | SYLVESTER | Worth | 9159031 | 1 | [5 empty] | Removed from Ground | Gas (Historical Use) | 0 | Bare Steel | 1988-01-01 | Not Marked
GORDY TRADING CENTER | 2360 HWY 112 S | SYLVESTER | Worth | 9159032 | 1 | [5 empty] | Removed from Ground | Gas (Historical Use) | 1000 | Bare Steel | 1998-12-01 | Galvanized Steel | Suction (American)
GORDY TRADING CENTER | 2360 HWY 112 S | SYLVESTER | Worth | 9159032 | 2 | [5 empty] | Removed from Ground | Gas (Historical Use) | 1000 | Bare Steel | 1998-12-01 | Galvanized Steel | Suction (American)
GORDY TRADING CENTER | 2360 HWY 112 S | SYLVESTER | Worth | 9159032 | 3 | [5 empty] | Removed from Ground | Gas (Historical Use) | 1000 | Bare Steel | 1998-12-01 | Galvanized Steel | Suction (American)
FLASH FOODS #287 | 404 EAST FRANKLIN STREET | SYLVESTER | Worth | 9159033 | 1 | Flapper Valve | 2001-07-25 | FALSE | 2001-07-25 | FALSE | Currently in Use | Premium | 12000 | Composite | 2001-02-28 | Double-Walled Flex | Pressurized
FLASH FOODS #287 | 404 EAST FRANKLIN STREET | SYLVESTER | Worth | 9159033 | 2 | Flapper Valve | 2001-07-25 | FALSE | 2001-07-25 | FALSE | Currently in Use | E-10 | 12000 | Composite | 2001-02-28 | Double-Walled Flex | Pressurized
FLASH FOODS #287 | 404 EAST FRANKLIN STREET | SYLVESTER | Worth | 9159033 | 3 | Flapper Valve | 2001-07-25 | FALSE | 2001-07-25 | FALSE | Currently in Use | Diesel | 12000 | Composite | 2001-02-28 | Double-Walled Flex | Pressurized
BUS SHOP | 142 REBECCA DR | SYLVESTER | Worth | 9159034 | 1 | Ball Float | 2001-10-01 | FALSE | 2001-10-01 | FALSE | Currently in Use | E-10 | 10000 | Epoxy | 2001-10-01 | Flex | Pressurized
BUS SHOP | 142 REBECCA DR | SYLVESTER | Worth | 9159034 | 2 | Ball Float | 2001-10-01 | FALSE | 2001-10-01 | FALSE | Currently in Use | Diesel | 12000 | Epoxy | 2001-10-01 | Flex | Pressurized
CHEVRON #44084 BENNETT CHEVRON | 102 W FRANKLIN ST | SYLVESTER | Worth | 9000205 | 1 |  | 1990-08-24 |  | 1990-08-24 |  | Removed from Ground | Gas (Historical Use) | 8000 | Galvanic (STIP-3) | 1990-08-23 | Fiberglass Reinforced Plastic | Pressurized
CHEVRON #44084 BENNETT CHEVRON | 102 W FRANKLIN ST | SYLVESTER | Worth | 9000205 | 2 |  | 1990-08-24 |  | 1990-08-24 |  | Removed from Ground | Gas (Historical Use) | 8000 | Galvanic (STIP-3) | 1990-08-23 | Fiberglass Reinforced Plastic | Pressurized
CHEVRON #44084 BENNETT CHEVRON | 102 W FRANKLIN ST | SYLVESTER | Worth | 9000205 | 3 |  | 1990-08-24 |  | 1990-08-24 |  | Removed from Ground | Gas (Historical Use) | 8000 | Galvanic (STIP-3) | 1990-08-23 | Fiberglass Reinforced Plastic | Pressurized
CHEVRON #44084 BENNETT CHEVRON | 102 W FRANKLIN ST | SYLVESTER | Worth | 9000205 | 4 |  |  | TRUE |  | TRUE | Removed from Ground | Used Oil | 550 | Cathodically Protected Steel | 1970-04-27 | Galvanized Steel
CHEVRON #44084 BENNETT CHEVRON | 102 W FRANKLIN ST | SYLVESTER | Worth | 9000205 | 5 | [5 empty] | Removed from Ground | Gas (Historical Use) | 2000 | Cathodically Protected Steel | 1969-04-27 | Galvanized Steel
CHEVRON #44084 BENNETT CHEVRON | 102 W FRANKLIN ST | SYLVESTER | Worth | 9000205 | 6 | [5 empty] | Removed from Ground | Gas (Historical Use) | 800 | Cathodically Protected Steel | 1969-04-27 | Galvanized Steel
CHEVRON #44084 BENNETT CHEVRON | 102 W FRANKLIN ST | SYLVESTER | Worth | 9000205 | 7 | [5 empty] | Removed from Ground | Kerosene | 1000 | Cathodically Protected Steel | 1958-04-30 | Galvanized Steel
File Compiled at 1/20/2021 2:41:42 PM