BOYD BUTLER GULF STATION | 1337 THOMPSON BRIDGE RD | GAINESVILLE | Hall | 690021 | 4 | [5 empty] | Removed from Ground | Diesel | 1000 | Bare Steel | 1972-05-11 | 1993-03-01 | Galvanized Steel
BOYD BUTLER GULF STATION | 1337 THOMPSON BRIDGE RD | GAINESVILLE | Hall | 690021 | 1 | [5 empty] | Removed from Ground | Gas (Historical Use) | 10000 | Bare Steel | 1972-05-11 | 1993-03-01 | Galvanized Steel
CON AGRA BROIL CO/PROCESSING PLA | 949 INDUSTRIAL BLVD | GAINESVILLE | Hall | 690272 | 6 | [5 empty] | Removed from Ground | Diesel | 25000 | Bare Steel | 1974-01-01 | 1899-12-31 | Copper | Suction (American)
GA DOT 10101 | 2550 ATHENS HWY 323 | GAINESVILLE | Hall | 690106 | 101G2 | [5 empty] | Removed from Ground | Gas (Historical Use) | 4000 | Bare Steel | 1973-05-02 | 1995-11-16 | Galvanized Steel | Suction (American)
GAINESVILLE COLLEGE | 3820 MUNDY MILL ROAD | OAKWOOD | Hall | 690059 | 2 | [5 empty] | Removed from Ground | Diesel | 2000 | Bare Steel | 1966-02-15 | 2000-11-16 | Galvanized Steel
GAINESVILLE COLLEGE | 3820 MUNDY MILL ROAD | OAKWOOD | Hall | 690059 | 8 | [5 empty] | Removed from Ground | Diesel | 10000 | Cathodically Protected Steel | 1974-02-13 | 2000-11-06 | Galvanized Steel
GAINESVILLE COLLEGE | 3820 MUNDY MILL ROAD | OAKWOOD | Hall | 690059 | 9 | [5 empty] | Removed from Ground | Diesel | 2000 | Bare Steel | 1966-02-15 | 2000-11-06 | Galvanized Steel
CARL'S COUNTRY CORNER/Former Danny's Amoco | 4557 PRICE RD | GAINESVILLE | Hall | 690145 | 3 | [5 empty] | Removed from Ground | Gas (Historical Use) | 3000 | Cathodically Protected Steel | 1990-01-01 | 1998-01-14 | Fiberglass Reinforced Plastic | Suction (American)
GA STATE PATROL POST #6 | 2000 CLEVELAND RD | GAINESVILLE | Hall | 690060 | 1 | [5 empty] | Removed from Ground | Gas (Historical Use) | 3000 | Bare Steel | 1967-03-11 | 1986-03-01 | Unknown
GPM# 24900 | 3275 CLEVELAND RD | GAINESVILLE | Hall | 690040 | 3 | [5 empty] | Removed from Ground | Diesel | 5000 | Bare Steel | 1978-04-19 | 1993-01-11 | Galvanized Steel | Suction (American)
CLERMONT IGA | 5206 CLEVELAND HWY | CLERMONT | Hall | 9069004 | 2B | Flapper Valve | 2009-04-03 | FALSE | 2009-04-03 | FALSE | Currently in Use | Premium | 8000 | Galvanic (STIP-3) | 1988-09-01 |  | Fiberglass Reinforced Plastic | Pressurized
OLIVERS GROCERY | 6944 HOLLY SPRINGS RD | CLERMONT | Hall | 9069003 | 2 | Flapper Valve | 1998-11-01 | FALSE | 1998-11-01 | FALSE | Temporarily out of use | Empty | 1000 | Steel-Impressed Current | 1979-01-01 |  | Steel (Impressed Current) | Suction (American)
FOOD MART | 2989 GILLSVILLE HWY | GAINESVILLE | Hall | 9000048 | 3 | Flapper Valve | 1999-02-08 | FALSE | 1999-02-08 | FALSE | Removed from Ground | Gas (Historical Use) | 1000 | Steel-Impressed Current | 1975-05-12 | 2019-09-18 | Steel (Impressed Current) | Suction (American)
CIRCLE M FOOD SHOP #30 | 2310 OLD CORNELIA HWY | GAINESVILLE | Hall | 10000214 | 2 | Ball Float | 2002-04-01 | FALSE | 2002-04-01 | FALSE | Currently in Use | Premium | 10000 | Composite | 2002-04-01 |  | Double-Walled Flex | Pressurized
QUIKTRIP #771 | 3446 MUNDY MILL RD | GAINESVILLE | Hall | 9069181 | 6B | Flapper Valve | 2015-06-01 | FALSE | 2015-06-24 | FALSE | Currently in Use | Regular | 9500 | Fiberglass Double Walled | 2015-04-01 |  | Double-Walled Fiberglass | Pressurized
QUIKTRIP #771 | 3446 MUNDY MILL RD | GAINESVILLE | Hall | 9069181 | 6A |  | 2015-06-01 | FALSE | 2015-06-24 | FALSE | Temporarily out of use |  | 10000 | Fiberglass Double Walled | 2015-04-01 |  | Double-Walled Fiberglass | Pressurized
PURE OIL STATION | 1427 OLD ATHENS HWY | GAINESVILLE | Hall | 9069221 | 2 | [5 empty] | Removed from Ground | Gas (Historical Use) | 1000 | Marked Unknown | 2000-07-11 | 2000-07-11 | Galvanized Steel
BP FOODMART #4 | 3610 WHITE SULPHUR RD | GAINESVILLE | Hall | 9069219 | 1 | Ball Float | 1999-10-01 | FALSE | 1999-10-01 | FALSE | Currently in Use | Premium | 12000 | Fiberglass | 1999-10-01 |  | Fiberglass Reinforced Plastic | Pressurized
Shaibaba/Chevron Food Mart | 1050 MCEVER RD | GAINESVILLE | Hall | 9069155 | 2 | Ball Float | 1992-08-15 | FALSE | 1992-08-15 | FALSE | Temporarily out of use | Plus | 10000 | Fiberglass | 1992-01-01 |  | Fiberglass Reinforced Plastic | Pressurized
BROWNS BRIDGE FOOD MART | 5201 BROWNS BRIDGE RD | GAINESVILLE | Hall | 9069183 | 1 | Ball Float | 1996-04-01 | FALSE | 1996-04-01 | FALSE | Currently in Use | Gas (Historical Use) | 8000 | Galvanic (STIP-3) | 1996-04-01 |  | Fiberglass Reinforced Plastic | Pressurized
GREEN ST STATION | 311 GREEN ST SE | GAINESVILLE | Hall | 9069095 | 1 | [5 empty] | Removed from Ground | Gas (Historical Use) | 550 | Bare Steel | 1994-07-11 | 1994-07-11 | Not Marked
NIX SERVICE STATION (FORMER) | E E BUTLER PKWY & ACADEMY ST | GAINESVILLE | Hall | 9069063 | 3 | [5 empty] | Removed from Ground | Gas (Historical Use) | 10000 | Bare Steel | 1981-01-01 | 1991-10-22 | Bare Steel
J.D. MARTINS GROC. | SDT. 13 NORTH | GAINESVILLE | Hall | 690027 | 4 | [5 empty] | Removed from Ground | Gas (Historical Use) | 560 | Bare Steel | 1961-05-14 | 1899-12-31 | Bare Steel | Suction (American)
BOYD BUTLER GULF STATION | 1337 THOMPSON BRIDGE RD | GAINESVILLE | Hall | 690021 | 6 |  |  | TRUE |  | TRUE | Removed from Ground | Used Oil | 550 | Bare Steel | 1972-05-11 | 1993-03-01 | Galvanized Steel
HALL CO PUBLIC WORKS CAMP | 1694 BARBER RD | GAINESVILLE | Hall | 690249 | 618496 |  | 1992-12-30 |  | 1992-12-30 |  | Removed from Ground | Diesel | 8000 | Fiberglass | 1992-12-30 | 2006-04-13 | Fiberglass Reinforced Plastic | Pressurized
GA DOT 10101 | 2550 ATHENS HWY 323 | GAINESVILLE | Hall | 690106 | 101D1 | [5 empty] | Removed from Ground | Diesel | 10000 | Bare Steel | 1974-05-02 | 1995-11-13 | Galvanized Steel | Suction (American)
CLERMONT IGA | 5206 CLEVELAND HWY | CLERMONT | Hall | 9069004 | 4 | Flapper Valve | 2009-04-03 | FALSE | 2009-04-03 | FALSE | Currently in Use | E-0 | 2000 | Galvanic (STIP-3) | 1988-09-01 |  | Fiberglass Reinforced Plastic | Safe Suction (Euro)
CITGO FOOD MART | 2127 ATHENS HWY | GAINESVILLE | Hall | 690178 | 3 | Flapper Valve | 1998-08-25 | FALSE | 1998-08-25 | FALSE | Currently in Use | Plus | 8000 | Steel-Impressed Current | 1970-03-21 |  | Steel (Impressed Current) | Pressurized
CHEVRON FOOD MART | 2025 ATHENS HWY | GAINESVILLE | Hall | 10000884 | 2B | Ball Float | 2005-02-05 | FALSE | 2005-02-05 | FALSE | Currently in Use | Diesel | 6000 | Composite | 2004-12-05 |  | Fiberglass Reinforced Plastic | Pressurized
FORMER MCINTYRE STORE | 2211 OLD CORNELIA HWY | GAINESVILLE | Hall | 9069196 | 1 | [5 empty] | Removed from Ground | Gas (Historical Use) | 10000 | Bare Steel | 1997-05-01 | 1997-05-01 | Bare Steel | Safe Suction (Euro)
GDOT FACILITY | 3414 ATHENS HIGHWAY | GAINESVILLE | Hall | 10002374 | 2 |  |  | FALSE |  | FALSE | Removed from Ground | Gas (Historical Use) | 2000 | Bare Steel | 2014-09-25 | 2014-09-25 | Bare Steel
SAMS CLUB #6644 | 3851 MUNDY MILL RD | OAKWOOD | Hall | 10001454 | 3A | Flapper Valve | 2007-10-01 | FALSE | 2007-10-01 | FALSE | Currently in Use | Premium | 12000 | Fiberglass Double Walled | 2007-10-01 |  | Double-Walled Flex | Pressurized
PIGGLY WIGGLY EXPRESS | 2988 GILLSVILLE HWY | GAINESVILLE | Hall | 9069220 | 3B | Flapper Valve | 2025-08-01 | FALSE | 2000-05-01 | FALSE | Currently in Use | Diesel Off Road | 4000 | Fiberglass | 2000-05-01 |  | Fiberglass Reinforced Plastic | Pressurized
CON AGRA BROIL CO/PROCESSING PLA | 949 INDUSTRIAL BLVD | GAINESVILLE | Hall | 690272 | 8 | [5 empty] | Removed from Ground | Empty | 0 | Bare Steel | 1996-11-04 | 1996-11-04 | Unknown | Safe Suction (Euro)
CON AGRA BROIL CO/PROCESSING PLA | 949 INDUSTRIAL BLVD | GAINESVILLE | Hall | 690272 | 2 | [5 empty] | Removed from Ground | Diesel | 8000 | Bare Steel | 1972-01-01 | 1994-01-01 | Galvanized Steel
CLIPPER PETROLEUM/BULK PLANT | 876 ATHENS ST | GAINESVILLE | Hall | 690125 | GAS | [5 empty] | Removed from Ground | Empty | 1000 | Bare Steel | 1966-05-04 | 1980-06-15 | Unknown
CARL'S COUNTRY CORNER/Former Danny's Amoco | 4557 PRICE RD | GAINESVILLE | Hall | 690145 | 2 | [5 empty] | Permanently Out of Use - historical purposes | Gas (Historical Use) | 1000 | Bare Steel | 1966-05-04 | 1899-12-31 | Galvanized Steel
GAINESVILLE COLLEGE | 3820 MUNDY MILL ROAD | OAKWOOD | Hall | 690059 | 6 | [5 empty] | Removed from Ground | Diesel | 2000 | Bare Steel | 1969-02-14 | 2000-11-06 | Galvanized Steel
PANTRY 3339 DBA KANGAROO | 2412 OLD CORNELIA HWY | GAINESVILLE | Hall | 690177 | 2 | [5 empty] | Removed from Ground | Gas (Historical Use) | 10000 | Bare Steel | 1971-03-21 | 1995-10-02 | Galvanized Steel | Pressurized
FOOD MART | 2989 GILLSVILLE HWY | GAINESVILLE | Hall | 9000048 | 4 | Flapper Valve | 1999-02-08 | FALSE | 1999-02-08 | FALSE | Removed from Ground | Gas (Historical Use) | 1000 | Steel-Impressed Current | 1975-05-12 | 2019-09-18 | Steel (Impressed Current) | Suction (American)
CIRCLE M FOOD SHOP #30 | 2310 OLD CORNELIA HWY | GAINESVILLE | Hall | 10000214 | 3 | Ball Float | 2002-04-01 | FALSE | 2002-04-01 | FALSE | Currently in Use | Diesel | 5000 | Composite | 2002-04-01 |  | Double-Walled Flex | Pressurized
MART 24/7 | 2580 MONROE DR | GAINESVILLE | Hall | 9069104 | 5601 | Flapper Valve | 1994-11-15 | FALSE | 1994-11-15 | FALSE | Currently in Use | Diesel | 10000 | Composite | 1994-11-15 |  | Fiberglass Reinforced Plastic | Pressurized
QUEEN CITY FOODS | 1540 MONROE DR | GAINESVILLE | Hall | 9069102 | 1 | [5 empty] | Removed from Ground | Gas (Historical Use) | 5000 | Bare Steel | 1990-05-01 | 1990-05-01 | Not Marked
QUIKTRIP #771 | 3446 MUNDY MILL RD | GAINESVILLE | Hall | 9069181 | 4 | Flapper Valve | 2015-06-01 | FALSE | 2015-06-24 | FALSE | Currently in Use | Regular | 20000 | Fiberglass Double Walled | 2015-04-01 |  | Double-Walled Fiberglass | Pressurized
QUIKTRIP #771 | 3446 MUNDY MILL RD | GAINESVILLE | Hall | 9069181 | 7 | Flapper Valve | 2015-06-01 | FALSE | 2015-06-24 | FALSE | Currently in Use | Diesel | 12000 | Fiberglass Double Walled | 2015-04-01 |  | Double-Walled Fiberglass | Pressurized
EAST HALL FOOD MART | 4590 OLD CORNELIA HWY | GAINESVILLE | Hall | 9069133 | REG1 | Flapper Valve | 1999-10-01 | FALSE | 1998-07-01 | FALSE | Currently in Use | Regular | 6000 | Steel-Impressed Current | 1999-10-01 |  | Steel (Impressed Current) | Pressurized
PACIFIC PRIDE | 2312 MONROE DR | GAINESVILLE | Hall | 9069230 | 3 | Ball Float | 2002-01-01 | FALSE | 2002-01-01 | FALSE | Currently in Use | Diesel | 8000 | Fiberglass | 2002-01-01 |  | Fiberglass Reinforced Plastic | Pressurized
HALL COUNTY SCHOOL BUS SHOP | 2915 ATLANTA HWY | GAINESVILLE | Hall | 690061 | 6 | Flapper Valve | 1996-07-01 | FALSE | 1989-01-01 | FALSE | Currently in Use | Diesel | 10000 | Composite | 1989-01-01 |  | Fiberglass Reinforced Plastic | Safe Suction (Euro)
CITGO FOOD MART | 2127 ATHENS HWY | GAINESVILLE | Hall | 690178 | 1 | Flapper Valve | 1998-08-25 | FALSE | 1998-08-25 | FALSE | Currently in Use | Regular | 10000 | Steel-Impressed Current | 1970-03-21 |  | Steel (Impressed Current) | Pressurized
PURE OIL STATION | 1427 OLD ATHENS HWY | GAINESVILLE | Hall | 9069221 | 1 | [5 empty] | Removed from Ground | Gas (Historical Use) | 4000 | Marked Unknown | 2000-07-11 | 2000-07-11 | Galvanized Steel
GDOT FACILITY | 3414 ATHENS HIGHWAY | GAINESVILLE | Hall | 10002374 | 4 |  |  | FALSE |  | FALSE | Removed from Ground | Diesel | 1000 | Bare Steel | 2014-09-25 | 2014-09-25 | Bare Steel
GDOT FACILITY | 3414 ATHENS HIGHWAY | GAINESVILLE | Hall | 10002374 | 1 |  |  | FALSE |  | FALSE | Removed from Ground | Gas (Historical Use) | 2000 | Bare Steel | 2014-09-25 | 2014-09-25 | Bare Steel
GAINESVILLE PARKS & REC DEPT | 830 GREEN ST | GAINESVILLE | Hall | 690146 | 1 | [5 empty] | Removed from Ground | Gas (Historical Use) | 1 | Marked Unknown | 1986-05-01 | 1899-12-31 | Unknown
DAVIS WASHINGTON CO INC | 402 MAPLE ST SW | GAINESVILLE | Hall | 690155 | 1 | [5 empty] | Removed from Ground | Gas (Historical Use) | 500 | Bare Steel | 1956-04-09 | 1990-06-01 | Bare Steel
CASA BLANCA | 1785 BROWNS BRIDGE RD | GAINESVILLE | Hall | 690198 | 2 | [5 empty] | Removed from Ground | Gas (Historical Use) | 8000 | Cathodically Protected Steel | 1969-01-01 | 1998-10-01 | Galvanized Steel | Suction (American)
Clipper BP 1 | 1261 THOMPSON BRIDGE RD | GAINESVILLE | Hall | 690201 | 1 |  | 1998-12-01 |  | 1998-12-01 |  | Closed in Ground | Gas (Historical Use) | 10000 | Steel-Impressed Current | 1981-05-06 | 2009-09-08 | Steel (Impressed Current) | Pressurized
Stop By Food Mart #2 | 2145 CLEVELAND HWY | GAINESVILLE | Hall | 690190 | 1 | Flapper Valve | 1998-07-31 | FALSE | 1998-07-31 | FALSE | Currently in Use | Gas (Historical Use) | 10008 | Galvanic (STIP-3) | 1978-05-07 |  | Double-Walled Flex | Pressurized
VALERO FOOD MART | 1140 JESSE JEWELL PKWY SW | GAINESVILLE | Hall | 690093 | 6 | Ball Float | 1988-10-01 | FALSE | 1988-10-01 | FALSE | Currently in Use | Regular | 10000 | Fiberglass | 1988-10-01 |  | Fiberglass Reinforced Plastic | Pressurized
VALERO FOOD MART | 1140 JESSE JEWELL PKWY SW | GAINESVILLE | Hall | 690093 | 8 | Flapper Valve | 1988-10-01 | FALSE | 1988-10-01 | FALSE | Currently in Use | Diesel | 10000 | Fiberglass | 1988-10-01 |  | Fiberglass Reinforced Plastic | Pressurized
CARGILL INC | 862 WEST RIDGE RD | GAINESVILLE | Hall | 690098 | H-1 | [5 empty] | Removed from Ground | Hazardous Substance | 19962 | Bare Steel | 1983-04-18 | 1990-06-08 | Bare Steel
CARGILL INC | 862 WEST RIDGE RD | GAINESVILLE | Hall | 690098 | ELEV.F/O#1 | [5 empty] | Removed from Ground | Diesel | 20026 | Bare Steel | 1974-04-20 | 1988-09-01 | Bare Steel
WASHINGTON ST AMOCO | 1029 WEST WASHINGTON ST | GAINESVILLE | Hall | 690112 | 1 | [5 empty] | Removed from Ground | Gas (Historical Use) | 1000 | Bare Steel | 1966-05-04 | 1899-12-31 | Galvanized Steel | Safe Suction (Euro)
CIRCLE M FOOD SHOP #7 | 5140 CLEVELAND HWY | GAINESVILLE | Hall | 690131 | 1 |  | 1998-10-12 |  | 1998-10-12 |  | Removed from Ground | Empty | 5000 | Steel-Impressed Current | 1980-04-30 | 2003-07-25 | Cathodically Protected | Suction (American)
AMOCO CONV STORE/CIRCLE M #1 | 1151 THOMPSON BRIDGE RD | GAINESVILLE | Hall | 690134 | 3 | [5 empty] | Removed from Ground | Gas (Historical Use) | 8000 | Bare Steel | 1977-01-01 | 1992-01-01 | Galvanized Steel
GAINESVILLE PUBLIC SAFETY BLDG | 118 JESSE JEWELL PKWY | GAINESVILLE | Hall | 9069075 | 1 | [5 empty] | Removed from Ground | Diesel | 10000 | Marked Unknown | 1993-06-17 | 1993-06-17 | Unknown
MAR-JAC FARMS/FEED MILL | RIDGE RD AT HFC DR | GAINESVILLE | Hall | 9069187 | 1 | [5 empty] | Removed from Ground | Gas (Historical Use) | 1000 | Not Marked/Unknown | 1996-09-11 | 1996-09-11 | Not Marked
GAINESVILLE MARBLE & GRANITE | 2494 DAWSONVILLE HWY | GAINESVILLE | Hall | 9069162 | 1 | [5 empty] | Currently in Use | Diesel | 550 | Not Marked/Unknown |  |  | Not Marked
HALL COUNTY SCHOOL BUS SHOP | 2915 ATLANTA HWY | GAINESVILLE | Hall | 690061 | 2 | [5 empty] | Removed from Ground | Gas (Historical Use) | 6000 | Bare Steel | 1986-02-10 | 1990-02-01 | Unknown
PANTRY 3339 DBA KANGAROO | 2412 OLD CORNELIA HWY | GAINESVILLE | Hall | 690177 | 6 |  |  | TRUE |  | TRUE | Removed from Ground | Used Oil | 550 | Bare Steel | 1991-08-26 | 1991-08-26 | Unknown
FOOD MART | 2989 GILLSVILLE HWY | GAINESVILLE | Hall | 9000048 | 1 |  |  | FALSE |  | FALSE | Removed from Ground | Gas (Historical Use) | 560 | Bare Steel | 1971-04-01 | 1971-04-01 | Galvanized Steel
Chevron Candler | 2178 CANDLER HWY | GAINESVILLE | Hall | 10000722 | 4 | Ball Float | 2004-05-01 | FALSE | 2004-05-01 | FALSE | Currently in Use | Diesel | 4000 | Composite | 2004-05-01 |  | Fiberglass Reinforced Plastic | Pressurized
Chevron Candler | 2178 CANDLER HWY | GAINESVILLE | Hall | 10000722 | 1 | Ball Float | 2004-05-01 | FALSE | 2004-05-01 | FALSE | Currently in Use | Regular | 12000 | Composite | 2004-05-01 |  | Fiberglass Reinforced Plastic | Pressurized
MARATHON FOOD MART | 3050 ATHENS HWY | GAINESVILLE | Hall | 9069085 | 4A | Flapper Valve | 1992-11-17 | FALSE | 1992-11-17 | FALSE | Currently in Use | Diesel | 5000 | Epoxy | 1992-11-17 |  | Fiberglass Reinforced Plastic | Pressurized
QUIKTRIP #771 | 3446 MUNDY MILL RD | GAINESVILLE | Hall | 9069181 | 5 | Flapper Valve | 2015-06-01 | FALSE | 2015-06-24 | FALSE | Currently in Use | Premium | 20000 | Fiberglass Double Walled | 2015-04-01 |  | Double-Walled Fiberglass | Pressurized
ZACKS FOOD RACK | 2052 CANDLER RD | GAINESVILLE | Hall | 9069134 | 3 | Ball Float | 1996-07-01 | FALSE | 1996-07-01 | FALSE | Currently in Use | E-0 | 8000 | Galvanic (STIP-3) | 1986-04-01 |  | Double-Walled Fiberglass | Pressurized
CHICOPEE | ATLANTA HWY | GAINESVILLE | Hall | 9069050 | 4 | [5 empty] | Removed from Ground | Gas (Historical Use) | 1000 | Bare Steel | 1985-01-01 | 1988-01-01 | Bare Steel
CHICOPEE | ATLANTA HWY | GAINESVILLE | Hall | 9069050 | 1 | [5 empty] | Removed from Ground | Hazardous Substance | 560 | Bare Steel | 1978-01-01 | 1988-01-01 | Bare Steel
Clipper #7 | 5160 CLEVELAND HWY | GAINESVILLE | Hall | 10000212 | 3A | Ball Float | 2002-09-01 | FALSE | 2002-09-01 | FALSE | Currently in Use | Diesel | 15000 | Epoxy | 2002-09-01 |  | Double-Walled Flex | Pressurized
CITY ICE CO | 401 MAIN ST SW | GAINESVILLE | Hall | 690052 | 1 | [5 empty] | Removed from Ground | Gas (Historical Use) | 6000 | Bare Steel | 1956-03-05 | 1986-12-01 | Galvanized Steel
HALL CO PUBLIC WORKS CAMP | 1694 BARBER RD | GAINESVILLE | Hall | 690249 | 2 | [5 empty] | Removed from Ground | Gas (Historical Use) | 8000 | Bare Steel | 1962-05-25 | 1993-01-04 | Galvanized Steel | Suction (American)
CLERMONT IGA | 5206 CLEVELAND HWY | CLERMONT | Hall | 9069004 | 2A | Flapper Valve | 2009-04-03 | FALSE | 2009-04-03 | FALSE | Currently in Use | Regular | 8000 | Galvanic (STIP-3) | 1988-09-01 |  | Fiberglass Reinforced Plastic | Pressurized
HALL COUNTY SCHOOL BUS SHOP | 2915 ATLANTA HWY | GAINESVILLE | Hall | 690061 | 7 | Flapper Valve | 1996-07-01 | FALSE | 1989-01-01 | FALSE | Currently in Use | Regular | 10000 | Composite | 1989-01-01 |  | Fiberglass Reinforced Plastic | Safe Suction (Euro)
HALL COUNTY SCHOOL BUS SHOP | 2915 ATLANTA HWY | GAINESVILLE | Hall | 690061 | 5 |  |  | TRUE |  | TRUE | Removed from Ground | Used Oil | 700 | Bare Steel | 1990-02-01 | 1990-02-01 | Unknown
HALL COUNTY SCHOOL BUS SHOP | 2915 ATLANTA HWY | GAINESVILLE | Hall | 690061 | 4 | [5 empty] | Removed from Ground | Diesel | 5000 | Bare Steel | 1986-02-10 | 1990-02-01 | Unknown
CITGO FOOD MART | 2127 ATHENS HWY | GAINESVILLE | Hall | 690178 | 6 | Flapper Valve | 1998-08-25 | FALSE | 1998-08-25 | FALSE | Currently in Use | Kerosene | 2000 | Steel-Impressed Current | 1970-03-21 |  | Steel (Impressed Current) | Suction (American)
PIGGLY WIGGLY EXPRESS | 2988 GILLSVILLE HWY | GAINESVILLE | Hall | 9069220 | 3A | Flapper Valve | 2025-08-01 | FALSE | 2000-05-01 | FALSE | Currently in Use | Diesel | 6000 | Fiberglass | 2000-05-01 |  | Fiberglass Reinforced Plastic | Pressurized
RaceTrac #621 - Oakwood | 3980 MUNDY MILL RD | OAKWOOD | Hall | 9069206 | 1 | Flapper Valve | 1998-01-01 | FALSE | 1998-01-01 | FALSE | Currently in Use | Regular | 15000 | Composite Double Walled | 1998-01-01 |  | Double-Walled Fiberglass | Pressurized
CARNES CONSTRUCTION | 2820 BARRETT RD | GAINESVILLE | Hall | 9069016 | 4 | Flapper Valve | 1998-07-15 |  | 1998-07-15 |  | Removed from Ground | Diesel | 6000 | Steel-Impressed Current | 1973-01-01 | 2011-06-02 | Cathodically Protected | Safe Suction (Euro)
BOYD BUTLER GULF STATION | 1337 THOMPSON BRIDGE RD | GAINESVILLE | Hall | 690021 | 2 | [5 empty] | Removed from Ground | Gas (Historical Use) | 10000 | Bare Steel | 1972-05-11 | 1993-03-01 | Galvanized Steel
COUNTRY CUPBOARD #28 | 4605 PRICE RD | GAINESVILLE | Hall | 690300 | 2801 | Ball Float | 1998-11-01 | FALSE | 1998-11-01 | FALSE | Currently in Use | Regular | 8200 | Steel-Impressed Current | 1984-01-01 |  |  | Pressurized
GA FORESTRY/GAINESVILLE DIST OFC | 3005 ATLANTA HWY | GAINESVILLE | Hall | 690101 | 2 | [5 empty] | Removed from Ground | Propane | 500 | Bare Steel | 1956-04-29 | 1992-02-04 | Galvanized Steel
PANTRY 3339 DBA KANGAROO | 2412 OLD CORNELIA HWY | GAINESVILLE | Hall | 690177 | 702385 |  | 1995-10-02 |  | 1995-10-02 |  | Removed from Ground | Kerosene | 2000 | Fiberglass | 1995-10-02 | 2008-11-19 | Fiberglass Reinforced Plastic | Pressurized
Chevron Candler | 2178 CANDLER HWY | GAINESVILLE | Hall | 10000722 | 2 | Ball Float | 2004-05-01 | FALSE | 2004-05-01 | FALSE | Currently in Use | Premium | 8000 | Composite | 2004-05-01 |  | Fiberglass Reinforced Plastic | Pressurized
PACIFIC PRIDE | 2312 MONROE DR | GAINESVILLE | Hall | 9069230 | 1 | Ball Float | 2002-01-01 | FALSE | 2002-01-01 | FALSE | Currently in Use | Diesel | 15000 | Fiberglass | 2002-01-01 |  | Fiberglass Reinforced Plastic | Pressurized
PACIFIC PRIDE | 2312 MONROE DR | GAINESVILLE | Hall | 9069230 | 2B | Ball Float | 2002-01-01 | FALSE | 2002-01-01 | FALSE | Currently in Use | Gas (Historical Use) | 5000 | Fiberglass | 2002-01-01 |  | Fiberglass Reinforced Plastic | Pressurized
OAKWOOD TIRE COMPANY | 3120 ATLANTA HIGHWAY | OAKWOOD | Hall | 10001582 | 1 |  |  | FALSE |  | FALSE | Removed from Ground | Gas (Historical Use) | 10000 | Bare Steel | 1980-01-01 | 1980-01-01 | Bare Steel
PERFORMANCE FOOD GROUP INC | 3501 OLD OAKWOOD RD | OAKWOOD | Hall | 9069114 | 4 | Flapper Valve | 1997-06-17 | FALSE |  | FALSE | Currently in Use | Diesel | 12000 | Composite | 1997-06-17 |  | Double-Walled Flex | Pressurized
JACKSON ELECTRIC MEMBERSHIP CORP | 3704 OLD OAKWOOD RD | OAKWOOD | Hall | 9069126 | WO | Exempted | 1995-05-01 | TRUE | 1990-10-01 | TRUE | Currently in Use | Used Oil | 550 | Fiberglass Double Walled | 1990-10-01 |  | Fiberglass Reinforced Plastic
SAADS EXPRESS #1 | 5105 MCEVER RD | OAKWOOD | Hall | 690203 | 6 | Ball Float | 1995-01-30 | FALSE | 1995-01-30 | FALSE | Currently in Use | Regular | 12000 | Fiberglass | 1995-01-30 |  | Fiberglass Reinforced Plastic | Pressurized
PAPPA SAMS GAMEROOM | 3528 CANDLER ROAD | GAINESVILLE | Hall | 9069222 | 1 | [5 empty] | Removed from Ground | Gas (Historical Use) | 1000 | Marked Unknown | 2000-07-11 | 2000-07-11 | Galvanized Steel
FORMER R SQUARE PRODUCTS INC | 2394 MONROE DRIVE | GAINESVILLE | Hall | 9069227 | 1 | [5 empty] | Removed from Ground | Diesel | 1000 | Bare Steel | 2000-12-07 | 2000-12-07 | Galvanized Steel | Suction (American)
PACIFIC PRIDE | 2312 MONROE DR | GAINESVILLE | Hall | 9069230 | 2A | Ball Float | 2002-01-01 | FALSE | 2002-01-01 | FALSE | Currently in Use | Gas (Historical Use) | 10000 | Fiberglass | 2002-01-01 |  | Fiberglass Reinforced Plastic | Pressurized
CARTER LUMBER OF THE SOUTH | 4220 WEST WHITE RD | OAKWOOD | Hall | 9069203 | 1A |  | 1997-06-01 | FALSE | 1997-06-01 | FALSE | Temporarily out of use | Diesel | 12000 | Fiberglass | 1997-06-01 |  | Flex | Pressurized
CARTER LUMBER OF THE SOUTH | 4220 WEST WHITE RD | OAKWOOD | Hall | 9069203 | 1A |  | 1997-06-01 | FALSE | 1997-06-01 | FALSE | Temporarily out of use | Diesel | 12000 | Fiberglass | 1997-06-01 |  | Flex | Pressurized
PERFORMANCE FOOD GROUP INC | 3501 OLD OAKWOOD RD | OAKWOOD | Hall | 9069114 | 3 |  |  | TRUE |  | TRUE | Removed from Ground | Used Oil | 560 | Marked Unknown | 1983-01-01 | 1997-06-01 | Unknown | Gravity Fed
BP FOOD STORE | 4510 MCEVER RD | OAKWOOD | Hall | 9000050 | 2 | [5 empty] | Removed from Ground | Empty | 8000 | Bare Steel | 1980-04-30 | 1988-10-05 | Galvanized Steel
QUIKTRIP #771 | 3446 MUNDY MILL RD | GAINESVILLE | Hall | 9069181 | 1B | Flapper Valve | 1996-03-02 |  | 1996-03-02 |  | Removed from Ground | Gas (Historical Use) | 12000 | Fiberglass | 1996-03-02 | 2015-06-30 | Double-Walled Flex | Pressurized
PAPPA SAMS GAMEROOM | 3528 CANDLER ROAD | GAINESVILLE | Hall | 9069222 | 2 | [5 empty] | Removed from Ground | Gas (Historical Use) | 1000 | Marked Unknown | 2000-07-11 | 2000-07-11 | Galvanized Steel
JAMES H BROOKS JR (ABANDONED GAS ST) | 4415 WINDER HIGHWAY | OAKWOOD | Hall | 10000771 | 1 |  |  | FALSE |  | FALSE | Removed from Ground |  | 0
BP FOOD STORE | 4510 MCEVER RD | OAKWOOD | Hall | 9000050 | 5 | Ball Float | 1988-10-05 | FALSE | 1988-10-05 | FALSE | Currently in Use | Regular | 8200 | Galvanic (STIP-3) | 1988-10-05 |  | Fiberglass Reinforced Plastic | Pressurized
BP FOOD STORE | 4510 MCEVER RD | OAKWOOD | Hall | 9000050 | 4 | [5 empty] | Removed from Ground | Empty | 6000 | Bare Steel | 1980-04-30 | 1988-10-05 | Galvanized Steel
MINIT SAVE #7 | 5422 MCEVER RD | OAKWOOD | Hall | 690231 | 2 |  | 1998-12-30 |  | 1998-12-30 |  | Removed from Ground | Gas (Historical Use) | 8000 | Galvanic (STIP-3) | 1986-05-07 | 2002-02-26 | Cathodically Protected | Pressurized
SAADS EXPRESS #1 | 5105 MCEVER RD | OAKWOOD | Hall | 690203 | 1 |  |  | FALSE |  | FALSE | Removed from Ground | Gas (Historical Use) | 10000 |  | 1974-01-01 | 1995-01-31 | Galvanized Steel
SPUR STATION #4195 | MT VIEW RD (AT MCEVER RD) | OAKWOOD | Hall | 690067 | 3 | [5 empty] | Temporarily out of use | Gas (Historical Use) | 10027 | Bare Steel | 1982-01-15 |  | Galvanized Steel
FORMER SERVICE STATION | 6013 MAIN ST | LULA | Hall | 9069210 | 1 | [5 empty] | Removed from Ground | Gas (Historical Use) | 1000 | Not Marked/Unknown | 1998-07-21 | 1998-07-21 | Not Marked
CIRCLE M FOOD SHOP #12 | 4504 CORNELIA HWY | LULA | Hall | 9069172 | 4A | Ball Float | 1995-12-01 | FALSE | 1995-12-01 | FALSE | Currently in Use | Diesel | 17000 | Epoxy | 1995-12-01 |  | Double-Walled Flex | Pressurized
SAMS CLUB #6644 | 3851 MUNDY MILL RD | OAKWOOD | Hall | 10001454 | 1 | Flapper Valve | 2007-10-01 | FALSE | 2007-10-01 | FALSE | Currently in Use | Regular | 20000 | Fiberglass Double Walled | 2007-10-01 |  | Double-Walled Flex | Pressurized
RaceTrac #621 - Oakwood | 3980 MUNDY MILL RD | OAKWOOD | Hall | 9069206 | 2 | Flapper Valve | 1998-01-01 | FALSE | 1998-01-01 | FALSE | Currently in Use | Diesel | 12000 | Composite Double Walled | 1998-01-01 |  | Double-Walled Fiberglass | Pressurized
CARTER LUMBER OF THE SOUTH | 4220 WEST WHITE RD | OAKWOOD | Hall | 9069203 | 1B |  | 1997-06-01 | FALSE | 1997-06-01 | FALSE | Temporarily out of use | Gas (Historical Use) | 3000 | Fiberglass | 1997-06-01 |  | Flex | Pressurized
CARTER LUMBER OF THE SOUTH | 4220 WEST WHITE RD | OAKWOOD | Hall | 9069203 | 1B |  | 1997-06-01 | FALSE | 1997-06-01 | FALSE | Temporarily out of use | Gas (Historical Use) | 3000 | Fiberglass | 1997-06-01 |  | Flex | Pressurized
OAKWOOD BP | 3612 MUNDY MILL RD | OAKWOOD | Hall | 9069017 | 2 | [5 empty] | Removed from Ground | Gas (Historical Use) | 8000 | Bare Steel | 1971-01-01 | 1995-04-01 | Bare Steel
KANGAROO #2 | 3650 MUNDY MILL RD | OAKWOOD | Hall | 690205 | 2 | [5 empty] | Removed from Ground | Gas (Historical Use) | 10000 | Cathodically Protected Steel | 1976-05-07 | 1995-06-22 | Galvanized Steel | Pressurized
GOLDEN PANTRY #94 | 4233 MCEVER RD | OAKWOOD | Hall | 690084 | 2 |  | 1998-10-21 |  | 1998-10-21 |  | Closed in Ground | Gas (Historical Use) | 10000 | Cathodically Protected Steel | 1985-04-17 | 2003-07-10 | Fiberglass Reinforced Plastic | Pressurized
CIRCLE M FOOD SHOP #14 | 5505 LULA RD | LULA | Hall | 690111 | 1 |  | 1996-10-01 | FALSE | 1996-10-01 | FALSE | Currently in Use | Gas (Historical Use) | 10000 | Steel-Impressed Current | 1979-05-01 |  | Fiberglass Reinforced Plastic | Pressurized
L.E. MORRIS & SON HARDWARE | 5953 MAIN STREET | LULA | Hall | 690220 | 5 | Flapper Valve | 1998-10-01 |  | 1998-10-01 |  | Closed in Ground | Gas (Historical Use) | 6000 | Steel-Impressed Current | 1985-01-01 | 2014-10-17 | Cathodically Protected | Pressurized
PETROFAST #7 | 4431 CORNELIA HWY | LULA | Hall | 690246 | 2 | Flapper Valve | 1994-02-11 | FALSE | 1994-02-11 | FALSE | Currently in Use | Gas (Historical Use) | 8000 | Galvanic (STIP-3) | 1986-05-01 |  | Fiberglass Reinforced Plastic | Pressurized
HALL CO STATION #6 | 6170 LULA RD | LULA | Hall | 9069128 | 2 | Flapper Valve | 2005-05-08 | FALSE | 1989-06-01 | FALSE | Closed in Ground | Diesel | 1000 | Fiberglass | 1989-06-01 | 2018-06-07 | Fiberglass Reinforced Plastic | Safe Suction (Euro)
GAINESVILLE COLLEGE | 3820 MUNDY MILL ROAD | OAKWOOD | Hall | 690059 | 1 | [5 empty] | Removed from Ground | Diesel | 2000 | Bare Steel | 1966-02-15 | 2000-11-06 | Galvanized Steel
VIRPANATH INC DBA DON MANGUMS GROCERY | 3742 HARMONY CHURCH RD | GAINESVILLE | Hall | 690096 | 3 | Flapper Valve | 1999-04-22 | FALSE | 1999-04-22 | FALSE | Currently in Use | Regular | 2000 | Steel-Impressed Current | 1967-01-01 |  | Steel (Impressed Current) | Safe Suction (Euro)
PANTRY 3339 DBA KANGAROO | 2412 OLD CORNELIA HWY | GAINESVILLE | Hall | 690177 | 1 | [5 empty] | Removed from Ground | Gas (Historical Use) | 8000 | Bare Steel | 1971-03-21 | 1995-10-02 | Galvanized Steel | Pressurized
FERGUSONS GAS STATION | 2121 ATHENS HWY | GAINESVILLE | Hall | 690237 | 4 | [5 empty] | Removed from Ground | Kerosene | 500 | Marked Unknown | 1981-05-08 | 2002-10-30 | Unknown | Suction (American)
CHAMBERS PROPERTY (FORMER SERVIC | 859 S BRADFORD ST | GAINESVILLE | Hall | 9069076 | 2 | [5 empty] | Removed from Ground | Gas (Historical Use) | 1000 | Bare Steel | 1992-05-22 | 1992-05-22 | Bare Steel | Suction (American)
MARATHON FOOD MART | 3050 ATHENS HWY | GAINESVILLE | Hall | 9069085 | 2 | Flapper Valve | 1992-11-17 | FALSE | 1992-11-17 | FALSE | Currently in Use | Premium | 8000 | Epoxy | 1992-11-17 |  | Fiberglass Reinforced Plastic | Pressurized
QUIKTRIP #771 | 3446 MUNDY MILL RD | GAINESVILLE | Hall | 9069181 | 1A | Flapper Valve | 1996-03-02 |  | 1996-03-02 |  | Removed from Ground | Gas (Historical Use) | 12000 | Fiberglass | 1996-03-02 | 2015-06-30 | Double-Walled Flex | Pressurized
ZACKS FOOD RACK | 2052 CANDLER RD | GAINESVILLE | Hall | 9069134 | 5 | Ball Float | 1996-07-01 | FALSE | 1996-07-01 | FALSE | Currently in Use | Diesel Off Road | 6000 | Epoxy | 1996-07-01 |  | Double-Walled Fiberglass | Pressurized
ZACKS FOOD RACK | 2052 CANDLER RD | GAINESVILLE | Hall | 9069134 | 4 | Ball Float | 1996-07-01 | FALSE | 1996-07-01 | FALSE | Currently in Use | Diesel | 8000 | Galvanic (STIP-3) | 1986-04-01 |  | Double-Walled Fiberglass | Pressurized
EAST HALL FOOD MART | 4590 OLD CORNELIA HWY | GAINESVILLE | Hall | 9069133 | PREM |  | 1999-10-01 | FALSE | 1998-07-01 | FALSE | Temporarily out of use | Empty | 2000 | Steel-Impressed Current | 1999-10-01 |  | Steel (Impressed Current) | Pressurized
OAKWOOD TIRE COMPANY | 3120 ATLANTA HIGHWAY | OAKWOOD | Hall | 10001582 | 2 |  |  | FALSE |  | FALSE | Removed from Ground | Gas (Historical Use) | 10000 | Bare Steel | 1948-01-01 | 1980-01-01 | Bare Steel
OAKWOOD BP | 3612 MUNDY MILL RD | OAKWOOD | Hall | 9069017 | 1 | [5 empty] | Removed from Ground | Gas (Historical Use) | 8000 | Bare Steel | 1971-01-01 | 1995-04-01 | Bare Steel
CITGO FOOD MART | 2127 ATHENS HWY | GAINESVILLE | Hall | 690178 | 2 | Flapper Valve | 1998-08-25 | FALSE | 1998-08-25 | FALSE | Currently in Use | Premium | 10000 | Steel-Impressed Current | 1970-03-21 |  | Steel (Impressed Current) | Pressurized
FERGUSONS GAS STATION | 2121 ATHENS HWY | GAINESVILLE | Hall | 690237 | 1 | [5 empty] | Removed from Ground | Gas (Historical Use) | 6000 | Bare Steel | 1981-05-08 | 2002-10-30 | Galvanized Steel | Suction (American)
CHAMBERS PROPERTY (FORMER SERVIC | 859 S BRADFORD ST | GAINESVILLE | Hall | 9069076 | 6 | [5 empty] | Removed from Ground | Kerosene | 500 | Not Marked/Unknown | 1992-05-22 | 1992-05-22 | Not Marked
MART 24/7 | 2580 MONROE DR | GAINESVILLE | Hall | 9069104 | 5602 | Flapper Valve | 1994-11-15 | FALSE | 1994-11-15 | FALSE | Currently in Use | Regular | 12000 | Composite | 1994-11-15 |  | Fiberglass Reinforced Plastic | Pressurized
FRED WILLIAM ODOM SR | 2404 CANDLER RD | GAINESVILLE | Hall | 9069157 | 2 | [5 empty] | Removed from Ground | Diesel | 3000 | Epoxy | 1985-01-01 | 1996-08-01 | Galvanized Steel | Suction (American)
OAKWOOD CHEVRON | 3436 MUNDY MILL ROAD | OAKWOOD | Hall | 9069158 | 1 |  | 1989-06-18 |  | 1989-06-18 |  | Removed from Ground | Gas (Historical Use) | 6000 | Cathodically Protected Steel | 1989-06-18 | 2004-06-14 | Fiberglass Reinforced Plastic | Pressurized
OAKWOOD BP | 3612 MUNDY MILL RD | OAKWOOD | Hall | 9069017 | 4 | [5 empty] | Removed from Ground | Diesel | 1000 | Bare Steel | 1971-01-01 | 1995-04-01 | Bare Steel
OAKWOOD BP | 3612 MUNDY MILL RD | OAKWOOD | Hall | 9069017 | 7 |  | 1995-04-05 |  | 1995-04-05 |  | Removed from Ground | Gas (Historical Use) | 12000 | Fiberglass | 1995-04-05 | 2009-02-13 | Fiberglass Reinforced Plastic | Pressurized
OAKWOOD BP | 3612 MUNDY MILL RD | OAKWOOD | Hall | 9069017 | 5 |  |  | TRUE |  | TRUE | Removed from Ground | Used Oil | 500 | Bare Steel | 1971-01-01 | 1995-04-01 | Bare Steel
SAADS EXPRESS #1 | 5105 MCEVER RD | OAKWOOD | Hall | 690203 | 5 | Ball Float | 1995-01-30 | FALSE | 1995-01-30 | FALSE | Currently in Use | Premium | 12000 | Fiberglass | 1995-01-30 |  | Fiberglass Reinforced Plastic | Pressurized
COUNTRY CUPBOARD #28 | 4605 PRICE RD | GAINESVILLE | Hall | 690300 | 2804 | Ball Float | 1998-11-01 | FALSE | 1998-11-01 | FALSE | Currently in Use | Diesel | 6000 | Steel-Impressed Current | 1984-01-01 |  |  | Pressurized
COUNTRY CUPBOARD #28 | 4605 PRICE RD | GAINESVILLE | Hall | 690300 | 2802 | Ball Float | 1998-11-01 | FALSE | 1998-11-01 | FALSE | Currently in Use | Premium | 8200 | Steel-Impressed Current | 1984-01-01 |  |  | Pressurized
HALL COUNTY SCHOOL BUS SHOP | 2915 ATLANTA HWY | GAINESVILLE | Hall | 690061 | 8 | Exempted |  | TRUE |  | TRUE | Currently in Use | Used Oil | 550 | Composite | 1989-01-01 |  | Fiberglass Reinforced Plastic | Gravity
GA FORESTRY/GAINESVILLE DIST OFC | 3005 ATLANTA HWY | GAINESVILLE | Hall | 690101 | 1 | [5 empty] | Removed from Ground | Gas (Historical Use) | 2000 | Bare Steel | 1975-04-25 | 1992-02-04 | Galvanized Steel | Safe Suction (Euro)
CHEVRON FOOD MART | 2025 ATHENS HWY | GAINESVILLE | Hall | 10000884 | 2A | Ball Float | 2005-02-05 | FALSE | 2005-02-05 | FALSE | Currently in Use | Gas (Historical Use) | 6000 | Composite | 2004-12-05 |  | Fiberglass Reinforced Plastic | Pressurized
CHEVRON FOOD MART | 2025 ATHENS HWY | GAINESVILLE | Hall | 10000884 | 1 | Ball Float | 2005-02-05 | FALSE | 2005-02-05 | FALSE | Currently in Use | Gas (Historical Use) | 12000 | Composite | 2004-12-05 |  | Fiberglass Reinforced Plastic | Pressurized
CHAMBERS PROPERTY (FORMER SERVIC | 859 S BRADFORD ST | GAINESVILLE | Hall | 9069076 | 1 | [5 empty] | Removed from Ground | Gas (Historical Use) | 2000 | Bare Steel | 1992-05-22 | 1992-05-22 | Bare Steel | Suction (American)
ALL-IN-ONE MINIT MKT | 4347 MUNDY MILL RD | OAKWOOD | Hall | 690293 | 2 | Flapper Valve | 2021-02-15 | FALSE | 1998-09-01 | FALSE | Currently in Use | Plus | 6000 | Steel-Impressed Current | 1987-01-01 |  | Fiberglass Reinforced Plastic | Pressurized
DITTLER BROTHERS INC/MORENO PRES | 3915 OLD MUNDY MILL RD | OAKWOOD | Hall | 690066 | 3 | [5 empty] | Removed from Ground | Other | 3000 | Composite | 1984-01-23 | 1994-12-27 | Bare Steel
COUNTRY CUPBOARD #37 | 3405 ATLANTA HWY | OAKWOOD | Hall | 692001 | 3701 |  | 1987-11-01 |  |  |  | Removed from Ground | Gas (Historical Use) | 10000 | Cathodically Protected Steel | 1987-11-04 | 1998-03-04 | Galvanized Steel | Pressurized
SAADS EXPRESS #1 | 5105 MCEVER RD | OAKWOOD | Hall | 690203 | 4 | Flapper Valve | 1993-01-07 | FALSE | 1983-01-07 | FALSE | Currently in Use | Diesel | 2000 | Steel-Impressed Current | 1993-01-07 |  | Fiberglass Reinforced Plastic | Safe Suction (Euro)
GOLDEN PANTRY #94 | 4233 MCEVER RD | OAKWOOD | Hall | 690084 | 5 | [5 empty] | Removed from Ground | Kerosene | 1000 | Bare Steel | 1985-04-17 | 1998-12-01 | Galvanized Steel | Suction (American)
GOLDEN PANTRY #94 | 4233 MCEVER RD | OAKWOOD | Hall | 690084 | 4 |  | 1998-10-21 |  | 1998-10-21 |  | Closed in Ground | Diesel | 10000 | Cathodically Protected Steel | 1985-04-17 | 2003-07-10 | Fiberglass Reinforced Plastic | Pressurized
L.E. MORRIS & SON HARDWARE | 5953 MAIN STREET | LULA | Hall | 690220 | 2 | [5 empty] | Closed in Ground | Gas (Historical Use) | 1100 | Bare Steel | 1974-05-11 | 1990-08-01 | Unknown
VIRPANATH INC DBA DON MANGUMS GROCERY | 3742 HARMONY CHURCH RD | GAINESVILLE | Hall | 690096 | 1 |  | 1999-04-22 | FALSE | 1999-04-22 | FALSE | Temporarily out of use | Empty | 1000 | Steel-Impressed Current | 1984-04-14 |  |  | Safe Suction (Euro)
CITGO FOOD MART | 2127 ATHENS HWY | GAINESVILLE | Hall | 690178 | 4 | Flapper Valve | 1998-08-25 | FALSE | 1998-08-25 | FALSE | Currently in Use | Diesel | 3000 | Steel-Impressed Current | 1970-03-21 |  | Steel (Impressed Current) | Pressurized
CITGO FOOD MART | 2127 ATHENS HWY | GAINESVILLE | Hall | 690178 | 5 | Flapper Valve | 1998-08-25 | FALSE | 1998-08-25 | FALSE | Currently in Use | Diesel | 3000 | Steel-Impressed Current | 1970-03-21 |  | Steel (Impressed Current) | Pressurized
FERGUSONS GAS STATION | 2121 ATHENS HWY | GAINESVILLE | Hall | 690237 | 3 | [5 empty] | Removed from Ground | Gas (Historical Use) | 6000 | Bare Steel | 1981-05-08 | 2002-10-30 | Galvanized Steel | Suction (American)
EAST HALL FOOD MART | 4590 OLD CORNELIA HWY | GAINESVILLE | Hall | 9069133 | DIESEL |  | 1999-10-01 | FALSE | 1992-06-20 | FALSE | Temporarily out of use | Empty | 6000 | Steel-Impressed Current | 1992-06-20 |  | Steel (Impressed Current) | Safe Suction (Euro)
BP FOODMART #4 | 3610 WHITE SULPHUR RD | GAINESVILLE | Hall | 9069219 | 3 | Ball Float | 1999-10-01 |  | 1999-10-01 |  | Currently in Use | Diesel | 6000 | Fiberglass | 1999-10-01 |  | Fiberglass Reinforced Plastic | Pressurized
OAKWOOD CHEVRON | 3436 MUNDY MILL ROAD | OAKWOOD | Hall | 9069158 | 3 |  | 1989-06-18 |  | 1989-06-18 |  | Removed from Ground | Gas (Historical Use) | 6000 | Cathodically Protected Steel | 1989-06-18 | 2004-06-14 | Fiberglass Reinforced Plastic | Pressurized
SHELL STATION | 900 SPRING ST | GAINESVILLE | Hall | 9069009 | 2 | [5 empty] | Removed from Ground | Gas (Historical Use) | 1000 | Bare Steel | 1970-01-01 | 1990-02-14 | Galvanized Steel
GDOT FACILITY | 3414 ATHENS HIGHWAY | GAINESVILLE | Hall | 10002374 | 3 |  |  | FALSE |  | FALSE | Removed from Ground | Gas (Historical Use) | 2000 | Bare Steel | 2014-09-25 | 2014-09-25 | Bare Steel
GA POULTRY DIAGNOSTIC LABORATORY | 4457 OAKWOOD ROAD | OAKWOOD | Hall | 10001867 | 1 |  |  | FALSE |  | FALSE | Removed from Ground | Diesel | 8000 | Bare Steel | 2010-06-15 | 2010-06-15 | Bare Steel
EMORY H REED | 4039 MUNDY MILL RD | OAKWOOD | Hall | 9069142 | 1 | [5 empty] | Removed from Ground | Gas (Historical Use) | 0 | Cathodically Protected Steel | 1987-01-01 | 1996-01-01 | Not Marked
BP FOOD STORE | 4510 MCEVER RD | OAKWOOD | Hall | 9000050 | 7 | Ball Float | 1988-10-05 | FALSE | 1988-10-05 | FALSE | Currently in Use | E-0 | 8200 | Galvanic (STIP-3) | 1988-10-05 |  | Fiberglass Reinforced Plastic | Pressurized
BP FOOD STORE | 4510 MCEVER RD | OAKWOOD | Hall | 9000050 | 1 | [5 empty] | Removed from Ground | Empty | 8000 | Bare Steel | 1980-04-30 | 1988-10-05 | Galvanized Steel
KANGAROO #2 | 3650 MUNDY MILL RD | OAKWOOD | Hall | 690205 | 3 | [5 empty] | Removed from Ground | Gas (Historical Use) | 10000 | Cathodically Protected Steel | 1976-05-07 | 1995-06-22 | Galvanized Steel | Pressurized
DITTLER BROTHERS INC/MORENO PRES | 3915 OLD MUNDY MILL RD | OAKWOOD | Hall | 690066 | 7 | [5 empty] | Removed from Ground | Other | 6000 | Not Marked/Unknown | 1994-12-27 | 1994-12-27 | Not Marked
DITTLER BROTHERS INC/MORENO PRES | 3915 OLD MUNDY MILL RD | OAKWOOD | Hall | 690066 | 1 | [5 empty] | Removed from Ground | Empty | 1500 | Bare Steel | 1982-01-23 | 1994-12-27 | Galvanized Steel
MINIT SAVE #7 | 5422 MCEVER RD | OAKWOOD | Hall | 690231 | 5 |  | 1998-12-30 |  | 1998-12-30 |  | Removed from Ground | Diesel | 4000 | Steel-Impressed Current | 1987-01-01 | 2002-02-26 | Cathodically Protected | Suction (American)
MINIT SAVE #7 | 5422 MCEVER RD | OAKWOOD | Hall | 690231 | 4 |  | 1998-12-30 |  | 1998-12-30 |  | Removed from Ground | Kerosene | 4000 | Steel-Impressed Current | 1987-01-01 | 2002-02-26 | Cathodically Protected | Suction (American)
KANGAROO #2 | 3650 MUNDY MILL RD | OAKWOOD | Hall | 690205 | 1 | [5 empty] | Removed from Ground | Gas (Historical Use) | 10000 | Cathodically Protected Steel | 1976-05-07 | 1995-06-22 | Galvanized Steel | Pressurized
SAADS EXPRESS #1 | 5105 MCEVER RD | OAKWOOD | Hall | 690203 | 3 |  |  | FALSE |  | FALSE | Removed from Ground |  | 10000 |  | 1974-01-01 | 1995-01-01 | Galvanized Steel
GOLDEN PANTRY #94 | 4233 MCEVER RD | OAKWOOD | Hall | 690084 | 1 |  | 1998-10-21 |  | 1998-10-21 |  | Closed in Ground | Gas (Historical Use) | 10000 | Cathodically Protected Steel | 1985-04-17 | 2003-07-10 | Fiberglass Reinforced Plastic | Pressurized
NORTHEAST GEORGIA MEDICAL CENTER | 675 WHITE SULPHUR RD | GAINESVILLE | Hall | 690064 | 2 | Flapper Valve | 1998-02-20 | FALSE | 1998-02-20 | FALSE | Currently in Use | Diesel | 6000 | Composite | 1998-02-20 |  | Double-Walled Flex | Safe Suction (Euro)
GA FC/BANKS-HALL CO UNIT | RT 1/5707 LULA RD | LULA | Hall | 690102 | 2 | [5 empty] | Removed from Ground | Empty | 560 | Bare Steel | 1956-04-29 | 1990-04-01 | Bare Steel
PETROFAST #7 | 4431 CORNELIA HWY | LULA | Hall | 690246 | 4 |  | 1994-02-11 |  | 1994-02-11 |  | Removed from Ground | Diesel | 2000 | Cathodically Protected Steel | 1986-05-01 | 2002-06-25 | Fiberglass Reinforced Plastic | Pressurized
PETROFAST #7 | 4431 CORNELIA HWY | LULA | Hall | 690246 | 1 | Flapper Valve | 1994-02-11 | FALSE | 1994-02-11 | FALSE | Currently in Use | Diesel | 8000 | Galvanic (STIP-3) | 1986-05-01 |  | Fiberglass Reinforced Plastic | Pressurized
HALL CO STATION #6 | 6170 LULA RD | LULA | Hall | 9069128 | 1 | Flapper Valve | 2008-05-08 | FALSE | 1989-06-01 | FALSE | Closed in Ground | Gas (Historical Use) | 1000 | Fiberglass | 1989-06-01 | 2018-06-07 | Fiberglass Reinforced Plastic | Safe Suction (Euro)
NORTH HALL HIGH SCHOOL | 4885 MT VERNON RD | GAINESVILLE | Hall | 690267 | 2 | Flapper Valve | 1997-01-29 | FALSE | 1997-01-29 | FALSE | Temporarily out of use | Empty | 6000 | Steel-Impressed Current | 1986-02-10 |  | Fiberglass Reinforced Plastic | Safe Suction (Euro)
VIRPANATH INC DBA DON MANGUMS GROCERY | 3742 HARMONY CHURCH RD | GAINESVILLE | Hall | 690096 | 4 |  | 1999-04-22 | FALSE | 1999-04-22 | FALSE | Temporarily out of use |  | 500 | Steel-Impressed Current | 1967-01-01 |  |  | Safe Suction (Euro)
CHAMBERS PROPERTY (FORMER SERVIC | 859 S BRADFORD ST | GAINESVILLE | Hall | 9069076 | 3 | [5 empty] | Removed from Ground | Gas (Historical Use) | 2000 | Bare Steel | 1992-05-22 | 1992-05-22 | Bare Steel | Suction (American)
MARATHON FOOD MART | 3050 ATHENS HWY | GAINESVILLE | Hall | 9069085 | 3 | Flapper Valve | 1992-11-17 | FALSE | 1992-11-17 | FALSE | Currently in Use | E-0 | 8000 | Epoxy | 1992-11-17 |  | Fiberglass Reinforced Plastic | Pressurized
QUIKTRIP #771 | 3446 MUNDY MILL RD | GAINESVILLE | Hall | 9069181 | 2 | Flapper Valve | 1996-03-02 |  | 1996-03-02 |  | Removed from Ground | Gas (Historical Use) | 12000 | Fiberglass | 1996-03-02 | 2015-06-30 | Double-Walled Flex | Pressurized
EAST HALL FOOD MART | 4590 OLD CORNELIA HWY | GAINESVILLE | Hall | 9069133 | REG2 |  | 1999-10-01 | FALSE | 1998-07-01 | FALSE | Temporarily out of use | Empty | 5000 | Steel-Impressed Current | 1999-10-01 |  | Steel (Impressed Current) | Safe Suction (Euro)
PERFORMANCE FOOD GROUP INC | 3501 OLD OAKWOOD RD | OAKWOOD | Hall | 9069114 | 1 | [5 empty] | Removed from Ground | Diesel | 10000 | Marked Unknown | 1983-01-01 | 1997-06-01 | Unknown | Suction (American)
JACKSON ELECTRIC MEMBERSHIP CORP | 3704 OLD OAKWOOD RD | OAKWOOD | Hall | 9069126 | D | Flapper Valve | 1990-10-01 | FALSE | 1990-10-01 | TRUE | Currently in Use | Diesel | 6000 | Fiberglass Double Walled | 1990-10-01 |  | Fiberglass Reinforced Plastic | Pressurized
OAKWOOD GAS MART | 5052 MCEVER RD | OAKWOOD | Hall | 9069119 | 5703 | Ball Float | 1995-05-15 | FALSE | 1995-05-15 | FALSE | Currently in Use | Regular | 12000 | Composite | 1995-05-15 |  | Fiberglass Reinforced Plastic | Pressurized
OAKWOOD GAS MART | 5052 MCEVER RD | OAKWOOD | Hall | 9069119 | 5701 | Ball Float | 1995-05-15 | FALSE | 1995-05-15 | FALSE | Currently in Use | Diesel | 8000 | Composite | 1995-05-15 |  | Fiberglass Reinforced Plastic | Pressurized
OAKWOOD BP | 3612 MUNDY MILL RD | OAKWOOD | Hall | 9069017 | 6 |  | 1995-04-05 |  | 1995-04-05 |  | Removed from Ground | Gas (Historical Use) | 12000 | Fiberglass | 1995-04-05 | 2009-02-13 | Fiberglass Reinforced Plastic | Pressurized
OAKWOOD BP | 3612 MUNDY MILL RD | OAKWOOD | Hall | 9069017 | 8 |  | 1995-04-05 |  | 1995-04-05 |  | Removed from Ground | Kerosene | 2000 | Fiberglass | 1995-04-05 | 2009-02-13 | Fiberglass Reinforced Plastic | Suction (American)
ALL-IN-ONE MINIT MKT | 4347 MUNDY MILL RD | OAKWOOD | Hall | 690293 | 4 | Flapper Valve | 2021-02-15 | FALSE | 1998-09-01 | FALSE | Currently in Use | Diesel | 2000 | Steel-Impressed Current | 1987-01-01 |  | Fiberglass Reinforced Plastic | Pressurized
GA FC/BANKS-HALL CO UNIT | RT 1/5707 LULA RD | LULA | Hall | 690102 | 4 |  | 1990-01-01 |  | 1990-01-01 |  | Removed from Ground | Diesel | 1000 | Galvanic (STIP-3) | 1990-01-01 | 2007-04-11 | Cathodically Protected | Safe Suction (Euro)
SHELL STATION | 900 SPRING ST | GAINESVILLE | Hall | 9069009 | 1 | [5 empty] | Removed from Ground | Gas (Historical Use) | 1000 | Bare Steel | 1970-01-01 | 1990-02-14 | Galvanized Steel
OAKWOOD BP | 3612 MUNDY MILL RD | OAKWOOD | Hall | 9069017 | 3 | [5 empty] | Removed from Ground | Gas (Historical Use) | 8000 | Bare Steel | 1971-01-01 | 1995-04-01 | Bare Steel
DITTLER BROTHERS INC/MORENO PRES | 3915 OLD MUNDY MILL RD | OAKWOOD | Hall | 690066 | 4 | [5 empty] | Removed from Ground | Empty | 3000 | Composite | 1984-01-23 | 1994-12-27 | Bare Steel
DITTLER BROTHERS INC/MORENO PRES | 3915 OLD MUNDY MILL RD | OAKWOOD | Hall | 690066 | 5 | [5 empty] | Removed from Ground | Other | 6000 | Not Marked/Unknown | 1994-12-27 | 1994-12-27 | Not Marked
SPUR STATION #4195 | MT VIEW RD (AT MCEVER RD) | OAKWOOD | Hall | 690067 | 2 | [5 empty] | Temporarily out of use | Gas (Historical Use) | 10027 | Bare Steel | 1982-01-15 |  | Galvanized Steel
FLOWERS/SUNBEAMS/ATLANTA BAKING | 2822 FRONTAGE RD | GAINESVILLE | Hall | 690077 | 1 | [5 empty] | Removed from Ground | Gas (Historical Use) | 10000 | Bare Steel | 1975-01-01 | 1990-10-30 | Galvanized Steel
HUGH WILEY | GA HWY 52 | LULA | Hall | 9069006 | 2 | [5 empty] | Removed from Ground | Empty | 2000 | Bare Steel | 1968-01-01 | 1899-12-31 | Bare Steel
RED TOP CONVENIENCE STORE | US 23 | LULA | Hall | 9069199 | 1 | [5 empty] | Removed from Ground | Gas (Historical Use) | 6000 | Not Marked/Unknown | 1988-10-01 | 1988-10-01 | Not Marked
PIGGLY WIGGLY EXPRESS | 2988 GILLSVILLE HWY | GAINESVILLE | Hall | 9069220 | 1 | Flapper Valve | 2025-08-01 | FALSE | 2000-05-01 | FALSE | Currently in Use | Regular | 15000 | Fiberglass | 2000-05-01 |  | Fiberglass Reinforced Plastic | Pressurized
SAMS CLUB #6644 | 3851 MUNDY MILL RD | OAKWOOD | Hall | 10001454 | 2 | Flapper Valve | 2007-10-01 | FALSE | 2007-10-01 | FALSE | Currently in Use | Regular | 20000 | Fiberglass Double Walled | 2007-10-01 |  | Double-Walled Flex | Pressurized
OAKWOOD GRADING & LANDSCAPING IN | 4856 FLAT CREEK RD | OAKWOOD | Hall | 9069167 | 1 | [5 empty] | Removed from Ground | Gas (Historical Use) | 0 | Not Marked/Unknown | 1995-08-19 | 1995-08-19 | Not Marked
WEST HALL MIDDLE SCHOOL | 5470 MCEVER RD | OAKWOOD | Hall | 9069120 | 1 | Flapper Valve | 1993-08-01 | FALSE | 1993-08-01 | FALSE | Currently in Use | Diesel | 10000 | Galvanic (STIP-3) | 1993-08-01 |  | Fiberglass Reinforced Plastic | Safe Suction (Euro)
AQUAMARINA LAZY DAYS | 6700 LANIER ISLAND PKWY (HOLIDAY RD) | BUFORD | Hall | 690153 | 2 | Flapper Valve | 1998-11-01 | FALSE | 1998-11-01 | FALSE | Currently in Use | Diesel Off Road | 3000 | Steel-Impressed Current | 1974-04-24 |  | Double-Walled Flex | Pressurized
LANIER ONE STOP | 5825 LANIER ISLAND PKWY | BUFORD | Hall | 690217 | 2 | Flapper Valve | 1998-12-01 | FALSE | 1998-12-01 | FALSE | Currently in Use | Premium | 6000 | Steel-Impressed Current | 1982-05-09 |  | Fiberglass Reinforced Plastic | Pressurized
OLYMPIC OIL CO INC PIER #57 | 5719 HOLIDAY RD | BUFORD | Hall | 9069020 | 5 | [5 empty] | Removed from Ground | Other | 0 | Not Marked/Unknown | 1988-10-01 | 1988-10-01 | Not Marked
OLYMPIC OIL CO INC PIER #57 | 5719 HOLIDAY RD | BUFORD | Hall | 9069020 | 4 | [5 empty] | Removed from Ground | Other | 0 | Not Marked/Unknown | 1988-10-01 | 1988-10-01 | Not Marked
TEXACO FOOD MART #95 | 6986 MCEVER RD | BUFORD | Hall | 9069392 | 2 | Ball Float | 2000-12-15 |  | 2000-12-15 |  | Currently in Use | Gas (Historical Use) | 10000 | Composite | 2000-12-01 |  | Double-Walled Flex | Pressurized
EXXON FOOD MART | 928 GAINESVILLE HWY | BUFORD | Hall | 10001297 | 3 | Ball Float | 2007-01-01 | FALSE | 2007-01-01 | FALSE | Removed from Ground | Diesel | 7000 | Composite | 2007-01-01 | 2014-06-24 | Fiberglass Reinforced Plastic | Pressurized
BOPEEP INC | 954 GAINESVILLE HIGHWAY | BUFORD | Hall | 10001807 | 1 |  |  | FALSE |  | FALSE | Removed from Ground | Gas (Historical Use) | 0 | Unknown | 1987-01-01 | 1987-01-01 | Unknown
ALL-IN-ONE MINIT MKT | 4347 MUNDY MILL RD | OAKWOOD | Hall | 690293 | 1 | Flapper Valve | 2021-02-15 | FALSE | 1998-09-01 | FALSE | Currently in Use | Regular | 6000 | Steel-Impressed Current | 1987-01-01 |  | Fiberglass Reinforced Plastic | Pressurized
GOLDEN PANTRY #94 | 4233 MCEVER RD | OAKWOOD | Hall | 690084 | 3 |  | 1998-10-21 |  | 1998-10-21 |  | Closed in Ground | Gas (Historical Use) | 10000 | Cathodically Protected Steel | 1985-04-17 | 2003-07-10 | Fiberglass Reinforced Plastic | Pressurized
COUNTRY CUPBOARD #37 | 3405 ATLANTA HWY | OAKWOOD | Hall | 692001 | 3702 |  | 1987-11-01 |  |  |  | Removed from Ground | Gas (Historical Use) | 10000 | Cathodically Protected Steel | 1987-11-04 | 1998-03-04 | Galvanized Steel | Pressurized
SHELL STATION | 900 SPRING ST | GAINESVILLE | Hall | 9069009 | 3 | [5 empty] | Removed from Ground | Gas (Historical Use) | 1000 | Bare Steel | 1970-01-01 | 1990-02-14 | Galvanized Steel
CIRCLE M FOOD SHOP #12 | 4504 CORNELIA HWY | LULA | Hall | 9069172 | 1 | Ball Float | 1995-12-01 | FALSE | 1995-12-01 | FALSE | Currently in Use | Regular | 12000 | Epoxy | 1995-12-01 |  | Double-Walled Flex | Pressurized
SAMS CLUB #6644 | 3851 MUNDY MILL RD | OAKWOOD | Hall | 10001454 | 3B | Flapper Valve | 2007-10-01 | FALSE | 2007-10-01 | FALSE | Currently in Use | Diesel | 8000 | Fiberglass Double Walled | 2007-10-01 |  | Double-Walled Flex | Pressurized
RaceTrac #621 - Oakwood | 3980 MUNDY MILL RD | OAKWOOD | Hall | 9069206 | 3 | Flapper Valve | 1998-01-01 | FALSE | 1998-01-01 | FALSE | Currently in Use | Premium | 12000 | Composite Double Walled | 1998-01-01 |  | Double-Walled Fiberglass | Pressurized
MINIT SAVE #7 | 5422 MCEVER RD | OAKWOOD | Hall | 690231 | 1 |  | 1998-12-30 |  | 1998-12-30 |  | Removed from Ground | Gas (Historical Use) | 8000 | Galvanic (STIP-3) | 1986-05-07 | 2002-02-26 | Cathodically Protected | Pressurized
ALL-IN-ONE MINIT MKT | 4347 MUNDY MILL RD | OAKWOOD | Hall | 690293 | 3 | Flapper Valve | 2021-02-15 | FALSE | 1998-09-01 | FALSE | Currently in Use | Premium | 6000 | Steel-Impressed Current | 1987-01-01 |  | Fiberglass Reinforced Plastic | Pressurized
COUNTRY CUPBOARD #37 | 3405 ATLANTA HWY | OAKWOOD | Hall | 692001 | 3703 |  | 1987-11-01 |  |  |  | Removed from Ground | Gas (Historical Use) | 8000 | Cathodically Protected Steel | 1987-11-04 | 1998-03-04 | Galvanized Steel | Pressurized
L.E. MORRIS & SON HARDWARE | 5953 MAIN STREET | LULA | Hall | 690220 | 3 | [5 empty] | Closed in Ground | Gas (Historical Use) | 1100 | Bare Steel | 1974-05-11 | 1990-08-01 | Unknown
GA FC/BANKS-HALL CO UNIT | RT 1/5707 LULA RD | LULA | Hall | 690102 | 1 | [5 empty] | Removed from Ground | Gas (Historical Use) | 2000 | Bare Steel | 1985-04-22 | 1990-04-01 | Galvanized Steel
L.E. MORRIS & SON HARDWARE | 5953 MAIN STREET | LULA | Hall | 690220 | 1 | [5 empty] | Closed in Ground | Gas (Historical Use) | 1100 | Bare Steel | 1974-05-11 | 1990-08-01 | Cathodically Protected
PETROFAST #7 | 4431 CORNELIA HWY | LULA | Hall | 690246 | 3 | Flapper Valve | 1994-02-11 | FALSE | 1994-02-11 | FALSE | Currently in Use | Gas (Historical Use) | 8000 | Galvanic (STIP-3) | 1986-05-01 |  | Fiberglass Reinforced Plastic | Pressurized
GAINESVILLE WOODYARD/LULA SITE | GA HWY 52 | LULA | Hall | 9069005 | 1 | [5 empty] | Removed from Ground | Diesel | 500 | Bare Steel | 1979-01-01 | 1989-03-30 | Unknown
RED TOP CONVENIENCE STORE | US 23 | LULA | Hall | 9069199 | 4 | [5 empty] | Removed from Ground | Diesel | 1000 | Not Marked/Unknown | 1988-10-01 | 1988-10-01 | Not Marked
RAK MOTORS | HWY 129 & GA HWY 284 | GAINESVILLE | Hall | 690224 | 4 | [5 empty] | Removed from Ground | Gas (Historical Use) | 1100 | Bare Steel | 1971-05-12 | 1986-12-01 | Unknown
DITTLER BROTHERS INC/MORENO PRES | 3915 OLD MUNDY MILL RD | OAKWOOD | Hall | 690066 | 2 | [5 empty] | Removed from Ground | Other | 3000 | Bare Steel | 1984-01-23 | 1994-12-27 | Fiberglass Reinforced Plastic
LANIER TECHNICAL INSTITUTE | 2990 LANDRUM EDUCATION DR | OAKWOOD | Hall | 690063 | 1 | [5 empty] | Removed from Ground | Used Oil | 1000 | Bare Steel | 1977-03-05 | 2007-04-10 | Galvanized Steel
FORMER SERVICE STATION | 6013 MAIN ST | LULA | Hall | 9069210 | 2 | [5 empty] | Removed from Ground | Gas (Historical Use) | 1000 | Not Marked/Unknown | 1998-07-21 | 1998-07-21 | Not Marked
RAK MOTORS | HWY 129 & GA HWY 284 | GAINESVILLE | Hall | 690224 | 1 | [5 empty] | Removed from Ground | Gas (Historical Use) | 3000 | Bare Steel | 1979-05-10 | 1986-12-01 | Unknown
COTTON'S GROCERY | 5844 HWY 52 | GILLSVILLE | Hall | 690235 | 1 | [5 empty] | Removed from Ground | Gas (Historical Use) | 1000 | Bare Steel | 1976-05-09 | 1998-04-13 | Galvanized Steel
HALL CO SANITARY LANDFILL | 2665 ALLEN CREEK RD | GAINESVILLE | Hall | 690276 | 2 | [5 empty] | Removed from Ground | Diesel | 10000 | Fiberglass | 1985-01-01 | 1999-01-21 | Fiberglass Reinforced Plastic
TOM WILHEIT PACKAGING MEAT CO | 2345 MONROE DR | GAINESVILLE | Hall | 690291 | 3 | [5 empty] | Removed from Ground | Diesel | 10000 | Bare Steel | 1981-05-09 | 1998-09-28 | Galvanized Steel | Suction (American)
QUIKTRIP #771 | 3446 MUNDY MILL RD | GAINESVILLE | Hall | 9069181 | 3 | Flapper Valve | 1996-03-02 |  | 1996-03-02 |  | Removed from Ground | Diesel | 8000 | Fiberglass | 1996-03-02 | 2015-06-30 | Double-Walled Flex | Pressurized
ZACKS FOOD RACK | 2052 CANDLER RD | GAINESVILLE | Hall | 9069134 | 2 | Ball Float | 1996-07-01 | FALSE | 1996-07-01 | FALSE | Currently in Use | Regular | 8000 | Galvanic (STIP-3) | 1986-04-01 |  | Double-Walled Fiberglass | Pressurized
OAKWOOD CHEVRON | 3436 MUNDY MILL ROAD | OAKWOOD | Hall | 9069158 | 2 |  | 1989-06-18 |  | 1989-06-18 |  | Removed from Ground | Gas (Historical Use) | 6000 | Cathodically Protected Steel | 1989-06-18 | 2004-06-14 | Fiberglass Reinforced Plastic | Pressurized
MINIT SAVE #7 | 5422 MCEVER RD | OAKWOOD | Hall | 690231 | 3 |  | 1998-12-30 |  | 1998-12-30 |  | Removed from Ground | Gas (Historical Use) | 6000 | Steel-Impressed Current | 1986-05-07 | 2002-02-26 | Cathodically Protected | Pressurized
SAADS EXPRESS #1 | 5105 MCEVER RD | OAKWOOD | Hall | 690203 | 2 |  |  | FALSE |  | FALSE | Removed from Ground | Gas (Historical Use) | 10000 |  | 1974-01-01 | 1995-01-31 | Galvanized Steel
DITTLER BROTHERS INC/MORENO PRES | 3915 OLD MUNDY MILL RD | OAKWOOD | Hall | 690066 | 10 | [5 empty] | Removed from Ground | Other | 4000 | Not Marked/Unknown | 1994-12-27 | 1994-12-27 | Not Marked
NORTHEAST GEORGIA MEDICAL CENTER | 675 WHITE SULPHUR RD | GAINESVILLE | Hall | 690064 | 1 | [5 empty] | Closed in Ground | Diesel | 10000 | Bare Steel | 1978-03-02 | 1998-02-20 | Bare Steel
OM GANESAY FOOD MART | 6274 HWY 52 MAIN ST | GILLSVILLE | Hall | 9069132 | DIESEL |  | 1998-08-01 |  | 1998-08-01 |  | Removed from Ground | Diesel | 1000 | Steel-Impressed Current | 1999-01-25 | 2004-05-19 | Cathodically Protected | Suction (American)
EMORY H REED | 4039 MUNDY MILL RD | OAKWOOD | Hall | 9069142 | 2 |  |  | FALSE |  | FALSE | Removed from Ground |  | 500 | Bare Steel |  | 2021-08-18
JACKSON ELECTRIC MEMBERSHIP CORP | 3704 OLD OAKWOOD RD | OAKWOOD | Hall | 9069126 | U | Flapper Valve | 1990-10-01 | FALSE | 1990-10-01 | TRUE | Currently in Use | Regular | 10000 | Fiberglass Double Walled | 1990-10-01 |  | Fiberglass Reinforced Plastic | Pressurized
BP FOOD STORE | 4510 MCEVER RD | OAKWOOD | Hall | 9000050 | 6 | Ball Float | 1988-10-05 | FALSE | 1988-10-05 | FALSE | Currently in Use | Premium | 8200 | Galvanic (STIP-3) | 1988-10-05 |  | Fiberglass Reinforced Plastic | Pressurized
DITTLER BROTHERS INC/MORENO PRES | 3915 OLD MUNDY MILL RD | OAKWOOD | Hall | 690066 | 6 | [5 empty] | Removed from Ground | Other | 6000 | Not Marked/Unknown | 1994-12-27 | 1994-12-27 | Not Marked
DITTLER BROTHERS INC/MORENO PRES | 3915 OLD MUNDY MILL RD | OAKWOOD | Hall | 690066 | 9 | [5 empty] | Removed from Ground | Other | 4000 | Not Marked/Unknown | 1994-12-27 | 1994-12-27 | Not Marked
DITTLER BROTHERS INC/MORENO PRES | 3915 OLD MUNDY MILL RD | OAKWOOD | Hall | 690066 | 8 | [5 empty] | Removed from Ground | Other | 4000 | Not Marked/Unknown | 1994-12-27 | 1994-12-27 | Not Marked
SPUR STATION #4195 | MT VIEW RD (AT MCEVER RD) | OAKWOOD | Hall | 690067 | 1 | [5 empty] | Temporarily out of use | Gas (Historical Use) | 10027 | Bare Steel | 1982-01-15 |  | Galvanized Steel
SPUR STATION #4195 | MT VIEW RD (AT MCEVER RD) | OAKWOOD | Hall | 690067 | 4 | [5 empty] | Temporarily out of use | Diesel | 10027 | Bare Steel | 1982-01-01 |  | Galvanized Steel
FLOWERS/SUNBEAMS/ATLANTA BAKING | 2822 FRONTAGE RD | GAINESVILLE | Hall | 690077 | 2 | [5 empty] | Removed from Ground | Gas (Historical Use) | 10000 | Bare Steel | 1983-03-18 | 1990-10-30 | Galvanized Steel
HUGH WILEY | GA HWY 52 | LULA | Hall | 9069006 | 1 | [5 empty] | Removed from Ground | Empty | 2000 | Bare Steel | 1968-01-01 | 1899-12-31 | Bare Steel
CRAVEN POTTERY INC | 6640 HWY 52 | GILLSVILLE | Hall | 9069143 | DIESEL |  | 1998-07-01 |  | 1998-07-01 |  | Removed from Ground | Diesel | 10000 | Steel-Impressed Current | 1984-01-01 | 2008-09-05 | Cathodically Protected | Suction (American)
CRAVEN POTTERY INC | 6640 HWY 52 | GILLSVILLE | Hall | 9069143 | REGULAR |  | 1998-07-01 |  | 1998-07-01 |  | Removed from Ground | Gas (Historical Use) | 1000 | Steel-Impressed Current | 1984-01-01 | 2008-09-05 | Cathodically Protected | Suction (American)
TOM WILHEIT PACKAGING MEAT CO | 2345 MONROE DR | GAINESVILLE | Hall | 690291 | 1 | [5 empty] | Removed from Ground | Gas (Historical Use) | 560 | Bare Steel | 1969-05-12 | 1998-09-28 | Galvanized Steel | Suction (American)
CIRCLE M FOOD SHOP #12 | 4504 CORNELIA HWY | LULA | Hall | 9069172 | 5 | Ball Float | 1995-12-01 | FALSE | 1995-12-01 | FALSE | Currently in Use | Diesel Off Road | 5000 | Epoxy | 1995-12-01 |  | Double-Walled Flex | Pressurized
RAK MOTORS | HWY 129 & GA HWY 284 | GAINESVILLE | Hall | 690224 | 3 | [5 empty] | Removed from Ground | Gas (Historical Use) | 1100 | Bare Steel | 1971-05-12 | 1986-12-01 | Unknown
CIRCLE M FOOD SHOP #14 | 5505 LULA RD | LULA | Hall | 690111 | 2 |  | 1996-10-01 | FALSE | 1996-10-01 | FALSE | Currently in Use | Gas (Historical Use) | 5000 | Steel-Impressed Current | 1979-05-01 |  | Fiberglass Reinforced Plastic | Pressurized
L.E. MORRIS & SON HARDWARE | 5953 MAIN STREET | LULA | Hall | 690220 | 4 | Flapper Valve | 1998-10-01 |  | 1998-10-01 |  | Closed in Ground | Gas (Historical Use) | 6000 | Steel-Impressed Current | 1985-01-01 | 2014-10-17 | Cathodically Protected | Pressurized
CIRCLE M FOOD SHOP #12 | 4504 CORNELIA HWY | LULA | Hall | 9069172 | 3 | Ball Float | 1995-12-01 | FALSE | 1995-12-01 | FALSE | Currently in Use | Premium | 10000 | Epoxy | 1995-12-01 |  | Fiberglass Reinforced Plastic | Pressurized
RAK MOTORS | HWY 129 & GA HWY 284 | GAINESVILLE | Hall | 690224 | 5 | [5 empty] | Removed from Ground | Gas (Historical Use) | 1100 | Bare Steel | 1971-05-12 | 1986-12-01 | Unknown
COTTON'S GROCERY | 5844 HWY 52 | GILLSVILLE | Hall | 690235 | 2 | [5 empty] | Removed from Ground | Gas (Historical Use) | 560 | Bare Steel | 1976-05-09 | 1998-04-13 | Galvanized Steel
FORMER COUNTRY STORE-ABANDONED TANKS | 5972 GEORGIA HIGHWAY 52 | GILLSVILLE | Hall | 10002038 | 1 |  |  | FALSE |  | FALSE | Removed from Ground | Gas (Historical Use) | 500 | Bare Steel | 2011-10-06 | 2011-10-06 | Bare Steel
HALL CO SANITARY LANDFILL | 2665 ALLEN CREEK RD | GAINESVILLE | Hall | 690276 | 1 | [5 empty] | Removed from Ground | Gas (Historical Use) | 10000 | Fiberglass | 1985-01-01 | 1999-01-21 | Fiberglass Reinforced Plastic | Suction (American)
OM GANESAY FOOD MART | 6274 HWY 52 MAIN ST | GILLSVILLE | Hall | 9069132 | REG1 |  | 1998-08-01 |  | 1998-08-01 |  | Removed from Ground | Gas (Historical Use) | 6000 | Steel-Impressed Current | 1999-01-25 | 2004-05-19 | Cathodically Protected | Suction (American)
FLOWERS/SUNBEAMS/ATLANTA BAKING | 2822 FRONTAGE RD | GAINESVILLE | Hall | 690077 | 3 | [5 empty] | Removed from Ground | Gas (Historical Use) | 10000 | Bare Steel | 1983-03-18 | 1990-10-30 | Galvanized Steel
CIRCLE M FOOD SHOP #14 | 5505 LULA RD | LULA | Hall | 690111 | 3 |  | 1996-10-01 | FALSE | 1996-10-01 | FALSE | Currently in Use | Gas (Historical Use) | 10000 | Steel-Impressed Current | 1979-05-01 |  | Fiberglass Reinforced Plastic | Pressurized
L.E. MORRIS & SON HARDWARE | 5953 MAIN STREET | LULA | Hall | 690220 | 6 | Flapper Valve | 1998-10-01 |  | 1998-10-01 |  | Closed in Ground | Diesel | 2000 | Cathodically Protected Steel | 1985-01-01 | 2014-10-17 | Cathodically Protected | Suction (American)
RED TOP CONVENIENCE STORE | US 23 | LULA | Hall | 9069199 | 3 | [5 empty] | Removed from Ground | Gas (Historical Use) | 3000 | Not Marked/Unknown | 1988-10-01 | 1988-10-01 | Not Marked
CIRCLE M FOOD SHOP #12 | 4504 CORNELIA HWY | LULA | Hall | 9069172 | 2 | Ball Float | 1995-12-01 | FALSE | 1995-12-01 | FALSE | Currently in Use | Regular | 10000 | Epoxy | 1995-12-01 |  | Double-Walled Flex | Pressurized
OM GANESAY FOOD MART | 6274 HWY 52 MAIN ST | GILLSVILLE | Hall | 9069132 | 6B | Ball Float | 2004-06-01 | FALSE | 2004-06-01 | FALSE | Currently in Use | Diesel | 6000 | Epoxy | 2004-06-01 |  | Fiberglass Reinforced Plastic | Pressurized
OM GANESAY FOOD MART | 6274 HWY 52 MAIN ST | GILLSVILLE | Hall | 9069132 | 6A | Ball Float | 2004-06-01 | FALSE | 2004-06-01 | FALSE | Currently in Use | Gas (Historical Use) | 4000 | Epoxy | 2004-06-01 |  | Fiberglass Reinforced Plastic | Pressurized
GPM# 24900 | 3275 CLEVELAND RD | GAINESVILLE | Hall | 690040 | 4 | [5 empty] | Removed from Ground | Gas (Historical Use) | 8000 | Bare Steel | 1978-04-19 | 1993-01-11 | Galvanized Steel | Suction (American)
GPM# 24900 | 3275 CLEVELAND RD | GAINESVILLE | Hall | 690040 | 7 | Ball Float | 1993-05-01 | FALSE | 1993-05-01 | FALSE | Currently in Use | Diesel | 2000 | Composite | 1993-05-01 |  | Fiberglass Reinforced Plastic | Safe Suction (Euro)
GPM# 24900 | 3275 CLEVELAND RD | GAINESVILLE | Hall | 690040 | 5 | Ball Float | 1993-05-01 | FALSE | 1993-05-01 | FALSE | Currently in Use | Regular | 8000 | Composite | 1993-05-01 |  | Fiberglass Reinforced Plastic | Pressurized
TROTTERS OLD PLACE STORE | 3220 CLEVELAND HWY | GAINESVILLE | Hall | 690022 | 2 | [5 empty] | Removed from Ground | Gas (Historical Use) | 1000 | Bare Steel | 1961-05-14 | 1899-12-31 | Bare Steel
TROTTERS OLD PLACE STORE | 3220 CLEVELAND HWY | GAINESVILLE | Hall | 690022 | 9 | Flapper Valve | 1998-10-01 |  | 1998-10-01 |  | Removed from Ground | Kerosene | 1000 | Galvanic (STIP-3) | 1988-04-01 | 2015-08-05 | Cathodically Protected | Pressurized
TROTTERS OLD PLACE STORE | 3220 CLEVELAND HWY | GAINESVILLE | Hall | 690022 | 8 | Flapper Valve | 1998-10-01 |  | 1998-10-01 |  | Removed from Ground | Diesel | 1000 | Galvanic (STIP-3) | 1988-04-01 | 2015-08-05 | Cathodically Protected | Pressurized
CHESTATEE MIDDLE SCHOOL | 2740 FRAN MAR DR | GAINESVILLE | Hall | 10000263 | 1 | Flapper Valve | 2002-11-20 | FALSE | 2002-11-20 | FALSE | Currently in Use | Diesel | 10000 | Epoxy | 2002-11-20 |  | Fiberglass Reinforced Plastic | Safe Suction (Euro)
COTTON'S GROCERY | 5844 HWY 52 | GILLSVILLE | Hall | 690235 | 3 | [5 empty] | Removed from Ground | Gas (Historical Use) | 560 | Bare Steel | 1976-05-09 | 1998-04-13 | Galvanized Steel
TOM WILHEIT PACKAGING MEAT CO | 2345 MONROE DR | GAINESVILLE | Hall | 690291 | 2 | [5 empty] | Removed from Ground | Gas (Historical Use) | 560 | Bare Steel | 1969-05-12 | 1998-09-28 | Galvanized Steel | Suction (American)
OM GANESAY FOOD MART | 6274 HWY 52 MAIN ST | GILLSVILLE | Hall | 9069132 | REG2 |  | 1998-08-01 |  | 1998-08-01 |  | Removed from Ground | Gas (Historical Use) | 5000 | Steel-Impressed Current | 1999-01-25 | 2004-05-19 | Cathodically Protected | Suction (American)
GPM# 24900 | 3275 CLEVELAND RD | GAINESVILLE | Hall | 690040 | 1 | [5 empty] | Removed from Ground | Gas (Historical Use) | 10000 | Bare Steel | 1978-04-19 | 1993-01-11 | Galvanized Steel | Suction (American)
GEORGIA EXPRESS CORP | 526 JESSE JEWELL PKY | GAINESVILLE | Hall | 690006 | 3 |  |  |  | 1993-12-30 |  | Closed in Ground | Other | 550 | Bare Steel | 1985-05-08 | 1999-12-06 | Galvanized Steel | Suction (American)
LEON FARMER & CO | 2851 WHITE SULPHUR RD | GAINESVILLE | Hall | 9069070 | 2 |  | 1992-06-26 |  | 1992-06-26 |  | Removed from Ground | Diesel | 10000 | Unknown | 1992-06-26 | 1992-07-08 | Fiberglass Reinforced Plastic | Safe Suction (Euro)
CHESTATEE FOOD SHOP | 2652 DAWSONVILLE HWY | GAINESVILLE | Hall | 9069165 | 3 | Ball Float | 1995-09-01 | FALSE | 1995-09-01 | FALSE | Currently in Use | Gas (Historical Use) | 12000 | Composite Double Walled | 1995-09-01 |  | Double-Walled Flex | Pressurized
BARBARA J WILSON RESIDENCE | 9385 ANN HARBOR DR | GAINESVILLE | Hall | 9069105 | 1 | [5 empty] | Removed from Ground | Gas (Historical Use) | 1000 | Not Marked/Unknown | 1992-02-24 | 1992-02-24 | Not Marked
BEENA INC DBA CI CI'S MARKET | 4110 CLEVELAND HWY | GAINESVILLE | Hall | 10001891 | 3B | Ball Float | 2010-07-28 | FALSE | 2010-07-28 | FALSE | Currently in Use | Diesel | 3000 | Composite Double Walled | 2010-07-28 |  | Double-Walled Fiberglass | Pressurized
LEON FARMER & CO | 2851 WHITE SULPHUR RD | GAINESVILLE | Hall | 9069070 | 1 |  | 1992-06-26 |  | 1992-06-26 |  | Removed from Ground | Gas (Historical Use) | 10000 | Unknown | 1992-06-26 | 1992-07-08 | Fiberglass Reinforced Plastic | Safe Suction (Euro)
SPEEDY'S GROCERY | 3262 CLEVELAND HWY | GAINESVILLE | Hall | 9069146 | 1 | [5 empty] | Removed from Ground | Gas (Historical Use) | 6110 | Bare Steel | 1999-01-01 | 1999-01-01 | Bare Steel | Suction (American)
J & S | 2443 DAWSONVILLE HWY | GAINESVILLE | Hall | 9069130 | 1 |  | 1999-11-01 |  | 1999-11-01 |  | Removed from Ground | Gas (Historical Use) | 6110 | Galvanic (STIP-3) | 1999-05-22 | 2005-09-28 | Cathodically Protected | Suction (American)
CHESTATEE FOOD SHOP | 2652 DAWSONVILLE HWY | GAINESVILLE | Hall | 9069165 | 4 | Ball Float | 1995-09-01 | FALSE | 1995-09-01 | FALSE | Currently in Use | Diesel | 4000 | Composite Double Walled | 1995-09-01 |  | Double-Walled Flex | Pressurized
CHESTATEE FOOD SHOP | 2652 DAWSONVILLE HWY | GAINESVILLE | Hall | 9069165 | 1 | Ball Float | 1995-09-01 | FALSE | 1995-09-01 | FALSE | Currently in Use | Gas (Historical Use) | 10000 | Composite Double Walled | 1995-09-01 |  | Double-Walled Flex | Pressurized
BEENA INC DBA CI CI'S MARKET | 4110 CLEVELAND HWY | GAINESVILLE | Hall | 10001891 | 3A | Ball Float | 2010-07-28 | FALSE | 2010-07-28 | FALSE | Currently in Use | Diesel | 12000 | Composite Double Walled | 2010-07-28 |  | Double-Walled Fiberglass | Pressurized
MURRAYVILLE COMPLEX | HWY 60 PO BOX 478 | MURRAYVILLE | Hall | 690010 | 4 | [5 empty] | Currently in Use | Diesel | 0 | Bare Steel | 1985-05-06 |  | Galvanized Steel
GA POWER GAINESVILLE DIST OPER H | 2294 SKELTON RD | GAINESVILLE | Hall | 690180 | 12201 | [5 empty] | Removed from Ground | Gas (Historical Use) | 10000 | Bare Steel | 1965-01-01 | 1990-05-30 | Galvanized Steel
WALMART NEIGHBORHOOD MARKET #2731 | 2892 BROWNS BRIDGE RD | GAINESVILLE | Hall | 10002424 | 2A | Flapper Valve | 2014-12-17 | FALSE | 2014-12-17 | FALSE | Currently in Use | Premium | 8000 | Fiberglass Double Walled | 2014-09-03 |  | Double-Walled Flex | Pressurized
PEPSI-COLA SOUTH | 2220 CENTENNIAL DR | GAINESVILLE | Hall | 9069069 | 4 | [5 empty] | Removed from Ground | Other | 500 | Not Marked/Unknown | 1998-02-01 | 1998-02-01 | Not Marked
STORK GAMCO | 1036 AIRPORT INDUSTRIAL PARKWAY | GAINESVILLE | Hall | 9069193 | 1 | [5 empty] | Removed from Ground | Gas (Historical Use) | 0 | Not Marked/Unknown | 1996-12-26 | 1996-12-26 | Not Marked
TROTTERS OLD PLACE STORE | 3220 CLEVELAND HWY | GAINESVILLE | Hall | 690022 | 7 | Flapper Valve | 1998-10-01 |  | 1998-10-01 |  | Removed from Ground | Gas (Historical Use) | 8000 | Galvanic (STIP-3) | 1988-04-01 | 2015-08-05 | Cathodically Protected | Pressurized
TROTTERS OLD PLACE STORE | 3220 CLEVELAND HWY | GAINESVILLE | Hall | 690022 | 4 | [5 empty] | Removed from Ground | Gas (Historical Use) | 500 | Bare Steel | 1961-05-14 | 1899-12-31 | Bare Steel
KROGER GA-437 | 3630 THOMPSON BRIDGE RD | GAINESVILLE | Hall | 10000088 | 2A | Overfill Alarm | 2001-12-07 | FALSE | 2001-12-07 | FALSE | Currently in Use | Premium | 7000 | Fiberglass Double Walled | 2001-12-07 |  | Double-Walled Fiberglass | Pressurized
TEXACO FOOD MART | 3649 MT VERNON RD | GAINESVILLE | Hall | 9069234 | 1 | Ball Float | 2001-05-09 | FALSE | 2001-05-09 | FALSE | Currently in Use | Regular | 12000 | Fiberglass Double Walled | 2001-05-06 |  | Double-Walled Flex | Pressurized
BEENA INC DBA CI CI'S MARKET | 4110 CLEVELAND HWY | GAINESVILLE | Hall | 10001891 | 1 | Ball Float | 2010-07-28 | FALSE | 2010-07-28 | FALSE | Currently in Use | Regular | 12000 | Composite Double Walled | 2010-07-28 |  | Double-Walled Fiberglass | Pressurized
HAROLD LATIMER GROCERY | 866 ATHENS ST | GAINESVILLE | Hall | 690009 | 2 | [5 empty] | Removed from Ground | Gas (Historical Use) | 4000 | Bare Steel | 1976-05-09 | 1996-09-26 | Galvanized Steel | Pressurized
TROTTERS OLD PLACE STORE | 3220 CLEVELAND HWY | GAINESVILLE | Hall | 690022 | 5 | Flapper Valve | 1998-10-01 |  | 1998-10-01 |  | Removed from Ground | Gas (Historical Use) | 8000 | Galvanic (STIP-3) | 1988-04-01 | 2015-08-05 | Cathodically Protected | Pressurized
FREDDYS II | 2703 DAWSONVILLE HWY | GAINESVILLE | Hall | 690008 | 2 | Flapper Valve | 1998-10-13 | FALSE | 1998-10-13 | FALSE | Currently in Use | E-0 | 6000 | Steel-Impressed Current | 1983-05-09 |  | Fiberglass Reinforced Plastic | Safe Suction (Euro)
DEBRA PATTERSON | 2745 DAWSONVILLE HIGHWAY | GAINESVILLE | Hall | 10001021 | 1 |  |  | FALSE |  | FALSE | Removed from Ground | Not Marked/Tank Removed | 92705 | Unknown | 2005-09-27 | 2005-09-27
JANU INC | 5011 MT VERNON RD | GAINESVILLE | Hall | 9069218 | 4A | Ball Float | 2007-12-01 | FALSE | 2007-12-01 | FALSE | Currently in Use | Premium | 5000 | Tank Jacket Double Walled | 2007-12-01 |  | Double-Walled Fiberglass | Pressurized
JANU INC | 5011 MT VERNON RD | GAINESVILLE | Hall | 9069218 | 2 | [5 empty] | Removed from Ground | Gas (Historical Use) | 0 | Marked Unknown |  | 1899-12-31 | Unknown
TROTTERS OLD PLACE STORE | 3220 CLEVELAND HWY | GAINESVILLE | Hall | 690022 | 1 | [5 empty] | Removed from Ground | Gas (Historical Use) | 1000 | Bare Steel | 1961-05-14 | 1899-12-31 | Bare Steel
GEORGIA EXPRESS CORP | 526 JESSE JEWELL PKY | GAINESVILLE | Hall | 690006 | 4 |  |  | TRUE | 1993-12-30 | TRUE | Closed in Ground | Used Oil | 550 | Bare Steel | 1985-05-08 | 1999-12-06 | Galvanized Steel | Gravity Fed
HALL CO FIRE STATION #3 | 4104 SHORT RD | GAINESVILLE | Hall | 9069080 | 2 | Flapper Valve | 2008-05-01 |  | 1992-11-03 |  | Removed from Ground | Diesel | 1000 | Fiberglass | 1992-11-03 | 2014-05-13 | Fiberglass Reinforced Plastic | Safe Suction (Euro)
BEENA INC DBA CI CI'S MARKET | 4110 CLEVELAND HWY | GAINESVILLE | Hall | 10001891 | 4 | Ball Float | 2017-05-16 | FALSE | 2017-05-16 | FALSE | Currently in Use | E-0 | 5000 | Composite Double Walled | 2017-05-16 |  | Double-Walled Flex | Pressurized
Best Food Mart | 5415 ATLANTA HWY | FLOWERY BRANCH | Hall | 9069052 | 2 |  | 1998-12-01 |  | 1998-12-01 |  | Closed in Ground | Gas (Historical Use) | 8000 | Steel-Impressed Current | 1978-01-01 | 2016-06-21 | Fiberglass Reinforced Plastic | Pressurized
INTERNATIONAL PAPER | CANDLER RD | GAINESVILLE | Hall | 9069027 | 2 | [5 empty] | Removed from Ground | Gas (Historical Use) | 1000 | Bare Steel | 1975-01-01 | 1991-11-22 | Bare Steel
GOLDEN PANTRY #58 | 5194 THOMPSON BRIDGE RD | MURRAYVILLE | Hall | 690295 | 2 | Flapper Valve | 1997-09-24 | FALSE | 1997-09-24 | FALSE | Currently in Use | Regular | 10000 | STIP-3/Impressed Current | 1987-01-01 |  | Fiberglass Reinforced Plastic | Pressurized
B & B FOOD MART | 5521 THOMPSON BRIDGE RD | MURRAYVILLE | Hall | 9069068 | 4B | Flapper Valve | 1998-12-01 | FALSE | 1998-12-01 | FALSE | Currently in Use | Kerosene | 1000 | STIP-3/Impressed Current | 1985-05-01 |  |  | Safe Suction (Euro)
Best Food Mart | 5415 ATLANTA HWY | FLOWERY BRANCH | Hall | 9069052 | 5B | Flapper Valve | 2016-09-14 | FALSE | 2016-09-14 | FALSE | Currently in Use | Diesel | 5000 | Tank Jacket | 2016-09-14 |  | Double-Walled Fiberglass | Pressurized
CLARK GRADING | 4939 UNION CHURCH RD | FLOWERY BRANCH | Hall | 9069149 | 2 | [5 empty] | Removed from Ground | Diesel | 10000 | Bare Steel | 1980-01-01 | 2000-03-19 | Galvanized Steel | Safe Suction (Euro)
POPSTOP | 5974 JIM CROW RD | FLOWERY BRANCH | Hall | 9069192 | 1 | Flapper Valve | 1993-02-20 | FALSE | 1993-02-20 | FALSE | Temporarily out of use | Empty | 2000 | Galvanic (STIP-3) | 1993-02-01 |  | Fiberglass Reinforced Plastic | Safe Suction (Euro)
EXXON FOOD MART | 5775 PHIL NIEKRO BLVD | FLOWERY BRANCH | Hall | 9069233 | 2 | Ball Float | 2001-11-05 | FALSE | 2001-11-05 | FALSE | Currently in Use | Premium | 10000 | Composite | 2000-01-20 |  | Double-Walled Flex | Pressurized
PETROFAST FOOD STORE #19 | 5512 MCEVER RD | FLOWERY BRANCH | Hall | 9069224 | 1 | Ball Float | 2000-04-11 | FALSE | 2000-04-11 | FALSE | Currently in Use | Regular | 12000 | Fiberglass | 2000-03-29 |  | Double-Walled Flex | Pressurized
GAINES FERRY SHELL INC | 5976 ATLANTA HWY | FLOWERY BRANCH | Hall | 10000918 | 3B | Ball Float | 2004-08-05 | FALSE | 2004-08-05 | FALSE | Currently in Use | E-0 | 4000 | Fiberglass | 2004-08-05 |  | Double-Walled Flex | Pressurized
GPM# 24900 | 3275 CLEVELAND RD | GAINESVILLE | Hall | 690040 | 6 |  |  | FALSE |  | FALSE | [6 empty] | Fiberglass Reinforced Plastic | Pressurized
TROTTERS OLD PLACE STORE | 3220 CLEVELAND HWY | GAINESVILLE | Hall | 690022 | 6 | Flapper Valve | 1998-10-01 |  | 1998-10-01 |  | Removed from Ground | Gas (Historical Use) | 8000 | Galvanic (STIP-3) | 1988-04-01 | 2015-08-05 | Cathodically Protected | Pressurized
JANU INC | 5011 MT VERNON RD | GAINESVILLE | Hall | 9069218 | 4B | Ball Float | 2007-12-01 | FALSE | 2007-12-01 | FALSE | Currently in Use | Diesel | 5000 | Tank Jacket Double Walled | 2007-12-01 |  | Double-Walled Fiberglass | Pressurized
LEON FARMER & CO | 2851 WHITE SULPHUR RD | GAINESVILLE | Hall | 9069070 | 3 | [5 empty] | Removed from Ground | Diesel | 10000 | Composite | 1992-06-01 | 1992-07-08 | Fiberglass Reinforced Plastic | Safe Suction (Euro)
HALL CO FIRE STATION #3 | 4104 SHORT RD | GAINESVILLE | Hall | 9069080 | 1 | [5 empty] | Removed from Ground | Diesel | 1000 | Bare Steel | 1992-10-29 | 1992-10-29 | Galvanized Steel | Suction (American)
MURRAYVILLE COMPLEX | HWY 60 PO BOX 478 | MURRAYVILLE | Hall | 690010 | 2 | [5 empty] | Currently in Use | Empty | 6000 | Bare Steel | 1985-05-06 |  | Galvanized Steel
VILLAGE PANTRY | 5507 THOMPSON BRIDGE RD | MURRAYVILLE | Hall | 9069166 | 1 | [5 empty] | Removed from Ground | Gas (Historical Use) | 10000 | Fiberglass | 1987-01-01 | 1999-08-01 | Galvanized Steel | Suction (American)
B & B FOOD MART | 5521 THOMPSON BRIDGE RD | MURRAYVILLE | Hall | 9069068 | 4A | Flapper Valve | 1998-12-01 | FALSE | 1998-12-01 | FALSE | Currently in Use | E-0 | 4000 | Steel-Impressed Current | 1985-05-06 |  |  | Safe Suction (Euro)
B & B FOOD MART | 5521 THOMPSON BRIDGE RD | MURRAYVILLE | Hall | 9069068 | 3 | Flapper Valve | 1998-12-01 | FALSE | 1998-12-01 | FALSE | Currently in Use | Premium | 6000 | Steel-Impressed Current | 1985-05-06 |  | Double-Walled Fiberglass | Pressurized
FIELDALE MURRAYVILLE COMPLEX | 5163 THOMPSON BRIDGE RD | MURRAYVILLE | Hall | 9069056 | MTS-4 | Flapper Valve | 1995-05-01 | FALSE | 1995-05-01 | FALSE | Currently in Use | Diesel | 15000 | Composite | 1990-05-01 |  | Fiberglass Reinforced Plastic | Pressurized
GROCERY EXPRESS | 6168 GAINES FERRY RD | FLOWERY BRANCH | Hall | 9069041 | 1B | Flapper Valve | 1990-01-01 | FALSE | 1990-01-01 | FALSE | Currently in Use | Regular | 6000 | Galvanic (STIP-3) | 1990-01-01 |  | Double-Walled Fiberglass | Pressurized
PETROFAST FOOD STORE #13 | 4257 WINDER HWY | FLOWERY BRANCH | Hall | 9069184 | 1 | Ball Float | 1996-04-01 | FALSE | 1996-04-01 | FALSE | Currently in Use | Regular | 8000 | Galvanic (STIP-3) | 1996-04-01 |  | Fiberglass Reinforced Plastic | Pressurized
OM GANESAY FOOD MART | 6274 HWY 52 MAIN ST | GILLSVILLE | Hall | 9069132 | 5 | Ball Float | 2004-06-01 | FALSE | 2004-06-01 | FALSE | Currently in Use | Gas (Historical Use) | 8000 | Epoxy | 2004-06-01 |  | Fiberglass Reinforced Plastic | Pressurized
RAK MOTORS | HWY 129 & GA HWY 284 | GAINESVILLE | Hall | 690224 | 2 | [5 empty] | Removed from Ground | Gas (Historical Use) | 550 | Bare Steel | 1979-05-10 | 1986-12-01 | Unknown
FORMER COUNTRY STORE-ABANDONED TANKS | 5972 GEORGIA HIGHWAY 52 | GILLSVILLE | Hall | 10002038 | 2 |  |  | FALSE |  | FALSE | Removed from Ground | Gas (Historical Use) | 500 | Bare Steel | 2011-10-06 | 2011-10-06 | Bare Steel
PETRO FAST FOOD STORES #4 | 3585 THOMPSON BRIDGE RD | GAINESVILLE | Hall | 9069078 | 3 | Flapper Valve | 1998-09-04 | FALSE | 1998-09-04 | FALSE | Removed from Ground | Premium | 5000 | Steel-Impressed Current | 1978-11-01 |  | Fiberglass Reinforced Plastic | Pressurized
FIELDALE MURRAYVILLE COMPLEX | 5163 THOMPSON BRIDGE RD | MURRAYVILLE | Hall | 9069056 | MS-3 | [5 empty] | Removed from Ground | Gas (Historical Use) | 1000 | Bare Steel | 1965-01-01 | 1990-05-01 | Not Marked
Best Food Mart | 5415 ATLANTA HWY | FLOWERY BRANCH | Hall | 9069052 | 1 |  | 1998-12-01 |  | 1998-12-01 |  | Closed in Ground | Gas (Historical Use) | 10000 | Steel-Impressed Current | 1978-01-01 | 2016-06-21 | Fiberglass Reinforced Plastic | Pressurized
HOG MOUNTAIN FOOD MART | 4841 HOG MOUNTAIN RD | FLOWERY BRANCH | Hall | 9069153 | 1 | Ball Float | 1995-06-29 | FALSE | 1995-06-29 | FALSE | Currently in Use | E-0 | 10000 | Composite | 1995-06-29 |  | Fiberglass Reinforced Plastic | Pressurized
POPSTOP | 5974 JIM CROW RD | FLOWERY BRANCH | Hall | 9069192 | 2 | Flapper Valve | 1993-02-20 | FALSE | 1993-02-20 | FALSE | Temporarily out of use | Empty | 2000 | Galvanic (STIP-3) | 1993-02-01 |  | Fiberglass Reinforced Plastic | Safe Suction (Euro)
FREDDYS II | 2703 DAWSONVILLE HWY | GAINESVILLE | Hall | 690008 | 3 | Flapper Valve | 1998-10-13 | FALSE | 1998-10-13 | FALSE | Currently in Use | Regular | 6000 | Steel-Impressed Current | 1983-05-09 |  | Fiberglass Reinforced Plastic | Pressurized
FORMER B&L GROCERY | THOMPSON BRIDGE RD & COCHRAN RD | GAINESVILLE | Hall | 9069225 | 3 | [5 empty] | Removed from Ground | Gas (Historical Use) | 1000 | Bare Steel | 2000-09-25 | 2000-09-25 | Galvanized Steel
WAKA MT ELEM | 5872 BROOKTON-LULA RD | GAINESVILLE | Hall | 9069071 | 1 | [5 empty] | Removed from Ground | Diesel | 1000 | Bare Steel | 1992-11-15 | 1992-11-15 | Galvanized Steel | Suction (American)
PETRO FAST FOOD STORES #4 | 3585 THOMPSON BRIDGE RD | GAINESVILLE | Hall | 9069078 | 4 | Flapper Valve | 1998-09-04 | FALSE | 1998-09-04 | FALSE | Removed from Ground | Premium | 3000 | Steel-Impressed Current | 1978-11-01 |  | Fiberglass Reinforced Plastic | Pressurized
CHATTAHOOCHEE COUNTRY CLUB | 3000 CLUB DR | GAINESVILLE | Hall | 9069106 | 3 | [5 empty] | Removed from Ground | Other | 2000 | Not Marked/Unknown | 1980-04-01 | 1992-05-01 | Not Marked
MURRAYVILLE COMPLEX | HWY 60 PO BOX 478 | MURRAYVILLE | Hall | 690010 | 1 | [5 empty] | Currently in Use | Empty | 6000 | Bare Steel | 1985-05-06 |  | Galvanized Steel
RAYMOND BRADLEY SOUTHERS | HALL HWY 60 N | MURRAYVILLE | Hall | 690284 | 2 | [5 empty] | Permanently Out of Use - historical purposes | Empty | 560 | Marked Unknown | 1966-06-22 | 1899-12-31 | Unknown
GOLDEN PANTRY #58 | 5194 THOMPSON BRIDGE RD | MURRAYVILLE | Hall | 690295 | 3 | Flapper Valve | 1997-09-24 | FALSE | 1997-09-24 | FALSE | Currently in Use | Premium | 10000 | STIP-3/Impressed Current | 1987-01-01 |  | Fiberglass Reinforced Plastic | Pressurized
PETROFAST FOOD STORE #11 | 5120 THOMPSON BRIDGE ROAD | MURRAYVILLE | Hall | 9069152 | 3 | Ball Float | 1995-07-20 | FALSE | 1995-07-20 | FALSE | Currently in Use | Diesel | 6000 | Galvanic (STIP-3) | 1995-07-20 |  | Fiberglass Reinforced Plastic | Pressurized
GROCERY EXPRESS | 6168 GAINES FERRY RD | FLOWERY BRANCH | Hall | 9069041 | 1A | Flapper Valve | 1990-01-01 | FALSE | 1990-01-01 | FALSE | Currently in Use | Regular | 6000 | Galvanic (STIP-3) | 1990-01-01 |  | Double-Walled Fiberglass | Pressurized
MINIT SAVE | 3756 ATLANTA HWY | FLOWERY BRANCH | Hall | 9069008 | 4 | Flapper Valve | 1994-04-15 | FALSE | 1994-04-15 | FALSE | Currently in Use | Diesel | 6000 | Galvanic (STIP-3) | 1988-01-01 |  | Galvanized Steel | Pressurized
PETRO FAST FOOD STORES #4 | 3585 THOMPSON BRIDGE RD | GAINESVILLE | Hall | 9069078 | 1 | Flapper Valve | 1998-09-04 | FALSE | 1998-09-04 | FALSE | Removed from Ground | Regular | 5000 | Steel-Impressed Current | 1978-11-01 |  | Fiberglass Reinforced Plastic | Pressurized
83112 | 5338 THOMPSON BRIDGE RD | MURRAYVILLE | Hall | 9069168 | 803 | Flapper Valve | 1995-09-25 | FALSE | 1995-09-25 | FALSE | Currently in Use | Diesel | 8000 | Composite | 1995-09-25 |  | Fiberglass Reinforced Plastic | Pressurized
Best Food Mart | 5415 ATLANTA HWY | FLOWERY BRANCH | Hall | 9069052 | 3 |  | 1998-12-01 |  | 1998-12-01 |  | Closed in Ground | Gas (Historical Use) | 8000 | Steel-Impressed Current | 1978-01-01 | 2016-06-21 | Fiberglass Reinforced Plastic | Pressurized
THOMAS CONCRETE OF GA INC-GAINESVILLE | 3960 THURMOND TANNER RD | FLOWERY BRANCH | Hall | 9069138 | 1 | Flapper Valve | 1993-01-01 | FALSE | 1993-01-01 | FALSE | Currently in Use | Diesel | 10000 | Fiberglass Double Walled | 1993-01-01 |  | Double-Walled Fiberglass | Safe Suction (Euro)
Marathon Food Mart | 5840 SPOUT SPRINGS RD | FLOWERY BRANCH | Hall | 9069182 | 4 | Flapper Valve | 2021-02-02 | FALSE | 2021-02-02 | FALSE | Currently in Use | Regular | 20000 | Composite Double Walled | 2021-02-02 |  | Double-Walled Fiberglass | Pressurized
DEBRA PATTERSON | 2745 DAWSONVILLE HIGHWAY | GAINESVILLE | Hall | 10001021 | 3 |  |  | FALSE |  | FALSE | Removed from Ground | Not Marked/Tank Removed | 550 | Unknown | 2005-09-27 | 2005-09-27 | Unknown
WAKA MT ELEM | 5872 BROOKTON-LULA RD | GAINESVILLE | Hall | 9069071 | 2 | Flapper Valve | 1992-12-03 |  | 1992-12-03 |  | Removed from Ground | Diesel | 1000 | Fiberglass | 1992-12-03 | 2010-12-17 | Fiberglass Reinforced Plastic | Safe Suction (Euro)
J & S | 2443 DAWSONVILLE HWY | GAINESVILLE | Hall | 9069130 | 2 |  | 1999-11-01 |  | 1999-11-01 |  | Removed from Ground | Diesel | 1036 | Galvanic (STIP-3) | 1999-05-22 | 2005-09-28 | Cathodically Protected | Suction (American)
CHATTAHOOCHEE COUNTRY CLUB | 3000 CLUB DR | GAINESVILLE | Hall | 9069106 | 2 | [5 empty] | Removed from Ground | Gas (Historical Use) | 6000 | Not Marked/Unknown | 1980-04-01 | 1992-05-01 | Not Marked
VILLAGE PANTRY | 5507 THOMPSON BRIDGE RD | MURRAYVILLE | Hall | 9069166 | 5 | [5 empty] | Removed from Ground | Diesel | 500 | Bare Steel | 1948-01-01 | 1999-08-01 | Galvanized Steel | Suction (American)
RECONSERVE OF GEORGIA | 4695 RADFORD RD | FLOWERY BRANCH | Hall | 10000237 | 1 | Ball Float | 2002-01-19 | FALSE | 2002-01-19 | FALSE | Currently in Use | Diesel | 15000 | Composite | 2003-01-27 |  | Double-Walled Fiberglass | Pressurized
HIDEAWAY BAY MARINA | 6334 MITCHELL ST | FLOWERY BRANCH | Hall | 690069 | 2 |  |  | FALSE |  | FALSE | Removed from Ground | Gas (Historical Use) | 1000 | Bare Steel | 1976-03-05 | 1993-03-24 | Galvanized Steel | Pressurized
PATTILO PROPERTIES | 1233 PALMOUR DR | GAINESVILLE | Hall | 9069031 | 2 | [5 empty] | Removed from Ground | Diesel | 3000 | Composite | 1992-01-06 | 1992-01-06 | Galvanized Steel
LEON FARMER & CO | 2851 WHITE SULPHUR RD | GAINESVILLE | Hall | 9069070 | 4 | Flapper Valve | 1992-06-26 | FALSE | 1992-06-26 | FALSE | Removed from Ground | Gas (Historical Use) | 10000 | Composite | 1992-06-15 | 2014-03-21 | Fiberglass Reinforced Plastic | Safe Suction (Euro)
LEON FARMER & CO | 2851 WHITE SULPHUR RD | GAINESVILLE | Hall | 9069070 | 5 | Flapper Valve | 1992-06-26 | FALSE | 1992-06-26 | FALSE | Removed from Ground | Diesel | 10000 | Composite | 1992-06-15 | 2014-03-21 | Fiberglass Reinforced Plastic | Safe Suction (Euro)
J & S | 2443 DAWSONVILLE HWY | GAINESVILLE | Hall | 9069130 | 4 |  | 1999-11-01 |  | 1999-11-01 |  | Removed from Ground | Diesel | 1036 | Galvanic (STIP-3) | 1999-05-22 | 2005-09-28 | Cathodically Protected | Suction (American)
J & S | 2443 DAWSONVILLE HWY | GAINESVILLE | Hall | 9069130 | 5 |  |  | FALSE |  | FALSE | Removed from Ground | Gas (Historical Use) | 1000 | Unknown | 2005-09-28 | 2005-09-28 | Unknown
HAROLD LATIMER GROCERY | 866 ATHENS ST | GAINESVILLE | Hall | 690009 | 3 | [5 empty] | Removed from Ground | Gas (Historical Use) | 4000 | Bare Steel | 1976-05-09 | 1996-09-26 | Galvanized Steel | Pressurized
VILLAGE PANTRY | 5507 THOMPSON BRIDGE RD | MURRAYVILLE | Hall | 9069166 | 2 | [5 empty] | Removed from Ground | Gas (Historical Use) | 6000 | Fiberglass | 1987-01-01 | 1999-08-01 | Galvanized Steel | Suction (American)
WYAY TRANSMITTER SITE WKNX RADIO | 5510 UNION CHURCH RD | FLOWERY BRANCH | Hall | 9069111 | 1 | Ball Float | 1994-01-01 |  | 1994-01-01 |  | Removed from Ground | Diesel | 1000 | Fiberglass | 1994-01-01 | 2009-12-01 | Fiberglass Reinforced Plastic | Safe Suction (Euro)
HALL CO STATION #8 | 6175 GAINES FERRY RD | FLOWERY BRANCH | Hall | 9069127 | 2 | [5 empty] | Removed from Ground | Gas (Historical Use) | 2000 | Marked Unknown | 1989-01-01 | 1999-07-19 | Unknown | Suction (American)
BST/FLOWERY BRANCH/R3162 | 5618 CHURCH STREET | FLOWERY BRANCH | Hall | 9069228 | 1 | Flapper Valve | 2001-02-28 | FALSE | 2001-02-28 | FALSE | Currently in Use | Diesel | 4000 | Fiberglass Double Walled | 2001-02-28 |  | Double-Walled Fiberglass | Safe Suction (Euro)
HALL CO FIRE STATION #5 | 4245 ATLANTA HWY (GA HWY 13 SOUT | FLOWERY BRANCH | Hall | 9069082 | 1 | [5 empty] | Removed from Ground | Diesel | 1000 | Bare Steel | 1992-10-22 | 1992-10-22 | Galvanized Steel | Suction (American)
GAINES FERRY SHELL INC | 5976 ATLANTA HWY | FLOWERY BRANCH | Hall | 10000918 | 3A | Ball Float | 2004-08-05 | FALSE | 2004-08-05 | FALSE | Currently in Use | Diesel On Road | 8000 | Fiberglass | 2004-08-05 |  | Double-Walled Flex | Pressurized
INGLES GAS EXPRESS #412 | 4278 WINDER HWY | FLOWERY BRANCH | Hall | 10001440 | 2B | Flapper Valve | 2008-04-01 | FALSE | 2008-04-01 | FALSE | Currently in Use | E-0 | 5000 | Fiberglass Double Walled | 2008-04-01 |  | Double-Walled Flex | Pressurized
SKF USA INC | MCEVERS & RADFORD RD | FLOWERY BRANCH | Hall | 690094 | 6 | [5 empty] | Removed from Ground | Other | 2000 | Bare Steel | 1976-04-20 | 1991-11-20 | Bare Steel
CHESTNUT MTN EXXON | 4103 WINDER HWY | FLOWERY BRANCH | Hall | 690287 | 1 |  | 1998-11-10 |  | 1998-11-10 |  | Removed from Ground | Gas (Historical Use) | 10000 | Cathodically Protected Steel | 1987-01-01 | 2002-06-13 | Fiberglass Reinforced Plastic | Pressurized
BIG CREEK TRADING POST | HOLIDAY RD | FLOWERY BRANCH | Hall | 690020 | 2 | [5 empty] | Closed in Ground | Empty | 3000 | Bare Steel | 1971-05-12 | 1988-06-01 | Bare Steel
CLERMONT FOOD MART | 6822 CLEVELAND HWY | CLERMONT | Hall | 690283 | 5 | Flapper Valve | 1999-01-01 | FALSE | 1999-01-01 | FALSE | Currently in Use | Diesel | 2000 | Galvanic (STIP-3) | 1991-06-01 |  | Fiberglass Reinforced Plastic | Pressurized
CLERMONT FOOD MART | 6822 CLEVELAND HWY | CLERMONT | Hall | 690283 | 4 | Flapper Valve | 1999-01-01 | FALSE | 1999-01-01 | FALSE | Currently in Use | Diesel Off Road | 2000 | Galvanic (STIP-3) | 1991-06-01 |  | Fiberglass Reinforced Plastic | Safe Suction (Euro)
DEBRA PATTERSON | 2745 DAWSONVILLE HIGHWAY | GAINESVILLE | Hall | 10001021 | 2 |  |  | FALSE |  | FALSE | Removed from Ground | Not Marked/Tank Removed | 550 | Unknown | 2005-09-27 | 2005-09-27 | Unknown
JANU INC | 5011 MT VERNON RD | GAINESVILLE | Hall | 9069218 | 1 | [5 empty] | Removed from Ground | Gas (Historical Use) | 0 | Marked Unknown |  | 1899-12-31 | Unknown
FORMER B&L GROCERY | THOMPSON BRIDGE RD & COCHRAN RD | GAINESVILLE | Hall | 9069225 | 4 | [5 empty] | Removed from Ground | Kerosene | 550 | Bare Steel | 2000-09-25 | 2000-09-25 | Galvanized Steel
PATTILO PROPERTIES | 1233 PALMOUR DR | GAINESVILLE | Hall | 9069031 | 1 | [5 empty] | Removed from Ground | Gas (Historical Use) | 3000 | Composite | 1992-01-06 | 1992-01-06 | Galvanized Steel
BEENA INC DBA CI CI'S MARKET | 4110 CLEVELAND HWY | GAINESVILLE | Hall | 10001891 | 2B | Ball Float | 2010-07-28 | FALSE | 2010-07-28 | FALSE | Currently in Use | Diesel | 4000 | Composite Double Walled | 2010-07-28 |  | Double-Walled Fiberglass | Pressurized
Best Food Mart | 5415 ATLANTA HWY | FLOWERY BRANCH | Hall | 9069052 | 5C | Flapper Valve | 2016-09-14 | FALSE | 2016-09-14 | FALSE | Currently in Use | Diesel | 5000 | Tank Jacket | 2016-09-14 |  | Double-Walled Fiberglass | Pressurized
MINIT SAVE | 3756 ATLANTA HWY | FLOWERY BRANCH | Hall | 9069008 | 1 | Flapper Valve | 1994-04-15 | FALSE | 1994-04-15 | FALSE | Currently in Use | Regular | 6000 | Galvanic (STIP-3) | 1988-01-01
PETROFAST FOOD STORE #19 | 5512 MCEVER RD | FLOWERY BRANCH | Hall | 9069224 | 2 | Ball Float | 2000-04-11 | FALSE | 2000-04-11 | FALSE | Currently in Use | Premium | 10000 | Fiberglass | 2000-03-29 |  | Double-Walled Flex | Pressurized
UNKNOWN | 5203 ATLANTA HIGHWAY | FLOWERY BRANCH | Hall | 10002473 | 2 |  |  | FALSE |  | FALSE | Closed in Ground | Gas (Historical Use) | 2000 | Unknown |  | 1899-12-31 | Unknown
VILLAGE PANTRY | 5507 THOMPSON BRIDGE RD | MURRAYVILLE | Hall | 9069166 | 4 | [5 empty] | Removed from Ground | Gas (Historical Use) | 1000 | Bare Steel | 1948-01-01 | 1999-08-01 | Galvanized Steel | Suction (American)
PETROFAST FOOD STORE #11 | 5120 THOMPSON BRIDGE ROAD | MURRAYVILLE | Hall | 9069152 | 2 | Ball Float | 1995-07-20 | FALSE | 1995-07-20 | FALSE | Currently in Use | Premium | 10000 | Galvanic (STIP-3) | 1995-07-20 |  | Fiberglass Reinforced Plastic | Pressurized
Marathon Food Mart | 5840 SPOUT SPRINGS RD | FLOWERY BRANCH | Hall | 9069182 | 1 | Flapper Valve | 1996-02-01 | FALSE | 1996-02-01 | FALSE | Currently in Use | Regular | 12000 | Epoxy | 1996-02-01 |  | Fiberglass Reinforced Plastic | Pressurized
WFOX TOWER SITE | 5510 UNION CHURCH RD | FLOWERY BRANCH | Hall | 9069200 | 1 | [5 empty] | Removed from Ground | Diesel | 1000 | Bare Steel | 1984-06-01 | 1997-12-02 | Bare Steel | Suction (American)
E-Z STOP | 6360 SPOUT SPRINGS RD | FLOWERY BRANCH | Hall | 10001375 | 3 | Ball Float | 2007-03-25 | FALSE | 2007-03-25 | FALSE | Currently in Use | Diesel | 4000 | Composite | 2007-03-01 |  | Double-Walled Fiberglass | Pressurized
Mars Wrigley Gainesville | 4500 Atlanta Highway | FLOWERY BRANCH | Hall | 690171 | 3 | [5 empty] | Removed from Ground | Diesel | 20000 | Bare Steel | 1979-04-25 | 1994-01-12 | Bare Steel
CHESTNUT MTN EXXON | 4103 WINDER HWY | FLOWERY BRANCH | Hall | 690287 | 5 | Flapper Valve |  | FALSE | 2003-02-01 | FALSE | Currently in Use | Regular | 15000 | Epoxy | 2003-01-01 |  | Double-Walled Fiberglass | Pressurized
CHESTNUT MTN EXXON | 4103 WINDER HWY | FLOWERY BRANCH | Hall | 690287 | 4 |  | 1998-11-10 |  | 1998-11-10 |  | Removed from Ground | Kerosene | 2000 | Cathodically Protected Steel | 1987-01-01 | 2002-06-13 | Fiberglass Reinforced Plastic | Safe Suction (Euro)
SHM AQUALAND LLC | 6800 LIGHTS FERRY RD | FLOWERY BRANCH | Hall | 690230 | 1 |  | 1998-11-18 |  | 1998-11-18 |  | Removed from Ground | Gas (Historical Use) | 10000 | Steel-Impressed Current | 1980-05-08 | 2007-04-03 | Cathodically Protected | Pressurized
GEORGIA EXPRESS CORP | 526 JESSE JEWELL PKY | GAINESVILLE | Hall | 690006 | 2 |  |  |  | 1993-12-30 |  | Closed in Ground | Other | 550 | Bare Steel | 1985-05-08 | 1999-12-06 | Galvanized Steel | Suction (American)
KROGER GA-437 | 3630 THOMPSON BRIDGE RD | GAINESVILLE | Hall | 10000088 | 1 | Overfill Alarm | 2001-12-07 | FALSE | 2001-12-07 | FALSE | Currently in Use | Regular | 15000 | Fiberglass Double Walled | 2001-12-07 |  | Double-Walled Fiberglass | Pressurized
JANU INC | 5011 MT VERNON RD | GAINESVILLE | Hall | 9069218 | 3 | Ball Float | 2007-12-01 | FALSE | 2007-12-01 | FALSE | Currently in Use | Regular | 10000 | Tank Jacket Double Walled | 2007-12-01 |  | Double-Walled Fiberglass | Pressurized
TEXACO FOOD MART | 3649 MT VERNON RD | GAINESVILLE | Hall | 9069234 | 2 | Ball Float | 2001-05-09 | FALSE | 2001-05-09 | FALSE | Currently in Use | Premium | 10000 | Fiberglass Double Walled | 2001-05-06 |  | Double-Walled Flex | Pressurized
INTERNATIONAL PAPER | CANDLER RD | GAINESVILLE | Hall | 9069027 | 1 | [5 empty] | Removed from Ground | Diesel | 560 | Bare Steel | 1975-01-01 | 1991-11-22 | Bare Steel
CHESTATEE FOOD SHOP | 2652 DAWSONVILLE HWY | GAINESVILLE | Hall | 9069165 | 2 | Ball Float | 1995-09-01 | FALSE | 1995-09-01 | FALSE | Currently in Use | Gas (Historical Use) | 10000 | Composite Double Walled | 1995-09-01 |  | Double-Walled Flex | Pressurized
BEENA INC DBA CI CI'S MARKET | 4110 CLEVELAND HWY | GAINESVILLE | Hall | 10001891 | 2A | Ball Float | 2010-07-28 | FALSE | 2010-07-28 | FALSE | Currently in Use | Premium | 4000 | Composite Double Walled | 2010-07-28 |  | Double-Walled Fiberglass | Pressurized
Best Food Mart | 5415 ATLANTA HWY | FLOWERY BRANCH | Hall | 9069052 | 5A | Flapper Valve | 2016-09-14 | FALSE | 2016-09-14 | FALSE | Currently in Use | Premium | 5000 | Tank Jacket | 2016-09-14 |  | Double-Walled Fiberglass | Pressurized
KROGER GA-416 | 7380 SPOUT SPRINGS RD | FLOWERY BRANCH | Hall | 10000408 | 2 |  |  | FALSE |  | FALSE | Currently in Use | Diesel | 10000 | Fiberglass | 2024-01-25
HIDEAWAY BAY MARINA | 6334 MITCHELL ST | FLOWERY BRANCH | Hall | 690069 | 1 |  |  | FALSE |  | FALSE | Removed from Ground | Gas (Historical Use) | 3000 | Bare Steel | 1976-03-05 | 1993-03-24 | Galvanized Steel | Pressurized
SKF USA INC | MCEVERS & RADFORD RD | FLOWERY BRANCH | Hall | 690094 | 9 | [5 empty] | Removed from Ground | Other | 10000 | Bare Steel | 1976-04-20 | 1991-11-20 | Bare Steel
FREDDYS II | 2703 DAWSONVILLE HWY | GAINESVILLE | Hall | 690008 | 5 | Flapper Valve | 1998-10-13 | FALSE | 1998-10-13 | FALSE | Currently in Use | Premium | 6000 | Steel-Impressed Current | 1983-05-09 |  | Fiberglass Reinforced Plastic | Pressurized
FREDDYS II | 2703 DAWSONVILLE HWY | GAINESVILLE | Hall | 690008 | 4 |  | 1998-10-13 | FALSE | 1998-10-13 | FALSE | Currently in Use | Regular | 6000 | Steel-Impressed Current | 1983-05-09 |  | Fiberglass Reinforced Plastic | Pressurized
POTTERS THRIFT STORE | 328 OAK ST | GAINESVILLE | Hall | 10000295 | 1 |  |  | FALSE |  | FALSE | Removed from Ground | Gas (Historical Use) | 550 | Bare Steel | 2002-09-01 | 2002-09-01
TEXACO FOOD MART | 3649 MT VERNON RD | GAINESVILLE | Hall | 9069234 | 3 | Ball Float | 2001-05-09 | FALSE | 2001-05-09 | FALSE | Currently in Use | Diesel | 8000 | Fiberglass Double Walled | 2001-05-06 |  | Double-Walled Flex | Pressurized
SPEEDY'S GROCERY | 3262 CLEVELAND HWY | GAINESVILLE | Hall | 9069146 | 2 | [5 empty] | Removed from Ground | Gas (Historical Use) | 6110 | Bare Steel | 1999-01-01 | 1999-01-01 | Bare Steel | Suction (American)
HAROLD LATIMER GROCERY | 866 ATHENS ST | GAINESVILLE | Hall | 690009 | 4 | [5 empty] | Removed from Ground | Diesel | 2000 | Bare Steel | 1968-05-11 | 1996-09-26 | Galvanized Steel | Suction (American)
RAYMOND BRADLEY SOUTHERS | HALL HWY 60 N | MURRAYVILLE | Hall | 690284 | 1 | [5 empty] | Permanently Out of Use - historical purposes | Empty | 560 | Marked Unknown | 1966-06-22 | 1899-12-31 | Unknown
GOLDEN PANTRY #58 | 5194 THOMPSON BRIDGE RD | MURRAYVILLE | Hall | 690295 | 4 | Flapper Valve | 1997-09-24 | FALSE | 1997-09-24 | FALSE | Currently in Use | Diesel | 8000 | STIP-3/Impressed Current | 1987-01-01 |  | Fiberglass Reinforced Plastic | Pressurized
GOLDEN PANTRY #58 | 5194 THOMPSON BRIDGE RD | MURRAYVILLE | Hall | 690295 | 1 | Flapper Valve | 1997-09-24 | FALSE | 1997-09-24 | FALSE | Currently in Use | Regular | 10000 | STIP-3/Impressed Current | 1987-01-01 |  | Fiberglass Reinforced Plastic | Pressurized
GEORGIA EXPRESS CORP | 526 JESSE JEWELL PKY | GAINESVILLE | Hall | 690006 | 1 |  |  |  | 1993-12-30 |  | Closed in Ground | Other | 550 | Bare Steel | 1985-05-08 | 1999-12-06 | Galvanized Steel | Suction (American)
FREDDYS II | 2703 DAWSONVILLE HWY | GAINESVILLE | Hall | 690008 | 6 | Flapper Valve | 1998-10-13 | FALSE | 1998-10-13 | FALSE | Currently in Use | Diesel | 4000 | Steel-Impressed Current | 1983-05-09 |  | Fiberglass Reinforced Plastic | Pressurized
FORMER B&L GROCERY | THOMPSON BRIDGE RD & COCHRAN RD | GAINESVILLE | Hall | 9069225 | 2 | [5 empty] | Removed from Ground | Gas (Historical Use) | 1000 | Bare Steel | 2000-09-25 | 2000-09-25 | Galvanized Steel
CHATTAHOOCHEE COUNTRY CLUB | 3000 CLUB DR | GAINESVILLE | Hall | 9069106 | 1 | Ball Float | 1995-09-01 | FALSE | 1992-05-01 | FALSE | Currently in Use | Regular | 6000 | Composite | 1992-05-01 |  | Double-Walled Flex | Pressurized
GOLDEN PANTRY #58 | HWY 60 | MURRAYVILLE | Hall | 690081 | 2 | [5 empty] | Removed from Ground | Gas (Historical Use) | 10000 | Bare Steel | 1980-04-18 | 1986-01-01 | Galvanized Steel
MINIT SAVE | 3756 ATLANTA HWY | FLOWERY BRANCH | Hall | 9069008 | 3 | Flapper Valve |  | FALSE |  | FALSE | Currently in Use | Premium | 6000 | Galvanic (STIP-3) |  |  | Galvanized Steel | Pressurized
Marathon Food Mart | 5840 SPOUT SPRINGS RD | FLOWERY BRANCH | Hall | 9069182 | 3 | Flapper Valve | 1996-02-01 | FALSE | 1996-02-01 | FALSE | Currently in Use | Diesel | 8000 | Epoxy | 1996-02-01 |  | Fiberglass Reinforced Plastic | Pressurized
WFOX TOWER SITE | 5510 UNION CHURCH RD | FLOWERY BRANCH | Hall | 9069200 | 2 | Flapper Valve | 1997-12-12 |  | 1997-12-12 |  | Removed from Ground | Diesel | 1000 | Tank Jacket | 1997-12-12 | 2013-03-28 | Fiberglass Reinforced Plastic | Safe Suction (Euro)
SKF USA INC | MCEVERS & RADFORD RD | FLOWERY BRANCH | Hall | 690094 | 7 | [5 empty] | Removed from Ground | Other | 2000 | Bare Steel | 1976-04-20 | 1991-11-20 | Bare Steel
SKF USA INC | MCEVERS & RADFORD RD | FLOWERY BRANCH | Hall | 690094 | 5 | [5 empty] | Removed from Ground | Other | 8000 | Bare Steel | 1976-04-20 | 1991-11-20 | Galvanized Steel
SKF USA INC | MCEVERS & RADFORD RD | FLOWERY BRANCH | Hall | 690094 | 4 | [5 empty] | Removed from Ground | Other | 4000 | Bare Steel | 1976-04-20 | 1991-11-20 | Bare Steel
DNR BOATING SAFETY HEADQUARTERS | 6758 LIGHTS FERRY RD | FLOWERY BRANCH | Hall | 690150 | 2 |  | 1989-04-10 |  | 1989-04-10 |  | Removed from Ground | Gas (Historical Use) | 1000 | Cathodically Protected Steel | 1989-04-10 | 1999-03-22 | Galvanized Steel
UNIVERSITY YACHT CLUB | 6649 YACHT CLUB RD. | FLOWERY BRANCH | Hall | 690159 | 6 | Ball Float | 1988-03-01 | FALSE | 1988-03-01 | FALSE | Currently in Use | Gas (Historical Use) | 3000 | Galvanic (STIP-3) | 1988-03-01 |  | Fiberglass Reinforced Plastic | Pressurized
PETROFAST FOOD STORE #11 | 5120 THOMPSON BRIDGE ROAD | MURRAYVILLE | Hall | 9069152 | 1 | Ball Float | 1995-07-20 | FALSE | 1995-07-20 | FALSE | Currently in Use | Regular | 10000 | Galvanic (STIP-3) | 1995-07-20 |  | Fiberglass Reinforced Plastic | Pressurized
Marathon Food Mart | 5840 SPOUT SPRINGS RD | FLOWERY BRANCH | Hall | 9069182 | 2 | Flapper Valve | 1996-02-01 | FALSE | 1996-02-01 | FALSE | Currently in Use | Premium | 8000 | Epoxy | 1996-02-01 |  | Fiberglass Reinforced Plastic | Pressurized
SPOUT SPRINGS SUPERETTEE | 4804 HOG MOUNTAIN RD | FLOWERY BRANCH | Hall | 9069084 | 4 |  | 1998-08-05 |  | 1998-08-05 |  | Removed from Ground | Gas (Historical Use) | 8000 | Galvanic (STIP-3) | 1987-05-08 | 2001-08-18 | Cathodically Protected | Suction (American)
E-Z STOP | 6360 SPOUT SPRINGS RD | FLOWERY BRANCH | Hall | 10001375 | 1 | Ball Float | 2007-03-25 | FALSE | 2007-03-25 | FALSE | Currently in Use | Regular | 12000 | Composite | 2007-03-01
CHESTNUT MTN EXXON | 4103 WINDER HWY | FLOWERY BRANCH | Hall | 690287 | A | [5 empty] | Removed from Ground | Gas (Historical Use) | 8000 | Bare Steel | 1977-04-19 | 1986-12-01 | Galvanized Steel
Best Food Mart | 5415 ATLANTA HWY | FLOWERY BRANCH | Hall | 9069052 | 4 | Flapper Valve | 2016-09-14 | FALSE | 2016-09-14 | FALSE | Currently in Use | Regular | 12000 | Tank Jacket | 2016-09-14 |  | Double-Walled Fiberglass | Pressurized
MINIT SAVE | 3756 ATLANTA HWY | FLOWERY BRANCH | Hall | 9069008 | 2 | Flapper Valve | 1994-04-15 | FALSE | 1994-04-15 | FALSE | Currently in Use | Regular | 6000 | Galvanic (STIP-3) | 1988-01-01 |  | Galvanized Steel | Pressurized
HALL CO STATION #8 | 6175 GAINES FERRY RD | FLOWERY BRANCH | Hall | 9069127 | 1 | [5 empty] | Removed from Ground | Diesel | 1000 | Marked Unknown | 1989-01-01 | 1999-07-19 | Unknown | Suction (American)
EXXON FOOD MART | 5775 PHIL NIEKRO BLVD | FLOWERY BRANCH | Hall | 9069233 | 3 | Ball Float | 2001-11-05 | FALSE | 2001-11-05 | FALSE | Currently in Use | Diesel | 8000 | Composite | 2000-01-20 |  | Double-Walled Flex | Pressurized
KROGER GA-416 | 7380 SPOUT SPRINGS RD | FLOWERY BRANCH | Hall | 10000408 | 1B | Overfill Alarm | 2003-06-02 | FALSE | 2003-06-02 | FALSE | Temporarily out of use | Premium | 8000 | Fiberglass Double Walled | 2003-05-29 |  | Double-Walled Fiberglass | Pressurized
HAROLD LATIMER GROCERY | 866 ATHENS ST | GAINESVILLE | Hall | 690009 | 1 | [5 empty] | Removed from Ground | Gas (Historical Use) | 2000 | Bare Steel | 1968-05-11 | 1996-09-26 | Galvanized Steel | Suction (American)
GOLDEN PANTRY #58 | 5194 THOMPSON BRIDGE RD | MURRAYVILLE | Hall | 690295 | 5 | Flapper Valve | 1997-09-24 | FALSE | 1997-09-24 | FALSE | Temporarily out of use | Kerosene | 2000 | STIP-3/Impressed Current | 1987-01-01 |  | Fiberglass Reinforced Plastic | Safe Suction (Euro)
FIELDALE MURRAYVILLE COMPLEX | 5163 THOMPSON BRIDGE RD | MURRAYVILLE | Hall | 9069056 | MS-1 | [5 empty] | Removed from Ground | Diesel | 1000 | Bare Steel | 1965-01-01 | 1990-05-01 | Not Marked
GILBERT ORR | 6381 GAINES FERRY ROAD | FLOWERY BRANCH | Hall | 9069147 | 1 | [5 empty] | Removed from Ground | Gas (Historical Use) | 500 | Bare Steel | 1982-10-05 | 1996-02-01 | Galvanized Steel | Suction (American)
KROGER GA-416 | 7380 SPOUT SPRINGS RD | FLOWERY BRANCH | Hall | 10000408 | 1A | Overfill Alarm | 2003-06-02 | FALSE | 2003-06-02 | FALSE | Temporarily out of use | Regular | 12000 | Fiberglass Double Walled | 2003-05-29 |  | Double-Walled Fiberglass | Pressurized
HALL CO FIRE STATION #5 | 4245 ATLANTA HWY (GA HWY 13 SOUT | FLOWERY BRANCH | Hall | 9069082 | 618520 |  | 1992-10-27 |  | 1992-10-27 |  | Removed from Ground | Diesel | 1000 | Fiberglass | 1992-10-27 | 1999-07-19 | Fiberglass Reinforced Plastic | Safe Suction (Euro)
GAINES FERRY SHELL INC | 5976 ATLANTA HWY | FLOWERY BRANCH | Hall | 10000918 | 1 | Ball Float | 2004-08-05 | FALSE | 2004-08-05 | FALSE | Currently in Use | Premium | 10000 | Fiberglass | 2004-08-05 |  | Double-Walled Flex | Pressurized
KROGER GA-416 | 7380 SPOUT SPRINGS RD | FLOWERY BRANCH | Hall | 10000408 | 3 | Flapper Valve | 2024-01-25 | FALSE | 2024-03-11 | FALSE | Currently in Use | Diesel | 10000 | Fiberglass | 2024-11-25 |  | Flex | Pressurized
SPOUT SPRINGS SUPERETTEE | 4804 HOG MOUNTAIN RD | FLOWERY BRANCH | Hall | 9069084 | 3 |  | 1998-08-05 |  | 1998-08-05 |  | Removed from Ground | Gas (Historical Use) | 8000 | Galvanic (STIP-3) | 1987-05-08 | 2001-08-18 | Fiberglass Reinforced Plastic | Suction (American)
EXXON FOOD MART | 5775 PHIL NIEKRO BLVD | FLOWERY BRANCH | Hall | 9069233 | 1 | Ball Float | 2001-11-05 | FALSE | 2001-11-05 | FALSE | Currently in Use | Regular | 12000 | Composite | 2000-01-20 |  | Double-Walled Flex | Pressurized
GAINES FERRY SHELL INC | 5976 ATLANTA HWY | FLOWERY BRANCH | Hall | 10000918 | 2 | Ball Float | 2004-08-05 | FALSE | 2004-08-05 | FALSE | Currently in Use | Regular | 12000 | Fiberglass | 2004-08-05 |  | Double-Walled Flex | Pressurized
E-Z STOP | 6360 SPOUT SPRINGS RD | FLOWERY BRANCH | Hall | 10001375 | 2 | Ball Float | 2007-03-25 | FALSE | 2007-03-25 | FALSE | Currently in Use | Premium | 8000 | Composite | 2007-03-01 |  | Double-Walled Fiberglass | Pressurized
EXPLORERS TRANSPORT | 5325 T L BOWER WAY | FLOWERY BRANCH | Hall | 10001267 | 1B |  | 2006-11-01 | FALSE | 2006-11-01 | FALSE | Currently in Use | Regular | 5000 | Composite Double Walled | 2006-11-01 |  | Double-Walled Fiberglass | Pressurized
INGLES GAS EXPRESS #412 | 4278 WINDER HWY | FLOWERY BRANCH | Hall | 10001440 | 1B | Flapper Valve | 2008-04-01 | FALSE | 2008-04-01 | FALSE | Currently in Use | Premium | 7000 | Fiberglass Double Walled | 2008-04-01 |  | Double-Walled Flex | Pressurized
UNKNOWN | 5203 ATLANTA HIGHWAY | FLOWERY BRANCH | Hall | 10002473 | 1 |  |  | FALSE |  | FALSE | Closed in Ground | Gas (Historical Use) | 2000 | Bare Steel |  | 1899-12-31 | Unknown
SKF USA INC | MCEVERS & RADFORD RD | FLOWERY BRANCH | Hall | 690094 | 3 | [5 empty] | Removed from Ground | Other | 2000 | Bare Steel | 1976-04-20 | 1991-11-20 | Bare Steel
B & B FOOD MART | 5521 THOMPSON BRIDGE RD | MURRAYVILLE | Hall | 9069068 | 2 | Flapper Valve | 1998-12-01 | FALSE | 1998-12-01 | FALSE | Currently in Use | Regular | 6000 | Steel-Impressed Current | 1985-05-06 |  | Double-Walled Fiberglass | Pressurized
GA DOT 10111 SPOUT SPRINGS HQ | .5 MI E I-95 ON SPOUT SPRINGS RD | FLOWERY BRANCH | Hall | 690108 | 10111-2 | [5 empty] | Removed from Ground | Diesel | 1000 | Bare Steel | 1971-05-03 | 1994-01-27 | Galvanized Steel
DNR BOATING SAFETY HEADQUARTERS | 6758 LIGHTS FERRY RD | FLOWERY BRANCH | Hall | 690150 | 3 | Flapper Valve | 1999-04-14 | FALSE | 1999-04-14 | FALSE | Currently in Use | Gas (Historical Use) | 2500 | Fiberglass Double Walled | 1999-04-01 |  | Double-Walled Flex | Pressurized
CHESTNUT MTN EXXON | 4103 WINDER HWY | FLOWERY BRANCH | Hall | 690287 | 7A | Ball Float | 2003-02-01 | FALSE | 2003-02-01 | FALSE | Currently in Use | Diesel | 8000 | Epoxy | 2003-01-01 |  | Double-Walled Fiberglass | Pressurized
Texaco | 3420 Winder Hwy | Flowery Branch | Hall | 690039 | 1 |  | 1998-10-14 | FALSE | 1998-10-14 | FALSE | Removed from Ground | Gas (Historical Use) | 10000 | Steel-Impressed Current | 1978-04-19 |  |  | Safe Suction (Euro)
CUMMINS ENGINE CO INC | 4515 CANTRELL RD. | FLOWERY BRANCH | Hall | 690054 | 1 |  |  | TRUE |  | TRUE | Removed from Ground | Other | 10000 | Bare Steel | 1981-02-07 | 1997-10-01 | Bare Steel | Gravity Fed
Pacific Pride | 420 CLEVELAND HWY | CLERMONT | Hall | 690236 | 3 | Flapper Valve | 2019-04-01 | FALSE | 2019-04-01 | FALSE | Currently in Use | E-0 | 3000 | Fiberglass Double Walled | 2019-03-12 |  | Double-Walled Fiberglass | Pressurized
CLERMONT FOOD MART | 6822 CLEVELAND HWY | CLERMONT | Hall | 690283 | 3 | Flapper Valve | 1998-12-01 | FALSE | 1998-12-01 | FALSE | Currently in Use | Regular | 6000 | Steel-Impressed Current | 1980-01-03 |  | Fiberglass Reinforced Plastic | Safe Suction (Euro)
RON SMITH | US HWY 129 | CLERMONT | Hall | 690163 | 2 | [5 empty] | Removed from Ground | Gas (Historical Use) | 2000 | Bare Steel | 1971-05-03 | 1988-12-01 | Galvanized Steel
LANIER FOOD MART | 5971 CLEVELAND HWY | CLERMONT | Hall | 10000848 | 3B | Ball Float | 2004-09-30 | FALSE | 2004-09-30 | FALSE | Currently in Use | Diesel | 4000 | Epoxy | 2004-09-30 |  | Fiberglass Reinforced Plastic | Pressurized
NO FACILITY NAME | 6531 DAHLONEGA HWY @ H WHITE RD | CLERMONT | Hall | 9069091 | 2 | [5 empty] | Removed from Ground | Gas (Historical Use) | 550 | Bare Steel | 1968-06-10 | 1994-03-04 | Not Marked
FIELDALE MURRAYVILLE COMPLEX | 5163 THOMPSON BRIDGE RD | MURRAYVILLE | Hall | 9069056 | MTS-3 |  |  | TRUE |  | TRUE | Removed from Ground | Used Oil | 1000 | Bare Steel | 1985-01-01 | 1990-05-01 | Not Marked
FIELDALE MURRAYVILLE COMPLEX | 5163 THOMPSON BRIDGE RD | MURRAYVILLE | Hall | 9069056 | MTS-6 | Exempted |  | TRUE |  | TRUE | Currently in Use | Used Oil | 2000 | Composite | 1990-05-01 |  | Fiberglass Reinforced Plastic
CITY OF FLOWERY BRANCH WATER POL | 5572 ATLANTA HWY | FLOWERY BRANCH | Hall | 9069051 | 1 | [5 empty] | Removed from Ground | Diesel | 275 | Bare Steel | 1977-01-01 | 1991-11-01 | Galvanized Steel
HOG MOUNTAIN FOOD MART | 4841 HOG MOUNTAIN RD | FLOWERY BRANCH | Hall | 9069153 | 3 | Ball Float | 1995-06-29 | FALSE | 1995-06-29 | FALSE | Closed in Ground | Diesel | 6000 | Composite | 1995-06-29 | 2015-10-20 | Fiberglass Reinforced Plastic | Pressurized
PETROFAST FOOD STORE #13 | 4257 WINDER HWY | FLOWERY BRANCH | Hall | 9069184 | 2 | Ball Float | 1996-04-01 | FALSE | 1996-04-01 | FALSE | Currently in Use | Premium | 8000 | Galvanic (STIP-3) | 1996-04-01 |  | Fiberglass Reinforced Plastic | Pressurized
BANNISTERS GROCERY | 5643 HOG MOUNTAIN ROAD | FLOWERY BRANCH | Hall | 9069198 | 2 | [5 empty] | Removed from Ground | Gas (Historical Use) | 1000 | Bare Steel | 1998-04-14 | 1998-04-14 | Not Marked | Suction (American)
SPOUT SPRINGS SUPERETTEE | 4804 HOG MOUNTAIN RD | FLOWERY BRANCH | Hall | 9069084 | 2 | [5 empty] | Closed in Ground | Other | 8000 | Unknown | 1987-05-01 | 1987-05-01 | Galvanized Steel | Pressurized
UNKNOWN | 5203 ATLANTA HIGHWAY | FLOWERY BRANCH | Hall | 10002473 | 3 |  |  | FALSE |  | FALSE | Closed in Ground | Kerosene | 2000 | Bare Steel |  | 1899-12-31 | Unknown
SHM AQUALAND LLC | 6800 LIGHTS FERRY RD | FLOWERY BRANCH | Hall | 690230 | 5 | [5 empty] | Removed from Ground | Gas (Historical Use) | 1000 | Bare Steel | 1967-05-13 | 1993-03-25 | Galvanized Steel
SHM AQUALAND LLC | 6800 LIGHTS FERRY RD | FLOWERY BRANCH | Hall | 690230 | 4 | [5 empty] | Removed from Ground | Gas (Historical Use) | 1000 | Bare Steel | 1967-05-12 | 1993-03-25 | Galvanized Steel
CUMMINS ENGINE CO INC | 4515 CANTRELL RD. | FLOWERY BRANCH | Hall | 690054 | 2 |  |  | TRUE |  | TRUE | Removed from Ground | Other | 10000 | Bare Steel | 1981-02-07 | 1997-10-01 | Bare Steel | Gravity Fed
FLOWERY BRANCH CONVENIENCE STORE | 5504 SPOUT SPRINGS RD | FLOWERY BRANCH | Hall | 690051 | 3 | [5 empty] | Removed from Ground | Gas (Historical Use) | 4000 | Bare Steel | 1978-05-01 | 1988-10-01 | Galvanized Steel
GROCERY EXPRESS | 6168 GAINES FERRY RD | FLOWERY BRANCH | Hall | 9069041 | 2 | Flapper Valve | 1990-01-01 | FALSE | 1990-01-01 | FALSE | Currently in Use | E-0 | 6000 | Galvanic (STIP-3) | 1990-01-01 |  | Double-Walled Fiberglass | Pressurized
MOONEY MANUFACTURE CO | 5702 MAIN ST | FLOWERY BRANCH | Hall | 690065 | 2 | [5 empty] | Removed from Ground | Other | 1000 | Bare Steel | 1971-03-03 | 1998-01-01 | Galvanized Steel
SKF USA INC | MCEVERS & RADFORD RD | FLOWERY BRANCH | Hall | 690094 | 1 | [5 empty] | Removed from Ground | Other | 2000 | Bare Steel | 1976-04-20 | 1991-11-20 | Bare Steel
DNR BOATING SAFETY HEADQUARTERS | 6758 LIGHTS FERRY RD | FLOWERY BRANCH | Hall | 690150 | 1 | [5 empty] | Removed from Ground | Gas (Historical Use) | 500 | Bare Steel | 1966-04-22 | 1989-04-10 | Galvanized Steel
UNIVERSITY YACHT CLUB | 6649 YACHT CLUB RD. | FLOWERY BRANCH | Hall | 690159 | 3 | [5 empty] | Closed in Ground | Gas (Historical Use) | 3000 | Bare Steel | 1966-05-06 | 1899-12-31 | Unknown
CHESTNUT MTN EXXON | 4103 WINDER HWY | FLOWERY BRANCH | Hall | 690287 | 6 | Ball Float | 2003-02-01 | FALSE | 2003-02-01 | FALSE | Currently in Use | Premium | 10000 | Epoxy | 2003-01-01 |  | Double-Walled Fiberglass | Pressurized
CHESTNUT MTN EXXON | 4103 WINDER HWY | FLOWERY BRANCH | Hall | 690287 | C | [5 empty] | Removed from Ground | Gas (Historical Use) | 3000 | Bare Steel | 1977-04-19 | 1986-12-01 | Galvanized Steel
GOLD KIST FEED MILL | US HWY 23 | FLOWERY BRANCH | Hall | 690013 | 2 | [5 empty] | Removed from Ground | Diesel | 15000 | Bare Steel | 1976-05-09 | 1990-06-20 | Galvanized Steel
Texaco | 3420 Winder Hwy | Flowery Branch | Hall | 690039 | 3 |  | 1998-12-19 | FALSE | 1998-12-19 | FALSE | Removed from Ground | Gas (Historical Use) | 5000 | Steel-Impressed Current | 1978-04-19 | 2013-10-30 | Fiberglass Reinforced Plastic | Safe Suction (Euro)
BELLSOUTH TELECOMMUNICATIONS INC | 5248 GREEN CIRCLE | CLERMONT | Hall | 690244 | 1 | [5 empty] | Removed from Ground | Other | 1000 | Bare Steel | 1975-01-04 | 1997-09-24 | Copper | Suction (American)
MURRAYVILLE COMPLEX | HWY 60 PO BOX 478 | MURRAYVILLE | Hall | 690010 | 5 | [5 empty] | Currently in Use | Kerosene | 0 | Bare Steel | 1985-05-06 |  | Galvanized Steel
FIELDALE MURRAYVILLE COMPLEX | 5163 THOMPSON BRIDGE RD | MURRAYVILLE | Hall | 9069056 | MTS-1 | [5 empty] | Removed from Ground | Diesel | 15000 | Bare Steel | 1985-01-01 | 1990-05-01 | Not Marked
FIELDALE MURRAYVILLE COMPLEX | 5163 THOMPSON BRIDGE RD | MURRAYVILLE | Hall | 9069056 | MS-2 | [5 empty] | Removed from Ground | Diesel | 1000 | Bare Steel | 1965-01-01 | 1990-05-01 | Not Marked
HOG MOUNTAIN FOOD MART | 4841 HOG MOUNTAIN RD | FLOWERY BRANCH | Hall | 9069153 | 2 | Ball Float | 1995-06-29 | FALSE | 1995-06-29 | FALSE | Currently in Use | Premium | 10000 | Composite | 1995-06-29 |  | Fiberglass Reinforced Plastic | Pressurized
CLARK GRADING | 4939 UNION CHURCH RD | FLOWERY BRANCH | Hall | 9069149 | 3 | [5 empty] | Removed from Ground | Gas (Historical Use) | 12000 | Bare Steel | 1980-01-01 | 2000-03-19 | Galvanized Steel | Safe Suction (Euro)
PETROFAST FOOD STORE #13 | 4257 WINDER HWY | FLOWERY BRANCH | Hall | 9069184 | 3 | Ball Float | 1996-04-01 | FALSE | 1996-04-01 | FALSE | Currently in Use | Diesel | 6000 | Galvanic (STIP-3) | 1996-04-01 |  | Fiberglass Reinforced Plastic | Pressurized
CARNES CONSTRUCTION | 2820 BARRETT RD | GAINESVILLE | Hall | 9069016 | 2 | [5 empty] | Removed from Ground | Empty | 1000 | Bare Steel | 1978-01-01 | 2011-06-02 | Unknown
CANDLER ROAD LANDFILL | 1700 OAKBROOK DR | GAINESVILLE | Hall | 9069215 | 1 | Flapper Valve | 1999-02-03 | FALSE | 1999-02-03 | FALSE | Closed in Ground | Regular | 3000 | Fiberglass | 1999-02-03 |  | Fiberglass Reinforced Plastic | Safe Suction (Euro)
J.D. MARTINS GROC. | SDT. 13 NORTH | GAINESVILLE | Hall | 690027 | 1 | [5 empty] | Removed from Ground | Gas (Historical Use) | 2000 | Bare Steel | 1961-05-14 | 1899-12-31 | Bare Steel | Suction (American)
CHEVRON FOOD MART | 4163 PRICE RD | GAINESVILLE | Hall | 690247 | 2 | Flapper Valve | 1994-02-01 | FALSE | 1994-02-01 | FALSE | Currently in Use | Gas (Historical Use) | 3000 | Steel-Impressed Current | 1977-05-10 |  | Fiberglass Reinforced Plastic | Pressurized
GAINESVILLE COLLEGE | 3820 MUNDY MILL ROAD | OAKWOOD | Hall | 690059 | 10 | [5 empty] | Removed from Ground | Gas (Historical Use) | 1000 | Cathodically Protected Steel | 1974-02-13 | 2000-11-06 | Cathodically Protected
HALL COUNTY SCHOOL BUS SHOP | 2915 ATLANTA HWY | GAINESVILLE | Hall | 690061 | 3 | [5 empty] | Removed from Ground | Gas (Historical Use) | 10000 | Bare Steel | 1986-02-10 | 1990-02-01 | Unknown
FERGUSONS GAS STATION | 2121 ATHENS HWY | GAINESVILLE | Hall | 690237 | 2 | [5 empty] | Removed from Ground | Gas (Historical Use) | 4000 | Bare Steel | 1981-05-08 | 2002-10-30 | Galvanized Steel | Suction (American)
CHAMBERS PROPERTY (FORMER SERVIC | 859 S BRADFORD ST | GAINESVILLE | Hall | 9069076 | 4 | [5 empty] | Removed from Ground | Gas (Historical Use) | 2000 | Bare Steel | 1992-05-22 | 1992-05-22 | Bare Steel | Suction (American)
MARATHON FOOD MART | 3050 ATHENS HWY | GAINESVILLE | Hall | 9069085 | 1 | Flapper Valve | 1992-11-17 | FALSE | 1992-11-17 | FALSE | Currently in Use | Regular | 10000 | Epoxy | 1992-11-17 |  | Fiberglass Reinforced Plastic | Pressurized
FRED WILLIAM ODOM SR | 2404 CANDLER RD | GAINESVILLE | Hall | 9069157 | 1 | [5 empty] | Removed from Ground | Gas (Historical Use) | 1000 | Epoxy | 1985-01-01 | 1996-08-01 | Galvanized Steel | Suction (American)
BP FOODMART #4 | 3610 WHITE SULPHUR RD | GAINESVILLE | Hall | 9069219 | 2 | Ball Float | 1999-10-01 | FALSE | 1999-10-01 | FALSE | Currently in Use | Regular | 12000 | Fiberglass | 1999-10-01 |  | Fiberglass Reinforced Plastic | Pressurized
CITY OF OAKWOOD | 4009 RAILROAD ST | OAKWOOD | Hall | 9069164 | 1 | Flapper Valve | 2001-02-15 |  | 2001-02-15 |  | Closed in Ground | Gas (Historical Use) | 1000 | Galvanic (STIP-3) | 1989-12-01 | 2016-09-13 | Flex | Safe Suction (Euro)
PERFORMANCE FOOD GROUP INC | 3501 OLD OAKWOOD RD | OAKWOOD | Hall | 9069114 | 2 | [5 empty] | Removed from Ground | Gas (Historical Use) | 2000 | Marked Unknown | 1983-01-01 | 1997-06-01 | Unknown | Suction (American)
OAKWOOD GAS MART | 5052 MCEVER RD | OAKWOOD | Hall | 9069119 | 5702 | Ball Float | 1995-05-15 | FALSE | 1995-05-15 | FALSE | Currently in Use | Premium | 12000 | Composite | 1995-05-15 |  | Fiberglass Reinforced Plastic | Pressurized
BANNISTERS GROCERY | 5643 HOG MOUNTAIN ROAD | FLOWERY BRANCH | Hall | 9069198 | 1 | [5 empty] | Removed from Ground | Gas (Historical Use) | 1000 | Bare Steel | 1998-04-14 | 1998-04-14 | Not Marked | Suction (American)
INGLES GAS EXPRESS #412 | 4278 WINDER HWY | FLOWERY BRANCH | Hall | 10001440 | 1A | Flapper Valve | 2008-04-01 | FALSE | 2008-04-01 | FALSE | Currently in Use | Regular | 25000 | Fiberglass Double Walled | 2008-04-01 |  | Double-Walled Flex | Pressurized
HIDEAWAY BAY MARINA | 6334 MITCHELL ST | FLOWERY BRANCH | Hall | 690069 | 4 | Flapper Valve | 1997-04-01 | FALSE | 1997-04-01 | FALSE | Currently in Use | Regular | 10000 | Fiberglass Double Walled | 1993-04-05 |  | Double-Walled Flex | Pressurized
MOONEY MANUFACTURE CO | 5702 MAIN ST | FLOWERY BRANCH | Hall | 690065 | 1 | [5 empty] | Removed from Ground | Other | 1000 | Bare Steel | 1971-03-03 | 1998-01-01 | Galvanized Steel
GOLD KIST FEED MILL | US HWY 23 | FLOWERY BRANCH | Hall | 690013 | 1 | [5 empty] | Removed from Ground | Diesel | 6000 | Bare Steel | 1961-05-13 | 1990-06-20 | Galvanized Steel
FLOWERY BRANCH CONVENIENCE STORE | 5504 SPOUT SPRINGS RD | FLOWERY BRANCH | Hall | 690051 | 5 | Flapper Valve | 1988-10-01 | FALSE | 1988-10-01 | FALSE | Currently in Use | Diesel | 5200 | Galvanic (STIP-3) | 1988-10-01 |  | Double-Walled Flex | Pressurized
CHEVRON #43587 | RT 2 US 23 & 53 | FLOWERY BRANCH | Hall | 690100 | 3 | [5 empty] | Removed from Ground | Gas (Historical Use) | 5000 | Cathodically Protected Steel | 1970-04-27 | 1989-01-23 | Galvanized Steel
Mars Wrigley Gainesville | 4500 Atlanta Highway | FLOWERY BRANCH | Hall | 690171 | 2 | [5 empty] | Removed from Ground | Diesel | 10000 | Bare Steel | 1972-04-26 | 1994-01-13 | Bare Steel
GOLDEN PANTRY #28 | RT 1 BOX 2788 | CLERMONT | Hall | 690041 | 1 | [5 empty] | Removed from Ground | Gas (Historical Use) | 10000 | Bare Steel | 1974-04-20 | 1899-12-31 | Galvanized Steel
CLERMONT FOOD MART | 6822 CLEVELAND HWY | CLERMONT | Hall | 690283 | 1 | Flapper Valve | 1998-12-01 | FALSE | 1998-12-01 | FALSE | Currently in Use | Premium | 8000 | Steel-Impressed Current | 1980-01-03 |  | Fiberglass Reinforced Plastic | Pressurized
WAYNE POULTRY HATCHERY | HWY 129 | CLERMONT | Hall | 780096 | 1 | [5 empty] | Removed from Ground | Gas (Historical Use) | 1000 | Bare Steel | 1967-02-08 | 1987-01-01 | Unknown
BIG CREEK TRADING POST | HOLIDAY RD | FLOWERY BRANCH | Hall | 690020 | 3 | [5 empty] | Closed in Ground | Empty | 3000 | Bare Steel | 1971-05-12 | 1988-06-01 | Bare Steel
PETROFAST FOOD STORE #8 | 5205 CLEVELAND HWY | CLERMONT | Hall | 9069109 | 4 | [5 empty] | Removed from Ground | Diesel | 550 | Not Marked/Unknown | 1989-11-01 | 1989-11-01 | Not Marked
PETROFAST FOOD STORE #8 | 5205 CLEVELAND HWY | CLERMONT | Hall | 9069109 | 7 | Ball Float | 1990-12-27 | FALSE | 1990-12-27 | FALSE | Closed in Ground | Empty | 5000 | Steel-Impressed Current | 1990-12-27 | 2015-10-20 | Steel (Impressed Current) | Pressurized
HIDEAWAY BAY MARINA | 6334 MITCHELL ST | FLOWERY BRANCH | Hall | 690069 | 3 |  |  | FALSE |  | FALSE | Removed from Ground | Gas (Historical Use) | 2000 | Bare Steel | 1976-03-05 | 1993-03-24 | Galvanized Steel | Pressurized
UNIVERSITY YACHT CLUB | 6649 YACHT CLUB RD. | FLOWERY BRANCH | Hall | 690159 | 2 | [5 empty] | Closed in Ground | Gas (Historical Use) | 2000 | Bare Steel | 1966-05-06 | 1899-12-31 | Unknown
Texaco | 3420 Winder Hwy | Flowery Branch | Hall | 690039 | 4A | Flapper Valve | 2021-04-20 | FALSE | 2021-04-20 | FALSE | Currently in Use | Regular | 12000 | Composite Double Walled | 2021-04-20 |  | Double-Walled Fiberglass | Pressurized
ATLANTA ATHLETIC CLUB YACHT CLUB | 6531 ATHELETIC CLUB DRIVE | FLOWERY BRANCH | Hall | 690034 | 4 |  | 1989-11-01 |  | 1989-11-01 |  | Removed from Ground | Gas (Historical Use) | 4000 | Tank Jacket | 1989-11-19 | 2004-08-03 | Double Walled | Pressurized
RON SMITH | US HWY 129 | CLERMONT | Hall | 690163 | 1 | [5 empty] | Removed from Ground | Gas (Historical Use) | 2000 | Bare Steel | 1971-05-03 | 1988-12-01 | Galvanized Steel
EXPRESS FOOD MART | 6918 CLEVELAND HWY | CLERMONT | Hall | 1690129 | 4 | Ball Float | 1997-09-01 | FALSE | 1997-09-01 | FALSE | Currently in Use | Diesel | 6000 | Steel-Impressed Current | 1984-04-29 |  | Fiberglass Reinforced Plastic | Pressurized
EXPRESS FOOD MART | 6918 CLEVELAND HWY | CLERMONT | Hall | 1690129 | 5 | Flapper Valve | 1997-09-01 | FALSE | 1997-09-01 | FALSE | Currently in Use | Kerosene | 2000 | Steel-Impressed Current | 1984-04-29 |  | Fiberglass Reinforced Plastic | Safe Suction (Euro)
NO FACILITY NAME | 6531 DAHLONEGA HWY @ H WHITE RD | CLERMONT | Hall | 9069091 | 1 | [5 empty] | Removed from Ground | Gas (Historical Use) | 550 | Bare Steel | 1968-06-10 | 1994-03-04 | Not Marked
SKF USA INC | MCEVERS & RADFORD RD | FLOWERY BRANCH | Hall | 690094 | 8 | [5 empty] | Removed from Ground | Other | 10000 | Bare Steel | 1976-04-20 | 1991-11-20 | Bare Steel
SKF USA INC | MCEVERS & RADFORD RD | FLOWERY BRANCH | Hall | 690094 | 2 | [5 empty] | Removed from Ground | Other | 2000 | Bare Steel | 1976-04-20 | 1991-11-20 | Bare Steel
EXPLORERS TRANSPORT | 5325 T L BOWER WAY | FLOWERY BRANCH | Hall | 10001267 | 2 |  | 2006-11-01 | FALSE | 2006-11-01 | FALSE | Currently in Use | Diesel | 20000 | Fiberglass Double Walled | 2006-11-01 |  | Double-Walled Fiberglass | Pressurized
CHEVRON #43587 | RT 2 US 23 & 53 | FLOWERY BRANCH | Hall | 690100 | 4 |  |  | TRUE |  | TRUE | Removed from Ground | Used Oil | 550 | Cathodically Protected Steel | 1970-04-27 | 1989-01-23 | Galvanized Steel
CHEVRON #43587 | RT 2 US 23 & 53 | FLOWERY BRANCH | Hall | 690100 | 1 | [5 empty] | Removed from Ground | Gas (Historical Use) | 10000 | Cathodically Protected Steel | 1970-04-27 | 1989-01-23 | Galvanized Steel
UNIVERSITY YACHT CLUB | 6649 YACHT CLUB RD. | FLOWERY BRANCH | Hall | 690159 | 1 | [5 empty] | Closed in Ground | Gas (Historical Use) | 1000 | Bare Steel | 1966-05-06 | 1899-12-31 | Unknown
UNIVERSITY YACHT CLUB | 6649 YACHT CLUB RD. | FLOWERY BRANCH | Hall | 690159 | 4 | [5 empty] | Closed in Ground | Gas (Historical Use) | 3000 | Bare Steel | 1966-05-06 | 1899-12-31 | Unknown
Texaco | 3420 Winder Hwy | Flowery Branch | Hall | 690039 | 4B | Flapper Valve | 2021-04-20 | FALSE | 2021-04-20 | FALSE | Currently in Use | Premium | 4000 | Composite Double Walled | 2021-04-20 |  | Double-Walled Fiberglass | Pressurized
WAYNE POULTRY HATCHERY | HWY 129 | CLERMONT | Hall | 780096 | 2 | [5 empty] | Removed from Ground | Diesel | 3000 | Bare Steel | 1982-02-04 | 1987-01-01 | Unknown
EXPRESS FOOD MART | 6918 CLEVELAND HWY | CLERMONT | Hall | 1690129 | 3 | Ball Float | 1997-09-01 | FALSE | 1997-09-01 | FALSE | Currently in Use | Premium | 8000 | Steel-Impressed Current | 1984-04-29 |  | Fiberglass Reinforced Plastic | Pressurized
LANIER FOOD MART | 5971 CLEVELAND HWY | CLERMONT | Hall | 10000848 | 2 |  | 2004-09-30 | FALSE | 2004-09-30 | FALSE | Currently in Use | Regular | 12000 | Epoxy | 2004-09-30 |  | Fiberglass Reinforced Plastic | Pressurized
PETROFAST FOOD STORE #8 | 5205 CLEVELAND HWY | CLERMONT | Hall | 9069109 | 8 | Flapper Valve | 1990-12-27 | FALSE | 1990-12-27 | FALSE | Currently in Use | Diesel | 2000 | Steel-Impressed Current | 1990-12-27 |  | Steel (Impressed Current) | Pressurized
PETROFAST FOOD STORE #8 | 5205 CLEVELAND HWY | CLERMONT | Hall | 9069109 | 9 | Flapper Valve | 1990-12-27 | FALSE | 1990-12-27 | FALSE | Currently in Use | Diesel Off Road | 1000 | Steel-Impressed Current | 1990-12-27 |  | Steel (Impressed Current) | Safe Suction (Euro)
PETROFAST FOOD STORE #8 | 5205 CLEVELAND HWY | CLERMONT | Hall | 9069109 | 2 | [5 empty] | Removed from Ground | Gas (Historical Use) | 1000 | Not Marked/Unknown | 1989-11-01 | 1989-11-01 | Not Marked
GA DOT 10111 SPOUT SPRINGS HQ | .5 MI E I-95 ON SPOUT SPRINGS RD | FLOWERY BRANCH | Hall | 690108 | 10111-1 | [5 empty] | Removed from Ground | Empty | 1000 | Bare Steel | 1971-05-03 | 1994-01-27 | Galvanized Steel
UNIVERSITY YACHT CLUB | 6649 YACHT CLUB RD. | FLOWERY BRANCH | Hall | 690159 | 5 |  |  | FALSE |  | FALSE | [6 empty] | Fiberglass Reinforced Plastic | Pressurized
SHM AQUALAND LLC | 6800 LIGHTS FERRY RD | FLOWERY BRANCH | Hall | 690230 | 3 | [5 empty] | Removed from Ground | Gas (Historical Use) | 560 | Bare Steel | 1967-05-12 | 1993-03-25 | Galvanized Steel
Texaco | 3420 Winder Hwy | Flowery Branch | Hall | 690039 | 2 |  | 1998-12-19 | FALSE | 1998-12-19 | FALSE | Removed from Ground | Diesel | 10000 | Steel-Impressed Current | 1978-04-19 |  | Fiberglass Reinforced Plastic | Safe Suction (Euro)
ATLANTA ATHLETIC CLUB YACHT CLUB | 6531 ATHELETIC CLUB DRIVE | FLOWERY BRANCH | Hall | 690034 | 2 | [5 empty] | Removed from Ground | Gas (Historical Use) | 2000 | Bare Steel | 1971-05-12 | 1989-11-01 | Galvanized Steel
Pacific Pride | 420 CLEVELAND HWY | CLERMONT | Hall | 690236 | 2 | Flapper Valve | 2019-04-01 | FALSE | 2019-04-01 | FALSE | Currently in Use | Diesel | 14000 | Fiberglass Double Walled | 2019-03-12 |  | Double-Walled Fiberglass | Pressurized
RON SMITH | US HWY 129 | CLERMONT | Hall | 690163 | 3 | [5 empty] | Removed from Ground | Gas (Historical Use) | 1000 | Bare Steel | 1971-05-03 | 1988-12-01 | Galvanized Steel
EXPRESS FOOD MART | 6918 CLEVELAND HWY | CLERMONT | Hall | 1690129 | 2 | Ball Float | 1997-09-01 | FALSE | 1997-09-01 | FALSE | Currently in Use | Regular | 10000 | Steel-Impressed Current | 1984-04-29 |  | Steel (Impressed Current) | Pressurized
LANIER FOOD MART | 5971 CLEVELAND HWY | CLERMONT | Hall | 10000848 | 1 |  | 2004-12-09 | FALSE | 2004-12-09 | FALSE | Currently in Use | Diesel Off Road | 1000 | Epoxy | 2004-12-09 |  | Fiberglass Reinforced Plastic | Pressurized
NO FACILITY NAME | 6531 DAHLONEGA HWY @ H WHITE RD | CLERMONT | Hall | 9069091 | 3 | [5 empty] | Removed from Ground | Kerosene | 225 | Bare Steel | 1968-06-10 | 1994-03-04 | Not Marked
PETROFAST FOOD STORE #8 | 5205 CLEVELAND HWY | CLERMONT | Hall | 9069109 | 6 | Ball Float | 1990-12-27 | FALSE | 1990-12-27 | FALSE | Currently in Use | Premium | 6000 | Steel-Impressed Current | 1990-12-27 |  | Steel (Impressed Current) | Pressurized
CHESTNUT MTN EXXON | 4103 WINDER HWY | FLOWERY BRANCH | Hall | 690287 | 3 |  | 1998-11-10 |  | 1998-11-10 |  | Removed from Ground | Gas (Historical Use) | 10000 | Cathodically Protected Steel | 1987-01-01 | 2002-06-13 | Fiberglass Reinforced Plastic | Pressurized
THOMAS CONCRETE PLANT #3600 | 4638 ATLANTA HWY | FLOWERY BRANCH | Hall | 690281 | 1 | Flapper Valve | 1997-08-01 | FALSE | 1997-08-01 | FALSE | Currently in Use | Diesel | 10000 | Fiberglass | 1987-01-01 |  | Fiberglass Reinforced Plastic | Pressurized
SHM AQUALAND LLC | 6800 LIGHTS FERRY RD | FLOWERY BRANCH | Hall | 690230 | 2 |  | 1998-11-18 |  | 1998-11-18 |  | Removed from Ground | Gas (Historical Use) | 5000 | Steel-Impressed Current | 1993-01-01 | 2007-04-03 | Cathodically Protected | Pressurized
FLOWERY BRANCH CONVENIENCE STORE | 5504 SPOUT SPRINGS RD | FLOWERY BRANCH | Hall | 690051 | 1 | [5 empty] | Removed from Ground | Gas (Historical Use) | 4000 | Bare Steel | 1978-05-01 | 1988-10-01 | Galvanized Steel
GOLDEN PANTRY #28 | RT 1 BOX 2788 | CLERMONT | Hall | 690041 | 2 | [5 empty] | Removed from Ground | Gas (Historical Use) | 10000 | Bare Steel | 1974-04-20 | 1899-12-31 | Galvanized Steel
EXPLORERS TRANSPORT | 5325 T L BOWER WAY | FLOWERY BRANCH | Hall | 10001267 | 1A |  | 2006-11-01 | FALSE | 2006-11-01 | FALSE | Currently in Use | Diesel | 15000 | Composite Double Walled | 2006-11-01 |  | Double-Walled Fiberglass | Pressurized
Mars Wrigley Gainesville | 4500 Atlanta Highway | FLOWERY BRANCH | Hall | 690171 | 4 | Overfill Alarm | 1994-01-21 | FALSE | 1994-01-21 | FALSE | Currently in Use | Diesel | 20000 | STIP-3/Double walled | 1994-01-01 |  | Galvanized Steel | Pressurized
CHESTNUT MTN EXXON | 4103 WINDER HWY | FLOWERY BRANCH | Hall | 690287 | 2 |  | 1998-11-10 |  | 1998-11-10 |  | Removed from Ground | Gas (Historical Use) | 10000 | Cathodically Protected Steel | 1987-01-01 | 2002-06-13 | Fiberglass Reinforced Plastic | Pressurized
INGLES GAS EXPRESS #412 | 4278 WINDER HWY | FLOWERY BRANCH | Hall | 10001440 | 2A | Flapper Valve | 2008-04-01 | FALSE | 2008-04-01 | FALSE | Currently in Use | Diesel | 5000 | Fiberglass Double Walled | 2008-04-01 |  | Double-Walled Flex | Pressurized
CHEVRON #43587 | RT 2 US 23 & 53 | FLOWERY BRANCH | Hall | 690100 | 2 | [5 empty] | Removed from Ground | Diesel | 10000 | Cathodically Protected Steel | 1970-04-27 | 1989-01-23 | Galvanized Steel
Mars Wrigley Gainesville | 4500 Atlanta Highway | FLOWERY BRANCH | Hall | 690171 | 1 |  |  | FALSE |  | FALSE | Removed from Ground | Diesel | 10000 | Bare Steel | 1972-04-26 | 1994-01-13 | Bare Steel
CLERMONT FOOD MART | 6822 CLEVELAND HWY | CLERMONT | Hall | 690283 | 2 | Flapper Valve | 1998-12-01 | FALSE | 1998-12-01 | FALSE | Currently in Use | Regular | 6000 | Steel-Impressed Current | 1980-01-03 |  | Fiberglass Reinforced Plastic | Pressurized
LANIER FOOD MART | 5971 CLEVELAND HWY | CLERMONT | Hall | 10000848 | 3A | Ball Float | 2004-09-30 | FALSE | 2004-09-30 | FALSE | Currently in Use | Premium | 8000 | Epoxy | 2004-09-30 |  | Fiberglass Reinforced Plastic | Pressurized
CLERMONT IGA | 5206 CLEVELAND HWY | CLERMONT | Hall | 9069004 | 1 | Flapper Valve | 2009-04-03 | FALSE | 2009-04-03 | FALSE | Currently in Use | Regular | 8000 | Galvanic (STIP-3) | 1988-09-01 |  | Fiberglass Reinforced Plastic | Pressurized
RON SMITH | US HWY 129 | CLERMONT | Hall | 690163 | 4 | [5 empty] | Removed from Ground | Diesel | 500 | Bare Steel | 1971-05-03 | 1988-12-01 | Galvanized Steel
EXPRESS FOOD MART | 6918 CLEVELAND HWY | CLERMONT | Hall | 1690129 | 1 | Ball Float | 1997-09-01 | FALSE | 1997-09-01 | FALSE | Currently in Use | Regular | 8000 | Steel-Impressed Current | 1984-04-29 |  | Fiberglass Reinforced Plastic | Pressurized
CHESTNUT MTN EXXON | 4103 WINDER HWY | FLOWERY BRANCH | Hall | 690287 | 7B | Ball Float | 2003-02-01 | FALSE | 2003-02-01 | FALSE | Currently in Use | E-0 | 4000 | Epoxy | 2003-01-01 |  | Double-Walled Fiberglass | Pressurized
GOLD KIST FEED MILL | US HWY 23 | FLOWERY BRANCH | Hall | 690013 | 3 | [10 empty] | 2017-02-09
Texaco | 3420 Winder Hwy | Flowery Branch | Hall | 690039 | 4C | Flapper Valve | 2021-04-20 | FALSE | 2021-04-20 | FALSE | Currently in Use | Diesel | 4000 | Composite Double Walled | 2021-04-20 |  | Double-Walled Fiberglass | Pressurized
ATLANTA ATHLETIC CLUB YACHT CLUB | 6531 ATHELETIC CLUB DRIVE | FLOWERY BRANCH | Hall | 690034 | 1 | [5 empty] | Removed from Ground | Gas (Historical Use) | 3000 | Bare Steel | 1971-05-12 | 1989-11-01 | Galvanized Steel
Pacific Pride | 420 CLEVELAND HWY | CLERMONT | Hall | 690236 | 4 | Flapper Valve | 2019-04-01 | FALSE | 2019-04-01 | FALSE | Currently in Use | Diesel Off Road | 6000 | Fiberglass Double Walled | 2019-03-12 |  | Double-Walled Fiberglass | Pressurized
MOONEY MANUFACTURE CO | 5702 MAIN ST | FLOWERY BRANCH | Hall | 690065 | 3 | [5 empty] | Removed from Ground | Gas (Historical Use) | 500 | Bare Steel | 1951-01-01 | 1998-01-01 | Galvanized Steel | Safe Suction (Euro)
SKF USA INC | MCEVERS & RADFORD RD | FLOWERY BRANCH | Hall | 690094 | 10 |  |  | TRUE |  | TRUE | Removed from Ground | Used Oil | 30000 | Bare Steel | 1976-04-20 | 1991-11-20 | Bare Steel
ATLANTA ATHLETIC CLUB YACHT CLUB | 6531 ATHELETIC CLUB DRIVE | FLOWERY BRANCH | Hall | 690034 | 3 | [5 empty] | Removed from Ground | Diesel | 1000 | Bare Steel | 1971-05-12 | 1989-11-01 | Galvanized Steel
PETROFAST FOOD STORE #8 | 5205 CLEVELAND HWY | CLERMONT | Hall | 9069109 | 1 | [5 empty] | Removed from Ground | Gas (Historical Use) | 1000 | Not Marked/Unknown | 1989-11-01 | 1989-11-01 | Not Marked
PETROFAST FOOD STORE #8 | 5205 CLEVELAND HWY | CLERMONT | Hall | 9069109 | 5 | Ball Float | 1990-12-27 | FALSE | 1990-12-27 | FALSE | Currently in Use | Regular | 8000 | Steel-Impressed Current | 1990-12-27 |  | Steel (Impressed Current) | Pressurized
CHESTNUT MTN EXXON | 4103 WINDER HWY | FLOWERY BRANCH | Hall | 690287 | B | [5 empty] | Removed from Ground | Gas (Historical Use) | 6000 | Bare Steel | 1977-04-19 | 1986-12-01 | Galvanized Steel
FLOWERY BRANCH CONVENIENCE STORE | 5504 SPOUT SPRINGS RD | FLOWERY BRANCH | Hall | 690051 | 2 | [5 empty] | Removed from Ground | Gas (Historical Use) | 4000 | Bare Steel | 1978-05-01 | 1988-10-01 | Galvanized Steel
FLOWERY BRANCH CONVENIENCE STORE | 5504 SPOUT SPRINGS RD | FLOWERY BRANCH | Hall | 690051 | 8 | Flapper Valve | 1988-10-01 | FALSE | 1988-10-01 | FALSE | Currently in Use | Regular | 8200 | Galvanic (STIP-3) | 1988-10-01 |  | Double-Walled Flex | Pressurized
GA DOT 10110 NORTH HALL CO MTC ( | GA HWY 11/N OF QUILLIANS CORNER | CLERMONT | Hall | 690107 | 1 | [5 empty] | Removed from Ground | Gas (Historical Use) | 6000 | Marked Unknown | 1967-05-04 | 1990-02-01 | Galvanized Steel
Pacific Pride | 420 CLEVELAND HWY | CLERMONT | Hall | 690236 | 1 | Flapper Valve | 2019-04-01 | FALSE | 2019-04-01 | FALSE | Currently in Use | Regular | 12000 | Fiberglass Double Walled | 2019-03-12 |  | Double-Walled Fiberglass | Pressurized
PETROFAST FOOD STORE #8 | 5205 CLEVELAND HWY | CLERMONT | Hall | 9069109 | 3 | [5 empty] | Removed from Ground | Gas (Historical Use) | 1000 | Not Marked/Unknown | 1989-11-01 | 1989-11-01 | Not Marked
FLOWERY BRANCH CONVENIENCE STORE | 5504 SPOUT SPRINGS RD | FLOWERY BRANCH | Hall | 690051 | 9 | Flapper Valve | 1988-10-01 | FALSE | 1988-10-01 | FALSE | Currently in Use | Premium | 10000 | Galvanic (STIP-3) | 1988-10-01 |  | Double-Walled Flex | Pressurized
FLOWERY BRANCH CONVENIENCE STORE | 5504 SPOUT SPRINGS RD | FLOWERY BRANCH | Hall | 690051 | 6 | Flapper Valve | 1988-10-01 | FALSE | 1988-10-01 | FALSE | Currently in Use | Kerosene | 3000 | Galvanic (STIP-3) | 1988-10-01 |  | Double-Walled Flex | Safe Suction (Euro)
BP FOOD STORE | 4510 MCEVER RD | OAKWOOD | Hall | 9000050 | 3 | [5 empty] | Removed from Ground | Empty | 8000 | Bare Steel | 1980-04-30 | 1988-10-05 | Galvanized Steel
GOLD KIST HATCHERY | 3873 ATHENS HWY | TALMO | Hall | 690188 | 2 | [5 empty] | Currently in Use | Diesel | 500 | Bare Steel | 1966-05-10 |  | Galvanized Steel | Safe Suction (Euro)
LANIER TECHNICAL INSTITUTE | 2990 LANDRUM EDUCATION DR | OAKWOOD | Hall | 690063 | 2 |  |  | TRUE |  | TRUE | Removed from Ground | Diesel | 280 | Bare Steel | 1975-03-06 | 2007-04-10 | Copper
GA FC/BANKS-HALL CO UNIT | RT 1/5707 LULA RD | LULA | Hall | 690102 | 3 |  | 1990-01-01 |  | 1990-01-01 |  | Removed from Ground | Gas (Historical Use) | 1000 | Galvanic (STIP-3) | 1990-01-01 | 2007-04-11 | Cathodically Protected | Safe Suction (Euro)
RED TOP CONVENIENCE STORE | US 23 | LULA | Hall | 9069199 | 2 | [5 empty] | Removed from Ground | Gas (Historical Use) | 4000 | Not Marked/Unknown | 1988-10-01 | 1988-10-01 | Not Marked
CIRCLE M FOOD SHOP #12 | 4504 CORNELIA HWY | LULA | Hall | 9069172 | 4B | Ball Float | 1995-12-01 | FALSE | 1995-12-01 | FALSE | Currently in Use | Kerosene | 3000 | Epoxy | 1995-12-01 |  | Double-Walled Flex | Pressurized
OM GANESAY FOOD MART | 6274 HWY 52 MAIN ST | GILLSVILLE | Hall | 9069132 | PREM |  | 1998-08-01 |  | 1998-08-01 |  | Removed from Ground | Gas (Historical Use) | 1000 | Steel-Impressed Current | 1999-01-25 | 2004-05-19 | Cathodically Protected | Suction (American)
TROTTERS OLD PLACE STORE | 3220 CLEVELAND HWY | GAINESVILLE | Hall | 690022 | 3 | [5 empty] | Removed from Ground | Gas (Historical Use) | 1000 | Bare Steel | 1961-05-14 | 1899-12-31 | Bare Steel
FREDDYS II | 2703 DAWSONVILLE HWY | GAINESVILLE | Hall | 690008 | 1 |  | 1998-10-13 | FALSE | 1998-10-13 | FALSE | Temporarily out of use | Gas (Historical Use) | 8000 | Steel-Impressed Current | 1983-05-09 |  | Fiberglass Reinforced Plastic | Pressurized
KROGER GA-437 | 3630 THOMPSON BRIDGE RD | GAINESVILLE | Hall | 10000088 | 2B | Flapper Valve | 2001-12-07 | FALSE | 2001-12-07 | FALSE | Currently in Use | Diesel | 8000 | Fiberglass Double Walled | 2001-12-07 |  | Double-Walled Fiberglass | Pressurized
FORMER B&L GROCERY | THOMPSON BRIDGE RD & COCHRAN RD | GAINESVILLE | Hall | 9069225 | 1 | [5 empty] | Removed from Ground | Gas (Historical Use) | 2000 | Bare Steel | 2000-09-25 | 2000-09-25 | Galvanized Steel
J & S | 2443 DAWSONVILLE HWY | GAINESVILLE | Hall | 9069130 | 3 |  | 1999-11-01 |  | 1999-11-01 |  | Removed from Ground | Used Oil | 3000 | Galvanic (STIP-3) | 1999-05-22 | 2005-09-28 | Cathodically Protected | Suction (American)
PETRO FAST FOOD STORES #4 | 3585 THOMPSON BRIDGE RD | GAINESVILLE | Hall | 9069078 | 2 | Ball Float | 1998-09-04 | FALSE | 1998-09-04 | FALSE | Removed from Ground | Regular | 5000 | Steel-Impressed Current | 1978-11-01 |  | Fiberglass Reinforced Plastic | Pressurized
MURRAYVILLE COMPLEX | HWY 60 PO BOX 478 | MURRAYVILLE | Hall | 690010 | 3 | [5 empty] | Currently in Use | Empty | 6000 | Bare Steel | 1985-05-06 |  | Galvanized Steel
GOLDEN PANTRY #58 | HWY 60 | MURRAYVILLE | Hall | 690081 | 1 | [5 empty] | Removed from Ground | Gas (Historical Use) | 10000 | Bare Steel | 1980-04-18 | 1986-01-01 | Galvanized Steel
VILLAGE PANTRY | 5507 THOMPSON BRIDGE RD | MURRAYVILLE | Hall | 9069166 | 3 | [5 empty] | Removed from Ground | Gas (Historical Use) | 1000 | Bare Steel | 1948-01-01 | 1999-08-01 | Galvanized Steel | Suction (American)
129 SHELL FOOD MART | 3509 AL MANGUM RD | TALMO | Hall | 10001645 | 2A | Ball Float | 2007-05-01 | FALSE | 2007-05-01 | FALSE | Currently in Use | Diesel | 6000 | Composite | 2007-05-01 |  | Double-Walled Fiberglass | Pressurized
129 SHELL FOOD MART | 3509 AL MANGUM RD | TALMO | Hall | 10001645 | 2B | Ball Float | 2007-05-01 | FALSE | 2007-05-01 | FALSE | Temporarily out of use | Diesel | 4000 | Composite | 2007-05-01 |  | Double-Walled Fiberglass | Pressurized
GOLD KIST HATCHERY | 3873 ATHENS HWY | TALMO | Hall | 690188 | 1 | [5 empty] | Removed from Ground | Gas (Historical Use) | 1000 | Bare Steel | 1966-05-10 | 1991-01-23 | Galvanized Steel
83112 | 5338 THOMPSON BRIDGE RD | MURRAYVILLE | Hall | 9069168 | 801 | Flapper Valve | 1995-09-25 | FALSE | 1995-09-25 | FALSE | Currently in Use | Premium | 12000 | Composite | 1995-09-25 |  | Fiberglass Reinforced Plastic | Pressurized
83112 | 5338 THOMPSON BRIDGE RD | MURRAYVILLE | Hall | 9069168 | 802 | Flapper Valve | 1995-09-25 | FALSE | 1995-09-25 | FALSE | Currently in Use | Regular | 12000 | Composite | 1995-09-25 |  | Fiberglass Reinforced Plastic | Pressurized
B & B FOOD MART | 5521 THOMPSON BRIDGE RD | MURRAYVILLE | Hall | 9069068 | 1 | Flapper Valve | 1998-12-01 | FALSE | 1998-12-01 | FALSE | Currently in Use | Diesel | 6000 | Steel-Impressed Current | 1985-05-06 |  | Double-Walled Fiberglass | Pressurized
FIELDALE MURRAYVILLE COMPLEX | 5163 THOMPSON BRIDGE RD | MURRAYVILLE | Hall | 9069056 | MTS-5 | Flapper Valve | 1995-05-01 | FALSE | 1995-05-01 | FALSE | Currently in Use | Diesel | 15000 | Composite | 1990-05-01 |  | Fiberglass Reinforced Plastic | Pressurized
129 SHELL FOOD MART | 3509 AL MANGUM RD | TALMO | Hall | 10001645 | 3 | Ball Float | 2007-05-01 | FALSE | 2007-05-01 | FALSE | Currently in Use | Premium | 10000 | Composite | 2007-05-01 |  | Double-Walled Fiberglass | Pressurized
FIELDALE MURRAYVILLE COMPLEX | 5163 THOMPSON BRIDGE RD | MURRAYVILLE | Hall | 9069056 | MTS-2 | [5 empty] | Removed from Ground | Gas (Historical Use) | 15000 | Bare Steel | 1985-01-01 | 1990-05-01 | Not Marked
SPOUT SPRINGS SUPERETTEE | 4804 HOG MOUNTAIN RD | FLOWERY BRANCH | Hall | 9069084 | 1 | [5 empty] | Closed in Ground | Other | 8000 | Unknown | 1987-05-01 | 1987-05-01 | Galvanized Steel | Pressurized
MOONEY MANUFACTURE CO | 5702 MAIN ST | FLOWERY BRANCH | Hall | 690065 | 4 | [5 empty] | Removed from Ground | Gas (Historical Use) | 500 | Bare Steel | 1951-01-01 | 1998-01-01 | Galvanized Steel | Safe Suction (Euro)
MOONEY MANUFACTURE CO | 5702 MAIN ST | FLOWERY BRANCH | Hall | 690065 | 5 | [5 empty] | Removed from Ground | Diesel | 500 | Bare Steel | 1977-01-01 | 1998-01-01 | Galvanized Steel | Safe Suction (Euro)
SKF USA INC | MCEVERS & RADFORD RD | FLOWERY BRANCH | Hall | 690094 | 11 |  |  | TRUE |  | TRUE | Removed from Ground | Used Oil | 30000 | Bare Steel | 1976-04-20 | 1991-11-20 | Bare Steel
SHM AQUALAND LLC | 6800 LIGHTS FERRY RD | FLOWERY BRANCH | Hall | 690230 | 6 | Ball Float | 2007-03-14 | FALSE | 2007-03-14 | FALSE | Currently in Use | Regular | 25000 | Epoxy Double-Walled | 2007-03-14 |  | Double-Walled Flex | Pressurized
FLOWERY BRANCH CONVENIENCE STORE | 5504 SPOUT SPRINGS RD | FLOWERY BRANCH | Hall | 690051 | 7 | Flapper Valve | 1988-10-01 | FALSE | 1988-10-01 | FALSE | Currently in Use | Diesel | 8200 | Galvanic (STIP-3) | 1988-10-01 |  | Double-Walled Flex | Pressurized
FLOWERY BRANCH CONVENIENCE STORE | 5504 SPOUT SPRINGS RD | FLOWERY BRANCH | Hall | 690051 | 4 | [5 empty] | Removed from Ground | Diesel | 1000 | Bare Steel | 1978-05-01 | 1988-10-01 | Galvanized Steel
BIG CREEK TRADING POST | HOLIDAY RD | FLOWERY BRANCH | Hall | 690020 | 1 | [5 empty] | Closed in Ground | Empty | 3000 | Bare Steel | 1971-05-12 | 1988-06-01 | Bare Steel
129 SHELL FOOD MART | 3509 AL MANGUM RD | TALMO | Hall | 10001645 | 1 | Ball Float | 2007-05-01 | FALSE | 2007-05-01 | FALSE | Currently in Use | Regular | 12000 | Composite | 2007-05-01 |  | Double-Walled Fiberglass | Pressurized
RENAISSANCE PINE ISLE | 9000 HOLIDAY ROAD | LAKE LANIER ISLANDS | Hall | 9069194 | 1 | [5 empty] | Removed from Ground | Gas (Historical Use) | 550 | Not Marked/Unknown | 1999-01-28 | 1999-01-28 | Not Marked
ROAD ATLANTA | 5300 WINDER HWY | BRASELTON | Hall | 9078028 | 1 | Flapper Valve | 1995-02-01 | FALSE | 1995-02-01 | FALSE | Currently in Use | Regular | 10000 | Galvanic (STIP-3) | 1985-10-01 |  | Fiberglass Reinforced Plastic | Pressurized
QUICKMART #5 | 5516 WINDER HWY | BRASELTON | Hall | 10000873 | 3A | Ball Float | 2004-11-01 | FALSE | 2007-05-21 | FALSE | Currently in Use | Diesel | 7000 | Composite Double Walled | 2004-11-01 |  | Double-Walled Fiberglass | Pressurized
ROAD ATLANTA | 5300 WINDER HWY | BRASELTON | Hall | 9078028 | 3 | Flapper Valve | 1995-02-01 | FALSE | 1995-02-01 | FALSE | Currently in Use | E-0 | 8000 | Galvanic (STIP-3) | 1985-10-01 |  | Fiberglass Reinforced Plastic | Pressurized
QUICKMART #5 | 5516 WINDER HWY | BRASELTON | Hall | 10000873 | 1 | Ball Float | 2004-11-01 | FALSE | 2007-05-21 | FALSE | Currently in Use | Regular | 12000 | Composite Double Walled | 2004-11-01 |  | Double-Walled Fiberglass | Pressurized
FORMER LANIER NATIONAL SPEEDWAY/ LANIER RACEPLEX INC | ONE RACEWAY DR | BRASELTON | Hall | 10000202 | 2 | Ball Float | 2008-02-01 | FALSE | 2008-02-01 | FALSE | Removed from Ground | Gas (Historical Use) | 10000 | Composite Double Walled | 2008-02-15 | 2014-09-03 | Double-Walled Fiberglass | Pressurized
GOLDEN PANTRY #18 | 4989 WINDER HWY | BRASELTON | Hall | 690206 | 1 | Flapper Valve | 1998-04-01 | FALSE | 1998-04-01 | FALSE | Removed from Ground | Empty | 6000 | Steel-Impressed Current | 1976-05-03 | 2017-09-25 | Steel (Impressed Current) | Pressurized
ROAD ATLANTA | 5300 WINDER HWY | BRASELTON | Hall | 9078028 | 2 | Flapper Valve | 1995-02-01 | FALSE | 1995-02-01 | FALSE | Currently in Use | Plus | 8000 | Galvanic (STIP-3) | 1985-10-01 |  | Fiberglass Reinforced Plastic | Pressurized
QUICKMART #5 | 5516 WINDER HWY | BRASELTON | Hall | 10000873 | 3B | Flapper Valve | 2004-11-01 | FALSE | 2007-05-21 | FALSE | Temporarily out of use | Diesel Off Road | 5000 | Composite Double Walled | 2004-11-01 |  | Double-Walled Fiberglass | Safe Suction (Euro)
QUICKMART #5 | 5516 WINDER HWY | BRASELTON | Hall | 10000873 | 2 | Ball Float | 2004-11-01 | FALSE | 2007-05-21 | FALSE | Currently in Use | Premium | 12000 | Composite Double Walled | 2004-11-01 |  | Double-Walled Fiberglass | Pressurized
FORMER LANIER NATIONAL SPEEDWAY/ LANIER RACEPLEX INC | ONE RACEWAY DR | BRASELTON | Hall | 10000202 | 1 |  | 1999-05-27 | FALSE | 1999-05-27 | FALSE | Removed from Ground | Other | 0 | Cathodically Protected Steel | 1999-05-27 | 2002-12-18 | Galvanized Steel
GOLDEN PANTRY #18 | 4989 WINDER HWY | BRASELTON | Hall | 690206 | 3 | Flapper Valve | 1998-04-01 | FALSE | 1998-04-01 | FALSE | Removed from Ground | Empty | 4000 | Steel-Impressed Current | 1968-05-05 | 2017-09-25 | Steel (Impressed Current) | Safe Suction (Euro)
ROAD ATLANTA | 5300 WINDER HWY | BRASELTON | Hall | 9078028 | 4 | Flapper Valve | 1995-02-01 | FALSE | 1995-02-01 | FALSE | Currently in Use | Premium | 8000 | Galvanic (STIP-3) | 1985-10-01 |  | Fiberglass Reinforced Plastic | Pressurized
HARBOR FOOD MART | 4505 MCEVER RD | OAKWOOD | Hall | 10003497 | 2A | Overfill Alarm | 2023-08-01 | FALSE | 2023-08-01 | FALSE | Currently in Use | Plus | 5000 |  | 2023-08-01 |  |  | Pressurized
GOLDEN PANTRY #18 | 4989 WINDER HWY | BRASELTON | Hall | 690206 | 2 | Flapper Valve | 1998-04-01 | FALSE | 1998-04-01 | FALSE | Removed from Ground | Empty | 4000 | Steel-Impressed Current | 1968-05-05 | 2017-09-25 | Steel (Impressed Current) | Safe Suction (Euro)
HARBOR FOOD MART | 4505 MCEVER RD | OAKWOOD | Hall | 10003497 | 2C | Overfill Alarm | 2023-08-01 | FALSE | 2023-08-01 | FALSE | Currently in Use | E-0 | 5000 |  | 2023-08-01 |  |  | Pressurized
HARBOR FOOD MART | 4505 MCEVER RD | OAKWOOD | Hall | 10003497 | 2B | Overfill Alarm | 2023-08-01 | FALSE | 2023-08-01 | FALSE | Currently in Use | Diesel | 5000 |  | 2023-08-01 |  |  | Pressurized
QUIKTRIP #1756 | 2925 BROWNSBRIDGE RD | GAINESVILLE | Hall | 10003504 | 3 | Flapper Valve | 2024-10-01 | FALSE | 2024-08-01 | FALSE | Currently in Use | E-0 | 15000 | Fiberglass Double Walled | 2024-06-20 |  | Double-Walled Flex | Pressurized
HARBOR FOOD MART | 4505 MCEVER RD | OAKWOOD | Hall | 10003497 | 1 | Overfill Alarm | 2023-08-01 | FALSE | 2023-08-01 | FALSE | Currently in Use | Regular | 15000 |  | 2023-08-01 |  |  | Pressurized
QUIKTRIP #1756 | 2925 BROWNSBRIDGE RD | GAINESVILLE | Hall | 10003504 | 4 | Flapper Valve | 2024-10-01 | FALSE | 2024-08-01 | FALSE | Currently in Use | E-10 | 15000 | Fiberglass Double Walled | 2024-06-20 |  | Double-Walled Flex | Pressurized
QUIKTRIP #1756 | 2925 BROWNSBRIDGE RD | GAINESVILLE | Hall | 10003504 | 2 | Flapper Valve | 2024-10-01 | FALSE | 2024-08-01 | FALSE | Currently in Use | E-10 | 15000 | Fiberglass Double Walled | 2024-06-20 |  | Double-Walled Flex | Pressurized
LANIER ISLANDS/LLI MANAGEMENT | 7000 LANIER ISLANDS PKWY | Buford | Hall | UST-SLOC-690265 | 4 | [5 empty] | Removed from Ground | Gas (Historical Use) | 4000 | Not Marked/Unknown | 1976-01-08 | 1995-04-01 | Galvanized Steel
LANIER ISLANDS/LLI MANAGEMENT | 7000 LANIER ISLANDS PKWY | Buford | Hall | UST-SLOC-690265 | 5 | Flapper Valve | 1991-05-24 | FALSE | 1991-05-24 | FALSE | Removed from Ground | Diesel | 4000 | Composite | 1991-05-24 | 2019-12-04 | Fiberglass Reinforced Plastic | Suction (American)
CARTER LUMBER OF THE SOUTH | 4220 WEST WHITE RD | OAKWOOD | Hall | 9069203 | 1B |  | 1997-06-01 | FALSE | 1997-06-01 | FALSE | Temporarily out of use | Gas (Historical Use) | 3000 | Fiberglass | 1997-06-01 |  | Flex | Pressurized
CARTER LUMBER OF THE SOUTH | 4220 WEST WHITE RD | OAKWOOD | Hall | 9069203 | 1B |  | 1997-06-01 | FALSE | 1997-06-01 | FALSE | Temporarily out of use | Gas (Historical Use) | 3000 | Fiberglass | 1997-06-01 |  | Flex | Pressurized
LANIER ISLANDS/LLI MANAGEMENT | 7000 LANIER ISLANDS PKWY | Buford | Hall | UST-SLOC-9069141 | 1 | [5 empty] | Removed from Ground | Gas (Historical Use) | 1000 | Composite | 1997-03-21 | 1997-03-21 | Galvanized Steel | Suction (American)
LANIER ISLANDS/LLI MANAGEMENT | 7000 LANIER ISLANDS PKWY | Buford | Hall | UST-SLOC-690265 | 6 | Flapper Valve | 1991-05-24 | FALSE | 1991-05-24 | FALSE | Removed from Ground | Regular | 4000 | Composite | 1991-05-24 | 2019-12-04 | Fiberglass Reinforced Plastic | Suction (American)
LANIER ISLANDS/LLI MANAGEMENT | 7000 LANIER ISLANDS PKWY | Buford | Hall | UST-SLOC-690062 | 3 | [5 empty] | Removed from Ground | Gas (Historical Use) | 2000 | Bare Steel | 1986-01-08 | 1991-04-04 | Galvanized Steel
LANIER ISLANDS/LLI MANAGEMENT | 7000 LANIER ISLANDS PKWY | Buford | Hall | UST-SLOC-690062 | 4 | [5 empty] | Removed from Ground | Gas (Historical Use) | 2000 | Bare Steel | 1986-01-08 | 1991-04-04 | Galvanized Steel
LANIER ISLANDS/LLI MANAGEMENT | 7000 LANIER ISLANDS PKWY | Buford | Hall | UST-SLOC-690062 | 5 | Flapper Valve | 1991-05-24 | FALSE | 1991-05-24 | FALSE | Currently in Use | Gas (Historical Use) | 6000 | Composite | 1991-05-24 |  | Fiberglass Reinforced Plastic | Pressurized
LANIER ISLANDS/LLI MANAGEMENT | 7000 LANIER ISLANDS PKWY | Buford | Hall | UST-SLOC-9069141 | 2 |  | 1997-04-04 | FALSE | 1997-04-04 | FALSE | Removed from Ground | Regular | 1000 | Composite | 1997-04-02 |  | Fiberglass Reinforced Plastic | Safe Suction (Euro)
LANIER ISLANDS/LLI MANAGEMENT | 7000 LANIER ISLANDS PKWY | Buford | Hall | UST-SLOC-690265 | 3 | [5 empty] | Removed from Ground | Gas (Historical Use) | 2000 | Bare Steel | 1973-01-08 | 1995-04-01 | Galvanized Steel
LANIER ISLANDS/LLI MANAGEMENT | 7000 LANIER ISLANDS PKWY | Buford | Hall | UST-SLOC-9069140 | 1 | Flapper Valve | 1999-01-18 | FALSE | 1999-01-18 | FALSE | Removed from Ground | Regular | 500 | Composite | 1987-01-01 |  | Fiberglass Reinforced Plastic | Suction (American)
LANIER ISLANDS/LLI MANAGEMENT | 7000 LANIER ISLANDS PKWY | Buford | Hall | UST-SLOC-690265 | 1 | [5 empty] | Removed from Ground | Diesel | 1000 | Bare Steel | 1976-01-08 | 1995-04-01 | Not Marked
CARTER LUMBER OF THE SOUTH | 4220 WEST WHITE RD | OAKWOOD | Hall | 9069203 | 1A |  | 1997-06-01 | FALSE | 1997-06-01 | FALSE | Temporarily out of use | Diesel | 12000 | Fiberglass | 1997-06-01 |  | Flex | Pressurized
CARTER LUMBER OF THE SOUTH | 4220 WEST WHITE RD | OAKWOOD | Hall | 9069203 | 1A |  | 1997-06-01 | FALSE | 1997-06-01 | FALSE | Temporarily out of use | Diesel | 12000 | Fiberglass | 1997-06-01 |  | Flex | Pressurized
LANIER ISLANDS/LLI MANAGEMENT | 7000 LANIER ISLANDS PKWY | Buford | Hall | UST-SLOC-690265 | 2 | [5 empty] | Removed from Ground | Diesel | 2000 | Bare Steel | 1973-01-08 | 1995-04-01 | Not Marked
TEXACO | 4603 Atlanta Hwy. | Flowery Branch | Hall | 10003605 | 2B | Flapper Valve | 2024-11-27 | FALSE | 2024-11-27 | FALSE | Currently in Use | Diesel | 6000 | Composite Double Walled | 2024-11-27 |  | Double-Walled Flex | Pressurized
LANIER ISLANDS/LLI MANAGEMENT | 7000 LANIER ISLANDS PKWY | Buford | Hall | UST-SLOC-690062 | 1 | [5 empty] | Removed from Ground | Gas (Historical Use) | 4000 | Bare Steel | 1986-01-08 | 1991-04-04 | Galvanized Steel
TEXACO | 4603 Atlanta Hwy. | Flowery Branch | Hall | 10003605 | 1 | Flapper Valve | 2024-11-27 | FALSE | 2024-11-27 | FALSE | Currently in Use | Regular | 12000 | Composite Double Walled | 2024-11-27 |  | Double-Walled Flex | Pressurized
TEXACO | 4603 Atlanta Hwy. | Flowery Branch | Hall | 10003605 | 2A | Flapper Valve | 2024-11-27 | FALSE | 2024-11-27 | FALSE | Currently in Use | Premium | 6000 | Composite Double Walled | 2024-11-27 |  | Double-Walled Flex | Pressurized
LANIER ISLANDS/LLI MANAGEMENT | 7000 LANIER ISLANDS PKWY | Buford | Hall | UST-SLOC-9069140 | 2 | Flapper Valve | 1999-01-18 | FALSE | 1999-01-18 | FALSE | Removed from Ground | Diesel | 250 | Composite | 1987-01-01 |  | Fiberglass Reinforced Plastic | Suction (American)
LANIER ISLANDS/LLI MANAGEMENT | 7000 LANIER ISLANDS PKWY | Buford | Hall | UST-SLOC-690062 | 2 | [5 empty] | Removed from Ground | Gas (Historical Use) | 4000 | Bare Steel | 1986-01-08 | 1991-04-04 | Galvanized Steel
QUIKTRIP #1756 | 2925 BROWNSBRIDGE RD | GAINESVILLE | Hall | 10003504 | 1 | Flapper Valve |  | FALSE |  | FALSE | Currently in Use | E-10 | 15000 | Fiberglass Double Walled | 2024-06-20 |  | Double-Walled Flex | Pressurized
LANIER ISLANDS/LLI MANAGEMENT | 7000 LANIER ISLANDS PKWY | Buford | Hall | UST-SLOC-690062 | 6 | Flapper Valve | 1991-05-24 | FALSE | 1991-05-24 | FALSE | Currently in Use | Diesel | 6000 | Composite | 1991-05-24 |  | Fiberglass Reinforced Plastic | Pressurized
BEAULIEU OF AMERICA (ENGINEERED FLOORS) | 1750 ATLANTA HIGHWAY | GAINESVILLE | Hall | 10002950 | 2 |  |  | FALSE |  | FALSE | Removed from Ground | Diesel | 20000 | Bare Steel |  | 2019-06-09
MINIT SAVE FOOD STORE | 2304 THOMPSON MILL RD | BUFORD | Hall | 9069129 | 2B | Ball Float | 1991-09-01 | FALSE | 1991-09-01 | FALSE | Currently in Use | Gas (Historical Use) | 6000 | Galvanic (STIP-3) | 1991-09-01 |  | Fiberglass Reinforced Plastic | Pressurized
ARATEX SERVICES INC | 514 DAVIS ST | GAINESVILLE | Hall | 9069045 | 1 | [5 empty] | Removed from Ground | Gas (Historical Use) | 1000 | Bare Steel | 1979-01-01 | 1989-01-01 | Galvanized Steel
HI TECH EXPRESS #17 | 3471 MUNDY MILL RD | OAKWOOD | Hall | 9069066 | 1 | Flapper Valve | 1989-04-01 | FALSE | 1989-04-01 | FALSE | Currently in Use | Regular | 10000 | Composite | 1989-04-11 |  | Fiberglass Reinforced Plastic | Pressurized
KROGER GA 632 | 4025 GA HWY 53 | OAKWOOD | Hall | 10001573 | 2B | Overfill Alarm | 2008-06-26 | FALSE | 2008-06-26 | FALSE | Currently in Use | Premium | 8000 | Fiberglass Double Walled | 2008-05-30 |  | Double-Walled Fiberglass | Pressurized
CHESTNUT MOUNTAIN EGG FARM INC | WINDER HWY GA HWY 53 SOUTH | CHESTNUT MOUNTAIN | Hall | 9069088 | 2 | [5 empty] | Removed from Ground | Gas (Historical Use) | 5000 | Not Marked/Unknown | 1993-10-20 | 1993-10-20 | Not Marked
SHELL FOOD MART | 7316 TRIBBLE GAP RD | ALTO | Hall | 9069118 | 3 | Ball Float | 1997-09-04 | FALSE | 1997-09-04 | FALSE | Currently in Use | Premium | 8200 | Galvanic (STIP-3) | 1988-05-06 |  | Fiberglass Reinforced Plastic | Pressurized
FRIENDSHIP FOODMART | 4307 FRIENDSHIP RD | BUFORD | Hall | 10000196 | 4B | Flapper Valve | 2001-05-21 | FALSE | 2001-05-21 | FALSE | Currently in Use | Kerosene | 4000 | Composite | 2001-05-21 |  | Fiberglass Reinforced Plastic | Safe Suction (Euro)
Shell Alto | 5804 CORNELIA HWY | ALTO | Hall | 9069190 | 4 | Flapper Valve | 1996-09-06 | FALSE | 1996-09-06 | FALSE | Currently in Use | Kerosene | 2000 | Fiberglass Double Walled | 1996-09-06 |  | Fiberglass Reinforced Plastic | Safe Suction (Euro)
KROGER GA 632 | 4025 GA HWY 53 | OAKWOOD | Hall | 10001573 | 1 | Overfill Alarm | 2008-06-26 | FALSE | 2008-06-26 | FALSE | Currently in Use | Regular | 20000 | Fiberglass Double Walled | 2008-05-30 |  | Double-Walled Fiberglass | Pressurized
SHELL FOOD MART | 7316 TRIBBLE GAP RD | ALTO | Hall | 9069118 | 4 | Ball Float | 1997-09-04 | FALSE | 1997-09-04 | FALSE | Currently in Use | Diesel On Road | 8200 | Galvanic (STIP-3) | 1988-05-06 |  | Fiberglass Reinforced Plastic | Pressurized
SHELL FOOD MART | 7316 TRIBBLE GAP RD | ALTO | Hall | 9069118 | 5 | Flapper Valve | 1997-09-04 | FALSE | 1997-09-04 | FALSE | Currently in Use | Diesel Off Road | 2000 | Galvanic (STIP-3) | 1988-05-06 |  | Fiberglass Reinforced Plastic | Safe Suction (Euro)
MINIT SAVE FOOD STORE | 2304 THOMPSON MILL RD | BUFORD | Hall | 9069129 | 4 | Ball Float | 1991-09-01 | FALSE | 1991-09-01 | FALSE | Currently in Use | Diesel | 2000 | Galvanic (STIP-3) | 1991-09-01 |  | Fiberglass Reinforced Plastic | Pressurized
HI TECH EXPRESS #17 | 3471 MUNDY MILL RD | OAKWOOD | Hall | 9069066 | 2 | Flapper Valve | 1989-04-01 | FALSE | 1989-04-01 | FALSE | Currently in Use | E-0 | 10000 | Composite | 1989-04-11 |  | Fiberglass Reinforced Plastic | Pressurized
Shell Alto | 5804 CORNELIA HWY | ALTO | Hall | 9069190 | 3 | Ball Float | 1996-09-06 | FALSE | 1996-09-06 | FALSE | Currently in Use | Diesel | 12000 | Fiberglass Double Walled | 1996-09-06 |  | Double-Walled Flex | Pressurized
HI TECH EXPRESS #17 | 3471 MUNDY MILL RD | OAKWOOD | Hall | 9069066 | 4 | Flapper Valve | 1989-04-01 | FALSE | 1989-04-01 | FALSE | Currently in Use | Diesel | 8200 | Composite | 1989-04-11 |  | Fiberglass Reinforced Plastic | Safe Suction (Euro)
MINIT SAVE FOOD STORE | 2304 THOMPSON MILL RD | BUFORD | Hall | 9069129 | 1 | Ball Float | 1991-09-01 | FALSE | 1991-09-01 | FALSE | Currently in Use | Gas (Historical Use) | 6000 | Galvanic (STIP-3) | 1991-09-01 |  | Fiberglass Reinforced Plastic | Pressurized
FRIENDSHIP FOODMART | 4307 FRIENDSHIP RD | BUFORD | Hall | 10000196 | 2 | Ball Float | 2001-05-21 | FALSE | 2001-05-21 | FALSE | Currently in Use | Premium | 10000 | Composite | 2001-05-21 |  | Fiberglass Reinforced Plastic | Pressurized
Shade-Allied Facility | 3701 Old Oakwood RD. | Oakwood | Hall | 9069209 | 1 | [5 empty] | Removed from Ground | Diesel | 1000 | Bare Steel | 1967-01-01 | 1997-08-01 | Bare Steel | Safe Suction (Euro)
FRIENDSHIP FOODMART | 4307 FRIENDSHIP RD | BUFORD | Hall | 10000196 | 4A | Ball Float | 2001-05-21 | FALSE | 2001-05-21 | FALSE | Currently in Use | Diesel Off Road | 8000 | Composite | 2001-05-21 |  | Fiberglass Reinforced Plastic | Pressurized
Gas Express #217 | 7342 Spout Springs Rd | Flowery Branch | Hall | 10002855 | 2A | Flapper Valve |  | FALSE |  | FALSE | Currently in Use | Premium | 7000 | Composite Double Walled | 2018-08-01 |  | Double-Walled Fiberglass | Pressurized
HI TECH EXPRESS #17 | 3471 MUNDY MILL RD | OAKWOOD | Hall | 9069066 | 5 | Flapper Valve | 1989-04-01 | FALSE | 1989-04-01 | FALSE | Currently in Use | Diesel Off Road | 6000 | Composite | 1989-04-11 |  | Fiberglass Reinforced Plastic | Safe Suction (Euro)
D T REED ESTATE | 4720 WINDER HWY | CHESTNUT MOUNTAIN | Hall | 9069195 | T-2 | [5 empty] | Removed from Ground | Gas (Historical Use) | 550 | Not Marked/Unknown | 1996-11-18 | 1996-11-18 | Not Marked
Shell Alto | 5804 CORNELIA HWY | ALTO | Hall | 9069190 | 1 | Ball Float | 1996-09-06 | FALSE | 1996-09-06 | FALSE | Currently in Use | Gas (Historical Use) | 12000 | Fiberglass Double Walled | 1996-09-06 |  | Double-Walled Flex | Pressurized
KROGER GA 632 | 4025 GA HWY 53 | OAKWOOD | Hall | 10001573 | 2A | Overfill Alarm | 2008-06-26 | FALSE | 2008-06-26 | FALSE | Currently in Use | Diesel | 12000 | Fiberglass Double Walled | 2008-05-30 |  | Double-Walled Fiberglass | Pressurized
HI TECH EXPRESS #17 | 3471 MUNDY MILL RD | OAKWOOD | Hall | 9069066 | 3 | Ball Float | 1989-04-01 | FALSE | 1989-04-01 | FALSE | Currently in Use | Premium | 8200 | Composite | 1989-04-11 |  | Fiberglass Reinforced Plastic | Pressurized
Shell Alto | 5804 CORNELIA HWY | ALTO | Hall | 9069190 | 2 | Ball Float | 1996-09-06 | FALSE | 1996-09-06 | FALSE | Currently in Use | Gas (Historical Use) | 12000 | Fiberglass Double Walled | 1996-09-06 |  | Double-Walled Flex | Pressurized
D T REED ESTATE | 4720 WINDER HWY | CHESTNUT MOUNTAIN | Hall | 9069195 | T-1 | [5 empty] | Removed from Ground | Gas (Historical Use) | 550 | Not Marked/Unknown | 1996-11-18 | 1996-11-18 | Not Marked
CHESTNUT MOUNTAIN EGG FARM INC | WINDER HWY GA HWY 53 SOUTH | CHESTNUT MOUNTAIN | Hall | 9069088 | 1 | [5 empty] | Removed from Ground | Gas (Historical Use) | 5000 | Not Marked/Unknown | 1993-10-20 | 1993-10-20 | Not Marked
SHELL FOOD MART | 7316 TRIBBLE GAP RD | ALTO | Hall | 9069118 | 2 | Ball Float | 1997-09-04 | FALSE | 1997-09-04 | FALSE | Currently in Use | Regular | 8200 | Galvanic (STIP-3) | 1988-05-06 |  | Fiberglass Reinforced Plastic | Pressurized
MINIT SAVE FOOD STORE | 2304 THOMPSON MILL RD | BUFORD | Hall | 9069129 | 3 | Ball Float | 1991-09-01 | FALSE | 1991-09-01 | FALSE | Currently in Use | Diesel | 4000 | Galvanic (STIP-3) | 1991-09-01 |  | Fiberglass Reinforced Plastic | Pressurized
Gas Express #217 | 7342 Spout Springs Rd | Flowery Branch | Hall | 10002855 | 1 | Flapper Valve |  | FALSE |  | FALSE | Currently in Use | Regular | 15000 | Composite Double Walled | 2018-08-01 |  | Double-Walled Fiberglass | Pressurized
MINIT SAVE FOOD STORE | 2304 THOMPSON MILL RD | BUFORD | Hall | 9069129 | 2A | Ball Float | 1991-09-01 | FALSE | 1991-09-01 | FALSE | Currently in Use | Gas (Historical Use) | 6000 | Galvanic (STIP-3) | 1991-09-01 |  | Fiberglass Reinforced Plastic | Pressurized
FRIENDSHIP FOODMART | 4307 FRIENDSHIP RD | BUFORD | Hall | 10000196 | 3 | Ball Float | 2001-05-21 | FALSE | 2001-05-21 | FALSE | Currently in Use | Diesel | 12000 | Composite | 2001-05-21 |  | Fiberglass Reinforced Plastic | Pressurized
BEAULIEU OF AMERICA (ENGINEERED FLOORS) | 1750 ATLANTA HIGHWAY | GAINESVILLE | Hall | 10002950 | 1 |  |  | FALSE |  | FALSE | Removed from Ground | Diesel | 20000 | Bare Steel |  | 2019-06-09
SHELL FOOD MART | 7316 TRIBBLE GAP RD | ALTO | Hall | 9069118 | 1 | Ball Float | 1997-09-04 | FALSE | 1997-09-04 | FALSE | Temporarily out of use | Regular | 8200 | Galvanic (STIP-3) | 1988-05-06 |  | Fiberglass Reinforced Plastic | Pressurized
QuikTrip #1720 | 551 Jesse Jewell Pkwy | Gainesville | Hall | 10003093 | 3B | Flapper Valve | 2020-10-01 | FALSE | 2020-07-01 | FALSE | Currently in Use | Premium | 9500 | Fiberglass Double Walled | 2020-05-28 |  | Double-Walled Fiberglass | Pressurized
FORMER BRICKSTONE ANTIQUES | 1744 CLEVELAND HIGHWAY | GAINESVILLE | Hall | 10003111 | 2 |  |  | FALSE |  | FALSE | Removed from Ground | Gas (Historical Use) | 1000 | Bare Steel |  | 2013-09-01
QuikTrip #1710 | 3522 White Sulphur Rd | Gainesville | Hall | 10003106 | 1 | Overfill Alarm | 2021-01-01 | FALSE | 2021-01-01 | FALSE | Currently in Use | Regular | 15000 | Fiberglass Double Walled | 2020-09-10 |  | Double-Walled Fiberglass | Pressurized
QuikTrip #1710 | 3522 White Sulphur Rd | Gainesville | Hall | 10003106 | 2 | Flapper Valve | 2021-01-01 | FALSE | 2021-01-01 | FALSE | Currently in Use | Regular | 15000 | Fiberglass Double Walled | 2020-09-10 |  | Double-Walled Fiberglass | Pressurized
QuikTrip #1710 | 3522 White Sulphur Rd | Gainesville | Hall | 10003106 | 3 | Flapper Valve | 2021-01-01 | FALSE | 2021-01-01 | FALSE | Currently in Use | Regular | 15000 | Fiberglass Double Walled | 2020-09-10 |  | Double-Walled Fiberglass | Pressurized
QuikTrip #1720 | 551 Jesse Jewell Pkwy | Gainesville | Hall | 10003093 | 3A | Flapper Valve | 2020-10-01 | FALSE | 2020-07-01 | FALSE | Currently in Use | E-0 | 10000 | Fiberglass Double Walled | 2020-05-28 |  | Double-Walled Fiberglass | Pressurized
QuikTrip #1720 | 551 Jesse Jewell Pkwy | Gainesville | Hall | 10003093 | 2 | Flapper Valve | 2020-10-01 | FALSE | 2020-07-01 | FALSE | Currently in Use | Regular | 20000 | Fiberglass Double Walled | 2020-05-28 |  | Double-Walled Fiberglass | Pressurized
QuikTrip #1710 | 3522 White Sulphur Rd | Gainesville | Hall | 10003106 | 7 | Flapper Valve | 2021-01-01 | FALSE | 2021-01-01 | FALSE | Currently in Use | Diesel | 31000 | Fiberglass Double Walled | 2020-09-10 |  | Double-Walled Fiberglass | Pressurized
QuikTrip #1710 | 3522 White Sulphur Rd | Gainesville | Hall | 10003106 | 5 | Flapper Valve | 2021-01-01 | FALSE | 2021-01-01 | FALSE | Currently in Use | Premium | 15000 | Fiberglass Double Walled | 2020-09-10 |  | Double-Walled Fiberglass | Pressurized
QuikTrip #1710 | 3522 White Sulphur Rd | Gainesville | Hall | 10003106 | 4 | Flapper Valve | 2021-01-01 | FALSE | 2021-01-01 | FALSE | Currently in Use | E-0 | 15000 | Fiberglass Double Walled | 2020-09-10 |  | Double-Walled Flex | Pressurized
FORMER BRICKSTONE ANTIQUES | 1744 CLEVELAND HIGHWAY | GAINESVILLE | Hall | 10003111 | 1 |  |  | FALSE |  | FALSE | Removed from Ground | Gas (Historical Use) | 1000 | Bare Steel |  | 2013-09-01
QuikTrip #1710 | 3522 White Sulphur Rd | Gainesville | Hall | 10003106 | 8 | Flapper Valve | 2021-01-01 | FALSE | 2021-01-01 | FALSE | Currently in Use | Diesel | 31000 | Fiberglass Double Walled | 2020-09-10 |  | Double-Walled Fiberglass | Pressurized
QuikTrip #1710 | 3522 White Sulphur Rd | Gainesville | Hall | 10003106 | 6 | Flapper Valve | 2021-01-01 | FALSE | 2021-01-01 | FALSE | Currently in Use | Diesel | 18000 | Fiberglass Double Walled | 2020-09-10 |  | Double-Walled Fiberglass | Pressurized
FORMER BRICKSTONE ANTIQUES | 1744 CLEVELAND HIGHWAY | GAINESVILLE | Hall | 10003111 | 3 |  |  | FALSE |  | FALSE | Removed from Ground | Kerosene | 560 | Bare Steel |  | 2013-09-01
QuikTrip #1720 | 551 Jesse Jewell Pkwy | Gainesville | Hall | 10003093 | 4 | Flapper Valve | 2020-10-01 | FALSE | 2020-07-01 | FALSE | Currently in Use | Diesel | 12000 | Fiberglass Double Walled | 2020-05-28 |  | Double-Walled Fiberglass | Pressurized
QuikTrip #1720 | 551 Jesse Jewell Pkwy | Gainesville | Hall | 10003093 | 1 | Flapper Valve | 2020-10-01 | FALSE | 2020-07-01 | FALSE | Currently in Use | Regular | 20000 | Fiberglass Double Walled | 2020-05-28 |  | Double-Walled Fiberglass | Pressurized
Gas Express #217 | 7342 Spout Springs Rd | Flowery Branch | Hall | 10002855 | 2C | Flapper Valve |  | FALSE |  | FALSE | Currently in Use | E-85 | 4000 | Composite Double Walled | 2018-08-01 |  | Double-Walled Fiberglass | Pressurized
FRIENDSHIP FOODMART | 4307 FRIENDSHIP RD | BUFORD | Hall | 10000196 | 1 | Ball Float | 2001-05-21 | FALSE | 2001-05-21 | FALSE | Currently in Use | Regular | 12000 | Composite | 2001-05-21 |  | Fiberglass Reinforced Plastic | Pressurized
Shade-Allied Facility | 3701 Old Oakwood RD. | Oakwood | Hall | 9069209 | 2 | [5 empty] | Removed from Ground | Gas (Historical Use) | 1000 | Bare Steel | 1967-01-01 | 1997-08-01 | Bare Steel | Safe Suction (Euro)
Gas Express #217 | 7342 Spout Springs Rd | Flowery Branch | Hall | 10002855 | 2B | Flapper Valve |  | FALSE |  | FALSE | Currently in Use | Diesel | 4000 | Composite Double Walled | 2018-08-01 |  | Double-Walled Fiberglass | Pressurized
CREEK FOOD MART | 6767 WARREN CHAPEL RD | SPARTA | Hancock | 9070017 | 1 |  | 2001-02-01 | FALSE | 2001-02-01 | FALSE | Temporarily out of use | Regular | 8000 | Fiberglass | 2001-02-01 |  | Fiberglass Reinforced Plastic | Pressurized
EXXON FOOD MART | 12820 E BROAD ST | SPARTA | Hancock | 9070018 | 2 | Flapper Valve | 2022-10-28 | FALSE | 2000-04-03 | FALSE | Currently in Use | Gas (Historical Use) | 10000 | Epoxy | 2001-03-30 |  | Fiberglass Reinforced Plastic | Pressurized
HANCOCK STATE PRISON | 701 PRISON BLVD | SPARTA | Hancock | 9070004 | 6 | Flapper Valve | 1999-01-19 | FALSE | 1999-01-19 | FALSE | Currently in Use | Diesel | 10000 | Fiberglass | 1999-01-12 |  | Copper | Safe Suction (Euro)
NEAHA REAL ESTATE | 7950 HWY 15 | SPARTA | Hancock | 9070006 | 5A | Flapper Valve | 1998-10-16 | FALSE | 1998-10-16 | FALSE | Currently in Use | Diesel | 6000 | Composite | 1998-10-16 |  | Fiberglass Reinforced Plastic | Safe Suction (Euro)
HANCOCK COUNTY BOARD OF COMM/ROA | FAIRMOUNT RD | SPARTA | Hancock | 9070015 | 5 | Flapper Valve | 2001-05-01 | FALSE | 2001-05-01 | FALSE | Currently in Use | Regular | 8000 | Fiberglass | 2001-02-08 |  | Fiberglass Reinforced Plastic | Suction (American)
M &S KWIK STOP | 12715 AUGUSTA HWY | SPARTA | Hancock | 700030 | 1 |  | 1997-05-01 |  | 1997-05-01 |  | Temporarily out of use | Gas (Historical Use) | 6000 | Steel-Impressed Current | 1984-02-20 |  | Steel (Impressed Current) | Pressurized
GA DOT #10213/HANCOCK CO MAINT F | PINEY MOUNT RD/RT 2 FAIRMONT RD/ | SPARTA | Hancock | 700032 | 10213-2 | [5 empty] | Removed from Ground | Gas (Historical Use) | 550 | Bare Steel | 1984-04-29 | 1986-01-01 | Galvanized Steel
BROAD STREET EXXON | 312 EAST BROAD ST | SPARTA | Hancock | 700035 | 2 | [5 empty] | Removed from Ground | Gas (Historical Use) | 4000 | Bare Steel | 1993-05-24 | 1993-05-24 | Unknown
RUSSELLS 156 | 12333 BROAD ST | SPARTA | Hancock | 700029 | 1 | Flapper Valve | 1993-05-01 |  | 1995-01-01 |  | Closed in Ground | Gas (Historical Use) | 8000 | Steel-Impressed Current | 1971-05-11 | 2011-03-01 | Steel (Impressed Current) | Pressurized
SPARTA BP | 12825 BROAD ST | SPARTA | Hancock | 700016 | 6 |  |  | TRUE |  | TRUE | Removed from Ground | Used Oil | 250 | Marked Unknown | 1966-05-12 | 2013-06-07 | Unknown
GP 100 | 12923 BROAD ST | SPARTA | Hancock | 9070002 | 5A | Flapper Valve | 2024-10-02 | FALSE | 2024-10-02 | FALSE | Currently in Use | Regular | 20000 | Fiberglass Double Walled | 2024-09-27 |  | Double-Walled Flex | Pressurized
GP 100 | 12923 BROAD ST | SPARTA | Hancock | 9070002 | 5B | Flapper Valve | 2024-10-02 | FALSE | 2024-10-02 | FALSE | Currently in Use | Premium | 8000 | Fiberglass Double Walled | 2024-09-27 |  | Double-Walled Flex | Pressurized
DARLENE'S DISCOUNT | 972 SPARTA HWY | SPARTA | Hancock | 9070008 | 4 | [5 empty] | Removed from Ground | Gas (Historical Use) | 1000 | Not Marked/Unknown | 1981-01-01 | 1899-12-31 | Not Marked
THE BEULAH STOP | 2974 BEULAH HWY | SPARTA | Hancock | 9070013 | 4 |  | 2000-01-10 | FALSE | 2000-01-10 | FALSE | Currently in Use | Diesel On Road | 1000 | Tank Jacket | 2000-01-10 |  | Fiberglass Reinforced Plastic | Safe Suction (Euro)
THE BEULAH STOP | 2974 BEULAH HWY | SPARTA | Hancock | 9070013 | 1 | [5 empty] | Permanently Out of Use - historical purposes | Gas (Historical Use) | 1065 | Bare Steel |  | 1899-12-31 | Galvanized Steel | Suction (American)
GP 100 | 12923 BROAD ST | SPARTA | Hancock | 9070002 | 3 | Ball Float | 1988-01-01 | FALSE | 1988-01-01 | FALSE | Removed from Ground | Premium | 10000 | Fiberglass | 1988-01-01 |  | Fiberglass Reinforced Plastic | Pressurized
HANCOCK COUNTY BOARD OF COMM/ROA | FAIRMOUNT RD | SPARTA | Hancock | 9070015 | 4A | Flapper Valve | 1998-07-01 | FALSE | 1998-07-01 | FALSE | Currently in Use | Regular | 6000 | Composite | 1998-06-22 |  | Fiberglass Reinforced Plastic
HANCOCK STATE PRISON | 701 PRISON BLVD | SPARTA | Hancock | 9070004 | 5 |  |  | TRUE |  | TRUE | Closed in Ground | Used Oil | 550 | Fiberglass | 1990-01-01 | 1999-01-29 | Bare Steel
HANCOCK STATE PRISON | 701 PRISON BLVD | SPARTA | Hancock | 9070004 | 4 | Ball Float | 1998-12-15 | FALSE | 1998-12-15 | FALSE | Currently in Use | Diesel | 2500 | Fiberglass | 1990-01-01 |  | Fiberglass Reinforced Plastic | Pressurized
NEAHA REAL ESTATE | 7950 HWY 15 | SPARTA | Hancock | 9070006 | 5B | Flapper Valve | 1998-10-16 | FALSE | 1998-10-16 | FALSE | Temporarily out of use | Kerosene | 2000 | Composite | 1998-10-16 |  | Fiberglass Reinforced Plastic | Safe Suction (Euro)
BROAD STREET EXXON | 312 EAST BROAD ST | SPARTA | Hancock | 700035 | 1 | [5 empty] | Removed from Ground | Gas (Historical Use) | 4000 | Bare Steel | 1993-05-24 | 1993-05-24 | Unknown
RUSSELLS 156 | 12333 BROAD ST | SPARTA | Hancock | 700029 | 2 | Flapper Valve | 1993-05-01 | FALSE | 1995-01-01 | FALSE | Currently in Use | Regular | 8000 | Steel-Impressed Current | 1971-05-11 |  | Steel (Impressed Current) | Pressurized
ANN DAVENPORT | CORNER OF JONES & COURT ST | SPARTA | Hancock | 9084032 | 2 |  |  | FALSE |  | FALSE | Temporarily out of use | Gas (Historical Use) | 0
CARRS GROCERY | RT 4 BOX 260G | DEVEREUX | Hancock | 700026 | 1 | [5 empty] | Closed in Ground | Gas (Historical Use) | 1000 | Bare Steel | 1971-01-01 | 1990-01-22 | Galvanized Steel
AMELIAS MALL | 5176 HWY 22 | SPARTA | Hancock | 9070014 | 1 |  | 1999-05-24 |  | 1999-05-24 |  | Removed from Ground | Gas (Historical Use) | 1065 | Steel-Impressed Current | 1999-05-24 | 2016-10-05 | Cathodically Protected | Safe Suction (Euro)
DARLENE'S DISCOUNT | 972 SPARTA HWY | SPARTA | Hancock | 9070008 | 3 | [5 empty] | Removed from Ground | Gas (Historical Use) | 2000 | Not Marked/Unknown | 1981-01-01 | 1899-12-31 | Not Marked
DIXIE KWIK STOP | 501 DIXIE ST | SPARTA | Hancock | 9070007 | 1REGUNL | [5 empty] | Removed from Ground | Gas (Historical Use) | 3000 | Bare Steel | 1986-05-01 | 1899-12-31 | Galvanized Steel | Safe Suction (Euro)
TOMMYS BAIT & TACKLE | GREENSBORO RD GA HWY 15 | SPARTA | Hancock | 700027 | 4 | [5 empty] | Removed from Ground | Gas (Historical Use) | 2000 | Bare Steel | 1977-05-09 | 1990-01-20 | Galvanized Steel
NEAHA REAL ESTATE | 7950 HWY 15 | SPARTA | Hancock | 9070006 | 1 |  | 1990-03-29 |  | 1990-03-29 |  | Currently in Use | Gas (Historical Use) | 6000 | Steel-Impressed Current | 1990-03-29 |  | Fiberglass Reinforced Plastic | Pressurized
NEAHA REAL ESTATE | 7950 HWY 15 | SPARTA | Hancock | 9070006 | 4 |  | 1990-03-29 |  | 1990-03-29 |  | Currently in Use | Diesel | 6000 | Steel-Impressed Current | 1990-03-29 |  | Fiberglass Reinforced Plastic | Pressurized
MOSLEY PROPERTY/FORMER SVC STA | GA HWY 22 WEST | SPARTA | Hancock | 9070001 | 1 | [5 empty] | Removed from Ground | Other | 1000 | Marked Unknown | 1991-05-02 | 1991-05-02 | Unknown
HANCOCK COUNTY BOARD OF COMM/ROA | FAIRMOUNT RD | SPARTA | Hancock | 9070015 | 4B | Flapper Valve | 1998-07-01 | FALSE | 1998-07-01 | FALSE | Currently in Use | Diesel | 6000 | Composite | 1998-06-22 |  | Fiberglass Reinforced Plastic
DIXIE KWIK STOP | 501 DIXIE ST | SPARTA | Hancock | 9070007 | 2PREM | [5 empty] | Removed from Ground | Gas (Historical Use) | 1000 | Bare Steel | 1986-05-01 | 1899-12-31 | Galvanized Steel | Safe Suction (Euro)
B & B FOOD MART | 12166 B WEST BROAD ST | SPARTA | Hancock | 700021 | 5 | Flapper Valve | 1993-03-17 | FALSE | 1998-07-28 | FALSE | Temporarily out of use | Regular | 4000 | Steel-Impressed Current | 1985-05-07 |  | Steel (Impressed Current) | Pressurized
SPARTA BP | 12825 BROAD ST | SPARTA | Hancock | 700016 | 2 |  | 1999-02-26 |  | 1999-02-26 |  | Removed from Ground | Gas (Historical Use) | 3000 | Steel-Impressed Current | 1966-05-12 | 2013-06-07 | Cathodically Protected
DARLENE'S DISCOUNT | 972 SPARTA HWY | SPARTA | Hancock | 9070008 | 2-PLUS | [5 empty] | Removed from Ground | Gas (Historical Use) | 550 | Bare Steel | 1975-08-01 | 1899-12-31 | Galvanized Steel | Safe Suction (Euro)
SPARTA BP | 12825 BROAD ST | SPARTA | Hancock | 700016 | 1 |  | 1999-02-26 |  | 1999-02-26 |  | Removed from Ground | Gas (Historical Use) | 10000 | Steel-Impressed Current | 1976-05-09 | 2013-06-07 | Cathodically Protected
GA FC/HANCOCK CO UNIT | 4157 HWY 22 | SPARTA | Hancock | 700008 | 1 | [5 empty] | Removed from Ground | Gas (Historical Use) | 560 | Bare Steel | 1958-04-29 | 1990-04-01 | Galvanized Steel
ANSLIE CAFE & MINI MART | 3950 LAKE SINCLAIR RD | SPARTA | Hancock | 10000288 | 1A | Flapper Valve | 2002-08-13 | FALSE | 2002-08-13 | FALSE | Currently in Use | Regular | 8000 | Composite | 2003-08-12 |  | Fiberglass Reinforced Plastic | Pressurized
HANCOCK COUNTY BOARD OF COMM/ROA | FAIRMOUNT RD | SPARTA | Hancock | 9070015 | 6 | Flapper Valve | 2001-05-01 | FALSE | 2001-05-01 | FALSE | Currently in Use | Diesel | 8000 | Fiberglass | 2001-02-08 |  | Fiberglass Reinforced Plastic | Suction (American)
THE BEULAH STOP | 2974 BEULAH HWY | SPARTA | Hancock | 9070013 | 2 | [5 empty] | Permanently Out of Use - historical purposes | Gas (Historical Use) | 1065 | Bare Steel |  | 1899-12-31 | Galvanized Steel | Suction (American)
BRENDAS COUNTRY KITCHEN | 2105 ISLAND CREEK DR | SPARTA | Hancock | 9070009 | 2 |  | 1986-06-01 |  | 1999-02-11 |  | Removed from Ground | Gas (Historical Use) | 1000 | Cathodically Protected Steel | 1986-08-01 | 2004-06-09 | Cathodically Protected | Safe Suction (Euro)
BOYER'S COUNTRY STORE | LINTON RD | SPARTA | Hancock | 700025 | 1 | [5 empty] | Permanently Out of Use - historical purposes | Gas (Historical Use) | 1000 | Bare Steel | 1982-05-08 | 1899-12-31 | Galvanized Steel | Suction (American)
TOMMYS BAIT & TACKLE | GREENSBORO RD GA HWY 15 | SPARTA | Hancock | 700027 | 1 | [5 empty] | Removed from Ground | Gas (Historical Use) | 500 | Bare Steel | 1971-01-01 | 1990-01-20 | Galvanized Steel
GA FC/HANCOCK CO UNIT | 4157 HWY 22 | SPARTA | Hancock | 700008 | 2 | [5 empty] | Removed from Ground | Diesel | 560 | Bare Steel | 1968-04-26 | 1990-04-01 | Galvanized Steel
RACHELS SERVICE CENTER | 12595 BROAD ST | SPARTA | Hancock | 700014 | 2 |  | 1989-03-18 | FALSE | 1989-03-18 | FALSE | Temporarily out of use | Gas (Historical Use) | 5000 | Galvanic (STIP-3) | 1989-03-01 |  | Fiberglass Reinforced Plastic | Pressurized
CREEK FOOD MART | 6767 WARREN CHAPEL RD | SPARTA | Hancock | 9070017 | 2A |  | 2001-02-01 | FALSE | 2001-02-01 | FALSE | Temporarily out of use | Premium | 5000 | Fiberglass | 2001-02-01 |  | Fiberglass Reinforced Plastic | Pressurized
GP 100 | 12923 BROAD ST | SPARTA | Hancock | 9070002 | 1 | Ball Float | 1988-01-01 | FALSE | 1988-01-01 | FALSE | Removed from Ground | Regular | 10000 | Fiberglass | 1988-01-01 |  | Fiberglass Reinforced Plastic | Pressurized
GP 100 | 12923 BROAD ST | SPARTA | Hancock | 9070002 | 6A | Flapper Valve | 2024-10-02 | FALSE | 2024-10-02 | FALSE | Currently in Use | Diesel | 8000 | Fiberglass Double Walled | 2024-09-27 |  | Double-Walled Flex | Pressurized
GP 100 | 12923 BROAD ST | SPARTA | Hancock | 9070002 | 4 | Ball Float | 1988-01-01 | FALSE | 1988-01-01 | FALSE | Removed from Ground | Diesel | 2500 | Fiberglass | 1988-01-01 |  | Fiberglass Reinforced Plastic | Pressurized
GP 100 | 12923 BROAD ST | SPARTA | Hancock | 9070002 | 6B | Flapper Valve | 2024-10-02 | FALSE | 2024-10-02 | FALSE | Currently in Use | Regular | 8000 | Fiberglass Double Walled | 2024-09-27 |  | Double-Walled Flex | Pressurized
HANCOCK STATE PRISON | 701 PRISON BLVD | SPARTA | Hancock | 9070004 | 1 | [5 empty] | Removed from Ground | Diesel | 6000 | Composite | 1990-01-01 | 1999-01-29 | Bare Steel
HYMAN CHEVRON | 114 BROAD ST | SPARTA | Hancock | 9070005 | 3 | Ball Float | 1997-04-16 | FALSE | 1997-04-16 | FALSE | Currently in Use | Premium | 5000 | Steel-Impressed Current | 1978-01-01 |  | Fiberglass Reinforced Plastic | Safe Suction (Euro)
M &S KWIK STOP | 12715 AUGUSTA HWY | SPARTA | Hancock | 700030 | 2 |  | 1997-05-01 |  | 1997-05-01 |  | Temporarily out of use | Gas (Historical Use) | 4000 | Steel-Impressed Current | 1984-02-20 |  | Steel (Impressed Current) | Pressurized
HYMAN CHEVRON | 114 BROAD ST | SPARTA | Hancock | 9070005 | 2 | Flapper Valve | 1997-04-16 | FALSE | 1997-04-16 | FALSE | Temporarily out of use | Plus | 5000 | Steel-Impressed Current | 1978-01-01 |  | Fiberglass Reinforced Plastic | Safe Suction (Euro)
HANCOCK COUNTY BOARD OF COMM/ROA | FAIRMOUNT RD | SPARTA | Hancock | 9070015 | 2 | [5 empty] | Removed from Ground | Gas (Historical Use) | 8000 | Not Marked/Unknown | 1998-05-15 | 1998-05-15 | Not Marked
LIL ROUNDUP | 357 AUGUSTA HWY | SPARTA | Hancock | 9070010 | 3 | Flapper Valve | 1998-11-19 | FALSE | 1998-11-19 | FALSE | Currently in Use | Diesel On Road | 3008 | Steel-Impressed Current | 1998-11-19 |  |  | Pressurized
M &S KWIK STOP | 12715 AUGUSTA HWY | SPARTA | Hancock | 700030 | 3 |  | 1997-05-01 |  | 1997-05-01 |  | Temporarily out of use | Gas (Historical Use) | 4000 | Steel-Impressed Current | 1984-02-20 |  | Steel (Impressed Current) | Pressurized
BROAD STREET EXXON | 312 EAST BROAD ST | SPARTA | Hancock | 700035 | 4 | [5 empty] | Removed from Ground | Gas (Historical Use) | 600 | Bare Steel | 1993-05-24 | 1993-05-24 | Unknown
BOYER'S COUNTRY STORE | LINTON RD | SPARTA | Hancock | 700025 | 2 | [5 empty] | Permanently Out of Use - historical purposes | Gas (Historical Use) | 1000 | Bare Steel | 1982-05-08 | 1899-12-31 | Galvanized Steel | Suction (American)
MINI FOOD MART #39 | 606 POWELLTON AVE | SPARTA | Hancock | 700010 | 1 |  | 1998-04-01 | FALSE | 1998-04-01 | FALSE | Currently in Use | Regular | 10000 | Steel-Impressed Current | 1997-10-13 |  | Fiberglass Reinforced Plastic | Pressurized
CARRS GROCERY | RT 4 BOX 260G | DEVEREUX | Hancock | 700026 | 5 |  | 1990-01-23 |  | 1990-01-23 |  | Removed from Ground | Gas (Historical Use) | 1000 | Galvanic (STIP-3) | 1990-01-23 | 1997-07-09 | Fiberglass Reinforced Plastic | Safe Suction (Euro)
CARRS GROCERY | RT 4 BOX 260G | DEVEREUX | Hancock | 700026 | 4 |  | 1990-01-23 |  | 1990-01-23 |  | Removed from Ground | Gas (Historical Use) | 1000 | Galvanic (STIP-3) | 1990-01-23 | 1997-07-09 | Fiberglass Reinforced Plastic | Safe Suction (Euro)
GA DOT #10213/HANCOCK CO MAINT F | PINEY MOUNT RD/RT 2 FAIRMONT RD/ | SPARTA | Hancock | 700032 | 10213-4 | [5 empty] | Removed from Ground | Gas (Historical Use) | 500 | Bare Steel | 1966-05-04 | 1986-09-12 | Galvanized Steel
GA DOT #10213/HANCOCK CO MAINT F | PINEY MOUNT RD/RT 2 FAIRMONT RD/ | SPARTA | Hancock | 700032 | 10213-3 | [5 empty] | Removed from Ground | Diesel | 500 | Bare Steel | 1984-04-29 | 1986-01-01 | Galvanized Steel
GA DOT #10213/HANCOCK CO MAINT F | PINEY MOUNT RD/RT 2 FAIRMONT RD/ | SPARTA | Hancock | 700032 | 10213-1 | [5 empty] | Removed from Ground | Gas (Historical Use) | 1000 | Bare Steel | 1984-04-29 | 1986-01-01 | Galvanized Steel
SPARTA BP | 12825 BROAD ST | SPARTA | Hancock | 700016 | 3 |  | 1999-02-26 |  | 1999-02-26 |  | Removed from Ground | Gas (Historical Use) | 3000 | Steel-Impressed Current | 1966-05-12 | 2013-06-07 | Cathodically Protected
MINI FOOD MART #39 | 606 POWELLTON AVE | SPARTA | Hancock | 700010 | 2 |  | 1998-04-01 | FALSE | 1998-04-01 | FALSE | Currently in Use | Plus | 8000 | Steel-Impressed Current | 1997-10-13 |  | Steel (Impressed Current) | Pressurized
AMELIAS MALL | 5176 HWY 22 | SPARTA | Hancock | 9070014 | 2 |  | 1999-05-24 |  | 1999-05-24 |  | Removed from Ground | Gas (Historical Use) | 1065 | Steel-Impressed Current | 1999-05-24 | 2016-10-05 | Cathodically Protected | Safe Suction (Euro)
LIL ROUNDUP | 357 AUGUSTA HWY | SPARTA | Hancock | 9070010 | 1 | Flapper Valve | 1998-11-19 | FALSE | 1998-11-11 | FALSE | Currently in Use | Regular | 8272 | Steel-Impressed Current | 1998-11-11 |  |  | Pressurized
CREEK FOOD MART | 6767 WARREN CHAPEL RD | SPARTA | Hancock | 9070017 | 2B |  | 2001-02-01 | FALSE | 2001-02-01 | FALSE | Temporarily out of use | Diesel | 5000 | Fiberglass | 2001-02-01 |  | Fiberglass Reinforced Plastic | Pressurized
GP 100 | 12923 BROAD ST | SPARTA | Hancock | 9070002 | 2 | Ball Float | 1988-01-01 | FALSE | 1988-01-01 | FALSE | Removed from Ground | Regular | 10000 | Fiberglass | 1988-01-01 |  | Fiberglass Reinforced Plastic | Pressurized
HANCOCK COUNTY BOARD OF COMM/ROA | FAIRMOUNT RD | SPARTA | Hancock | 9070015 | 3 | [5 empty] | Removed from Ground | Other | 1000 | Not Marked/Unknown | 1998-05-15 | 1998-05-15 | Not Marked
BRENDAS COUNTRY KITCHEN | 2105 ISLAND CREEK DR | SPARTA | Hancock | 9070009 | 1 |  | 1986-06-01 |  | 1999-02-11 |  | Removed from Ground | Gas (Historical Use) | 1000 | Cathodically Protected Steel | 1986-08-01 | 2004-06-09 | Cathodically Protected | Safe Suction (Euro)
COOPS LANDING LLC | 6822 CARRS STATION RD | SPARTA | Hancock | 9070012 | 2 | Flapper Valve | 1994-03-15 | FALSE | 1994-03-15 | FALSE | Currently in Use | E-0 | 2000 | Epoxy | 1994-03-15 |  | Fiberglass Reinforced Plastic | Suction (American)
TOMMYS BAIT & TACKLE | GREENSBORO RD GA HWY 15 | SPARTA | Hancock | 700027 | 5 |  | 1990-01-01 |  | 1990-01-01 |  | Removed from Ground | Gas (Historical Use) | 1000 | Galvanic (STIP-3) | 1990-01-25 | 2001-04-05 | Fiberglass Reinforced Plastic | Safe Suction (Euro)
ROCKY'S FOOD MART | 9111 EAST BROAD ST | SPARTA | Hancock | 10000600 | 3 | Flapper Valve | 2004-03-01 | FALSE | 2004-03-01 | FALSE | Currently in Use | Diesel | 4000 | Composite | 2004-02-25 |  | Fiberglass Reinforced Plastic | Pressurized
ANSLIE CAFE & MINI MART | 3950 LAKE SINCLAIR RD | SPARTA | Hancock | 10000288 | 1B | Flapper Valve | 2002-08-13 | FALSE | 2002-08-13 | FALSE | Currently in Use | Premium | 4000 | Composite | 2003-08-12 |  | Fiberglass Reinforced Plastic | Pressurized
GA DOT #10213/HANCOCK CO MAINT F | PINEY MOUNT RD/RT 2 FAIRMONT RD/ | SPARTA | Hancock | 700032 | 213D1 | [5 empty] | Removed from Ground | Diesel | 2000 | Cathodically Protected Steel | 1986-09-01 | 1999-07-30 | Galvanized Steel | Suction (American)
COOPERS STORE | GA HWY 22 @ POWELTON | SPARTA | Hancock | 700028 | 1 | [5 empty] | Closed in Ground | Gas (Historical Use) | 560 | Bare Steel | 1966-05-12 | 1999-12-22 | Galvanized Steel | Suction (American)
C R HILL OIL CO | EAST HAMILTON ST | SPARTA | Hancock | 4160072 | 2 | [5 empty] | Permanently Out Of Use | Gas (Historical Use) | 550 | Bare Steel | 1971-05-11 | 1979-01-01 | Galvanized Steel
RUSSELLS 156 | 12333 BROAD ST | SPARTA | Hancock | 700029 | 3 | Flapper Valve | 1993-05-01 | FALSE | 1995-01-01 | FALSE | Currently in Use | Premium | 6000 | Steel-Impressed Current | 1987-01-01 |  | Steel (Impressed Current) | Pressurized
TOMMYS BAIT & TACKLE | GREENSBORO RD GA HWY 15 | SPARTA | Hancock | 700027 | 3 | [5 empty] | Removed from Ground | Gas (Historical Use) | 1000 | Bare Steel | 1975-05-10 | 1990-01-20 | Galvanized Steel
B & B FOOD MART | 12166 B WEST BROAD ST | SPARTA | Hancock | 700021 | 2 | Flapper Valve | 1993-03-17 | FALSE | 1998-07-28 | FALSE | Temporarily out of use | Regular | 4000 | Steel-Impressed Current | 1985-05-07 |  | Steel (Impressed Current) | Pressurized
SPARTA BP | 12825 BROAD ST | SPARTA | Hancock | 700016 | 4 |  | 1999-02-26 |  | 1999-02-26 |  | Removed from Ground | Gas (Historical Use) | 3000 | Steel-Impressed Current | 1966-05-12 | 2013-06-07 | Cathodically Protected
GA FC/HANCOCK CO UNIT | 4157 HWY 22 | SPARTA | Hancock | 700008 | 4 |  | 1990-01-01 |  | 1990-01-01 |  | Removed from Ground | Diesel | 1000 | Galvanic (STIP-3) | 1990-01-01 | 1899-12-31 | Cathodically Protected
EXXON FOOD MART | 12820 E BROAD ST | SPARTA | Hancock | 9070018 | 1 | Flapper Valve | 2022-10-28 | FALSE | 2000-04-03 | FALSE | Currently in Use | Gas (Historical Use) | 12000 | Epoxy | 2001-03-30 |  | Fiberglass Reinforced Plastic | Pressurized
NEAHA REAL ESTATE | 7950 HWY 15 | SPARTA | Hancock | 9070006 | 3 |  | 1990-03-29 |  | 1990-03-29 |  | Currently in Use | Diesel | 6000 | Steel-Impressed Current | 1990-03-29 |  | Fiberglass Reinforced Plastic | Pressurized
COOPS LANDING LLC | 6822 CARRS STATION RD | SPARTA | Hancock | 9070012 | 1 | Flapper Valve | 1994-03-15 | FALSE | 1994-03-15 | FALSE | Currently in Use | Regular | 2000 | Epoxy | 1994-03-15 |  | Fiberglass Reinforced Plastic | Suction (American)
ANN DAVENPORT | CORNER OF JONES & COURT ST | SPARTA | Hancock | 9084032 | 1 |  |  | FALSE |  | FALSE | Temporarily out of use | Gas (Historical Use) | 0
HYMAN GROCERY | 17375 AUGUSTA HWY | SPARTA | Hancock | 9150045 | 1 |  | 1999-08-02 |  | 1999-08-02 |  | Removed from Ground | Gas (Historical Use) | 1000 | Double Walled | 1999-08-01 | 1899-12-31 | Fiberglass Reinforced Plastic | Suction (American)
CARRS GROCERY | RT 4 BOX 260G | DEVEREUX | Hancock | 700026 | 2 | [5 empty] | Closed in Ground | Gas (Historical Use) | 1000 | Bare Steel | 1971-01-01 | 1990-01-22 | Galvanized Steel
GA FC/HANCOCK CO UNIT | 4157 HWY 22 | SPARTA | Hancock | 700008 | 5 |  | 2006-03-01 | FALSE | 2006-03-01 | FALSE | Removed from Ground | Diesel | 2500 | Fiberglass Double Walled | 2006-03-01 | 2015-05-27 | Fiberglass Reinforced Plastic | Safe Suction (Euro)
ROCKY'S FOOD MART | 9111 EAST BROAD ST | SPARTA | Hancock | 10000600 | 2 | Flapper Valve | 2004-03-01 | FALSE | 2004-03-01 | FALSE | Currently in Use | Premium | 4000 | Composite | 2004-02-25 |  | Fiberglass Reinforced Plastic | Pressurized
LIL ROUNDUP | 357 AUGUSTA HWY | SPARTA | Hancock | 9070010 | 2 | Flapper Valve | 1998-11-19 | FALSE | 1998-11-19 | FALSE | Currently in Use | Diesel Off Road | 8272 | Steel-Impressed Current | 1998-11-11 |  |  | Pressurized
GA DOT #10213/HANCOCK CO MAINT F | PINEY MOUNT RD/RT 2 FAIRMONT RD/ | SPARTA | Hancock | 700032 | 213G1 | [5 empty] | Removed from Ground | Gas (Historical Use) | 2000 | Cathodically Protected Steel | 1986-09-01 | 1999-07-30 | Galvanized Steel | Suction (American)
TOMMYS BAIT & TACKLE | GREENSBORO RD GA HWY 15 | SPARTA | Hancock | 700027 | 6 |  | 1990-01-01 |  | 1990-01-01 |  | Removed from Ground | Gas (Historical Use) | 1000 | Galvanic (STIP-3) | 1990-01-25 | 2001-04-05 | Fiberglass Reinforced Plastic | Safe Suction (Euro)
B & B FOOD MART | 12166 B WEST BROAD ST | SPARTA | Hancock | 700021 | 1 | Flapper Valve | 1993-03-17 | FALSE | 1998-07-28 | FALSE | Temporarily out of use | Regular | 6000 | Steel-Impressed Current | 1985-05-07 |  | Steel (Impressed Current) | Pressurized
CARRS GROCERY | RT 4 BOX 260G | DEVEREUX | Hancock | 700026 | 3 | [5 empty] | Removed from Ground | Gas (Historical Use) | 500 | Bare Steel | 1981-05-08 | 1990-01-22 | Galvanized Steel
ROCKY'S FOOD MART | 9111 EAST BROAD ST | SPARTA | Hancock | 10000600 | 1 | Flapper Valve | 2004-03-01 | FALSE | 2004-03-01 | FALSE | Currently in Use | Regular | 8000 | Composite | 2004-02-25 |  | Fiberglass Reinforced Plastic | Pressurized
HANCOCK STATE PRISON | 701 PRISON BLVD | SPARTA | Hancock | 9070004 | 3 | Flapper Valve | 1998-12-15 | FALSE | 1998-12-15 | FALSE | Currently in Use | Regular | 10000 | Fiberglass | 1990-01-01 |  | Fiberglass Reinforced Plastic | Pressurized
HYMAN CHEVRON | 114 BROAD ST | SPARTA | Hancock | 9070005 | 1 | Flapper Valve | 1997-04-16 | FALSE | 1997-04-16 | FALSE | Currently in Use | Regular | 5000 | Steel-Impressed Current | 1978-01-01 |  | Fiberglass Reinforced Plastic | Safe Suction (Euro)
NEAHA REAL ESTATE | 7950 HWY 15 | SPARTA | Hancock | 9070006 | 2 |  | 1990-03-29 |  | 1990-03-29 |  | Currently in Use | Gas (Historical Use) | 4000 | Steel-Impressed Current | 1990-03-29 |  | Fiberglass Reinforced Plastic | Pressurized
DARLENE'S DISCOUNT | 972 SPARTA HWY | SPARTA | Hancock | 9070008 | 3-PREM | [5 empty] | Removed from Ground | Gas (Historical Use) | 550 | Bare Steel | 1975-08-01 | 1899-12-31 | Galvanized Steel | Safe Suction (Euro)
BROAD STREET EXXON | 312 EAST BROAD ST | SPARTA | Hancock | 700035 | 3 | [5 empty] | Removed from Ground | Gas (Historical Use) | 1000 | Bare Steel | 1993-05-24 | 1993-05-24 | Unknown
RACHELS SERVICE CENTER | 12595 BROAD ST | SPARTA | Hancock | 700014 | 1 |  | 1989-03-18 | FALSE | 1989-03-18 | FALSE | Temporarily out of use | Gas (Historical Use) | 5000 | Galvanic (STIP-3) | 1989-03-01 |  | Fiberglass Reinforced Plastic | Pressurized
MINI FOOD MART #39 | 606 POWELLTON AVE | SPARTA | Hancock | 700010 | 3 |  | 1998-04-01 | FALSE | 1998-04-01 | FALSE | Currently in Use | Premium | 8000 | Steel-Impressed Current | 1997-10-13 |  | Steel (Impressed Current) | Pressurized
ANSLIE CAFE & MINI MART | 3950 LAKE SINCLAIR RD | SPARTA | Hancock | 10000288 | 2 | Flapper Valve | 2002-08-13 | FALSE | 2002-08-13 | FALSE | Currently in Use | Diesel | 2000 | Composite | 2002-08-12 |  | Fiberglass Reinforced Plastic | Pressurized
C R HILL OIL CO | EAST HAMILTON ST | SPARTA | Hancock | 4160072 | 1 | [5 empty] | Removed from Ground | Gas (Historical Use) | 1000 | Bare Steel | 1976-05-03 | 1899-12-31 | Galvanized Steel
HANCOCK STATE PRISON | 701 PRISON BLVD | SPARTA | Hancock | 9070004 | 2 | [5 empty] | Removed from Ground | Other | 6000 | Composite | 1990-01-01 | 1999-01-29 | Bare Steel
HANCOCK COUNTY BOARD OF COMM/ROA | FAIRMOUNT RD | SPARTA | Hancock | 9070015 | 1 | [5 empty] | Removed from Ground | Diesel | 1000 | Not Marked/Unknown | 1998-05-15 | 1998-05-15 | Not Marked
THE BEULAH STOP | 2974 BEULAH HWY | SPARTA | Hancock | 9070013 | 3 | Flapper Valve | 2000-01-10 | FALSE | 2000-01-10 | FALSE | Currently in Use | Regular | 1000 | Tank Jacket | 2000-01-10 |  | Fiberglass Reinforced Plastic | Safe Suction (Euro)
DARLENE'S DISCOUNT | 972 SPARTA HWY | SPARTA | Hancock | 9070008 | 1-REGN/L | [5 empty] | Removed from Ground | Gas (Historical Use) | 1000 | Bare Steel | 1975-08-01 | 1899-12-31 | Galvanized Steel | Safe Suction (Euro)
M &S KWIK STOP | 12715 AUGUSTA HWY | SPARTA | Hancock | 700030 | 4 |  | 1997-05-01 |  | 1997-05-01 |  | Temporarily out of use | Kerosene | 1000 | Steel-Impressed Current | 1990-01-01 |  | Steel (Impressed Current) | Safe Suction (Euro)
TOMMYS BAIT & TACKLE | GREENSBORO RD GA HWY 15 | SPARTA | Hancock | 700027 | 2 | [5 empty] | Removed from Ground | Gas (Historical Use) | 500 | Bare Steel | 1971-01-01 | 1990-01-20 | Galvanized Steel
GA FC/HANCOCK CO UNIT | 4157 HWY 22 | SPARTA | Hancock | 700008 | 3 |  | 1990-01-01 |  | 1990-01-01 |  | Removed from Ground | Gas (Historical Use) | 1000 | Galvanic (STIP-3) | 1990-01-01 | 1899-12-31 | Cathodically Protected | Safe Suction (Euro)
C R HILL CO | AUGUSTA HWY ACROSS FROM CONTINEN | SPARTA | Hancock | 700012 | 1 | [5 empty] | Removed from Ground | Diesel | 10000 | Bare Steel | 1978-05-09 | 1998-01-01 | Galvanized Steel | Suction (American)
RACHELS SERVICE CENTER | 12595 BROAD ST | SPARTA | Hancock | 700014 | 3 |  | 1989-03-18 | FALSE | 1989-03-18 | FALSE | Temporarily out of use | Gas (Historical Use) | 5000 | Galvanic (STIP-3) | 1989-03-01 |  | Fiberglass Reinforced Plastic | Pressurized
FRAME'S COUNTRY STORE | MACON HWY | JEWELL | Hancock | 9070011 | 2 | [5 empty] | Removed from Ground | Gas (Historical Use) | 550 | Bare Steel | 1980-01-01 | 1899-12-31 | Galvanized Steel | Safe Suction (Euro)
FRAME'S COUNTRY STORE | MACON HWY | JEWELL | Hancock | 9070011 | 1 | [5 empty] | Removed from Ground | Gas (Historical Use) | 1000 | Bare Steel | 1980-01-01 | 1899-12-31 | Galvanized Steel | Safe Suction (Euro)
CHEAP TOBACCO | 1833 HWY 78 W | TALLAPOOSA | Haralson | 9071016 | 7A | Flapper Valve | 2024-01-17 | FALSE | 2024-01-17 | FALSE | Currently in Use | Regular | 15000 | Steel-Impressed Current | 2024-01-17 |  | Double-Walled Flex | Pressurized
NEWBORN TRAVEL PLAZA | 840 GA HWY 100 S | TALLAPOOSA | Haralson | 9071018 | 6DIESEL | Flapper Valve | 1993-07-01 | TRUE | 1993-07-01 | FALSE | Currently in Use | Diesel | 12000 | Galvanic (STIP-3) | 1985-05-23 |  | Fiberglass Reinforced Plastic | Pressurized
CHEAP TOBACCO | 1833 HWY 78 W | TALLAPOOSA | Haralson | 9071016 | 4 | Ball Float | 1995-07-15 | FALSE | 1995-07-15 | FALSE | Currently in Use | Regular | 10000 | Galvanic (STIP-3) | 1995-07-15 |  | Fiberglass Reinforced Plastic | Pressurized
CHEAP TOBACCO | 1833 HWY 78 W | TALLAPOOSA | Haralson | 9071016 | 5 | Ball Float | 1995-07-15 | FALSE | 1995-07-15 | FALSE | Currently in Use | Premium | 8000 | Galvanic (STIP-3) | 1995-07-15 |  | Fiberglass Reinforced Plastic | Pressurized
COUNTRY CROSSING | 925 GA HWY 120 | TALLAPOOSA | Haralson | 9071001 | 2 | Ball Float | 1990-01-01 |  | 1990-01-01 |  | Currently in Use | Gas (Historical Use) | 8000 | Galvanic (STIP-3) | 1990-01-01 |  | Fiberglass Reinforced Plastic | Pressurized
HOOVER-HANES RUBBER/CUSTOM MIXIN | 280 PEQUANOC DR | TALLAPOOSA | Haralson | 9071006 | 790 | [5 empty] | Removed from Ground | Other | 12000 | Marked Unknown | 1960-01-01 | 1899-12-31 | Unknown
HOOVER-HANES RUBBER/CUSTOM MIXIN | 280 PEQUANOC DR | TALLAPOOSA | Haralson | 9071006 | 2280 | [5 empty] | Removed from Ground | Other | 10000 | Bare Steel | 1985-01-01 | 1998-08-11 | Not Marked | Suction (American)
LUCKY STOP LLC | 1066 GA HWY 100 S | TALLAPOOSA | Haralson | 9071023 | 2 | Ball Float | 1989-11-01 | FALSE | 1989-11-01 | FALSE | Currently in Use | Regular | 10000 | Epoxy | 1989-11-01 |  | Fiberglass Reinforced Plastic | Pressurized
QUICK STOP | 1325 HWY 78 WEST | TALLAPOOSA | Haralson | 9071021 | 2 | Ball Float | 1990-04-01 | FALSE | 1990-04-01 | FALSE | Currently in Use | Diesel | 6000 | Galvanic (STIP-3) | 1990-04-01 |  | Fiberglass Reinforced Plastic | Suction (American)
PILOT TRAVEL CENTER #312 | 882 GA HWY 100 | TALLAPOOSA | Haralson | 9071034 | 2 | Ball Float | 1997-09-01 | FALSE | 1997-09-01 | FALSE | Currently in Use | Regular | 12000 | Fiberglass Double Walled | 1997-09-01 |  | Double-Walled Fiberglass | Pressurized
J&J SHOPETTE | 524 HWY 100 S | TALLAPOOSA | Haralson | 710056 | 6 | Flapper Valve | 1987-04-01 | FALSE | 1987-04-01 | FALSE | Temporarily out of use | Premium | 8000 | Fiberglass | 1989-04-28 |  | Fiberglass Reinforced Plastic | Safe Suction (Euro)
BURFORD POPE | HWY 78 | TALLAPOOSA | Haralson | 710020 | 4 |  |  | TRUE |  | TRUE | Removed from Ground | Used Oil | 1 | Bare Steel | 1986-03-14 | 1987-06-01 | Galvanized Steel
BURFORD POPE | HWY 78 | TALLAPOOSA | Haralson | 710020 | 5 | [5 empty] | Removed from Ground | Empty | 1 | Bare Steel | 1986-03-14 | 1987-06-01 | Galvanized Steel
WAYNE DAVIS CONCRETE CO | 54 WAYNE DAVIS DRIVE | TALLAPOOSA | Haralson | 710022 | 2 |  |  | FALSE |  | FALSE | Removed from Ground | Gas (Historical Use) | 1000 | Bare Steel | 1986-04-15 | 1998-11-23 | Galvanized Steel
CHEAP TOBACCO | 1833 HWY 78 W | TALLAPOOSA | Haralson | 9071016 | 8A | Flapper Valve | 2024-01-17 | FALSE | 2024-01-17 | FALSE | Currently in Use | Diesel | 10000 | Steel-Impressed Current | 2024-01-17 |  | Double-Walled Flex | Pressurized
NEWBORN TRAVEL PLAZA | 840 GA HWY 100 S | TALLAPOOSA | Haralson | 9071018 | 4DIESEL | Flapper Valve | 1993-07-01 | TRUE | 1993-07-01 | FALSE | Currently in Use | Diesel | 12000 | Galvanic (STIP-3) | 1985-05-01 |  | Fiberglass Reinforced Plastic | Pressurized
HANDY FOOD STORE | 854 GA HWY 100 | TALLAPOOSA | Haralson | 9071013 | 2 |  | 1995-05-01 | FALSE | 1995-05-01 | FALSE | Removed from Ground | Gas (Historical Use) | 8000 | Cathodically Protected Steel | 1979-01-01 | 2009-04-06 | Unknown
CITY OF TALLAPOOSA | 24 E LIPHAM ST | TALLAPOOSA | Haralson | 710064 | 2 | [5 empty] | Removed from Ground | Diesel | 1000 | Bare Steel | 1976-05-09 | 2001-07-24 | Galvanized Steel | Suction (American)
ROBINSON SHELL | HWY 78 & WILLIAMS ST/CLUETT ST | TALLAPOOSA | Haralson | 710055 | 1 | [5 empty] | Removed from Ground | Gas (Historical Use) | 4000 | Bare Steel | 1968-05-11 | 1989-01-26 | Galvanized Steel
BURFORD POPE | HWY 78 | TALLAPOOSA | Haralson | 710020 | 2 | [5 empty] | Removed from Ground | Gas (Historical Use) | 1 | Bare Steel | 1986-03-14 | 1987-06-01 | Galvanized Steel
COUNTRY CROSSING | 925 GA HWY 120 | TALLAPOOSA | Haralson | 9071001 | 1 | Ball Float | 1990-01-01 |  | 1990-01-01 |  | Currently in Use | Gas (Historical Use) | 10000 | Galvanic (STIP-3) | 1990-01-01 |  | Fiberglass Reinforced Plastic | Pressurized
CHEAP TOBACCO | 1833 HWY 78 W | TALLAPOOSA | Haralson | 9071016 | 6 | Ball Float | 1995-07-15 | FALSE | 1995-07-15 | FALSE | Currently in Use | Diesel | 2000 | Galvanic (STIP-3) | 1995-07-15 |  | Fiberglass Reinforced Plastic | Pressurized
NEWBORN TRAVEL PLAZA | 840 GA HWY 100 S | TALLAPOOSA | Haralson | 9071018 | 1REG | Ball Float | 1991-04-02 | TRUE | 1991-04-02 | FALSE | Currently in Use | Regular | 10000 | Galvanic (STIP-3) | 1991-04-02 |  | Fiberglass Reinforced Plastic | Pressurized
TALLAPOOSA FOOD MART | 111 W ATLANTA ST | TALLAPOOSA | Haralson | 9071024 | 2 | Flapper Valve | 1997-02-01 | FALSE | 1997-02-01 | FALSE | Currently in Use | Regular | 2000 | Steel-Impressed Current | 1984-01-01 |  | Steel (Impressed Current) | Safe Suction (Euro)
US CAN CO/SOUTHERN OPERATIONS | 100 STOFFEL DR | TALLAPOOSA | Haralson | 710051 | 1 | [5 empty] | Removed from Ground | Diesel | 8000 | Bare Steel | 1974-05-08 | 1995-04-01 | Galvanized Steel
J&J SHOPETTE | 524 HWY 100 S | TALLAPOOSA | Haralson | 710056 | 7 | Flapper Valve | 1989-04-01 | FALSE | 1989-04-01 | FALSE | Temporarily out of use | Kerosene | 2000 | Fiberglass | 1989-04-28 |  | Fiberglass Reinforced Plastic | Safe Suction (Euro)
J&J SHOPETTE | 524 HWY 100 S | TALLAPOOSA | Haralson | 710056 | 5 | Flapper Valve | 1989-04-01 | FALSE | 1989-04-01 | FALSE | Currently in Use | Regular | 8000 | Fiberglass | 1989-04-28 |  | Fiberglass Reinforced Plastic | Safe Suction (Euro)
J&J SHOPETTE | 524 HWY 100 S | TALLAPOOSA | Haralson | 710056 | 4 |  |  | FALSE |  | FALSE | Removed from Ground | Empty | 1000 | Bare Steel | 1971-05-11 | 1989-04-28 | Galvanized Steel | Safe Suction (Euro)
CHEAP TOBACCO | 1833 HWY 78 W | TALLAPOOSA | Haralson | 9071016 | 2 |  |  | FALSE |  | FALSE | Removed from Ground | Gas (Historical Use) | 6000 |  | 1995-07-15 | 1995-07-15
REEVES TIRE | 123 ATLANTA ST | TALLAPOOSA | Haralson | 9071011 | 3 |  | 1988-01-01 | FALSE | 1988-01-01 | FALSE | Abandoned-No Known Release | Diesel | 6000 |  | 1988-01-01 |  | Fiberglass Reinforced Plastic
QUICK STOP | 1325 HWY 78 WEST | TALLAPOOSA | Haralson | 9071021 | 3 | Ball Float | 1990-04-01 | FALSE | 1990-04-01 | FALSE | Temporarily out of use | Gas (Historical Use) | 8000 | Galvanic (STIP-3) | 1990-04-05 |  | Fiberglass Reinforced Plastic | Pressurized
TALLAPOOSA QUICK STOP | 16 GOLF COURSE RD | TALLAPOOSA | Haralson | 9071041 | 1 | Ball Float | 1996-04-01 | FALSE | 1996-04-01 | FALSE | Currently in Use | Regular | 10000 | Galvanic (STIP-3) | 1996-04-01 |  | Fiberglass Reinforced Plastic | Pressurized
BRYAN OWENS D/B/A BIG O TRUCK | 865 HIGHWAY 100 | TALLAPOOSA | Haralson | 9071037 | 4 |  | 2003-07-07 | FALSE | 2003-07-07 | FALSE | Orphan- Contamination | Diesel | 10000 |  | 1979-04-01 |  | Galvanized Steel | Safe Suction (Euro)
J&J SHOPETTE | 524 HWY 100 S | TALLAPOOSA | Haralson | 710056 | 1 |  |  | FALSE |  | FALSE | Removed from Ground |  | 2000 | Bare Steel | 1976-05-09 | 1989-04-28 | Galvanized Steel | Safe Suction (Euro)
LUCKY STOP LLC | 1066 GA HWY 100 S | TALLAPOOSA | Haralson | 9071023 | 4 | Flapper Valve | 1989-11-01 | FALSE | 1989-11-01 | FALSE | Currently in Use | Diesel | 20000 | Epoxy | 1989-11-01 |  | Fiberglass Reinforced Plastic | Pressurized
LUCKY STOP LLC | 1066 GA HWY 100 S | TALLAPOOSA | Haralson | 9071023 | 5 | Flapper Valve | 1989-11-01 | FALSE | 1989-11-01 | FALSE | Temporarily out of use | Diesel | 20000 | Epoxy | 1989-11-01 |  | Fiberglass Reinforced Plastic | Pressurized
QUICK STOP | 1325 HWY 78 WEST | TALLAPOOSA | Haralson | 9071021 | 5 | Ball Float | 1990-04-01 | FALSE | 1990-04-01 | FALSE | Currently in Use | Kerosene | 2000 | Galvanic (STIP-3) | 1990-04-01 |  | Fiberglass Reinforced Plastic | Suction (American)
QUICK STOP | 1325 HWY 78 WEST | TALLAPOOSA | Haralson | 9071021 | 4 | Ball Float | 1990-04-01 | FALSE | 1990-04-01 | FALSE | Currently in Use | Regular | 10000 | Galvanic (STIP-3) | 1990-04-05 |  | Fiberglass Reinforced Plastic | Pressurized
BRYAN OWENS D/B/A BIG O TRUCK | 865 HIGHWAY 100 | TALLAPOOSA | Haralson | 9071037 | 3 |  | 2003-07-07 | FALSE | 2003-07-07 | FALSE | Orphan- Contamination | Gas (Historical Use) | 4000 |  | 1979-04-01 |  | Galvanized Steel | Safe Suction (Euro)
SHELL FOODMART | 1031 GA HWY 100 S | TALLAPOOSA | Haralson | 9071035 | 1 |  | 1997-11-13 |  | 1997-11-13 |  | Currently in Use | Gas (Historical Use) | 12000 | Galvanic (STIP-3) | 1997-11-10 |  | Galvanized Steel | Pressurized
PILOT TRAVEL CENTER #312 | 882 GA HWY 100 | TALLAPOOSA | Haralson | 9071034 | 1 | Ball Float | 1997-09-01 | FALSE | 1997-09-01 | FALSE | Currently in Use | Premium | 15000 | Fiberglass Double Walled | 1997-09-01 |  | Double-Walled Fiberglass | Pressurized
PILOT TRAVEL CENTER #312 | 882 GA HWY 100 | TALLAPOOSA | Haralson | 9071034 | 4 | Ball Float | 1997-09-01 |  | 1997-09-01 |  | Currently in Use | Diesel | 20000 | Fiberglass Double Walled | 1997-09-01 |  | Double-Walled Fiberglass | Pressurized
BURFORD POPE | HWY 78 | TALLAPOOSA | Haralson | 710020 | 3 | [5 empty] | Removed from Ground | Gas (Historical Use) | 1 | Bare Steel | 1986-03-14 | 1987-06-01 | Galvanized Steel
PREFERRED RUBBER PLANT #1 | 2130 U S HIGHWAY 78 | TALLAPOOSA | Haralson | 10001663 | 2 |  |  | FALSE |  | FALSE | Removed from Ground | Gas (Historical Use) | 500 | Bare Steel | 1975-06-30 | 1975-06-30 | Bare Steel
GA FC/HARALSON CO UNIT | 130 EVELYN SOUTH WADE BLVD | BUCHANAN | Haralson | 710028 | 204709 |  | 1992-07-23 |  | 1992-07-23 |  | Removed from Ground | Gas (Historical Use) | 1000 | Galvanic (STIP-3) | 1992-07-23 | 2007-02-02 | Cathodically Protected | Safe Suction (Euro)
CHEAP TOBACCO | 1833 HWY 78 W | TALLAPOOSA | Haralson | 9071016 | 7B | Flapper Valve | 2024-01-17 | FALSE | 2024-01-17 | FALSE | Currently in Use | Premium | 5000 | Steel-Impressed Current | 2024-01-17 |  | Double-Walled Flex | Pressurized
TALLAPOOSA FOOD MART | 111 W ATLANTA ST | TALLAPOOSA | Haralson | 9071024 | 6 | Flapper Valve | 2001-07-01 | FALSE | 2001-07-01 | FALSE | Currently in Use | Regular | 2000 | Steel-Impressed Current | 2001-07-01 |  | Steel (Impressed Current) | Safe Suction (Euro)
SHELL FOODMART | 1031 GA HWY 100 S | TALLAPOOSA | Haralson | 9071035 | 2 |  | 1997-11-13 |  | 1997-11-13 |  | Currently in Use | Gas (Historical Use) | 12000 | Galvanic (STIP-3) | 1997-11-10 |  | Galvanized Steel | Pressurized
KRISH FOOD MART | 2076 U S HWY 78 W | TALLAPOOSA | Haralson | 9071033 | 2 |  |  | FALSE |  | FALSE | Removed from Ground | Gas (Historical Use) | 10000 | Bare Steel | 1971-05-12 | 1997-07-25 | Galvanized Steel
ROBINSON SHELL | HWY 78 & WILLIAMS ST/CLUETT ST | TALLAPOOSA | Haralson | 710055 | 2 | [5 empty] | Removed from Ground | Gas (Historical Use) | 4000 | Bare Steel | 1968-05-11 | 1989-01-26 | Galvanized Steel
PREFERRED RUBBER COMPOUNDING CORP | 155 STOFFEL DR | TALLAPOOSA | Haralson | 710067 | RU |  | 1998-07-23 |  | 1998-07-23 |  | Removed from Ground | Gas (Historical Use) | 2000 | Steel-Impressed Current | 1987-06-01 | 1899-12-31 | Cathodically Protected | Safe Suction (Euro)
COMMERCIAL PROPERTY | 122 HEAD AVENUE | TALLAPOOSA | Haralson | 10000975 | 1 |  |  | FALSE |  | FALSE | Removed from Ground | Not Marked/Tank Removed | 550 | Bare Steel | 2005-05-12 | 2005-05-12 | Bare Steel
1313 RB LLC | 224 BROAD ST | TALLAPOOSA | Haralson | 710043 | 1 | Ball Float | 1996-11-01 | FALSE | 1996-11-01 | FALSE | Currently in Use | Regular | 15000 | Steel-Impressed Current | 1981-05-02 |  | Fiberglass Reinforced Plastic | Pressurized
FREINDLY CORNER | 950 BOWDON ST | TALLAPOOSA | Haralson | 710077 | 3 | Ball Float | 1997-09-25 | FALSE | 1997-09-25 | FALSE | Currently in Use | Diesel | 8000 | Steel-Impressed Current | 1983-05-09 |  | Fiberglass Reinforced Plastic | Pressurized
PREFERRED RUBBER PLANT #1 | 2130 U S HIGHWAY 78 | TALLAPOOSA | Haralson | 10001663 | 1 |  |  | FALSE |  | FALSE | Removed from Ground | Gas (Historical Use) | 500 | Bare Steel | 1975-06-30 | 1975-06-30 | Bare Steel
MARATHON | 3315 BUSINESS HWY 27 | BUCHANAN | Haralson | 10001158 | 3 | Flapper Valve | 1993-01-01 | FALSE | 1993-01-01 | FALSE | Currently in Use | Premium | 6000 | Steel-Impressed Current | 1993-01-01 |  | Fiberglass Reinforced Plastic | Pressurized
HARALSON COUNTY JAIL | HWY 120 | BUCHANAN | Haralson | 710070 | 1 | [5 empty] | Removed from Ground | Gas (Historical Use) | 0 | Bare Steel | 1986-05-07 | 1989-09-01 | Galvanized Steel
MCCALMAN & CO BULK PLANT | DEPOT ST/HWY 120 & HIGHLAND AVE | BUCHANAN | Haralson | 710072 | 1 | [5 empty] | Removed from Ground | Gas (Historical Use) | 10000 | Bare Steel | 1984-05-07 | 1992-08-26 | Galvanized Steel
BRYAN OWENS D/B/A BIG O TRUCK | 865 HIGHWAY 100 | TALLAPOOSA | Haralson | 9071037 | 1 |  | 2003-07-07 | FALSE | 2003-07-07 | FALSE | Orphan- Contamination | Gas (Historical Use) | 4000 |  | 1979-04-01 |  | Galvanized Steel | Safe Suction (Euro)
US CAN CO/SOUTHERN OPERATIONS | 100 STOFFEL DR | TALLAPOOSA | Haralson | 710051 | 3 | [5 empty] | Removed from Ground | Other | 5000 | Bare Steel | 1995-04-01 | 1995-04-01 | Bare Steel
J&J SHOPETTE | 524 HWY 100 S | TALLAPOOSA | Haralson | 710056 | 2 |  |  | FALSE |  | FALSE | Removed from Ground |  | 2000 | Bare Steel | 1976-05-09 | 1999-04-28 | Galvanized Steel | Safe Suction (Euro)
COUNTRY CROSSING | 925 GA HWY 120 | TALLAPOOSA | Haralson | 9071001 | 3 | Ball Float | 1990-01-01 |  | 1990-01-01 |  | Currently in Use | Diesel | 4000 | Galvanic (STIP-3) | 1990-01-01 |  | Fiberglass Reinforced Plastic | Safe Suction (Euro)
NEWBORN TRAVEL PLAZA | 840 GA HWY 100 S | TALLAPOOSA | Haralson | 9071018 | 5DIESEL | Flapper Valve | 1993-07-01 | TRUE | 1993-07-01 | FALSE | Currently in Use | Diesel | 12000 | Galvanic (STIP-3) | 1985-05-01 |  | Fiberglass Reinforced Plastic | Pressurized
NEWBORN TRAVEL PLAZA | 840 GA HWY 100 S | TALLAPOOSA | Haralson | 9071018 | 2PLUS | Ball Float | 1991-04-02 | TRUE | 1991-04-02 | FALSE | Currently in Use | Plus | 8000 | Galvanic (STIP-3) | 1991-04-02 |  | Fiberglass Reinforced Plastic | Pressurized
LUCKY STOP LLC | 1066 GA HWY 100 S | TALLAPOOSA | Haralson | 9071023 | 1 | Ball Float | 1989-11-01 | FALSE | 1989-11-01 | FALSE | Currently in Use | Premium | 10000 | Epoxy | 1989-11-01 |  | Fiberglass Reinforced Plastic | Pressurized
RIDLEYS GET N GO | 3329 GA HWY 100 S | TALLAPOOSA | Haralson | 710079 | 3 | Flapper Valve | 1996-09-01 | FALSE | 1996-09-01 | FALSE | Currently in Use | Diesel Off Road | 8000 | Steel-Impressed Current | 1981-05-09 |  | Steel (Impressed Current) | Pressurized
NAPA PART STORE | 49 ATLANTIC AVE | TALLAPOOSA | Haralson | 710085 | 2 | [5 empty] | Removed from Ground | Gas (Historical Use) | 2000 | Bare Steel | 1962-01-07 | 1990-06-28 | Galvanized Steel
ROBINSON & SONS | 14 COMMERCE PLACE | TALLAPOOSA | Haralson | 10001386 | 2A | Ball Float | 2006-06-01 | FALSE | 2006-06-01 | FALSE | Currently in Use | Diesel | 8000 | Composite | 2006-06-01 |  | Fiberglass Reinforced Plastic | Pressurized
FLEET #216 | 3686 US BUS HWY 27 N | BUCHANAN | Haralson | 710078 | 5B | Ball Float | 1998-01-15 | FALSE | 1998-01-15 | FALSE | Currently in Use | Premium | 4000 | Composite | 1998-01-13 |  | Fiberglass Reinforced Plastic | Pressurized
HARRALSON COUNTY DETENTION CENTE | DALLAS HWY | BUCHANAN | Haralson | 710068 | 1 | [5 empty] | Removed from Ground | Gas (Historical Use) | 2000 | Cathodically Protected Steel | 1985-05-07 | 1994-11-01 | Galvanized Steel
WAYNE DAVIS CONCRETE CO | 54 WAYNE DAVIS DRIVE | TALLAPOOSA | Haralson | 710022 | 1 |  |  | FALSE |  | FALSE | Removed from Ground | Diesel | 10000 | Bare Steel | 1986-04-15 | 1998-11-23 | Galvanized Steel
NAPA PART STORE | 49 ATLANTIC AVE | TALLAPOOSA | Haralson | 710085 | 1 | [5 empty] | Removed from Ground | Gas (Historical Use) | 1000 | Bare Steel | 1962-01-07 | 1990-06-28 | Galvanized Steel
JLJ ENTERPRISES DBA SERVICE AUTO PARTS | 37 EAST ATLANTA STREET | TALLAPOOSA | Haralson | 10001728 | 2 |  |  | FALSE |  | FALSE | Removed from Ground | Gas (Historical Use) | 500 | Bare Steel | 1990-01-01 | 1990-01-01
FLEET #216 | 3686 US BUS HWY 27 N | BUCHANAN | Haralson | 710078 | 2 |  |  | FALSE |  | FALSE | Removed from Ground | Gas (Historical Use) | 6000 | Bare Steel | 1966-05-13 | 1998-01-08 | Galvanized Steel | Suction (American)
GA FC/HARALSON CO UNIT | 130 EVELYN SOUTH WADE BLVD | BUCHANAN | Haralson | 710028 | 2 | [5 empty] | Closed in Ground | Gas (Historical Use) | 560 | Bare Steel | 1983-04-23 | 1992-07-22 | Galvanized Steel | Safe Suction (Euro)
REEVES TIRE | 123 ATLANTA ST | TALLAPOOSA | Haralson | 9071011 | 1 |  | 1988-01-01 | FALSE | 1988-01-01 | FALSE | Abandoned-No Known Release | Gas (Historical Use) | 6000 |  | 1988-01-01 |  | Fiberglass Reinforced Plastic
LUCKY STOP LLC | 1066 GA HWY 100 S | TALLAPOOSA | Haralson | 9071023 | 3 | Ball Float | 1989-11-01 | FALSE | 1989-11-01 | FALSE | Currently in Use | Regular | 10000 | Epoxy | 1989-11-01 |  | Fiberglass Reinforced Plastic | Pressurized
QUICK STOP | 1325 HWY 78 WEST | TALLAPOOSA | Haralson | 9071021 | 1 | Ball Float | 1990-04-01 | FALSE | 1990-04-01 | FALSE | Currently in Use | Diesel | 6000 | Galvanic (STIP-3) | 1990-04-01 |  | Fiberglass Reinforced Plastic | Pressurized
PILOT TRAVEL CENTER #312 | 882 GA HWY 100 | TALLAPOOSA | Haralson | 9071034 | 3 | Ball Float | 1997-09-01 | FALSE | 1997-09-01 | FALSE | Currently in Use | Diesel | 20000 | Fiberglass Double Walled | 1997-09-01 |  | Double-Walled Fiberglass | Pressurized
J&J SHOPETTE | 524 HWY 100 S | TALLAPOOSA | Haralson | 710056 | 3 |  |  | FALSE |  | FALSE | Removed from Ground |  | 1000 | Bare Steel | 1971-05-11 | 1989-04-28 | Galvanized Steel | Safe Suction (Euro)
WAYNE DAVIS CONCRETE CO | 54 WAYNE DAVIS DRIVE | TALLAPOOSA | Haralson | 710022 | 3 | Flapper Valve | 1998-11-15 | FALSE | 1998-11-15 | FALSE | Currently in Use | Diesel | 12000 | Fiberglass | 1998-11-15 |  | Double-Walled Fiberglass | Pressurized
FREINDLY CORNER | 950 BOWDON ST | TALLAPOOSA | Haralson | 710077 | 1 | Ball Float | 1997-09-25 | FALSE | 1997-09-25 | FALSE | Currently in Use | Regular | 10000 | Steel-Impressed Current | 1983-05-09 |  | Fiberglass Reinforced Plastic | Pressurized
HARDEE'S RESTAURANT | HWY 78 AT MANNING ST | TALLAPOOSA | Haralson | 9710001 | 1 | [5 empty] | Permanently Out of Use - historical purposes | Used Oil | 0 | Not Marked/Unknown |  | 1899-12-31 | Not Marked
MCCALMAN & CO BULK PLANT | DEPOT ST/HWY 120 & HIGHLAND AVE | BUCHANAN | Haralson | 710072 | 3 | [5 empty] | Removed from Ground | Gas (Historical Use) | 10000 | Bare Steel | 1984-05-07 | 1992-08-26 | Galvanized Steel
WATERS SHELL STATION | HWY 27 & TALLAPOOSA ST | BUCHANAN | Haralson | 710074 | 3 | [5 empty] | Removed from Ground | Gas (Historical Use) | 2000 | Bare Steel | 1971-05-11 | 1992-07-30 | Galvanized Steel
GA FC/HARALSON CO UNIT | 130 EVELYN SOUTH WADE BLVD | BUCHANAN | Haralson | 710028 | 204699 |  | 1992-07-23 |  | 1992-07-23 |  | Removed from Ground | Diesel | 1000 | Galvanic (STIP-3) | 1992-07-23 | 2007-02-02 | Cathodically Protected | Safe Suction (Euro)
HANDY FOOD STORE | 854 GA HWY 100 | TALLAPOOSA | Haralson | 9071013 | 3 |  | 1995-05-01 | FALSE | 1995-05-01 | FALSE | Removed from Ground | Gas (Historical Use) | 8000 | Cathodically Protected Steel | 1979-01-01 | 2009-04-06 | Flex
BRYAN OWENS D/B/A BIG O TRUCK | 865 HIGHWAY 100 | TALLAPOOSA | Haralson | 9071037 | 2 |  | 2003-07-07 | FALSE | 2003-07-07 | FALSE | Orphan- Contamination | Gas (Historical Use) | 4000 |  | 1979-04-01 |  | Galvanized Steel | Safe Suction (Euro)
US CAN CO/SOUTHERN OPERATIONS | 100 STOFFEL DR | TALLAPOOSA | Haralson | 710051 | 2 |  |  | TRUE |  | TRUE | Removed from Ground | Used Oil | 550 | Bare Steel | 1974-05-08 | 1995-04-01 | Galvanized Steel
PREFERRED RUBBER COMPOUNDING CORP | 155 STOFFEL DR | TALLAPOOSA | Haralson | 710067 | 1 |  | 1998-07-23 |  | 1998-07-23 |  | Removed from Ground | Diesel | 10000 | Steel-Impressed Current | 1986-05-07 | 1899-12-31 | Galvanized Steel | Safe Suction (Euro)
MARATHON | 3315 BUSINESS HWY 27 | BUCHANAN | Haralson | 10001158 | 1 | Flapper Valve | 1993-01-01 | FALSE | 1993-01-01 | FALSE | Currently in Use | Regular | 8000 | Steel-Impressed Current | 1993-01-01 |  | Fiberglass Reinforced Plastic | Pressurized
AT&T/BUCHANAN RADIO RELAY STA | DEWEY MCADAMS RD 1 MI N ON GA 1 | BUCHANAN | Haralson | 7000034 | 1 | [5 empty] | Removed from Ground | Diesel | 2000 | Bare Steel | 1965-01-01 | 1993-01-25 | Copper | Suction (American)
CHEAP TOBACCO | 1833 HWY 78 W | TALLAPOOSA | Haralson | 9071016 | 1 |  |  | FALSE |  | FALSE | Removed from Ground | Gas (Historical Use) | 6000 |  | 1995-07-15 | 1995-07-15
NEWBORN TRAVEL PLAZA | 840 GA HWY 100 S | TALLAPOOSA | Haralson | 9071018 | 3PRE | Ball Float | 1991-04-02 | TRUE | 1991-04-02 | FALSE | Currently in Use | Premium | 8000 | Galvanic (STIP-3) | 1991-04-02 |  | Fiberglass Reinforced Plastic | Pressurized
KRISH FOOD MART | 2076 U S HWY 78 W | TALLAPOOSA | Haralson | 9071033 | 6 | Ball Float | 1997-08-01 | FALSE | 1997-08-01 | FALSE | Currently in Use | Diesel | 5000 | Fiberglass | 1997-01-01 |  | Fiberglass Reinforced Plastic | Pressurized
FLEET #216 | 3686 US BUS HWY 27 N | BUCHANAN | Haralson | 710078 | 3 |  |  | FALSE |  | FALSE | Removed from Ground | Gas (Historical Use) | 6000 | Bare Steel | 1966-05-13 | 1998-01-08 | Galvanized Steel | Suction (American)
GAS DEPOT DBA HUNGRY HARVEY #2 | US HWY 27 S | BUCHANAN | Haralson | 710076 | 3 |  | 1999-01-08 |  | 1999-01-08 |  | Removed from Ground | Gas (Historical Use) | 4000 | Steel-Impressed Current | 1980-05-09 | 1899-12-31 | Cathodically Protected | Suction (American)
WEST HARALSON MIDDLE SCHOOL | 4552 HWY 100 N | TALLAPOOSA | Haralson | 710007 | 1 | [5 empty] | Removed from Ground | Gas (Historical Use) | 4000 | Cathodically Protected Steel | 1986-02-21 | 1998-07-01 | Galvanized Steel
ROBINSON & SONS | 14 COMMERCE PLACE | TALLAPOOSA | Haralson | 10001386 | 1 | Ball Float | 2006-06-01 | FALSE | 2006-06-01 | FALSE | Currently in Use | Premium | 20000 | Composite | 2006-06-01 |  | Fiberglass Reinforced Plastic | Pressurized
GAS DEPOT DBA HUNGRY HARVEY #2 | US HWY 27 S | BUCHANAN | Haralson | 710076 | 1 |  | 1999-01-08 |  | 1999-01-08 |  | Removed from Ground | Gas (Historical Use) | 8000 | Steel-Impressed Current | 1980-05-09 | 1899-12-31 | Cathodically Protected | Suction (American)
MCCALMAN & CO BULK PLANT | DEPOT ST/HWY 120 & HIGHLAND AVE | BUCHANAN | Haralson | 710072 | 4 | [5 empty] | Removed from Ground | Gas (Historical Use) | 1000 | Bare Steel | 1976-05-09 | 1990-04-01 | Galvanized Steel
MCCALMAN & CO BULK PLANT | DEPOT ST/HWY 120 & HIGHLAND AVE | BUCHANAN | Haralson | 710072 | 5 | [5 empty] | Removed from Ground | Gas (Historical Use) | 500 | Bare Steel | 1976-05-09 | 1990-04-01 | Galvanized Steel
GA DEVELOPMENT CENTER | 44 LIPHAM ST | TALLAPOOSA | Haralson | 9071002 | 1 | [5 empty] | Removed from Ground | Diesel | 10000 | Marked Unknown | 1991-12-09 | 1991-12-09 | Galvanized Steel | Gravity Fed
TALLAPOOSA FOOD MART | 111 W ATLANTA ST | TALLAPOOSA | Haralson | 9071024 | 4 | Flapper Valve | 1997-02-01 | FALSE | 1997-02-01 | FALSE | Currently in Use | Regular | 4000 | Steel-Impressed Current | 1984-01-01 |  | Steel (Impressed Current) | Safe Suction (Euro)
TALLAPOOSA FOOD MART | 111 W ATLANTA ST | TALLAPOOSA | Haralson | 9071024 | 5 | Flapper Valve | 1998-01-01 | FALSE | 1998-01-01 | FALSE | Currently in Use | Premium | 4000 | Steel-Impressed Current | 1998-01-01 |  | Steel (Impressed Current) | Safe Suction (Euro)
KRISH FOOD MART | 2076 U S HWY 78 W | TALLAPOOSA | Haralson | 9071033 | 5 | Ball Float | 1997-08-01 | FALSE | 1997-08-01 | FALSE | Currently in Use | Premium | 10000 | Fiberglass | 1997-01-01 |  | Fiberglass Reinforced Plastic | Pressurized
KRISH FOOD MART | 2076 U S HWY 78 W | TALLAPOOSA | Haralson | 9071033 | 4 | Ball Float | 1997-08-01 | FALSE | 1997-08-01 | FALSE | Currently in Use | Regular | 10000 | Fiberglass | 1997-01-01 |  | Fiberglass Reinforced Plastic | Pressurized
COMMERCIAL PROPERTY | 122 HEAD AVENUE | TALLAPOOSA | Haralson | 10000975 | 2 |  |  | FALSE |  | FALSE | Removed from Ground | Not Marked/Tank Removed | 550 | Bare Steel | 2005-05-12 | 2005-05-12 | Bare Steel
FLEET #216 | 3686 US BUS HWY 27 N | BUCHANAN | Haralson | 710078 | 4 | Ball Float | 1998-01-15 | FALSE | 1998-01-15 | FALSE | Currently in Use | Regular | 10000 | Composite | 1998-01-13 |  | Fiberglass Reinforced Plastic | Pressurized
GAS DEPOT DBA HUNGRY HARVEY #2 | US HWY 27 S | BUCHANAN | Haralson | 710076 | 2 |  | 1999-01-08 |  | 1999-01-08 |  | Removed from Ground | Gas (Historical Use) | 6000 | Steel-Impressed Current | 1980-05-09 | 1899-12-31 | Cathodically Protected | Suction (American)
FLEET #216 | 3686 US BUS HWY 27 N | BUCHANAN | Haralson | 710078 | 5A | Ball Float | 1998-01-15 | FALSE | 1998-01-15 | FALSE | Currently in Use | Plus | 4000 | Composite | 1998-01-13 |  | Fiberglass Reinforced Plastic | Pressurized
GA FC/HARALSON CO UNIT | 130 EVELYN SOUTH WADE BLVD | BUCHANAN | Haralson | 710028 | 3 | [5 empty] | Removed from Ground | Gas (Historical Use) | 560 | Marked Unknown | 1974-04-25 | 1982-10-01 | Galvanized Steel
TALLAPOOSA FOOD MART | 111 W ATLANTA ST | TALLAPOOSA | Haralson | 9071024 | 3 | Flapper Valve | 1997-02-01 | FALSE | 1997-02-01 | FALSE | Currently in Use | Regular | 2000 | Steel-Impressed Current | 1984-01-01 |  | Steel (Impressed Current) | Safe Suction (Euro)
PILOT TRAVEL CENTER #312 | 882 GA HWY 100 | TALLAPOOSA | Haralson | 9071034 | 5 | Ball Float | 1997-09-01 | FALSE | 1997-09-01 | FALSE | Currently in Use | Diesel | 20000 | Fiberglass Double Walled | 1997-09-01 |  | Double-Walled Fiberglass | Pressurized
KRISH FOOD MART | 2076 U S HWY 78 W | TALLAPOOSA | Haralson | 9071033 | 3 |  |  | FALSE |  | FALSE | Removed from Ground | Diesel | 2000 | Bare Steel | 1981-05-09 | 1997-07-25 | Galvanized Steel
1313 RB LLC | 224 BROAD ST | TALLAPOOSA | Haralson | 710043 | 2 | Ball Float | 1996-11-01 | FALSE | 1996-11-01 | FALSE | Currently in Use | Diesel | 15000 | Steel-Impressed Current | 1981-05-02 |  | Fiberglass Reinforced Plastic | Pressurized
ASSOCIATED RUBBER | SPRING ST | TALLAPOOSA | Haralson | 710002 | 1 | [5 empty] | Removed from Ground | Gas (Historical Use) | 2000 | Bare Steel | 1970-03-02 | 1995-05-31 | Galvanized Steel
MARATHON | 3315 BUSINESS HWY 27 | BUCHANAN | Haralson | 10001158 | 2 | Flapper Valve | 1993-01-01 | FALSE | 1993-01-01 | FALSE | Currently in Use | Diesel | 6000 | Steel-Impressed Current | 1993-01-01 |  | Fiberglass Reinforced Plastic | Pressurized
WAYNE DAVIS CONCRETE CO | 54 WAYNE DAVIS DRIVE | TALLAPOOSA | Haralson | 710022 | 4 | Flapper Valve | 1998-11-15 | FALSE | 1998-11-15 | FALSE | Currently in Use | Regular | 4000 | Fiberglass | 1998-11-15 |  | Double-Walled Fiberglass | Safe Suction (Euro)
RIDLEYS GET N GO | 3329 GA HWY 100 S | TALLAPOOSA | Haralson | 710079 | 2 | Flapper Valve | 1996-09-01 | FALSE | 1996-09-01 | FALSE | Currently in Use | Regular | 6000 | Steel-Impressed Current | 1981-05-09 |  | Steel (Impressed Current) | Pressurized
NORFOLK SOUTHERN | ALABAMA ST/US HWY 78 | TALLAPOOSA | Haralson | 710081 | 1 | [5 empty] | Removed from Ground | Diesel | 250 | Bare Steel | 1976-05-10 | 1992-05-01 | Galvanized Steel | Safe Suction (Euro)
ROBINSON & SONS | 14 COMMERCE PLACE | TALLAPOOSA | Haralson | 10001386 | 2B | Ball Float | 2006-06-01 | FALSE | 2006-06-01 | FALSE | Currently in Use | Regular | 12000 | Composite | 2006-06-01 |  | Fiberglass Reinforced Plastic | Pressurized
FLEET #216 | 3686 US BUS HWY 27 N | BUCHANAN | Haralson | 710078 | 5C | Ball Float | 1998-01-15 | FALSE | 1998-01-15 | FALSE | Currently in Use | Diesel | 2000 | Composite | 1998-01-13 |  | Fiberglass Reinforced Plastic | Pressurized
WATERS SHELL STATION | HWY 27 & TALLAPOOSA ST | BUCHANAN | Haralson | 710074 | 2 | [5 empty] | Removed from Ground | Gas (Historical Use) | 2000 | Bare Steel | 1971-05-11 | 1992-07-30 | Galvanized Steel
JLJ ENTERPRISES DBA SERVICE AUTO PARTS | 37 EAST ATLANTA STREET | TALLAPOOSA | Haralson | 10001728 | 1 |  |  | FALSE |  | FALSE | Removed from Ground | Gas (Historical Use) | 2000 | Bare Steel | 1990-01-01 | 1990-01-01
HOOVER-HANES RUBBER/CUSTOM MIXIN | 280 PEQUANOC DR | TALLAPOOSA | Haralson | 9071006 | HYPRENEV2 | [5 empty] | Removed from Ground | Other | 10000 | Cathodically Protected Steel | 1989-01-01 | 1998-08-11 | Not Marked | Suction (American)
CHEAP TOBACCO | 1833 HWY 78 W | TALLAPOOSA | Haralson | 9071016 | 8B | Flapper Valve |  | FALSE |  | FALSE | Currently in Use | E-0 | 5000 | Steel-Impressed Current | 2024-01-17 |  | Double-Walled Flex | Pressurized
REEVES TIRE | 123 ATLANTA ST | TALLAPOOSA | Haralson | 9071011 | 2 |  | 1988-01-01 | FALSE | 1988-01-01 | FALSE | Abandoned-No Known Release | Gas (Historical Use) | 6000 |  | 1988-01-01 |  | Fiberglass Reinforced Plastic
HANDY FOOD STORE | 854 GA HWY 100 | TALLAPOOSA | Haralson | 9071013 | 1 |  | 1995-05-01 |  | 1995-05-01 |  | Removed from Ground | Gas (Historical Use) | 8000 | Steel-Impressed Current | 1979-01-01 | 2009-04-06 | Fiberglass Reinforced Plastic | Pressurized
CITY OF TALLAPOOSA | 24 E LIPHAM ST | TALLAPOOSA | Haralson | 710064 | 1 | [5 empty] | Removed from Ground | Gas (Historical Use) | 1000 | Bare Steel | 1976-05-09 | 2001-07-24 | Galvanized Steel | Suction (American)
HARALSON COUNTY ROADS & REVENUE | HWY 27 SOUTH | BUCHANAN | Haralson | 710069 | 2 | [5 empty] | Removed from Ground | Diesel | 2000 | Bare Steel | 1976-05-09 | 1989-03-01 | Galvanized Steel
WATERS SHELL STATION | HWY 27 & TALLAPOOSA ST | BUCHANAN | Haralson | 710074 | 1 | [5 empty] | Removed from Ground | Gas (Historical Use) | 2000 | Bare Steel | 1971-05-11 | 1992-07-30 | Galvanized Steel
HARALSON COUNTY ROADS & REVENUE | HWY 27 SOUTH | BUCHANAN | Haralson | 710069 | 1 | [5 empty] | Removed from Ground | Gas (Historical Use) | 2000 | Bare Steel | 1976-05-09 | 1989-03-01 | Galvanized Steel
MCCALMAN & CO BULK PLANT | DEPOT ST/HWY 120 & HIGHLAND AVE | BUCHANAN | Haralson | 710072 | 2 | [5 empty] | Removed from Ground | Gas (Historical Use) | 10000 | Bare Steel | 1984-05-07 | 1992-08-26 | Galvanized Steel
WATERS SHELL STATION | HWY 27 & TALLAPOOSA ST | BUCHANAN | Haralson | 710074 | 4 | [5 empty] | Removed from Ground | Diesel | 2000 | Bare Steel | 1978-05-09 | 1992-07-30 | Galvanized Steel
BURFORD POPE | HWY 78 | TALLAPOOSA | Haralson | 710020 | 1 | [5 empty] | Removed from Ground | Diesel | 1 | Bare Steel | 1986-03-14 | 1987-06-01 | Galvanized Steel
FREINDLY CORNER | 950 BOWDON ST | TALLAPOOSA | Haralson | 710077 | 2 | Ball Float | 1997-09-25 | FALSE | 1997-09-25 | FALSE | Currently in Use | Premium | 8000 | Steel-Impressed Current | 1983-05-09 |  | Fiberglass Reinforced Plastic | Pressurized
RIDLEYS GET N GO | 3329 GA HWY 100 S | TALLAPOOSA | Haralson | 710079 | 4 | Flapper Valve | 1996-09-01 | FALSE | 1996-09-01 | FALSE | Currently in Use | Diesel | 8000 | Steel-Impressed Current | 1981-05-09 |  | Steel (Impressed Current) | Suction (American)
RIDLEYS GET N GO | 3329 GA HWY 100 S | TALLAPOOSA | Haralson | 710079 | 1 | Flapper Valve | 1996-09-01 | FALSE | 1996-09-01 | FALSE | Currently in Use | Premium | 8000 | Steel-Impressed Current | 1981-05-09 |  | Steel (Impressed Current) | Pressurized
NAPA PART STORE | 49 ATLANTIC AVE | TALLAPOOSA | Haralson | 710085 | 3 | [5 empty] | Removed from Ground | Gas (Historical Use) | 1000 | Bare Steel | 1962-01-07 | 1990-06-28 | Galvanized Steel
MCCALMAN & CO BULK PLANT | DEPOT ST/HWY 120 & HIGHLAND AVE | BUCHANAN | Haralson | 710072 | 6 | [5 empty] | Removed from Ground | Diesel | 1000 | Bare Steel | 1976-05-09 | 1990-04-01 | Galvanized Steel
CHEAP TOBACCO | 1833 HWY 78 W | TALLAPOOSA | Haralson | 9071016 | 3 |  |  | FALSE |  | FALSE | Removed from Ground | Gas (Historical Use) | 3000 |  | 1995-07-15 | 1995-07-15
TALLAPOOSA FOOD MART | 111 W ATLANTA ST | TALLAPOOSA | Haralson | 9071024 | 1 | Flapper Valve | 1997-02-01 | FALSE | 1997-02-01 | FALSE | Currently in Use | Premium | 4000 | Steel-Impressed Current | 1984-01-01 |  | Steel (Impressed Current) | Safe Suction (Euro)
KRISH FOOD MART | 2076 U S HWY 78 W | TALLAPOOSA | Haralson | 9071033 | 1 |  |  | FALSE |  | FALSE | Removed from Ground | Gas (Historical Use) | 10000 | Bare Steel | 1971-05-12 | 1997-07-25
TURNER'S PURE | COURT HOUSE SQUARE | BUCHANAN | Haralson | 710046 | 3 | [5 empty] | Removed from Ground | Gas (Historical Use) | 2000 | Bare Steel | 1968-05-12 | 1999-12-02 | Bare Steel
CARROLL AUTO PARTS | 2908 BUSINESS 27 | BUCHANAN | Haralson | 9071038 | 2 | [5 empty] | Removed from Ground | Gas (Historical Use) | 1000 | Not Marked/Unknown | 1998-10-01 | 1998-10-01 | Not Marked
TERRYS STOP | 25 MORMON CHURCH RD | BUCHANAN | Haralson | 9071027 | 2 | Flapper Valve | 1992-08-27 | FALSE | 1992-08-27 | FALSE | Currently in Use | Diesel | 10000 | Fiberglass | 1992-08-27 |  | Fiberglass Reinforced Plastic | Pressurized
AT&T-C | 4 .7 MILES NE OF BUCHANAN | BUCHANAN | Haralson | 710052 | 1 | [5 empty] | Removed from Ground | Kerosene | 2000 | Bare Steel | 1965-01-01 | 1993-01-25 | Galvanized Steel
DONNA'S STORE | 4223 GA HWY 120 | BUCHANAN | Haralson | 710058 | 2 |  |  | FALSE |  | FALSE | Removed from Ground | Kerosene | 1000 | Bare Steel | 1971-05-11 | 2000-04-01 |  | Safe Suction (Euro)
HARALSON COUNTY ROAD DEPT | 1801 MACEDONIA CHURCH RD | BUCHANAN | Haralson | 9071022 | 2 | Flapper Valve | 1989-02-01 | FALSE | 1989-02-01 | FALSE | Currently in Use | Diesel | 10000 | Galvanic (STIP-3) | 1989-02-01 |  | Fiberglass Reinforced Plastic | Safe Suction (Euro)
HARALSON CO BRIDGE HQ BUCHANAN | 156 FIVE POINTS RD | BUCHANAN | Haralson | 710031 | 607G1 | [5 empty] | Removed from Ground | Gas (Historical Use) | 1000 | Bare Steel | 1987-05-01 | 1998-12-30 | Galvanized Steel | Safe Suction (Euro)
MCCLARTY AUTO SERVICE | 7363 HWY 120 | BUCHANAN | Haralson | 9071039 | 2 | [5 empty] | Removed from Ground | Gas (Historical Use) | 4000 | Not Marked/Unknown | 1998-12-01 | 1998-12-01 | Not Marked
JOLLY WALLYS #2 | 8762 HWY 120 | BUCHANAN | Haralson | 9071003 | 2 |  | 1998-06-16 |  | 1998-06-16 |  | Removed from Ground | Gas (Historical Use) | 1000 | Not Marked/Unknown | 1970-01-01 | 2009-03-07 | Double Walled | Suction (American)
CARROLL AUTO PARTS | 2908 BUSINESS 27 | BUCHANAN | Haralson | 9071038 | 1 | [5 empty] | Removed from Ground | Gas (Historical Use) | 1000 | Not Marked/Unknown | 1998-10-01 | 1998-10-01 | Not Marked
TERRYS STOP | 25 MORMON CHURCH RD | BUCHANAN | Haralson | 9071027 | 1 | Flapper Valve | 1992-08-27 | FALSE | 1992-08-27 | FALSE | Currently in Use | Regular | 10000 | Fiberglass | 1992-08-27 |  | Fiberglass Reinforced Plastic | Pressurized
KWIK WAY | 4683 GA HWY 120 | BUCHANAN | Haralson | 9071045 | 1 | Flapper Valve | 2001-11-01 | FALSE | 2001-11-01 | TRUE | Currently in Use | Diesel | 15000 | Composite | 2001-11-01 |  | Double-Walled Flex | Pressurized
KIMBALL CARE NURSING HOME | 303 CARROLLTON ST | BUCHANAN | Haralson | 710018 | 1 | [5 empty] | Removed from Ground | Gas (Historical Use) | 550 | Bare Steel | 1986-03-10 | 1989-11-01 | Galvanized Steel
DONNA'S STORE | 4223 GA HWY 120 | BUCHANAN | Haralson | 710058 | 5 | Ball Float | 1996-03-01 | FALSE | 1996-03-01 | FALSE | Orphan- Contamination | Gas (Historical Use) | 6000 | Fiberglass | 1996-03-01 |  | Fiberglass Reinforced Plastic | Pressurized
KWIK WAY | 4683 GA HWY 120 | BUCHANAN | Haralson | 9071045 | 4B | Flapper Valve | 2001-11-01 | FALSE | 2001-11-01 | TRUE | Currently in Use | E-0 | 4000 | Composite | 2012-12-10 |  | Double-Walled Flex | Safe Suction (Euro)
BELLSOUTH BUCHANAN CO R5960 | 3631 US HWY 27 BUSINESS & WILLIAMS ST | BUCHANAN | Haralson | 9071046 | 1 | Flapper Valve | 2001-07-01 | FALSE | 2001-08-01 | FALSE | Currently in Use | Diesel | 1000 | Fiberglass Double Walled | 2001-06-25 |  | Copper | Suction (American)
LOVES TRAVEL STOPS #311 | 523 ATLANTIC AVE | WACO | Haralson | 10000590 | 5A | Ball Float | 2004-02-02 | FALSE | 2004-02-02 | FALSE | Currently in Use | Premium | 12000 | Composite Double Walled | 2004-02-02 |  | Double-Walled Fiberglass | Pressurized
HIGGINS GENERAL HOSPITAL | 200 ALLEN MEMMORIAL DR | BREMEN | Haralson | 710039 | 1 | [5 empty] | Removed from Ground | Diesel | 560 | Bare Steel | 1968-05-04 | 1998-10-01 | Galvanized Steel | Safe Suction (Euro)
HIGGINS GENERAL HOSPITAL | 200 ALLEN MEMMORIAL DR | BREMEN | Haralson | 710039 | 4 |  | 1998-10-12 |  | 1998-10-12 |  | Removed from Ground | Diesel | 275 | Fiberglass | 1998-10-12 | 2007-04-24 | Secondary Containment | Suction (American)
BUSY BEE | 3799 HWY 27 | BUCHANAN | Haralson | 710036 | 2 | Flapper Valve | 1998-05-05 | FALSE | 1998-05-05 | FALSE | Currently in Use | Regular | 8000 | Steel-Impressed Current | 1978-05-03 |  | Steel (Impressed Current) | Pressurized
GA FC/HARALSON CO UNIT | 130 EVELYN SOUTH WADE BLVD | BUCHANAN | Haralson | 710028 | 1 | [5 empty] | Closed in Ground | Diesel | 2000 | Bare Steel | 1983-04-23 | 1992-07-22 | Galvanized Steel | Safe Suction (Euro)
RIDLEYS | 6537 HWY 100 N | BUCHANAN | Haralson | 9071029 | 2 | Flapper Valve | 1998-11-01 |  | 1998-11-01 |  | Currently in Use | Gas (Historical Use) | 3000 | Steel-Impressed Current | 1982-05-01 |  | Steel (Impressed Current) | Safe Suction (Euro)
SISTERS SUPERETTE #23 | 7419 GA HWY 120 | BUCHANAN | Haralson | 9071010 | 1 | Ball Float | 1998-06-23 | FALSE | 1998-06-23 | FALSE | Currently in Use | Regular | 8000 | Steel-Impressed Current | 1989-01-01 |  | Fiberglass Reinforced Plastic | Pressurized
LOVES TRAVEL STOPS #311 | 523 ATLANTIC AVE | WACO | Haralson | 10000590 | 2 | Ball Float | 2004-02-02 | FALSE | 2004-02-02 | FALSE | Currently in Use | Diesel | 20000 | Composite Double Walled | 2004-02-02 |  | Double-Walled Fiberglass | Pressurized
MURPHY USA #6942 | 6425 HWY 78 W | BREMEN | Haralson | 10000370 | 1 |  | 2003-06-09 | FALSE | 2003-06-09 | FALSE | Currently in Use | Gas (Historical Use) | 20000 | Fiberglass Double Walled | 2003-05-29 |  | Double-Walled Flex | Pressurized
JOMARS MART | 631 ALABAMA AVE | BREMEN | Haralson | 710025 | 2 | [5 empty] | Removed from Ground | Gas (Historical Use) | 1000 | Bare Steel | 1955-04-29 | 1999-04-19 | Galvanized Steel
PEOPLE PLEASER #3 | 525 PACIFIC AVE | BREMEN | Haralson | 710035 | 2 | Ball Float | 1997-10-01 | FALSE | 1997-10-01 | FALSE | Currently in Use | E-0 | 8000 | Steel-Impressed Current | 1997-10-14 |  | Double-Walled Fiberglass | Pressurized
DOLLAR SAVER | 601 ALABAMA AVE HWY 27 S | BREMEN | Haralson | 710049 | 7 | Ball Float | 1992-05-01 | FALSE | 1992-05-01 | FALSE | Currently in Use | Regular | 3000 | Galvanic (STIP-3) | 1992-05-01 |  | Fiberglass Reinforced Plastic | Pressurized
DOLLAR SAVER | 601 ALABAMA AVE HWY 27 S | BREMEN | Haralson | 710049 | 5 | Ball Float | 1992-05-01 | FALSE | 1992-05-01 | FALSE | Currently in Use | Regular | 6000 | Galvanic (STIP-3) | 1992-05-01 |  | Fiberglass Reinforced Plastic | Pressurized
CITY OF BUCHANAN | HWY 120 | BUCHANAN | Haralson | 710063 | 1 | [5 empty] | Removed from Ground | Gas (Historical Use) | 500 | Bare Steel | 1976-05-09 | 1994-11-23 | Galvanized Steel
SISTERS SUPERETTE #23 | 7419 GA HWY 120 | BUCHANAN | Haralson | 9071010 | 2 | Flapper Valve | 1998-06-23 | FALSE | 1998-06-23 | FALSE | Currently in Use | Premium | 4000 | Steel-Impressed Current | 1969-01-01 |  | Fiberglass Reinforced Plastic | Suction (American)
JAMES E DAVIS SERVICE STATION | US HWY 27 NORTH\RT 2 BOX 65 | BREMEN | Haralson | 710011 | 2 | [5 empty] | Removed from Ground | Gas (Historical Use) | 6000 | Bare Steel | 1976-03-05 | 1994-01-01 | Galvanized Steel
PLANTATION PIPE LINE CO-BREMEN D | US HWY 27 SOUTH | BREMEN | Haralson | 710023 | 1 | [5 empty] | Permanently Out Of Use | Gas (Historical Use) | 1035 | Bare Steel | 1974-04-17 | 1991-04-01 | Galvanized Steel
JOMARS MART | 631 ALABAMA AVE | BREMEN | Haralson | 710025 | 1 | [5 empty] | Removed from Ground | Gas (Historical Use) | 1000 | Bare Steel | 1955-04-29 | 1999-04-10 | Galvanized Steel
DOLLAR SAVER | 601 ALABAMA AVE HWY 27 S | BREMEN | Haralson | 710049 | 6 | Ball Float | 1992-05-01 | FALSE | 1992-05-01 | FALSE | Currently in Use | Premium | 3000 | Galvanic (STIP-3) | 1992-05-01 |  | Fiberglass Reinforced Plastic | Pressurized
SUNOCO | 871 ALABAMA AVE | BREMEN | Haralson | 710061 | 1 | Flapper Valve | 1997-05-01 | FALSE | 1997-05-01 | FALSE | Removed from Ground |  | 8000 | Steel-Impressed Current | 1984-01-01 |  | Steel (Impressed Current) | Safe Suction (Euro)
HARALSON COUNTY BD OF ED | 10 VAN WERT STREET | BUCHANAN | Haralson | 710006 | 1 | Flapper Valve | 1998-07-09 | FALSE | 1998-07-09 | FALSE | Temporarily out of use | Diesel | 8000 | Galvanic (STIP-3) | 1987-11-23 |  | Fiberglass Reinforced Plastic | Safe Suction (Euro)
KWIK WAY | 4683 GA HWY 120 | BUCHANAN | Haralson | 9071045 | 4A | Ball Float | 2001-11-01 | FALSE | 2001-11-01 | TRUE | Currently in Use | Diesel Off Road | 4000 | Composite | 2001-11-01 |  | Double-Walled Flex | Pressurized
WACO GROCERY | MAIN ST | WACO | Haralson | 710054 | 3 | [5 empty] | Removed from Ground | Gas (Historical Use) | 500 | Bare Steel | 1970-05-11 | 1989-06-01 | Galvanized Steel
LARRY MADDEN UNION 76 | HWY 78 WEST | WACO | Haralson | 710048 | 1 |  |  | FALSE |  | FALSE | Removed from Ground | Gas (Historical Use) | 1000 | Bare Steel | 1978-05-10 | 1899-12-31 | Galvanized Steel
PEOPLE PLEASER #3 | 525 PACIFIC AVE | BREMEN | Haralson | 710035 | 1 | Ball Float | 1997-10-01 | FALSE | 1997-10-01 | FALSE | Currently in Use | Regular | 10000 | Steel-Impressed Current | 1997-10-14 |  | Double-Walled Fiberglass | Pressurized
BREMEN SERVICE CENTER | 103 PACIFIC AVENUE | BREMEN | Haralson | 710075 | 4 | [5 empty] | Removed from Ground | Diesel | 3000 | Bare Steel | 1981-05-08 | 1988-12-01 | Galvanized Steel | Safe Suction (Euro)
TURNER'S PURE | COURT HOUSE SQUARE | BUCHANAN | Haralson | 710046 | 1 | [5 empty] | Removed from Ground | Gas (Historical Use) | 4000 | Fiberglass | 1968-05-12 | 1999-12-02 | Cathodically Protected
DONNA'S STORE | 4223 GA HWY 120 | BUCHANAN | Haralson | 710058 | 3 |  |  | FALSE |  | FALSE | Removed from Ground | Kerosene | 1000 | Bare Steel | 1971-05-11 | 2000-04-01 | Galvanized Steel | Safe Suction (Euro)
ABANDONED - MORRIS GROCERY | 2544 MORGAN RD | BUCHANAN | Haralson | 710059 | 1 |  | 1998-05-29 | FALSE | 1998-05-29 | FALSE | Abandoned-No Known Release | Gas (Historical Use) | 1000 | Bare Steel | 1976-05-09 |  | Double Walled | Suction (American)
TROY LEE/DOT | 239 ABERNATHY MILL RD | BUCHANAN | Haralson | 9071014 | 1 | [5 empty] | Removed from Ground | Empty | 5000 | Bare Steel | 1972-01-01 | 1899-12-31 | Galvanized Steel
WACO MINI MARKET | 5749 HWY 78 | BREMEN | Haralson | 710019 | 8 | Ball Float | 1989-05-02 | FALSE | 1989-05-02 | FALSE | Temporarily out of use | Kerosene | 2000 | Composite | 1989-05-02 |  | Fiberglass Reinforced Plastic | Pressurized
WACO MINI MARKET | 5749 HWY 78 | BREMEN | Haralson | 710019 | 6 | Ball Float | 1989-05-02 | FALSE | 1989-05-02 | FALSE | Currently in Use | Premium | 10000 | Composite | 1989-05-02 |  | Fiberglass Reinforced Plastic | Pressurized
WACO MINI MARKET | 5749 HWY 78 | BREMEN | Haralson | 710019 | 9 | Flapper Valve | 1989-05-02 | FALSE | 1989-05-02 | FALSE | Currently in Use | Diesel Off Road | 3000 | Composite | 1989-05-01 |  | Fiberglass Reinforced Plastic | Safe Suction (Euro)
DOLLAR SAVER | 601 ALABAMA AVE HWY 27 S | BREMEN | Haralson | 710049 | 2 | [5 empty] | Removed from Ground | Gas (Historical Use) | 1000 | Bare Steel | 1956-05-15 | 1992-05-01 | Galvanized Steel
CLUETT PEABODY & CO | BUCHANAN ST | BREMEN | Haralson | 710071 | 1 | [5 empty] | Removed from Ground | Diesel | 0 | Bare Steel | 1986-05-07 | 1990-07-01 | Galvanized Steel
PRESHYAM LLC D/B/A HILL TOP | 8045 US HWY 78 | BREMEN | Haralson | 9071020 | 3 | Ball Float | 1989-11-01 | FALSE | 1989-11-01 | FALSE | Currently in Use | Premium | 8000 | Fiberglass | 1989-11-01 |  | Fiberglass Reinforced Plastic | Pressurized
ROBINSON SHELL | HWY 78 & WILLIAMS ST/CLUETT ST | TALLAPOOSA | Haralson | 710055 | 3 | [5 empty] | Removed from Ground | Gas (Historical Use) | 4000 | Bare Steel | 1968-05-11 | 1989-01-26 | Galvanized Steel
WEST HARALSON MIDDLE SCHOOL | 4552 HWY 100 N | TALLAPOOSA | Haralson | 710007 | 2 | Flapper Valve | 1998-07-09 | FALSE | 1998-07-09 | FALSE | Currently in Use | Diesel | 8000 | Fiberglass | 1998-07-09 |  | Fiberglass Reinforced Plastic | Safe Suction (Euro)
DOLLAR SAVER | 601 ALABAMA AVE HWY 27 S | BREMEN | Haralson | 710049 | 4 | Ball Float |  |  |  |  | Removed from Ground | Gas (Historical Use) | 1000 | Bare Steel | 1970-05-12 | 1992-05-01 | Galvanized Steel
SUNOCO | 871 ALABAMA AVE | BREMEN | Haralson | 710061 | 4C | Overfill Alarm | 2021-08-04 | FALSE | 2021-08-04 | FALSE | Currently in Use | Diesel | 4000 | Tank Jacket Double Walled | 2021-07-22 |  | Double-Walled Fiberglass | Pressurized
BREMEN SERVICE CENTER | 103 PACIFIC AVENUE | BREMEN | Haralson | 710075 | 3 | [5 empty] | Removed from Ground | Gas (Historical Use) | 3000 | Bare Steel | 1971-05-11 | 1988-12-01 | Galvanized Steel | Safe Suction (Euro)
HILLTOP #3 | 835 PACIFIC AVE | BREMEN | Haralson | 710080 | 3 | Flapper Valve | 1998-08-27 | FALSE | 1998-08-27 | FALSE | Currently in Use | Diesel | 4010 | Steel-Impressed Current | 1986-05-08 |  | Steel (Impressed Current) | Safe Suction (Euro)
HARALSON COUNTY BD OF ED | 10 VAN WERT STREET | BUCHANAN | Haralson | 710006 | 2 | [5 empty] | Removed from Ground | Gas (Historical Use) | 10000 | Bare Steel | 1986-02-21 | 1998-07-01 | Galvanized Steel | Suction (American)
HARALSON CO BRIDGE HQ BUCHANAN | 156 FIVE POINTS RD | BUCHANAN | Haralson | 710031 | 10607-1 | [5 empty] | Removed from Ground | Gas (Historical Use) | 1050 | Bare Steel | 1961-05-05 | 1989-11-28 | Unknown
DONNA'S STORE | 4223 GA HWY 120 | BUCHANAN | Haralson | 710058 | 4 | Ball Float | 1996-03-01 | FALSE | 1996-03-01 | FALSE | Orphan- Contamination | Gas (Historical Use) | 8000 | Fiberglass | 1996-03-01 |  | Fiberglass Reinforced Plastic | Pressurized
DONNA'S STORE | 4223 GA HWY 120 | BUCHANAN | Haralson | 710058 | 1 |  |  | FALSE |  | FALSE | Removed from Ground | Diesel | 3000 | Bare Steel | 1978-05-09 | 2000-04-01 | Galvanized Steel | Safe Suction (Euro)
MCCLARTY AUTO SERVICE | 7363 HWY 120 | BUCHANAN | Haralson | 9071039 | 1 | [5 empty] | Removed from Ground | Gas (Historical Use) | 4000 | Not Marked/Unknown | 1998-12-01 | 1998-12-01 | Not Marked
SISTERS SUPERETTE #23 | 7419 GA HWY 120 | BUCHANAN | Haralson | 9071010 | 4 | Flapper Valve | 1998-06-23 | FALSE | 1998-06-23 | FALSE | Currently in Use | E-0 | 10000 | Steel-Impressed Current | 1969-01-01 |  | Fiberglass Reinforced Plastic | Suction (American)
WACO GROCERY | MAIN ST | WACO | Haralson | 710054 | 2 | [5 empty] | Removed from Ground | Gas (Historical Use) | 500 | Bare Steel | 1970-05-11 | 1989-06-01 | Galvanized Steel
WACO TECHNICAL INST | SUNBELT DR | WACO | Haralson | 710038 | 2 |  |  | TRUE |  | TRUE | Removed from Ground | Used Oil | 10000 | Bare Steel | 1983-05-01 | 2000-11-01 | Galvanized Steel
LOVES TRAVEL STOPS #311 | 523 ATLANTIC AVE | WACO | Haralson | 10000590 | 1 | Ball Float | 2004-02-02 | FALSE | 2004-02-02 | FALSE | Currently in Use | Diesel | 20000 | Composite Double Walled | 2004-02-02 |  | Double-Walled Fiberglass | Pressurized
WACO MINI MARKET | 5749 HWY 78 | BREMEN | Haralson | 710019 | 2 |  |  | FALSE |  | FALSE | Removed from Ground | Gas (Historical Use) | 2000 | Bare Steel | 1986-03-10 | 1989-05-01 | Unknown | Suction (American)
DOLLAR SAVER | 601 ALABAMA AVE HWY 27 S | BREMEN | Haralson | 710049 | 3 | [5 empty] | Removed from Ground | Gas (Historical Use) | 1060 | Bare Steel | 1970-05-12 | 1992-05-01 | Galvanized Steel
ABANDONED - MORRIS GROCERY | 2544 MORGAN RD | BUCHANAN | Haralson | 710059 | 2 |  | 1998-05-29 | FALSE | 1998-05-29 | FALSE | Abandoned-No Known Release | Gas (Historical Use) | 1000 | Bare Steel | 1976-05-09 |  | Double Walled | Suction (American)
TROY LEE/DOT | 239 ABERNATHY MILL RD | BUCHANAN | Haralson | 9071014 | 2 | [5 empty] | Removed from Ground | Empty | 5000 | Bare Steel | 1972-01-01 | 1899-12-31 | Galvanized Steel
WACO MINI MARKET | 5749 HWY 78 | BREMEN | Haralson | 710019 | 1 |  |  | FALSE |  | FALSE | Removed from Ground | Gas (Historical Use) | 2000 | Bare Steel | 1986-03-10 | 1989-05-01 | Unknown | Suction (American)
SUNOCO | 871 ALABAMA AVE | BREMEN | Haralson | 710061 | 2 | Flapper Valve | 1997-05-01 | FALSE | 1997-05-01 | FALSE | Removed from Ground |  | 6000 | Steel-Impressed Current | 1984-05-07 |  | Steel (Impressed Current) | Safe Suction (Euro)
BREMEN SERVICE CENTER | 103 PACIFIC AVENUE | BREMEN | Haralson | 710075 | 5 |  | 1988-12-01 |  | 1988-12-01 |  | Removed from Ground | Gas (Historical Use) | 6000 | Galvanic (STIP-3) | 1988-12-01 | 2009-07-16 | Fiberglass Reinforced Plastic | Safe Suction (Euro)
HILLTOP #3 | 835 PACIFIC AVE | BREMEN | Haralson | 710080 | 2 | Flapper Valve | 1998-08-27 | FALSE | 1998-08-27 | FALSE | Currently in Use | Premium | 8000 | Steel-Impressed Current | 1986-05-08 |  | Steel (Impressed Current) | Pressurized
WACO TECHNICAL INST | SUNBELT DR | WACO | Haralson | 710038 | 3 |  |  | TRUE |  | TRUE | Removed from Ground | Used Oil | 5000 | Bare Steel | 1983-05-01 | 2000-11-01 | Galvanized Steel
HIGGINS GENERAL HOSPITAL | 200 ALLEN MEMMORIAL DR | BREMEN | Haralson | 710039 | 2 | [5 empty] | Removed from Ground | Diesel | 250 | Bare Steel | 1961-05-06 | 1994-11-18 | Galvanized Steel
SEWELL MANUFACTURING CO PLANT 3 | HWY 78 EAST | BREMEN | Haralson | 710065 | 2 | [5 empty] | Removed from Ground | Gas (Historical Use) | 1000 | Bare Steel | 1971-05-11 | 1994-11-01 | Galvanized Steel
LOVES TRAVEL STOPS #311 | 523 ATLANTIC AVE | WACO | Haralson | 10000590 | 3 | Ball Float | 2004-02-02 | FALSE | 2004-02-02 | FALSE | Currently in Use | Diesel | 20000 | Composite Double Walled | 2004-02-02 |  | Double-Walled Fiberglass | Pressurized
HILLTOP 2 | 722 HWY 27 N | BREMEN | Haralson | 10002231 | 2 | Flapper Valve | 2012-06-07 | FALSE | 2012-06-07 | FALSE | Currently in Use | Premium | 2000 | Fiberglass | 2012-06-07 |  | Fiberglass Reinforced Plastic | Pressurized
CHEVRON #43217 | 327 HAMILTON AVE | BREMEN | Haralson | 710026 | 1 | [5 empty] | Removed from Ground | Gas (Historical Use) | 4000 | Bare Steel | 1968-04-27 | 1899-12-31 | Galvanized Steel
OTASCO | HWY 78 EAST | BREMEN | Haralson | 710060 | 1 | [5 empty] | Removed from Ground | Gas (Historical Use) | 8000 | Bare Steel | 1983-05-08 | 1989-03-01 | Galvanized Steel
SUNOCO | 871 ALABAMA AVE | BREMEN | Haralson | 710061 | 4B | Overfill Alarm | 2021-08-04 | FALSE | 2021-08-04 | FALSE | Currently in Use | Regular | 12000 | Tank Jacket Double Walled | 2021-07-22 |  | Double-Walled Fiberglass | Pressurized
BST/R3432 | 410 SANGAMORE RD | BREMEN | Haralson | 9071008 | 2 | [5 empty] | Removed from Ground | Gas (Historical Use) | 12000 | Bare Steel | 1981-01-01 | 1991-05-01 | Unknown | Pressurized
CORINTH QUICK STOP | 7000 HWY 120 | BREMEN | Haralson | 9071026 | 176527 | Ball Float | 1990-06-07 | FALSE | 1990-06-07 | FALSE | Temporarily out of use | Premium | 8000 | Galvanic (STIP-3) | 1990-06-07 |  | Galvanized Steel | Pressurized
ED DAVIS TOWING | 973 US HWY 27 | BREMEN | Haralson | 9071036 | 4 | [5 empty] | Removed from Ground | Gas (Historical Use) | 4000 | Bare Steel | 1968-01-01 | 1995-04-01 | Galvanized Steel
ED DAVIS TOWING | 973 US HWY 27 | BREMEN | Haralson | 9071036 | 5 | [5 empty] | Removed from Ground | Kerosene | 500 | Bare Steel | 1995-04-01 | 1995-04-01 | Galvanized Steel
BREMEN SERVICE CENTER | 103 PACIFIC AVENUE | BREMEN | Haralson | 710075 | 2 | [5 empty] | Removed from Ground | Gas (Historical Use) | 3000 | Bare Steel | 1971-05-11 | 1988-12-01 | Galvanized Steel | Safe Suction (Euro)
HILLTOP #3 | 835 PACIFIC AVE | BREMEN | Haralson | 710080 | 5 | Flapper Valve | 1998-08-27 | FALSE | 1998-08-27 | FALSE | Currently in Use | Kerosene | 3008 | Steel-Impressed Current | 1986-05-08 |  | Steel (Impressed Current) | Safe Suction (Euro)
S T SERVICES | 870 ALABAMA AVE | BREMEN | Haralson | 9071017 | 2 | [5 empty] | Removed from Ground | Diesel | 1500 | Marked Unknown | 1995-07-01 | 1995-07-01 | Unknown
ED DAVIS TOWING | 973 US HWY 27 | BREMEN | Haralson | 9071036 | 3 | [5 empty] | Removed from Ground | Diesel | 1000 | Bare Steel | 1968-01-01 | 1995-04-01 | Galvanized Steel
CITY LUMBER CO | 103 FERN AVE | BREMEN | Haralson | 710086 | 1 | [5 empty] | Removed from Ground | Gas (Historical Use) | 1000 | Bare Steel | 1971-05-11 | 1994-11-18 | Galvanized Steel
PRESHYAM LLC D/B/A HILL TOP | 8045 US HWY 78 | BREMEN | Haralson | 9071020 | 2 | Ball Float | 1989-11-01 | FALSE | 1989-11-01 | FALSE | Currently in Use | Diesel | 6000 | Fiberglass | 1989-11-01 |  | Fiberglass Reinforced Plastic | Pressurized
S T SERVICES | 870 ALABAMA AVE | BREMEN | Haralson | 9071017 | 4 | [5 empty] | Removed from Ground | Other | 0 | Marked Unknown | 1995-07-01 | 1995-07-01 | Unknown
TURNER'S PURE | COURT HOUSE SQUARE | BUCHANAN | Haralson | 710046 | 4 | [5 empty] | Removed from Ground | Gas (Historical Use) | 3000 | Bare Steel | 1978-05-10 | 1999-12-02 | Bare Steel
BUSY BEE | 3799 HWY 27 | BUCHANAN | Haralson | 710036 | 1 | Flapper Valve | 1998-05-05 | FALSE | 1998-05-05 | FALSE | Currently in Use | Premium | 10000 | Steel-Impressed Current | 1978-05-03 |  | Steel (Impressed Current) | Pressurized
HARALSON CO BRIDGE HQ BUCHANAN | 156 FIVE POINTS RD | BUCHANAN | Haralson | 710031 | 2 | Flapper Valve | 1998-09-01 |  | 1998-09-01 |  | Currently in Use | Gas (Historical Use) | 2500 | Fiberglass Double Walled | 1998-10-01 |  | Double-Walled Fiberglass | Safe Suction (Euro)
JOLLY WALLYS #2 | 8762 HWY 120 | BUCHANAN | Haralson | 9071003 | 1 |  | 1998-06-16 |  | 1998-06-16 |  | Removed from Ground | Gas (Historical Use) | 1000 | Not Marked/Unknown | 1970-01-01 | 2009-03-07 | Double Walled | Suction (American)
JAMES E DAVIS SERVICE STATION | US HWY 27 NORTH\RT 2 BOX 65 | BREMEN | Haralson | 710011 | 3 | [5 empty] | Removed from Ground | Gas (Historical Use) | 4000 | Bare Steel | 1976-03-05 | 1994-01-01 | Galvanized Steel
SUMMIT OIL CO | 614 ALABAMA AVE | BREMEN | Haralson | 710013 | 5 |  |  | FALSE |  | FALSE | Removed from Ground | Used Oil | 500 | Unknown | 2014-03-20 | 2014-03-20 | Unknown
SUNOCO | 871 ALABAMA AVE | BREMEN | Haralson | 710061 | 4A | Overfill Alarm | 2021-08-04 | FALSE | 2021-08-04 | FALSE | Currently in Use | Premium | 4000 | Tank Jacket Double Walled | 2021-07-22 |  | Double-Walled Fiberglass | Pressurized
STEP IN 2 | 102 ATLANTIC Avenue | BREMEN | Haralson | 9071009 | 3 | Flapper Valve | 1998-06-30 | FALSE | 1998-06-30 | FALSE | Currently in Use | Gas (Historical Use) | 8000 | Galvanic (STIP-3) | 1986-01-01 |  | Fiberglass Reinforced Plastic | Pressurized
MCCLARTY AUTO SERVICE | 7363 HWY 120 | BUCHANAN | Haralson | 9071039 | 3 | [5 empty] | Removed from Ground | Gas (Historical Use) | 3000 | Not Marked/Unknown | 1998-12-01 | 1998-12-01 | Not Marked
TERRYS STOP | 25 MORMON CHURCH RD | BUCHANAN | Haralson | 9071027 | 3 | Flapper Valve | 1992-08-27 | FALSE | 1992-08-27 | FALSE | Currently in Use | Diesel Off Road | 10000 | Fiberglass | 1992-08-27 |  | Fiberglass Reinforced Plastic | Pressurized
JOLLY WALLYS #2 | 8762 HWY 120 | BUCHANAN | Haralson | 9071003 | 3 |  | 1998-06-16 |  | 1998-06-16 |  | Removed from Ground | Gas (Historical Use) | 1000 | Not Marked/Unknown | 1970-01-01 | 2009-03-07 | Double Walled | Suction (American)
WACO GROCERY | MAIN ST | WACO | Haralson | 710054 | 1 | [5 empty] | Removed from Ground | Gas (Historical Use) | 1000 | Bare Steel | 1970-05-11 | 1989-06-01 | Galvanized Steel
WACO TECHNICAL INST | SUNBELT DR | WACO | Haralson | 710038 | 1 | [5 empty] | Removed from Ground | Diesel | 10000 | Bare Steel | 1983-05-01 | 2000-11-01 | Galvanized Steel
MURPHY USA #6942 | 6425 HWY 78 W | BREMEN | Haralson | 10000370 | 2B |  | 2003-06-09 | FALSE | 2003-06-09 | FALSE | Currently in Use | Diesel | 12000 | Fiberglass Double Walled | 2003-05-29 |  | Double-Walled Flex | Pressurized
PEOPLE PLEASER #3 | 525 PACIFIC AVE | BREMEN | Haralson | 710035 | 3 | Ball Float | 1997-10-01 | FALSE | 1997-10-01 | FALSE | Currently in Use | Diesel | 8000 | Steel-Impressed Current | 1997-10-14 |  | Double-Walled Fiberglass | Pressurized
ED DAVIS TOWING | 973 US HWY 27 | BREMEN | Haralson | 9071036 | 1 | [5 empty] | Removed from Ground | Gas (Historical Use) | 6000 | Bare Steel | 1968-01-01 | 1995-04-01 | Galvanized Steel
HIGH POINT GROCERY | RT 1/HIGH RD | WACO | Haralson | 710047 | 2 | [5 empty] | Removed from Ground | Gas (Historical Use) | 3500 | Bare Steel | 1974-05-11 | 1995-02-25 | Galvanized Steel | Safe Suction (Euro)
WACO MINI MARKET | 5749 HWY 78 | BREMEN | Haralson | 710019 | 3 |  |  | FALSE |  | FALSE | Removed from Ground | Gas (Historical Use) | 2000 | Bare Steel | 1986-03-10 | 1989-05-01 | Unknown | Suction (American)
SUMMIT OIL CO | 614 ALABAMA AVE | BREMEN | Haralson | 710013 | 1 | Flapper Valve | 1997-11-05 |  | 1997-11-05 |  | Removed from Ground | Gas (Historical Use) | 4000 | Steel-Impressed Current | 1959-02-27 | 2014-03-19 | Steel (Impressed Current) | Pressurized
SUMMIT OIL CO | 614 ALABAMA AVE | BREMEN | Haralson | 710013 | 4 | [5 empty] | Removed from Ground | Diesel | 1000 | Bare Steel | 1959-02-27 | 1988-01-01 | Galvanized Steel
CHEVRON #43217 | 327 HAMILTON AVE | BREMEN | Haralson | 710026 | 3 | [5 empty] | Removed from Ground | Gas (Historical Use) | 6000 | Bare Steel | 1968-04-27 | 1899-12-31 | Galvanized Steel
HANDY PANDY FOOD STORE | HWY 27 SOUTH | BREMEN | Haralson | 710057 | 2 | [5 empty] | Removed from Ground | Gas (Historical Use) | 10000 | Bare Steel | 1976-05-09 | 1993-06-18 | Galvanized Steel
CORINTH QUICK STOP | 7000 HWY 120 | BREMEN | Haralson | 9071026 | 168481 | Ball Float | 1990-06-07 | FALSE | 1990-06-07 | FALSE | Currently in Use | Diesel | 5000 | Galvanic (STIP-3) | 1990-06-07 |  | Galvanized Steel | Pressurized
DRAKETOWN SUPERETTE #84 | 8885 GA HWY 120 | TEMPLE | Haralson | 710034 | 3 | Ball Float | 1998-05-01 | FALSE | 1998-05-01 | FALSE | Currently in Use | Diesel | 6000 | Steel-Impressed Current | 1977-07-01 |  | Steel (Impressed Current) | Safe Suction (Euro)
TROY LEE/DOT | 239 ABERNATHY MILL RD | BUCHANAN | Haralson | 9071014 | 3 | [5 empty] | Removed from Ground | Empty | 2000 | Bare Steel | 1972-01-01 | 1899-12-31 | Galvanized Steel
HIGH POINT GROCERY | RT 1/HIGH RD | WACO | Haralson | 710047 | 1 | [5 empty] | Removed from Ground | Gas (Historical Use) | 1000 | Bare Steel | 1974-05-11 | 1995-02-15 | Galvanized Steel | Safe Suction (Euro)
LARRY MADDEN UNION 76 | HWY 78 WEST | WACO | Haralson | 710048 | 2 |  |  | FALSE |  | FALSE | Removed from Ground | Gas (Historical Use) | 2000 | Bare Steel | 1978-05-10 | 1899-12-31 | Galvanized Steel
JAMES E DAVIS SERVICE STATION | US HWY 27 NORTH\RT 2 BOX 65 | BREMEN | Haralson | 710011 | 1 | [5 empty] | Removed from Ground | Gas (Historical Use) | 6000 | Bare Steel | 1976-03-05 | 1994-01-01 | Galvanized Steel
CHEVRON #43217 | 327 HAMILTON AVE | BREMEN | Haralson | 710026 | 4 |  |  | TRUE |  | TRUE | Permanently Out of Use - historical purposes | Used Oil | 550 | Bare Steel | 1968-04-27 | 1899-12-31 | Galvanized Steel
STEP IN 2 | 102 ATLANTIC Avenue | BREMEN | Haralson | 9071009 | 5 | Flapper Valve | 1998-06-30 | FALSE | 1998-06-30 | FALSE | Currently in Use | Kerosene | 2000 | Galvanic (STIP-3) | 1986-01-01 |  | Fiberglass Reinforced Plastic | Pressurized
STEP IN 2 | 102 ATLANTIC Avenue | BREMEN | Haralson | 9071009 | 4 | Flapper Valve | 1998-06-30 | FALSE | 1998-06-30 | FALSE | Currently in Use | Diesel | 5000 | Galvanic (STIP-3) | 1986-01-01 |  | Fiberglass Reinforced Plastic | Pressurized
US PIPE & FDRY CO-SOUTHEASTERN A | JIM WALTER RD P O 1 | FELTON | Haralson | 710030 | 1 | [5 empty] | Removed from Ground | Diesel | 10000 | Bare Steel | 1978-04-10 | 1989-01-01 | Galvanized Steel
HARALSON CO BRIDGE HQ BUCHANAN | 156 FIVE POINTS RD | BUCHANAN | Haralson | 710031 | 3 | Flapper Valve | 1998-09-01 |  | 1998-09-01 |  | Currently in Use | Diesel | 1000 | Fiberglass Double Walled | 1998-10-01 |  | Double-Walled Fiberglass | Safe Suction (Euro)
KWIK WAY | 4683 GA HWY 120 | BUCHANAN | Haralson | 9071045 | 2 | Ball Float | 2001-11-01 | FALSE | 2001-11-01 | TRUE | Currently in Use | Regular | 12000 | Composite | 2001-11-01 |  | Double-Walled Flex | Pressurized
MURPHY USA #6942 | 6425 HWY 78 W | BREMEN | Haralson | 10000370 | 2A |  | 2003-09-09 | FALSE | 2003-06-09 | FALSE | Currently in Use | Gas (Historical Use) | 8000 | Fiberglass Double Walled | 2003-05-29 |  | Double-Walled Flex | Pressurized
JAMES E DAVIS SERVICE STATION | US HWY 27 NORTH\RT 2 BOX 65 | BREMEN | Haralson | 710011 | 4 | [5 empty] | Removed from Ground | Diesel | 1000 | Bare Steel | 1981-03-04 | 1995-03-01 | Galvanized Steel
JAMES E DAVIS SERVICE STATION | US HWY 27 NORTH\RT 2 BOX 65 | BREMEN | Haralson | 710011 | 5 | [5 empty] | Removed from Ground | Kerosene | 560 | Bare Steel | 1984-03-03 | 1994-01-01 | Galvanized Steel
SUMMIT OIL CO | 614 ALABAMA AVE | BREMEN | Haralson | 710013 | 3 | Flapper Valve | 1997-11-05 |  | 1997-11-05 |  | Removed from Ground | Gas (Historical Use) | 3000 | Steel-Impressed Current | 1959-02-27 | 2014-03-19 | Steel (Impressed Current) | Pressurized
SUNOCO | 871 ALABAMA AVE | BREMEN | Haralson | 710061 | 3 | Flapper Valve | 1997-05-01 | FALSE | 1997-05-01 | FALSE | Removed from Ground | Diesel | 4000 | Steel-Impressed Current | 1984-05-07 |  | Steel (Impressed Current) | Safe Suction (Euro)
SEWELL MANUFACTURING CO PLANT 1 | ATLANTIC AVE | BREMEN | Haralson | 710066 | 1 | [5 empty] | Removed from Ground | Gas (Historical Use) | 1000 | Bare Steel | 1974-05-10 | 1994-11-01 | Galvanized Steel
ROBINSON & SONS | 14 COMMERCE PLACE | TALLAPOOSA | Haralson | 10001386 | 3 | Ball Float | 2006-06-01 | FALSE | 2006-06-01 | FALSE | Currently in Use | Diesel | 10000 | Composite | 2006-06-01 |  | Fiberglass Reinforced Plastic | Pressurized
FLEET #216 | 3686 US BUS HWY 27 N | BUCHANAN | Haralson | 710078 | 1 |  |  | FALSE |  | FALSE | Removed from Ground | Gas (Historical Use) | 10000 | Bare Steel | 1966-05-13 | 1998-01-08 | Galvanized Steel | Suction (American)
THE HUBBARD BUILDING | US HIGHWAY 27 NORTH (ALABAMA AVE | BREMEN | Haralson | 9071032 | 2 | [5 empty] | Removed from Ground | Diesel | 5000 | Not Marked/Unknown | 1996-04-19 | 1996-04-19 | Not Marked
HILLTOP #3 | 835 PACIFIC AVE | BREMEN | Haralson | 710080 | 4 | Flapper Valve | 1998-08-27 | FALSE | 1998-08-27 | FALSE | Currently in Use | Diesel Off Road | 4000 | Steel-Impressed Current | 1986-05-08 |  | Steel (Impressed Current) | Safe Suction (Euro)
HILLTOP #3 | 835 PACIFIC AVE | BREMEN | Haralson | 710080 | 1 | Flapper Valve | 1998-08-27 | FALSE | 1998-08-27 | FALSE | Currently in Use | Regular | 8000 | Steel-Impressed Current | 1986-05-08 |  | Steel (Impressed Current) | Pressurized
STEP IN 2 | 102 ATLANTIC Avenue | BREMEN | Haralson | 9071009 | 2 | Flapper Valve | 1998-06-30 | FALSE | 1998-06-30 | FALSE | Currently in Use | Plus | 10000 | Galvanic (STIP-3) | 1986-01-01 |  | Fiberglass Reinforced Plastic | Pressurized
BREMEN SERVICE CENTER | 103 PACIFIC AVENUE | BREMEN | Haralson | 710075 | 6 |  | 1988-12-01 |  | 1988-12-01 |  | Removed from Ground | Gas (Historical Use) | 6000 | Galvanic (STIP-3) | 1988-12-01 | 2009-07-16 | Fiberglass Reinforced Plastic | Safe Suction (Euro)
PRESHYAM LLC D/B/A HILL TOP | 8045 US HWY 78 | BREMEN | Haralson | 9071020 | 1 | Ball Float | 1989-11-01 | FALSE | 1989-11-01 | FALSE | Currently in Use | Regular | 6000 | Fiberglass | 1989-11-01 |  | Fiberglass Reinforced Plastic | Pressurized
WACO ELEM SCHOOL | HWY 78 | WACO | Haralson | 710008 | 1 | [5 empty] | Removed from Ground | Empty | 4000 | Cathodically Protected Steel | 1986-02-21 | 1996-09-06 | Galvanized Steel
LOVES TRAVEL STOPS #311 | 523 ATLANTIC AVE | WACO | Haralson | 10000590 | 4 | Ball Float | 2004-02-02 | FALSE | 2004-02-02 | FALSE | Currently in Use | Regular | 20000 | Composite Double Walled | 2004-02-02 |  | Double-Walled Fiberglass | Pressurized
LOVES TRAVEL STOPS #311 | 523 ATLANTIC AVE | WACO | Haralson | 10000590 | 5B | Ball Float | 2004-02-02 | FALSE | 2004-02-02 | FALSE | Currently in Use | Diesel | 8000 | Composite Double Walled | 2004-02-02 |  | Double-Walled Fiberglass | Pressurized
HILLTOP 2 | 722 HWY 27 N | BREMEN | Haralson | 10002231 | 1 | Flapper Valve | 2012-06-07 | FALSE | 2012-06-07 | FALSE | Currently in Use | Regular | 6000 | Fiberglass | 2012-06-07 |  | Fiberglass Reinforced Plastic | Pressurized
CHEVRON #43217 | 327 HAMILTON AVE | BREMEN | Haralson | 710026 | 2 | [5 empty] | Removed from Ground | Gas (Historical Use) | 8000 | Bare Steel | 1968-04-27 | 1899-12-31 | Galvanized Steel
SEWELL MANUFACTURING CO PLANT 3 | HWY 78 EAST | BREMEN | Haralson | 710065 | 1 | [5 empty] | Removed from Ground | Gas (Historical Use) | 1000 | Bare Steel | 1971-05-11 | 1994-11-01 | Galvanized Steel
BST/R3432 | 410 SANGAMORE RD | BREMEN | Haralson | 9071008 | 1 | [5 empty] | Removed from Ground | Gas (Historical Use) | 3000 | Bare Steel | 1972-01-01 | 1989-12-28 | Unknown | Pressurized
S T SERVICES | 870 ALABAMA AVE | BREMEN | Haralson | 9071017 | 3 | [5 empty] | Removed from Ground | Other | 0 | Marked Unknown | 1995-07-01 | 1995-07-01 | Unknown
ED DAVIS TOWING | 973 US HWY 27 | BREMEN | Haralson | 9071036 | 2 | [5 empty] | Removed from Ground | Gas (Historical Use) | 6000 | Bare Steel | 1968-01-01 | 1995-04-01 | Galvanized Steel
BREMEN SERVICE CENTER | 103 PACIFIC AVENUE | BREMEN | Haralson | 710075 | 7 |  | 1988-12-01 |  | 1988-12-01 |  | Removed from Ground | Gas (Historical Use) | 6000 | Galvanic (STIP-3) | 1988-12-01 | 2009-07-16 | Fiberglass Reinforced Plastic | Safe Suction (Euro)
BREMEN SERVICE CENTER | 103 PACIFIC AVENUE | BREMEN | Haralson | 710075 | 1 | [5 empty] | Removed from Ground | Gas (Historical Use) | 3000 | Bare Steel | 1971-05-11 | 1988-12-01 | Galvanized Steel | Safe Suction (Euro)
CORINTH QUICK STOP | 7000 HWY 120 | BREMEN | Haralson | 9071026 | 168493 | Ball Float | 1990-06-07 | FALSE | 1990-06-07 | FALSE | Currently in Use | Regular | 8000 | Galvanic (STIP-3) | 1990-06-07 |  | Galvanized Steel | Pressurized
DRAKETOWN SUPERETTE #84 | 8885 GA HWY 120 | TEMPLE | Haralson | 710034 | 2 | Ball Float | 1998-05-01 | FALSE | 1998-05-01 | FALSE | Currently in Use | Premium | 8000 | Steel-Impressed Current | 1977-07-01 |  | Steel (Impressed Current) | Safe Suction (Euro)
TURNER'S PURE | COURT HOUSE SQUARE | BUCHANAN | Haralson | 710046 | 2 | [5 empty] | Removed from Ground | Gas (Historical Use) | 4000 | Bare Steel | 1968-05-12 | 1999-12-02 | Bare Steel
BUSY BEE | 3799 HWY 27 | BUCHANAN | Haralson | 710036 | 3 | Flapper Valve | 1998-05-05 | FALSE | 1998-05-05 | FALSE | Currently in Use | Diesel | 8000 | Steel-Impressed Current | 1978-05-03 |  | Steel (Impressed Current) | Pressurized
HARALSON COUNTY ROAD DEPT | 1801 MACEDONIA CHURCH RD | BUCHANAN | Haralson | 9071022 | 1 | Flapper Valve | 1989-02-02 | FALSE | 1989-02-01 | FALSE | Currently in Use | Regular | 10000 | Galvanic (STIP-3) | 1989-02-01 |  | Fiberglass Reinforced Plastic | Safe Suction (Euro)
RIDLEYS | 6537 HWY 100 N | BUCHANAN | Haralson | 9071029 | 1 | Flapper Valve | 1998-11-01 |  | 1998-11-01 |  | Currently in Use | Gas (Historical Use) | 3000 | Steel-Impressed Current | 1982-05-01 |  | Steel (Impressed Current) | Safe Suction (Euro)
SISTERS SUPERETTE #23 | 7419 GA HWY 120 | BUCHANAN | Haralson | 9071010 | 3 | Flapper Valve | 1998-06-23 | FALSE | 1998-06-23 | FALSE | Currently in Use | Diesel | 4000 | Steel-Impressed Current | 1969-01-01 |  | Fiberglass Reinforced Plastic | Suction (American)
KWIK WAY | 4683 GA HWY 120 | BUCHANAN | Haralson | 9071045 | 3 | Ball Float | 2001-11-01 | FALSE | 2001-11-01 | TRUE | Currently in Use | Premium | 12000 | Composite | 2001-11-01 |  | Double-Walled Flex | Pressurized
WACO MINI MARKET | 5749 HWY 78 | BREMEN | Haralson | 710019 | 5 | Ball Float | 1989-05-02 | FALSE | 1989-05-02 | FALSE | Currently in Use | Regular | 10000 | Composite | 1989-05-02 |  | Fiberglass Reinforced Plastic | Pressurized
WACO MINI MARKET | 5749 HWY 78 | BREMEN | Haralson | 710019 | 7 | Ball Float | 1989-05-02 | FALSE | 1989-05-02 | FALSE | Currently in Use | Diesel | 10000 | Composite | 1989-05-02 |  | Fiberglass Reinforced Plastic | Pressurized
SUMMIT OIL CO | 614 ALABAMA AVE | BREMEN | Haralson | 710013 | 2 | Flapper Valve | 1997-11-05 |  | 1997-11-05 |  | Removed from Ground | Gas (Historical Use) | 3000 | Steel-Impressed Current | 1959-02-27 | 2014-03-19 | Steel (Impressed Current) | Pressurized
HIGGINS GENERAL HOSPITAL | 200 ALLEN MEMMORIAL DR | BREMEN | Haralson | 710039 | 3 | [5 empty] | Removed from Ground | Gas (Historical Use) | 250 | Bare Steel | 1956-05-07 | 1997-11-18 | Galvanized Steel
BREMEN POLICE DEPARTMENT | 121 ATLANTIC AVE | BREMEN | Haralson | 710040 | 1 | [5 empty] | Removed from Ground | Diesel | 1000 | Bare Steel | 1986-04-07 | 1999-02-16 | Galvanized Steel | Suction (American)
DOLLAR SAVER | 601 ALABAMA AVE HWY 27 S | BREMEN | Haralson | 710049 | 1 | [5 empty] | Removed from Ground | Gas (Historical Use) | 1000 | Bare Steel | 1956-05-15 | 1992-05-01 | Galvanized Steel
HANDY PANDY FOOD STORE | HWY 27 SOUTH | BREMEN | Haralson | 710057 | 1 | [5 empty] | Removed from Ground | Gas (Historical Use) | 10000 | Bare Steel | 1976-05-09 | 1993-06-18 | Galvanized Steel
STEP IN 2 | 102 ATLANTIC Avenue | BREMEN | Haralson | 9071009 | 1 | Flapper Valve | 1998-06-30 | FALSE | 1998-06-30 | FALSE | Currently in Use | Regular | 10000 | Galvanic (STIP-3) | 1986-01-01 |  | Fiberglass Reinforced Plastic | Pressurized
LEATHERS TRUCK STOP\FABRICATORS | 8711 HWY 78 EAST | BREMEN | Haralson | 9071012 | 1 | [5 empty] | Removed from Ground | Gas (Historical Use) | 2000 | Not Marked/Unknown | 1994-04-25 | 1994-04-25 | Not Marked
S T SERVICES | 870 ALABAMA AVE | BREMEN | Haralson | 9071017 | 1 | [5 empty] | Removed from Ground | Gas (Historical Use) | 1500 | Marked Unknown | 1995-07-01 | 1995-07-01 | Unknown
THE HUBBARD BUILDING | US HIGHWAY 27 NORTH (ALABAMA AVE | BREMEN | Haralson | 9071032 | 1 | [5 empty] | Removed from Ground | Gas (Historical Use) | 560 | Not Marked/Unknown | 1996-04-01 | 1996-04-01 | Not Marked
DRAKETOWN SUPERETTE #84 | 8885 GA HWY 120 | TEMPLE | Haralson | 710034 | 1 | Ball Float | 1998-05-01 | FALSE | 1998-05-01 | FALSE | Currently in Use | Regular | 6000 | Steel-Impressed Current | 1977-07-01 |  | Steel (Impressed Current) | Safe Suction (Euro)
KIMBALL COUNTRY STORE | 3403 US HIGHWAY 27 BUSINESS | BUCHANAN | Haralson | 10003396 | 1 | Flapper Valve | 2023-07-24 | FALSE | 2023-05-09 | FALSE | Currently in Use | Regular | 12000 | Composite Double Walled | 2023-06-23 |  | Double-Walled Flex | Pressurized
FELTON MINI MARKET | 7204 US HWY 27 N | FELTON | Haralson | 9071028 | 2 | [5 empty] | Removed from Ground | Gas (Historical Use) | 1000 | Marked Unknown | 1999-08-05 | 1999-08-05 | Unknown
TALLAPOOSA SHOPPETTE | 5185 HWY 100 N | TALLAPOOSA | Haralson | 9071019 | 2 | [5 empty] | Temporarily out of use | Diesel | 3000 | Steel-Impressed Current | 1984-10-01 |  | Steel (Impressed Current) | Suction (American)
ROCKMART FOOD | 3667 ROCKMART RD | ROCKMART | Haralson | 9071042 | 1A | Flapper Valve | 1999-03-01 | FALSE | 1999-03-01 | FALSE | Currently in Use | Regular | 7000 | Fiberglass | 1999-03-02 |  | Fiberglass Reinforced Plastic | Pressurized
TALLAPOOSA SHOPPETTE | 5185 HWY 100 N | TALLAPOOSA | Haralson | 9071019 | 3 | [5 empty] | Temporarily out of use | Diesel | 1000 | Steel-Impressed Current | 1984-10-01 |  | Steel (Impressed Current) | Suction (American)
MELINDA SANCHEZ | 3143 BUCHANAN HWY | CEDARTOWN | Haralson | 9071043 | 2 | [5 empty] | Removed from Ground | Gas (Historical Use) | 0 | Marked Unknown | 1999-08-05 | 1999-08-05 | Unknown
HC TRANSP DEPT | 1192 MACEDONIA CHURCH RD | BUCHANAN | Haralson | 10002715 | 1 | Flapper Valve | 2017-05-01 | FALSE | 2017-05-01 | FALSE | Currently in Use | Diesel | 10000 | Tank Jacket | 2017-05-01 |  | Double-Walled Fiberglass | Pressurized
ROCKMART FOOD | 3667 ROCKMART RD | ROCKMART | Haralson | 9071042 | 1B | Flapper Valve | 1999-03-01 | FALSE | 1999-03-01 | FALSE | Currently in Use | Premium | 3000 | Fiberglass | 1999-03-01 |  | Fiberglass Reinforced Plastic | Pressurized
FELTON MINI MARKET | 7204 US HWY 27 N | FELTON | Haralson | 9071028 | 1 | [5 empty] | Removed from Ground | Gas (Historical Use) | 1000 | Marked Unknown | 1999-08-05 | 1999-08-05 | Unknown
MELINDA SANCHEZ | 3143 BUCHANAN HWY | CEDARTOWN | Haralson | 9071043 | 1 | [5 empty] | Removed from Ground | Gas (Historical Use) | 0 | Marked Unknown | 1999-08-05 | 1999-08-05 | Unknown
TALLAPOOSA SHOPPETTE | 5185 HWY 100 N | TALLAPOOSA | Haralson | 9071019 | 1 | [5 empty] | Temporarily out of use | Gas (Historical Use) | 6000 | Steel-Impressed Current | 1984-10-01 |  | Steel (Impressed Current) | Suction (American)
HOLLANDS CORNER | 1477 GA HWY 219 | FORTSON | Harris | 9072005 | 5B | Flapper Valve | 2012-07-01 | FALSE | 2012-07-01 | FALSE | Currently in Use | Premium | 5000 | Fiberglass Double Walled | 2012-07-01 |  | Double-Walled Fiberglass | Pressurized
M & M MINI FOOD MART | 64 CANNON RD | FORTSON | Harris | 9072019 | 2 | [5 empty] | Removed from Ground | Gas (Historical Use) | 2000 | Marked Unknown | 1995-06-01 | 1995-06-01 | Unknown
EXIT 19 CHEVRON | 4206 GA HWY 315 | FORTSON | Harris | 9120010 | 1 |  | 1996-05-01 |  | 1996-05-01 |  | Currently in Use | Gas (Historical Use) | 10000 | Composite | 1996-05-28 |  | Fiberglass Reinforced Plastic | Pressurized
J & J SUPERMARKET | 1205 US 27 | CATAULA | Harris | 720033 | 3 | Flapper Valve | 1998-01-01 | FALSE | 1998-01-01 | FALSE | Currently in Use | Regular | 4000 | Steel-Impressed Current | 1984-05-08 |  | Steel (Impressed Current) | Pressurized
GEO FOOD MART | 1612 US HWY 27 | CATAULA | Harris | 10001585 | 2B | Ball Float | 2013-09-09 | FALSE | 2011-11-28 | FALSE | Currently in Use | Diesel | 6000 | Fiberglass | 2008-08-18 |  | Double-Walled Fiberglass | Pressurized
GEO FOOD MART | 1612 US HWY 27 | CATAULA | Harris | 10001585 | 1 | Ball Float | 2013-09-09 | FALSE | 2011-11-28 | FALSE | Currently in Use | Regular | 12000 | Fiberglass | 2008-08-18 |  | Double-Walled Fiberglass | Pressurized
WAVERLY HALL BP | GA HWY 85 | WAVERLY HALL | Harris | 720035 | 2 |  | 1998-01-01 |  | 1998-01-01 |  | Removed from Ground | Gas (Historical Use) | 4000 | Steel-Impressed Current | 1976-05-10 | 2009-01-21 | Cathodically Protected | Safe Suction (Euro)
UNKNOWN/FORMER STATION | 8902 GA HWY 85 | WAVERLY HALL | Harris | 9072016 | 1 | [5 empty] | Removed from Ground | Empty | 1000 | Not Marked/Unknown | 1995-04-26 | 1995-04-26 | Unknown
OLD WAVERLY HALL MAINTAINSNCE HE | 200 FT OFF SR 85 | WAVERLY HALL | Harris | 9072013 | 1 | [5 empty] | Removed from Ground | Gas (Historical Use) | 1000 | Bare Steel | 1996-03-20 | 1996-03-20 | Galvanized Steel | Safe Suction (Euro)
CHARLES CHEVRON | 9220 HWY 85 | WAVERLY HALL | Harris | 720042 | 2 | Ball Float | 1995-01-01 | FALSE | 1995-01-01 | TRUE | Currently in Use | Regular | 10000 | Steel-Impressed Current | 1998-12-01 |  | Fiberglass Reinforced Plastic | Pressurized
HOLLANDS CORNER | 1477 GA HWY 219 | FORTSON | Harris | 9072005 | 1 | Flapper Valve | 1989-01-01 |  | 1989-01-01 |  | Closed in Ground | Gas (Historical Use) | 2000 | Double Walled | 1989-01-01 | 2012-10-01 | Double-Walled Fiberglass | Pressurized
MOUNTAIN HILL ELEMENTARY SCHOOL | 33 MTN HILL RD | FORTSON | Harris | 720012 | 2 |  | 1998-12-04 |  | 1989-12-04 |  | Removed from Ground | Gas (Historical Use) | 4000 | Galvanic (STIP-3) | 1989-11-15 | 2009-06-03 | Cathodically Protected | Safe Suction (Euro)
M & M MINI FOOD MART | 64 CANNON RD | FORTSON | Harris | 9072019 | 1A | Flapper Valve | 1995-06-01 | FALSE | 1995-06-01 | FALSE | Currently in Use | Regular | 8000 | Fiberglass | 1995-06-01 |  | Fiberglass Reinforced Plastic | Pressurized
A & A C STORE | 1560 HWY 27 | CATAULA | Harris | 10000838 | 4 | Flapper Valve | 1989-09-01 | FALSE | 1989-09-01 | FALSE | Removed from Ground | Diesel | 2000 | Galvanic (STIP-3) | 1989-09-01 |  | Galvanized Steel | Safe Suction (Euro)
MULBERRY FOOD MART | 6017 HWY 315 | CATAULA | Harris | 10001593 | 2C | Flapper Valve | 2007-08-12 | FALSE | 2007-08-12 | FALSE | Currently in Use | Empty | 2000 | Composite | 2007-06-01 |  | Double-Walled Fiberglass | Pressurized
MULBERRY FOOD MART | 6017 HWY 315 | CATAULA | Harris | 10001593 | 2B | Flapper Valve | 2007-08-12 | FALSE | 2007-08-12 | FALSE | Currently in Use | Empty | 3000 | Composite | 2007-06-01 |  | Double-Walled Fiberglass | Pressurized
WAVERLY HALL BP | GA HWY 85 | WAVERLY HALL | Harris | 720035 | 5 |  | 1998-01-01 |  | 1998-01-01 |  | Removed from Ground | Gas (Historical Use) | 10000 | Steel-Impressed Current | 1976-05-10 | 2009-01-21 | Cathodically Protected
WAVERLY HALL BP | GA HWY 85 | WAVERLY HALL | Harris | 720035 | 4 |  | 1998-01-01 |  | 1998-01-01 |  | Removed from Ground | Gas (Historical Use) | 10000 | Steel-Impressed Current | 1976-05-10 | 2009-01-21 | Cathodically Protected | Safe Suction (Euro)
D&D FOOD MART | 8845 GA HWY 208 | WAVERLY HALL | Harris | 720026 | 6 | Flapper Valve | 2009-04-01 | FALSE | 2009-04-01 | FALSE | Currently in Use | Regular | 2128 | Galvanic (STIP-3) | 1991-03-12 |  | Fiberglass Reinforced Plastic | Safe Suction (Euro)
CHARLES CHEVRON | 9220 HWY 85 | WAVERLY HALL | Harris | 720042 | 5 | Ball Float | 1996-02-01 | FALSE | 1996-02-01 | TRUE | Currently in Use | Kerosene | 2000 | Epoxy | 1996-02-01 |  | Fiberglass Reinforced Plastic | Pressurized
M&J FOOD MART | 9048 GA HWY 85 | WAVERLY HALL | Harris | 720029 | 4 | Flapper Valve | 1998-01-01 | FALSE | 1998-01-01 | FALSE | Removed from Ground | Diesel | 2000 | Steel-Impressed Current | 1972-05-11 | 2019-06-20 | Fiberglass Reinforced Plastic | Safe Suction (Euro)
HOLLANDS CORNER | 1477 GA HWY 219 | FORTSON | Harris | 9072005 | 5D |  | 2012-07-01 | FALSE | 2012-07-01 | FALSE | Currently in Use | Diesel | 5000 | Fiberglass Double Walled | 2012-07-01 |  | Double-Walled Fiberglass | Pressurized
HOLLANDS CORNER | 1477 GA HWY 219 | FORTSON | Harris | 9072005 | 3 | Flapper Valve | 1989-01-01 |  | 1989-01-01 |  | Closed in Ground | Gas (Historical Use) | 4000 | Double Walled | 1989-01-01 | 2012-10-01 | Double-Walled Fiberglass | Pressurized
HOLLANDS CORNER | 1477 GA HWY 219 | FORTSON | Harris | 9072005 | 5A | Flapper Valve | 2012-07-01 | FALSE | 2012-07-01 | FALSE | Currently in Use | Regular | 10000 | Fiberglass Double Walled | 2012-07-30 |  | Double-Walled Fiberglass | Pressurized
THE STORE | 5130 GA HWY 219 | FORTSON | Harris | 9072022 | 2 | Ball Float | 1995-06-01 | FALSE | 1995-06-01 | FALSE | Currently in Use | E-10 | 6000 | Fiberglass | 1995-06-01 |  | Fiberglass Reinforced Plastic | Pressurized
EXIT 19 CHEVRON | 4206 GA HWY 315 | FORTSON | Harris | 9120010 | 4 |  | 1996-05-01 |  | 1996-05-01 |  | Currently in Use | Diesel | 15000 | Composite | 1996-05-28 |  | Fiberglass Reinforced Plastic | Pressurized
HARRIS COUNTY WATER DEPT | HARRIS HWY 315 WEST | CATAULA | Harris | 720024 | 1 | [5 empty] | Removed from Ground | Gas (Historical Use) | 2000 | Bare Steel | 1984-04-08 | 1994-07-11 | Galvanized Steel | Safe Suction (Euro)
A & A C STORE | 1560 HWY 27 | CATAULA | Harris | 10000838 | 2 | Flapper Valve | 1989-09-01 | FALSE | 1989-09-01 | FALSE | Removed from Ground | Premium | 6000 | Galvanic (STIP-3) | 1989-09-01 |  | Galvanized Steel | Safe Suction (Euro)
MULBERRY FOOD MART | 6017 HWY 315 | CATAULA | Harris | 10001593 | 2A | Flapper Valve | 2007-08-12 | FALSE | 2007-08-12 | FALSE | Currently in Use | Empty | 4000 | Composite | 2007-06-01 |  | Double-Walled Fiberglass | Pressurized
MOUNTAIN HILL ELEMENTARY SCHOOL | 33 MTN HILL RD | FORTSON | Harris | 720012 | 3 |  | 1998-12-04 |  | 1989-12-04 |  | Removed from Ground | Diesel | 4000 | Galvanic (STIP-3) | 1989-11-15 | 2009-06-03 | Cathodically Protected | Safe Suction (Euro)
JENNYS YARD SALE | OLD RIVER RD & RIVER RD | FORTSON | Harris | 9072049 | 3 | [5 empty] | Closed in Ground | Gas (Historical Use) | 560 | Bare Steel | 2000-08-31 | 2000-08-31 | Bare Steel | Safe Suction (Euro)
MIDWAY GROCERY | 10016 GA HWY 315 | CATAULA | Harris | 9072029 | 1 | Flapper Valve | 1998-12-01 | FALSE | 1989-03-13 | FALSE | Temporarily out of use | Regular | 2000 | Epoxy | 2010-02-11 |  | Fiberglass Reinforced Plastic | Pressurized
THE STORE | 5130 GA HWY 219 | FORTSON | Harris | 9072022 | 3 | Ball Float | 1995-06-01 | FALSE | 1995-06-01 | FALSE | Currently in Use | Diesel | 4000 | Fiberglass | 1995-06-01 |  | Fiberglass Reinforced Plastic | Pressurized
JENNYS YARD SALE | OLD RIVER RD & RIVER RD | FORTSON | Harris | 9072049 | 1 | [5 empty] | Closed in Ground | Gas (Historical Use) | 560 | Bare Steel | 2000-08-31 | 2000-08-31 | Bare Steel | Safe Suction (Euro)
WAVERLY HALL BP | GA HWY 85 | WAVERLY HALL | Harris | 720035 | 3 |  | 1998-01-01 |  | 1998-01-01 |  | Removed from Ground | Gas (Historical Use) | 3000 | Steel-Impressed Current | 1976-05-10 | 2009-01-21 | Cathodically Protected | Safe Suction (Euro)
D&D FOOD MART | 8845 GA HWY 208 | WAVERLY HALL | Harris | 720026 | 1 | [5 empty] | Removed from Ground | Empty | 1000 | Bare Steel | 1968-04-18 | 1991-03-01 | Unknown
OLD WAVERLY HALL MAINTAINSNCE HE | 200 FT OFF SR 85 | WAVERLY HALL | Harris | 9072013 | 2 | [5 empty] | Removed from Ground | Diesel | 1000 | Bare Steel | 1996-03-20 | 1996-03-20 | Galvanized Steel | Safe Suction (Euro)
JENNYS YARD SALE | OLD RIVER RD & RIVER RD | FORTSON | Harris | 9072049 | 2 | [5 empty] | Closed in Ground | Gas (Historical Use) | 560 | Bare Steel | 2000-08-31 | 2000-08-31 | Bare Steel | Safe Suction (Euro)
ROBERT HORN PROPERTY | 202 LAKE REBEL DR | FORTSON | Harris | 9072050 | 1 | [5 empty] | Installed | Gas (Historical Use) | 0 | Not Marked/Unknown |  |  | Not Marked
SHOPPER STOP #271 | 4246 US HWY 27 | CATAULA | Harris | 720031 | 2RU | [5 empty] | Removed from Ground | Gas (Historical Use) | 3000 | Bare Steel | 1998-05-01 | 1998-05-01 | Galvanized Steel | Suction (American)
VARDEMANS GROCERY | GA HWY 85 | WAVERLY HALL | Harris | 720036 | 1 | [5 empty] | Removed from Ground | Gas (Historical Use) | 1000 | Bare Steel |  | 1899-12-31 | Galvanized Steel
RAYS CABIN | 5276 LICKSKILLET RD | COLUMBUS | Harris | 9072017 | 1 | [5 empty] | Removed from Ground | Gas (Historical Use) | 1000 | Not Marked/Unknown | 1995-05-05 | 1995-05-05 | Unknown
CATAULA ELEMENTARY SCHOOL | HWY 27 | CATAULA | Harris | 720013 | 1 | [5 empty] | Removed from Ground | Gas (Historical Use) | 2000 | Bare Steel | 1976-04-23 | 1899-12-31 | Galvanized Steel
WAVERLY HALL BP | GA HWY 85 | WAVERLY HALL | Harris | 720035 | 6 |  | 1998-01-01 |  | 1998-01-01 |  | Removed from Ground | Diesel | 2000 | Fiberglass | 1998-01-01 | 2009-01-21 | Cathodically Protected | Safe Suction (Euro)
M&J FOOD MART | 9048 GA HWY 85 | WAVERLY HALL | Harris | 720029 | 3 | Flapper Valve | 1998-01-01 | FALSE | 1998-01-01 | FALSE | Removed from Ground | Plus | 4000 | Steel-Impressed Current | 1972-05-11 | 2019-06-20 | Fiberglass Reinforced Plastic | Safe Suction (Euro)
M & M MINI FOOD MART | 64 CANNON RD | FORTSON | Harris | 9072019 | 1 | [5 empty] | Removed from Ground | Gas (Historical Use) | 1000 | Marked Unknown | 1995-06-01 | 1995-06-01 | Unknown
ROGERS METAL KRAFT INC | RT 1 BOX 500 | FORTSON | Harris | 720060 | 1 | [5 empty] | Removed from Ground | Gas (Historical Use) | 1000 | Bare Steel | 1978-05-10 | 1988-07-01 | Galvanized Steel
THE STORE | 5130 GA HWY 219 | FORTSON | Harris | 9072022 | 4 | Ball Float | 1995-06-01 | FALSE | 1995-06-01 | FALSE | Currently in Use | Kerosene | 1000 | Composite | 1995-06-01 |  | Fiberglass Reinforced Plastic | Safe Suction (Euro)
DIVERSE POWER INCORPORATED | 6511 GA HWY 315 | CATAULA | Harris | 9072045 | 1 | Flapper Valve | 1999-06-16 | FALSE | 1999-06-16 | FALSE | Currently in Use | Diesel | 20000 | Fiberglass Double Walled | 1999-07-01 |  | Double-Walled Fiberglass | Pressurized
SHOPPER STOP #271 | 4246 US HWY 27 | CATAULA | Harris | 720031 | D | Flapper Valve | 1998-04-01 | FALSE | 1998-04-01 | FALSE | Temporarily out of use | Empty | 8000 | Composite | 1998-04-01 |  | Fiberglass Reinforced Plastic | Pressurized
J & J SUPERMARKET | 1205 US 27 | CATAULA | Harris | 720033 | 6 | Flapper Valve | 1999-04-28 | FALSE | 1999-04-28 | FALSE | Currently in Use | Diesel | 1000 | Steel-Impressed Current | 1999-04-28 |  | Steel (Impressed Current) | Pressurized
A & A C STORE | 1560 HWY 27 | CATAULA | Harris | 10000838 | B |  |  | FALSE |  | FALSE | Removed from Ground | Not Marked | 3000 | Bare Steel | 1964-01-01 | 2006-05-12
WAVERLY HALL BP | GA HWY 85 | WAVERLY HALL | Harris | 720035 | 1 |  | 1998-01-01 |  | 1998-01-01 |  | Removed from Ground | Gas (Historical Use) | 4000 | Steel-Impressed Current | 1976-05-10 | 2009-01-21 | Cathodically Protected
D&D FOOD MART | 8845 GA HWY 208 | WAVERLY HALL | Harris | 720026 | 2 | [5 empty] | Removed from Ground | Empty | 560 | Bare Steel | 1968-04-18 | 1991-03-01 | Unknown
UNKNOWN/FORMER STATION | 8902 GA HWY 85 | WAVERLY HALL | Harris | 9072016 | 2 | [5 empty] | Removed from Ground | Empty | 1000 | Not Marked/Unknown | 1995-04-26 | 1995-04-26 | Unknown
CHARLES CHEVRON | 9220 HWY 85 | WAVERLY HALL | Harris | 720042 | 1 | Ball Float | 1995-01-01 | FALSE | 1995-01-01 | TRUE | Currently in Use |  | 10000 | Steel-Impressed Current | 1998-12-01 |  | Fiberglass Reinforced Plastic | Pressurized
CHARLES CHEVRON | 9220 HWY 85 | WAVERLY HALL | Harris | 720042 | 4 | Ball Float | 1995-01-01 | FALSE | 1995-01-01 | TRUE | Currently in Use | Diesel | 4000 | Steel-Impressed Current | 1998-12-01 |  | Steel (Impressed Current) | Pressurized
EXIT 19 CHEVRON | 4206 GA HWY 315 | FORTSON | Harris | 9120010 | 2 |  | 1996-05-01 |  | 1996-05-01 |  | Currently in Use | Gas (Historical Use) | 10000 | Composite | 1996-05-28 |  | Fiberglass Reinforced Plastic | Pressurized
Hop In #100512 | 871 US HWY 27 | CATAULA | Harris | 9072048 | 2 | Flapper Valve | 2000-09-15 | FALSE | 2000-09-15 | FALSE | Currently in Use | Premium | 8000 | Fiberglass Double Walled | 2000-09-15 |  | Double-Walled Fiberglass | Pressurized
VARDEMANS GROCERY | GA HWY 85 | WAVERLY HALL | Harris | 720036 | 3 | [5 empty] | Removed from Ground | Gas (Historical Use) | 287 | Bare Steel |  | 1899-12-31 | Galvanized Steel
LAKE HARDINGS MARINA | 45 BARTLETTS FERRY RD | FORTSON | Harris | 9072003 | 1 |  | 1999-05-28 |  | 1999-05-28 |  | Currently in Use | Gas (Historical Use) | 10000 | Fiberglass | 1999-05-28 |  | Galvanized Steel | Pressurized
BARTLETT'S FERRY CONSTRUCTION | BOX 414B | FORTSON | Harris | 720027 | 1 | [5 empty] | Closed in Ground | Gas (Historical Use) | 3000 | Bare Steel | 1981-05-08 | 1987-11-19 | Unknown
M & M MINI FOOD MART | 64 CANNON RD | FORTSON | Harris | 9072019 | 2A | Flapper Valve | 1995-06-01 | FALSE | 1995-06-01 | FALSE | Currently in Use | Diesel | 4000 | Fiberglass | 1995-06-01 |  | Fiberglass Reinforced Plastic | Pressurized
J & J SUPERMARKET | 1205 US 27 | CATAULA | Harris | 720033 | 1 | Flapper Valve | 1998-01-01 | FALSE | 1998-01-01 | FALSE | Currently in Use | Premium | 5000 | Steel-Impressed Current | 1984-05-08 |  | Steel (Impressed Current) | Safe Suction (Euro)
CHIEF OIL | 7535 GA HWY 85 | WAVERLY HALL | Harris | 10001669 | 2 | Overfill Alarm | 2008-09-10 | FALSE | 2008-09-10 | FALSE | Currently in Use | Premium | 5000 | Composite Double Walled | 2008-09-10 |  | Fiberglass Reinforced Plastic | Pressurized
HOLLANDS CORNER | 1477 GA HWY 219 | FORTSON | Harris | 9072005 | 4 | Flapper Valve | 1989-01-01 |  | 1989-01-01 |  | Closed in Ground | Diesel | 4000 | Double Walled | 1989-01-01 | 2012-10-01 | Double-Walled Fiberglass | Pressurized
EXIT 19 CHEVRON | 4206 GA HWY 315 | FORTSON | Harris | 9120010 | 3 |  | 1996-05-01 |  | 1996-05-01 |  | Currently in Use | Gas (Historical Use) | 10000 | Composite | 1996-05-28 |  | Fiberglass Reinforced Plastic | Pressurized
J & J SUPERMARKET | 1205 US 27 | CATAULA | Harris | 720033 | 5 | Flapper Valve | 1998-01-01 | FALSE | 1998-01-01 | FALSE | Currently in Use | Diesel | 3000 | Steel-Impressed Current | 1984-05-08 |  | Steel (Impressed Current) | Pressurized
J & J SUPERMARKET | 1205 US 27 | CATAULA | Harris | 720033 | 4 | Flapper Valve | 1998-01-01 | FALSE | 1998-01-01 | FALSE | Currently in Use | Diesel | 3000 | Steel-Impressed Current | 1984-05-08 |  | Steel (Impressed Current)
A & A C STORE | 1560 HWY 27 | CATAULA | Harris | 10000838 | 1 | Flapper Valve | 1989-09-01 | FALSE | 1989-09-01 | FALSE | Removed from Ground | Regular | 6000 | Galvanic (STIP-3) | 1989-09-01 |  | Galvanized Steel | Safe Suction (Euro)
GEO FOOD MART | 1612 US HWY 27 | CATAULA | Harris | 10001585 | 2A | Ball Float | 2013-09-09 | FALSE | 2011-11-28 | FALSE | Currently in Use | Premium | 6000 | Fiberglass | 2008-08-18 |  | Double-Walled Fiberglass | Pressurized
D&D FOOD MART | 8845 GA HWY 208 | WAVERLY HALL | Harris | 720026 | 5 | Flapper Valve | 2009-04-01 | FALSE | 2009-04-01 | FALSE | Currently in Use | Regular | 2066 | Galvanic (STIP-3) | 1991-03-12 |  | Fiberglass Reinforced Plastic | Safe Suction (Euro)
D&D FOOD MART | 8845 GA HWY 208 | WAVERLY HALL | Harris | 720026 | 7 | Flapper Valve | 2009-04-01 | FALSE | 2009-04-01 | FALSE | Temporarily out of use | Kerosene | 1034 | Galvanic (STIP-3) | 1991-03-12 |  | Fiberglass Reinforced Plastic | Safe Suction (Euro)
D&D FOOD MART | 8845 GA HWY 208 | WAVERLY HALL | Harris | 720026 | 4 | Flapper Valve | 2009-04-01 | FALSE | 2009-04-01 | FALSE | Currently in Use | Regular | 2066 | Galvanic (STIP-3) | 1991-03-12 |  | Fiberglass Reinforced Plastic | Suction (American)
M&J FOOD MART | 9048 GA HWY 85 | WAVERLY HALL | Harris | 720029 | 2 | Flapper Valve | 1998-01-01 | FALSE | 1998-01-01 | FALSE | Removed from Ground | Premium | 6000 | Steel-Impressed Current | 1972-05-11 | 2019-06-20 | Fiberglass Reinforced Plastic | Safe Suction (Euro)
Hop In #100512 | 871 US HWY 27 | CATAULA | Harris | 9072048 | 1 | Flapper Valve | 2000-09-15 | FALSE | 2000-09-15 | FALSE | Currently in Use | Regular | 10000 | Fiberglass Double Walled | 2000-09-15 |  | Double-Walled Fiberglass | Pressurized
MIDWAY GROCERY | 10016 GA HWY 315 | CATAULA | Harris | 9072029 | 2 |  | 1998-12-01 | FALSE | 1989-03-13 | FALSE | Temporarily out of use | Premium | 2000 | Epoxy | 2010-02-11 |  | Fiberglass Reinforced Plastic | Pressurized
MIDWAY GROCERY | 10016 GA HWY 315 | CATAULA | Harris | 9072029 | 3 |  | 1998-12-01 | FALSE | 1989-03-13 | FALSE | Temporarily out of use | Regular | 2000 | Epoxy | 1989-04-01 |  | Fiberglass Reinforced Plastic | Pressurized
SHOPPER STOP #271 | 4246 US HWY 27 | CATAULA | Harris | 720031 | E | Flapper Valve | 1998-04-01 | FALSE | 1998-04-01 | FALSE | Temporarily out of use | Empty | 4000 | Composite | 1998-04-01 |  | Fiberglass Reinforced Plastic | Pressurized
THE STORE | 5130 GA HWY 219 | FORTSON | Harris | 9072022 | 1 | Ball Float | 1995-06-01 | FALSE | 1995-06-01 | FALSE | Currently in Use | Premium | 10000 | Fiberglass | 1995-06-01 |  | Fiberglass Reinforced Plastic | Pressurized
ROGERS METAL KRAFT INC | RT 1 BOX 500 | FORTSON | Harris | 720060 | 2 | [5 empty] | Removed from Ground | Diesel | 1000 | Bare Steel | 1976-05-10 | 1988-07-01 | Galvanized Steel
CHARLES CHEVRON | 9220 HWY 85 | WAVERLY HALL | Harris | 720042 | 3 | Ball Float | 1995-01-01 | FALSE | 1995-01-01 | TRUE | Currently in Use |  | 10000 | Steel-Impressed Current | 1998-12-01 |  | Fiberglass Reinforced Plastic | Pressurized
HOLLANDS CORNER | 1477 GA HWY 219 | FORTSON | Harris | 9072005 | 2 | Flapper Valve | 1989-01-01 |  | 1989-01-01 |  | Closed in Ground | Gas (Historical Use) | 2000 | Double Walled | 1989-01-01 | 2012-10-01 | Double-Walled Fiberglass | Pressurized
MOUNTAIN HILL ELEMENTARY SCHOOL | 33 MTN HILL RD | FORTSON | Harris | 720012 | 1 | [5 empty] | Removed from Ground | Gas (Historical Use) | 2000 | Bare Steel | 1976-04-23 | 1989-11-01 | Galvanized Steel
A & A C STORE | 1560 HWY 27 | CATAULA | Harris | 10000838 | 3 | Flapper Valve | 1989-09-01 | FALSE | 1989-09-01 | FALSE | Removed from Ground | Diesel | 6000 | Galvanic (STIP-3) | 1989-09-01 |  | Galvanized Steel | Safe Suction (Euro)
COLUMBUS GA VORTAC | RIVER RD | COLUMBUS | Harris | 720011 | 1 | [5 empty] | Removed from Ground | Diesel | 1000 | Bare Steel | 1950-01-01 | 1998-03-26 | Copper | Safe Suction (Euro)
Hop In #100512 | 871 US HWY 27 | CATAULA | Harris | 9072048 | 3 | Flapper Valve | 2000-09-15 | FALSE | 2000-09-15 | FALSE | Currently in Use | Diesel | 8000 | Fiberglass Double Walled | 2000-09-15 |  | Double-Walled Fiberglass | Pressurized
CREEKSIDE SCHOOL | 8403 HWY 315 | CATAULA | Harris | 10001753 | 1 | Flapper Valve | 2009-01-01 | FALSE | 2009-01-01 | FALSE | Currently in Use | Diesel | 10000 | Epoxy Double-Walled | 2009-01-01 |  | Double-Walled Fiberglass | Pressurized
M&J FOOD MART | 9048 GA HWY 85 | WAVERLY HALL | Harris | 720029 | 1 | Flapper Valve | 1998-01-01 | FALSE | 1998-01-01 | FALSE | Removed from Ground | Regular | 6000 | Steel-Impressed Current | 1972-05-11 | 2019-06-20 | Fiberglass Reinforced Plastic | Safe Suction (Euro)
SHOPPER STOP #271 | 4246 US HWY 27 | CATAULA | Harris | 720031 | 3SU | [5 empty] | Removed from Ground | Gas (Historical Use) | 2000 | Bare Steel | 1998-05-01 | 1998-05-01 | Galvanized Steel | Suction (American)
MULBERRY FOOD MART | 6017 HWY 315 | CATAULA | Harris | 10001593 | 1 | Flapper Valve | 2007-08-12 | FALSE | 2007-08-12 | FALSE | Currently in Use | Empty | 10000 | Composite | 2007-06-01 |  | Double-Walled Fiberglass | Pressurized
A & A C STORE | 1560 HWY 27 | CATAULA | Harris | 10000838 | A |  |  | FALSE |  | FALSE | Removed from Ground | Not Marked | 3000 | Bare Steel | 1964-01-01 | 2006-05-12
M&J FOOD MART | 9048 GA HWY 85 | WAVERLY HALL | Harris | 720029 | 5 | Flapper Valve | 2005-10-27 | FALSE | 2005-10-27 | FALSE | Removed from Ground | Diesel | 4000 | Composite | 2004-10-25 | 2019-06-20 | Fiberglass Reinforced Plastic | Safe Suction (Euro)
SHOPPER STOP #271 | 4246 US HWY 27 | CATAULA | Harris | 720031 | 1PL | [5 empty] | Removed from Ground | Gas (Historical Use) | 4000 | Bare Steel | 1998-05-01 | 1998-05-01 | Galvanized Steel | Suction (American)
A & A C STORE | 1560 HWY 27 | CATAULA | Harris | 10000838 | D |  |  | FALSE |  | FALSE | Removed from Ground | Not Marked | 2000 | Bare Steel | 1974-01-01 | 2006-05-12
A & A C STORE | 1560 HWY 27 | CATAULA | Harris | 10000838 | C |  |  | FALSE |  | FALSE | Removed from Ground | Not Marked | 3000 | Bare Steel | 1964-01-01 | 2006-05-12
CHIEF OIL | 7535 GA HWY 85 | WAVERLY HALL | Harris | 10001669 | 3 | Overfill Alarm | 2008-09-10 | FALSE | 2008-09-10 | FALSE | Currently in Use | Diesel | 10000 | Composite Double Walled | 2008-09-10 |  | Fiberglass Reinforced Plastic | Pressurized
WAVERLY HALL ELEMENTARY SCHOOL | HWY 208 | WAVERLY HALL | Harris | 720014 | 1 | [5 empty] | Removed from Ground | Gas (Historical Use) | 2000 | Bare Steel | 1985-04-21 | 2001-08-25 | Galvanized Steel
VARDEMANS GROCERY | GA HWY 85 | WAVERLY HALL | Harris | 720036 | 2 | [5 empty] | Removed from Ground | Gas (Historical Use) | 1000 | Bare Steel |  | 1899-12-31 | Galvanized Steel
D&D FOOD MART | 8845 GA HWY 208 | WAVERLY HALL | Harris | 720026 | 3 | [5 empty] | Removed from Ground | Empty | 560 | Bare Steel | 1968-04-18 | 1991-03-01 | Unknown
J&A TIRE SERVICE | 183 S COLLEGE ST | HAMILTON | Harris | 720059 | 3 | Ball Float | 2002-05-06 | FALSE | 2002-05-06 | FALSE | Currently in Use | Empty | 5000 | Composite | 2002-05-06 |  | Fiberglass Reinforced Plastic | Pressurized
J&A TIRE SERVICE | 183 S COLLEGE ST | HAMILTON | Harris | 720059 | 4P | [5 empty] | Removed from Ground | Gas (Historical Use) | 2000 | Bare Steel | 1998-08-17 | 1998-08-17 | Fiberglass Reinforced Plastic | Suction (American)
HAMILTON AUTO PARTS (SHANNON COT | 133 SOUTH COLLEGE STREET | HAMILTON | Harris | 9072042 | 2 | [5 empty] | Removed from Ground | Gas (Historical Use) | 6000 | Not Marked/Unknown | 1998-10-27 | 1998-10-27 | Not Marked
THE FILLING STATION | HWY 27 & DOGWOOD LANE | HAMILTON | Harris | 9072040 | 1 | [5 empty] | Removed from Ground | Gas (Historical Use) | 550 | Not Marked/Unknown | 1997-08-04 | 1997-08-04 | Not Marked
DOT 10320/HARRIS CO MAINT HQ | SR 116 E OF HAMILTON AT MP 10.52 | HAMILTON | Harris | 720018 | 10320-2 | [5 empty] | Closed in Ground | Gas (Historical Use) | 500 | Bare Steel | 1982-04-30 | 1987-01-01 | Galvanized Steel
DOT 10320/HARRIS CO MAINT HQ | SR 116 E OF HAMILTON AT MP 10.52 | HAMILTON | Harris | 720018 | 10320-5 | [5 empty] | Closed in Ground | Diesel | 500 | Bare Steel | 1972-05-02 | 1987-01-01 | Galvanized Steel
J&A TIRE SERVICE | 183 S COLLEGE ST | HAMILTON | Harris | 720059 | 1 | Ball Float | 2002-05-06 | FALSE | 2002-05-06 | FALSE | Currently in Use | Empty | 10000 | Composite | 2002-05-06 |  | Fiberglass Reinforced Plastic | Pressurized
FDR STATE PARK | 2970 GA HWY 190 | PINE MOUNTAIN | Harris | 10000664 | 1 | Flapper Valve | 2003-06-01 | FALSE | 2003-06-01 | FALSE | Temporarily out of use | Regular | 2500 | Fiberglass Double Walled | 2003-06-01 |  | Fiberglass Reinforced Plastic | Safe Suction (Euro)
KIT'S | US HWY 27 & GA HWY 18 | PINE MOUNTAIN | Harris | 720025 | REG#1 | [5 empty] | Removed from Ground | Gas (Historical Use) | 10000 | Bare Steel | 1978-05-03 | 1987-03-01 | Galvanized Steel
PINE MOUNTAIN AUTO SUPPLY-SERVIC | 217 MAIN ST | PINE MOUNTAIN | Harris | 9072028 | 2 | Flapper Valve | 1998-12-04 |  | 1998-12-04 |  | Closed in Ground | Gas (Historical Use) | 1000 | Steel-Impressed Current | 1998-12-04 | 2005-06-01 | Steel (Impressed Current) | Safe Suction (Euro)
FORMER SERVICE STATION | PINE LAKE RD | PINE MOUNTAIN | Harris | 9072038 | 1 | [5 empty] | Permanently Out of Use - historical purposes | Gas (Historical Use) | 2000 | Not Marked/Unknown |  | 1899-12-31 | Not Marked
J&A TIRE SERVICE | 183 S COLLEGE ST | HAMILTON | Harris | 720059 | 2 | Ball Float | 2002-05-06 | FALSE | 2002-05-06 | FALSE | Currently in Use | Empty | 5000 | Composite | 2002-05-06 |  | Fiberglass Reinforced Plastic | Pressurized
LICK SKILLET G&G | 6890 LICKSKILLET RD | HAMILTON | Harris | 720053 | 3 | Flapper Valve | 1998-09-01 |  | 1998-09-01 |  | Removed from Ground | Gas (Historical Use) | 3000 | Steel-Impressed Current | 1983-09-09 | 2012-11-05 | Steel (Impressed Current) | Suction (American)
THE FILLING STATION | HWY 27 & DOGWOOD LANE | HAMILTON | Harris | 9072040 | 2 | [5 empty] | Removed from Ground | Gas (Historical Use) | 550 | Not Marked/Unknown | 1997-08-04 | 1997-08-04 | Not Marked
GA FC/HARRIS CO UNIT | 10185 GA HWY 116 | HAMILTON | Harris | 720002 | 2 | [5 empty] | Removed from Ground | Diesel | 560 | Bare Steel | 1982-12-01 | 1993-05-25 | Galvanized Steel | Safe Suction (Euro)
B & G FOOD MART | 132 N OLD COLLEGE ST | HAMILTON | Harris | 720034 | 5C | Flapper Valve | 1996-09-01 | FALSE | 1996-09-01 | FALSE | Temporarily out of use | Diesel | 4000 | Composite | 1996-09-01 |  | Fiberglass Reinforced Plastic | Safe Suction (Euro)
GRAY PROPERTY | CORNER OF US HWY 27 & COUNTY RD 208 | HAMILTON | Harris | 10000193 | 1 |  |  | FALSE |  | FALSE | Removed from Ground | Diesel | 750 | Unknown | 2002-08-28 | 2002-08-28
VALLEY VETERINARIAN ASSOC/FORMER | 937 WEST HARRIS ST | PINE MOUNTAIN | Harris | 9072012 | 4 | [5 empty] | Removed from Ground | Gas (Historical Use) | 5000 | Bare Steel | 1976-01-01 | 1994-12-13 | Galvanized Steel | Suction (American)
VALLEY VETERINARIAN ASSOC/FORMER | 937 WEST HARRIS ST | PINE MOUNTAIN | Harris | 9072012 | 1 | [5 empty] | Removed from Ground | Gas (Historical Use) | 5000 | Bare Steel | 1976-01-01 | 1994-12-09 | Galvanized Steel | Suction (American)
CALLAWAY CORNER STORE | 5700 GA HWY 354 | PINE MOUNTAIN | Harris | 9072020 | 3 | Flapper Valve | 1998-09-28 | FALSE | 1992-02-01 | FALSE | Currently in Use | Premium | 10000 | Steel-Impressed Current | 1976-10-10 |  | Fiberglass Reinforced Plastic | Pressurized
HARRIS COUNTY SCHOOL BUS SHOP | 140 BARNES MILL DR | HAMILTON | Harris | 720015 | 4 | Flapper Valve | 1998-12-04 | FALSE | 1990-06-13 | FALSE | Removed from Ground | Diesel | 8000 | Galvanic (STIP-3) | 1990-06-01 | 2018-07-11 | Fiberglass Reinforced Plastic | Safe Suction (Euro)
HARRIS COUNTY SCHOOL BUS SHOP | 140 BARNES MILL DR | HAMILTON | Harris | 720015 | 5 | Flapper Valve | 2018-06-21 | FALSE | 2018-06-21 | FALSE | Currently in Use | Gas (Historical Use) | 10000 | Composite Double Walled | 2018-06-21 |  | Double-Walled Flex | Pressurized
HARRIS COUNTY/CALLAWAY GARDENS A | 789 SKY MEADOW DRIVE | PINE MOUNTAIN | Harris | 720020 | 5 | [5 empty] | Removed from Ground | Other | 5000 | Unknown | 1990-01-01 | 1997-06-01 | Unknown | Suction (American)
FOUR-WAY TIRE CO | ROUTE 27 | PINE MOUNTAIN | Harris | 720005 | 1 | [5 empty] | Removed from Ground | Gas (Historical Use) | 6000 | Bare Steel | 1982-04-17 | 1988-08-01 | Unknown
HARRIS COUNTY PUBLIC WORKS DEPT | 9982 GA HWY 116 EAST | HAMILTON | Harris | 9072030 | 2 | [5 empty] | Removed from Ground | Gas (Historical Use) | 10000 | Unknown | 1998-11-18 | 1998-11-18 | Galvanized Steel
VACANT LOT | 121 S COLLEGE STREET | HAMILTON | Harris | 9072031 | 2 | [5 empty] | Removed from Ground | Gas (Historical Use) | 400 | Bare Steel | 1958-01-01 | 1964-01-01 | Bare Steel | Safe Suction (Euro)
GA FC/HARRIS CO UNIT | 10185 GA HWY 116 | HAMILTON | Harris | 720002 | 211663 |  | 1993-05-26 |  | 1993-05-26 |  | Removed from Ground | Gas (Historical Use) | 1000 | Galvanic (STIP-3) | 1993-05-26 | 2003-11-01 | Cathodically Protected | Safe Suction (Euro)
DOT 10320/HARRIS CO MAINT HQ | SR 116 E OF HAMILTON AT MP 10.52 | HAMILTON | Harris | 720018 | 10320-1 | [5 empty] | Closed in Ground | Gas (Historical Use) | 1000 | Bare Steel | 1972-05-02 | 1987-01-01 | Galvanized Steel
DOT 10320/HARRIS CO MAINT HQ | SR 116 E OF HAMILTON AT MP 10.52 | HAMILTON | Harris | 720018 | 10320-3 | [5 empty] | Closed in Ground | Gas (Historical Use) | 1000 | Bare Steel | 1972-05-02 | 1987-01-01 | Galvanized Steel
Hop In #100500 | 90 HOPEWELL CHURCH RD | PINE MOUNTAIN | Harris | 9072015 | 3 | Ball Float | 1991-08-25 | FALSE | 1991-08-25 | FALSE | Currently in Use | Diesel | 8000 | Fiberglass | 1991-08-25 |  | Fiberglass Reinforced Plastic | Pressurized
J&A TIRE SERVICE | 183 S COLLEGE ST | HAMILTON | Harris | 720059 | 3U | [5 empty] | Removed from Ground | Gas (Historical Use) | 2000 | Bare Steel | 1998-08-17 | 1998-08-17 | Fiberglass Reinforced Plastic | Suction (American)
HAMILTON AUTO PARTS (SHANNON COT | 133 SOUTH COLLEGE STREET | HAMILTON | Harris | 9072042 | 1 | [5 empty] | Removed from Ground | Gas (Historical Use) | 6000 | Not Marked/Unknown | 1998-10-27 | 1998-10-27 | Not Marked
HARRIS COUNTY PUBLIC WORKS DEPT | 9982 GA HWY 116 EAST | HAMILTON | Harris | 9072030 | 1 | Flapper Valve | 1996-10-01 | FALSE | 1992-10-01 | FALSE | Removed from Ground | Diesel | 10000 | Galvanic (STIP-3) | 1992-10-21 | 2020-09-15 | Fiberglass Reinforced Plastic | Safe Suction (Euro)
HAMILTON MARATHON | 27 MOUNTAIN CREEK DR | HAMILTON | Harris | 9072052 | 1 | Ball Float | 2000-11-01 | FALSE | 2000-11-01 | FALSE | Currently in Use | Premium | 15000 | Composite | 2000-11-01 |  | Double-Walled Fiberglass | Pressurized
HARRIS COUNTY SCHOOL BUS SHOP | 140 BARNES MILL DR | HAMILTON | Harris | 720015 | 6 | Flapper Valve | 2018-06-21 | FALSE | 2018-06-21 | FALSE | Currently in Use | Diesel | 20000 | Composite Double Walled | 2018-06-21 |  | Double-Walled Flex | Pressurized
DOT 10320/HARRIS CO MAINT HQ | SR 116 E OF HAMILTON AT MP 10.52 | HAMILTON | Harris | 720018 | 10320-4 | [5 empty] | Closed in Ground | Diesel | 500 | Bare Steel | 1972-05-02 | 1987-01-01 | Galvanized Steel
J&A TIRE SERVICE | 183 S COLLEGE ST | HAMILTON | Harris | 720059 | 1R | [5 empty] | Removed from Ground | Gas (Historical Use) | 4000 | Bare Steel | 1998-08-17 | 1998-08-17 | Unknown | Suction (American)
VACANT LOT | 121 S COLLEGE STREET | HAMILTON | Harris | 9072031 | 3 | [5 empty] | Removed from Ground | Gas (Historical Use) | 500 | Bare Steel | 1937-01-01 | 1964-01-01 | Bare Steel | Safe Suction (Euro)
GA FC/HARRIS CO UNIT | 10185 GA HWY 116 | HAMILTON | Harris | 720002 | 211664 |  | 1993-05-26 |  | 1993-05-26 |  | Removed from Ground | Diesel | 1000 | Galvanic (STIP-3) | 1993-05-26 | 2003-11-01 | Cathodically Protected | Safe Suction (Euro)
THE STORE/CATO'S CORNER | 5175 GA HWY 219 | HAMILTON | Harris | 9072001 | 3 | [5 empty] | Removed from Ground | Gas (Historical Use) | 6000 | Bare Steel | 1975-06-01 | 1995-05-01 | Bare Steel | Pressurized
HARRIS COUNTY/CALLAWAY GARDENS A | 789 SKY MEADOW DRIVE | PINE MOUNTAIN | Harris | 720020 | 4 | [5 empty] | Closed in Ground | Other | 10000 | Fiberglass | 1970-01-01 | 1976-02-01 | Unknown
HARRIS COUNTY/CALLAWAY GARDENS A | 789 SKY MEADOW DRIVE | PINE MOUNTAIN | Harris | 720020 | 1 | [5 empty] | Removed from Ground | Other | 2000 | Bare Steel | 1970-01-01 | 1990-01-01 | Bare Steel
HOLLANDS CORNER | 1477 GA HWY 219 | FORTSON | Harris | 9072005 | 5C | Flapper Valve | 2012-07-01 | FALSE | 2012-07-01 | FALSE | Currently in Use | Plus | 5000 | Fiberglass Double Walled | 2012-07-01 |  | Double-Walled Fiberglass | Pressurized
J & J SUPERMARKET | 1205 US 27 | CATAULA | Harris | 720033 | 2 | Flapper Valve | 1998-01-01 | FALSE | 1998-01-01 | FALSE | Currently in Use | Plus | 4000 | Steel-Impressed Current | 1984-05-08 |  | Steel (Impressed Current) | Pressurized
CHIEF OIL | 7535 GA HWY 85 | WAVERLY HALL | Harris | 10001669 | 1 | Overfill Alarm | 2008-09-10 | FALSE | 2008-09-10 | FALSE | Currently in Use | Regular | 10000 | Composite Double Walled | 2008-09-10 |  | Fiberglass Reinforced Plastic | Pressurized
LICK SKILLET G&G | 6890 LICKSKILLET RD | HAMILTON | Harris | 720053 | 5 | Flapper Valve | 1998-09-01 |  | 1998-09-01 |  | Removed from Ground | Kerosene | 1000 | Steel-Impressed Current | 1983-09-09 | 2012-11-05 | Steel (Impressed Current) | Suction (American)
DOT 10320/HARRIS CO MAINT HQ | SR 116 E OF HAMILTON AT MP 10.52 | HAMILTON | Harris | 720018 | 320D1 | [5 empty] | Removed from Ground | Diesel | 2000 | Cathodically Protected Steel | 1987-01-01 | 2005-03-07 | Galvanized Steel | Safe Suction (Euro)
B & G FOOD MART | 132 N OLD COLLEGE ST | HAMILTON | Harris | 720034 | 5A | Flapper Valve | 1996-09-01 | FALSE | 1996-09-01 | FALSE | Temporarily out of use | Regular | 4000 | Composite | 1996-09-01 |  | Fiberglass Reinforced Plastic | Safe Suction (Euro)
FDR STATE PARK | 2970 GA HWY 190 | PINE MOUNTAIN | Harris | 10000664 | 2 | Flapper Valve | 2003-06-01 | FALSE | 2003-06-01 | FALSE | Temporarily out of use | Diesel | 2500 | Fiberglass Double Walled | 2003-06-01 |  | Fiberglass Reinforced Plastic | Safe Suction (Euro)
BOBS SERVICE STATION #15 | HWY 27 | PINE MOUNTAIN | Harris | 9072004 | 1 | [5 empty] | Removed from Ground | Gas (Historical Use) | 4000 | Bare Steel | 1990-10-01 | 1990-10-01 | Galvanized Steel
CALLAWAY CORNER STORE | 5700 GA HWY 354 | PINE MOUNTAIN | Harris | 9072020 | 2 | Flapper Valve | 1998-09-28 | FALSE | 1992-02-01 | FALSE | Currently in Use | Regular | 10000 | Steel-Impressed Current | 1976-10-01 |  | Fiberglass Reinforced Plastic | Pressurized
PINE MOUNTAIN TEXACO | HWYS 18 & 27 | PINE MOUNTAIN | Harris | 720022 | 1 | [5 empty] | Permanently Out Of Use | Gas (Historical Use) | 4000 | Bare Steel | 1966-05-04 | 2000-04-05 | Galvanized Steel
FOUR-WAY TIRE CO | ROUTE 27 | PINE MOUNTAIN | Harris | 720005 | 2 | [5 empty] | Removed from Ground | Gas (Historical Use) | 6000 | Bare Steel | 1982-04-17 | 1988-08-01 | Unknown
J&A TIRE SERVICE | 183 S COLLEGE ST | HAMILTON | Harris | 720059 | 2D | [5 empty] | Removed from Ground | Diesel | 4000 | Marked Unknown | 1998-08-17 | 1998-08-17 | Unknown | Suction (American)
VACANT LOT | 121 S COLLEGE STREET | HAMILTON | Harris | 9072031 | 1 | [5 empty] | Removed from Ground | Gas (Historical Use) | 500 | Bare Steel | 1937-01-01 | 1964-01-01 | Bare Steel | Suction (American)
B & G FOOD MART | 132 N OLD COLLEGE ST | HAMILTON | Harris | 720034 | 3 | [5 empty] | Removed from Ground | Gas (Historical Use) | 4000 | Bare Steel | 1996-03-17 | 1996-03-17 | Galvanized Steel
VALLEY VETERINARIAN ASSOC/FORMER | 937 WEST HARRIS ST | PINE MOUNTAIN | Harris | 9072012 | 2 | [5 empty] | Removed from Ground | Gas (Historical Use) | 5000 | Bare Steel | 1976-01-01 | 1994-12-09 | Galvanized Steel | Suction (American)
HAMILTON AUTO PARTS (SHANNON COT | 133 SOUTH COLLEGE STREET | HAMILTON | Harris | 9072042 | 4 | [5 empty] | Removed from Ground | Other | 500 | Not Marked/Unknown | 1998-10-27 | 1998-10-27 | Not Marked
HAMILTON AUTO PARTS (SHANNON COT | 133 SOUTH COLLEGE STREET | HAMILTON | Harris | 9072042 | 5 |  |  | TRUE |  | TRUE | Removed from Ground | Used Oil | 550 | Not Marked/Unknown | 1998-10-27 | 1998-10-27 | Not Marked
HARRIS COUNTY SCHOOL BUS SHOP | 140 BARNES MILL DR | HAMILTON | Harris | 720015 | 2 |  |  | FALSE |  | FALSE |  | Gas (Historical Use) | 2000 | Bare Steel | 1985-04-21 | 1985-04-21 | Galvanized Steel
BOBS SERVICE STATION #15 | HWY 27 | PINE MOUNTAIN | Harris | 9072004 | 3 | [5 empty] | Removed from Ground | Kerosene | 1000 | Bare Steel | 1990-10-01 | 1990-10-01 | Galvanized Steel
J&A TIRE | HWY 27 | PINE MOUNTAIN | Harris | 9072051 | 4 | [5 empty] | Removed from Ground | Diesel | 1000 | Bare Steel | 1975-01-01 | 1993-01-01 | Bare Steel | Safe Suction (Euro)
Circle K 2706720 | 108 W HARRIS ST | PINE MOUNTAIN | Harris | 9072044 | 2 | Ball Float | 1999-03-16 | FALSE | 1999-03-16 | FALSE | Currently in Use | Regular | 15000 | Composite | 1999-03-16 |  | Fiberglass Reinforced Plastic | Pressurized
TOWN OF PINE MOUNTAIN | MCDONALD AVE | PINE MOUNTAIN | Harris | 720054 | 1 | [5 empty] | Removed from Ground | Gas (Historical Use) | 0 | Bare Steel |  | 1899-12-31 | Galvanized Steel
DUKE'S GROCERY #16 | RT 1 HWY 18 | PINE MOUNTAIN | Harris | 720040 | 1 | [5 empty] | Removed from Ground | Gas (Historical Use) | 1000 | Bare Steel | 1977-05-10 | 1994-01-01 | Galvanized Steel
LICK SKILLET G&G | 6890 LICKSKILLET RD | HAMILTON | Harris | 720053 | 1 | Flapper Valve | 1998-09-01 |  | 1998-09-01 |  | Removed from Ground | Gas (Historical Use) | 5000 | Steel-Impressed Current | 1983-09-09 | 2012-11-05 | Steel (Impressed Current) | Suction (American)
LICK SKILLET G&G | 6890 LICKSKILLET RD | HAMILTON | Harris | 720053 | 4 | Flapper Valve | 1998-09-01 |  | 1998-09-01 |  | Removed from Ground | Diesel | 2000 | Steel-Impressed Current | 1983-09-09 | 2012-11-05 | Steel (Impressed Current) | Suction (American)
HARRIS COUNTY SCHOOL BUS SHOP | 140 BARNES MILL DR | HAMILTON | Harris | 720015 | 1 |  |  | FALSE |  | FALSE | Removed from Ground | Gas (Historical Use) | 7000 | Bare Steel | 1974-04-24 | 1899-12-31 | Galvanized Steel
J&A TIRE | HWY 27 | PINE MOUNTAIN | Harris | 9072051 | 3 | [5 empty] | Removed from Ground | Gas (Historical Use) | 6000 | Bare Steel | 1975-01-01 | 1993-01-01 | Bare Steel | Safe Suction (Euro)
BOB'S AUTO #15 | RT #2 W RAILROAD ST | PINE MOUNTAIN | Harris | 720041 | 1 | [5 empty] | Removed from Ground | Gas (Historical Use) | 3000 | Bare Steel | 1966-05-13 | 1987-01-01 | Galvanized Steel
SLAUGHTER'S GROCERY | 1131 MAIN ST | SHILOH | Harris | 9072024 | 2 |  | 1998-12-01 | FALSE | 1998-12-01 | FALSE | Temporarily out of use | Gas (Historical Use) | 8000 |  | 1998-12-01 |  | Cathodically Protected | Safe Suction (Euro)
B & G FOOD MART | 132 N OLD COLLEGE ST | HAMILTON | Harris | 720034 | 1 | [5 empty] | Removed from Ground | Gas (Historical Use) | 4000 | Bare Steel | 1996-03-17 | 1996-03-17 | Galvanized Steel
B & G FOOD MART | 132 N OLD COLLEGE ST | HAMILTON | Harris | 720034 | 4 | [5 empty] | Removed from Ground | Kerosene | 1000 | Marked Unknown | 1996-03-17 | 1996-03-17
Hop In #100500 | 90 HOPEWELL CHURCH RD | PINE MOUNTAIN | Harris | 9072015 | 2 | Ball Float | 1991-08-25 | FALSE | 1991-08-25 | FALSE | Currently in Use | Premium | 8000 | Fiberglass | 1991-08-25 |  | Fiberglass Reinforced Plastic | Pressurized
FOUR-WAY TIRE CO | ROUTE 27 | PINE MOUNTAIN | Harris | 720005 | 3 | [5 empty] | Removed from Ground | Gas (Historical Use) | 6000 | Bare Steel | 1982-04-17 | 1988-08-01 | Unknown
KIT'S | US HWY 27 & GA HWY 18 | PINE MOUNTAIN | Harris | 720025 | SUL#3 | [5 empty] | Removed from Ground | Gas (Historical Use) | 8000 | Bare Steel | 1978-05-03 | 1987-03-01 | Galvanized Steel
PINE MOUNTAIN TEXACO | HWYS 18 & 27 | PINE MOUNTAIN | Harris | 720022 | 2 | [5 empty] | Permanently Out Of Use | Gas (Historical Use) | 4000 | Bare Steel | 1966-05-04 | 2000-05-04 | Galvanized Steel
PINE MOUNTAIN AUTO SUPPLY-SERVIC | 217 MAIN ST | PINE MOUNTAIN | Harris | 9072028 | 1 | Flapper Valve | 1998-12-04 |  | 1998-12-04 |  | Closed in Ground | Gas (Historical Use) | 1000 | Steel-Impressed Current | 1998-12-04 | 2005-06-01 | Steel (Impressed Current) | Safe Suction (Euro)
CITGO FOOD MART | 9089 HIGHWAY 18 | PINE MOUNTAIN | Harris | 9072046 | 3 | Ball Float | 1999-07-01 | FALSE | 1999-07-01 | FALSE | Currently in Use | Diesel | 10000 | Fiberglass Double Walled | 1999-07-01 |  | Double-Walled Fiberglass | Pressurized
MOUNTAIN VIEW GOLF COURSE | CALLAWAY GARDENS | PINE MOUNTAIN | Harris | 720045 | 2 | [5 empty] | Removed from Ground | Gas (Historical Use) | 560 | Marked Unknown | 1980-01-01 | 1980-01-01 | Unknown
SHILOH MINIT MART | 18498 HWY 85 W | SHILOH | Harris | 720007 | 4B | Flapper Valve | 2005-12-12 | FALSE | 2005-12-12 | FALSE | Currently in Use | Diesel | 7500 | Galvanic (STIP-3) | 2005-12-12 |  | Fiberglass Reinforced Plastic | Pressurized
KIT'S | US HWY 27 & GA HWY 18 | PINE MOUNTAIN | Harris | 720025 | UNL#2 | [5 empty] | Removed from Ground | Gas (Historical Use) | 8000 | Bare Steel | 1978-05-03 | 1987-03-01 | Galvanized Steel
PINE MOUNTAIN AUTO SUPPLY-SERVIC | 217 MAIN ST | PINE MOUNTAIN | Harris | 9072028 | 3 | Flapper Valve | 1998-12-04 |  | 1998-12-04 |  | Closed in Ground | Gas (Historical Use) | 1000 | Steel-Impressed Current | 1998-12-04 | 2005-06-01 | Steel (Impressed Current) | Safe Suction (Euro)
CALLAWAY GARDENS GOLF MAINT SHOP | GOLF MAIN | PINE MOUNTAIN | Harris | 720046 | 2 | [5 empty] | Removed from Ground | Empty | 560 | Bare Steel | 2000-12-04 | 2000-12-04 | Bare Steel
SHILOH MINIT MART | 18498 HWY 85 W | SHILOH | Harris | 720007 | 2 | Flapper Valve | 1995-06-01 |  | 1995-06-01 |  | Currently in Use | Gas (Historical Use) | 8000 | Steel-Impressed Current | 1981-08-01 |  | Steel (Impressed Current) | Pressurized
CALLAWAY GARDENS WASTEWATER TREA | HIGHWAY 27 | PINE MOUNTAIN | Harris | 9072047 | 2 | [5 empty] | Removed from Ground | Empty | 280 | Bare Steel | 2000-12-05 | 2000-12-05 | Bare Steel
CITGO FOOD MART | 9089 HIGHWAY 18 | PINE MOUNTAIN | Harris | 9072046 | 1 | Ball Float | 1999-07-01 | FALSE | 1999-07-01 | FALSE | Currently in Use | Regular | 12000 | Fiberglass Double Walled | 1999-07-01 |  | Double-Walled Fiberglass | Pressurized
CALLAWAY GARDENS CENTRAL MAINT S | MAIN DEPT | PINE MOUNTAIN | Harris | 720051 | 1 | [5 empty] | Removed from Ground | Empty | 560 | Bare Steel | 2001-12-05 | 2001-12-05 | Bare Steel
SUMMIT STORE #25 | 343 MAIN STREET N | PINE MOUNTAIN | Harris | 722000 | 2 | Flapper Valve | 1987-11-04 | FALSE | 1987-11-04 | FALSE | Currently in Use | Regular | 8000 | Fiberglass | 1987-11-04 |  | Fiberglass Reinforced Plastic | Pressurized
THE STORE/CATO'S CORNER | 5175 GA HWY 219 | HAMILTON | Harris | 9072001 | 4 | [5 empty] | Removed from Ground | Gas (Historical Use) | 2000 | Bare Steel | 1988-04-01 | 1995-05-01 | Bare Steel | Pressurized
CHEVRON STATION #43326 | US 27 @ GA 18 | PINE MOUNTAIN | Harris | 720003 | 4 |  |  | TRUE |  | TRUE | Removed from Ground | Used Oil | 550 | Bare Steel | 1969-04-27 | 1991-08-21 | Galvanized Steel
CALLAWAY GARDENS WASTEWATER TREA | HIGHWAY 27 | PINE MOUNTAIN | Harris | 9072047 | 1 | [5 empty] | Removed from Ground | Diesel | 280 | Bare Steel | 2000-12-05 | 2000-12-05 | Bare Steel
SUMMIT STORE #25 | 343 MAIN STREET N | PINE MOUNTAIN | Harris | 722000 | 3 | Flapper Valve | 1987-11-04 | FALSE | 1987-11-04 | FALSE | Currently in Use | Diesel | 8000 | Fiberglass | 1987-11-04 |  | Fiberglass Reinforced Plastic | Pressurized
CALLAWAY CORNER STORE | 5700 GA HWY 354 | PINE MOUNTAIN | Harris | 9072020 | 1 | Flapper Valve | 1998-09-28 | FALSE | 1992-02-01 | FALSE | Currently in Use | Diesel | 6000 | Steel-Impressed Current | 1992-02-01 |  | Fiberglass Reinforced Plastic | Pressurized
CHEVRON STATION #43326 | US 27 @ GA 18 | PINE MOUNTAIN | Harris | 720003 | 2 | [5 empty] | Removed from Ground | Gas (Historical Use) | 10000 | Bare Steel | 1969-04-27 | 1991-08-21 | Galvanized Steel
FOUR-WAY TIRE CO | ROUTE 27 | PINE MOUNTAIN | Harris | 720005 | 4 | [5 empty] | Removed from Ground | Diesel | 2000 | Bare Steel | 1982-04-17 | 1988-08-01 | Unknown
DUKE'S GROCERY #16 | RT 1 HWY 18 | PINE MOUNTAIN | Harris | 720040 | 3 | [5 empty] | Removed from Ground | Gas (Historical Use) | 1000 | Bare Steel | 1977-05-10 | 1994-01-01 | Galvanized Steel
CALLAWAY GARDENS-HORTICULTURE SH | HORT | PINE MOUNTAIN | Harris | 720049 | 1 | [5 empty] | Removed from Ground | Gas (Historical Use) | 560 | Marked Unknown | 1980-01-01 | 1980-01-01 | Unknown
CALLAWAY GARDENS VEHICLE MAINT S | VEHICLE | PINE MOUNTAIN | Harris | 720044 | 2 | [5 empty] | Removed from Ground | Empty | 1000 | Bare Steel | 2001-12-04 | 2001-12-04 | Bare Steel
CALLAWAY GARDENS GOLF MAINT SHOP | GOLF MAIN | PINE MOUNTAIN | Harris | 720046 | 1 | [5 empty] | Removed from Ground | Empty | 560 | Bare Steel | 2000-12-04 | 2000-12-04 | Bare Steel
SUMMIT STORE #25 | 343 MAIN STREET N | PINE MOUNTAIN | Harris | 722000 | 1 | Flapper Valve | 1987-11-04 | FALSE | 1987-11-04 | FALSE | Currently in Use | Premium | 10000 | Fiberglass | 1987-11-04 |  | Fiberglass Reinforced Plastic | Pressurized
HAMILTON MARATHON | 27 MOUNTAIN CREEK DR | HAMILTON | Harris | 9072052 | 2 | Ball Float | 2000-11-01 | FALSE | 2000-11-01 | FALSE | Currently in Use | Regular | 10000 | Composite | 2000-11-01 |  | Double-Walled Fiberglass | Pressurized
HARRIS COUNTY SCHOOL BUS SHOP | 140 BARNES MILL DR | HAMILTON | Harris | 720015 | 3 | Flapper Valve | 1998-12-04 | FALSE | 1990-06-13 | FALSE | Removed from Ground | Regular | 8000 | Galvanic (STIP-3) | 1990-06-01 | 2018-07-11 | Fiberglass Reinforced Plastic | Safe Suction (Euro)
DOT 10320/HARRIS CO MAINT HQ | SR 116 E OF HAMILTON AT MP 10.52 | HAMILTON | Harris | 720018 | 320G1 | [5 empty] | Removed from Ground | Gas (Historical Use) | 2000 | Cathodically Protected Steel | 1987-01-01 | 2005-03-07 | Galvanized Steel | Safe Suction (Euro)
T W PHILLIPS GROCERY | GA 85 WEST | SHILOH | Harris | 720030 | 1 | [5 empty] | Removed from Ground | Gas (Historical Use) | 2000 | Bare Steel |  | 1899-12-31 | Galvanized Steel
SLAUGHTER'S GROCERY | 1131 MAIN ST | SHILOH | Harris | 9072024 | 3 |  | 1998-12-01 | FALSE | 1998-12-01 | FALSE | Temporarily out of use | Gas (Historical Use) | 6000 |  | 1998-12-01 |  | Cathodically Protected | Safe Suction (Euro)
FORMER SERVICE STATION | PINE LAKE RD | PINE MOUNTAIN | Harris | 9072038 | 2 | [5 empty] | Permanently Out of Use - historical purposes | Gas (Historical Use) | 2000 | Not Marked/Unknown |  | 1899-12-31 | Not Marked
Kit's Mini Mart | 353 West Main Street | Pine Mountain | Harris | 9072043 | 3 | Ball Float | 1998-10-01 | FALSE | 1998-10-01 | FALSE | Currently in Use | Premium | 8000 | Fiberglass | 1998-10-01 |  | Fiberglass Reinforced Plastic | Pressurized
Circle K 2706720 | 108 W HARRIS ST | PINE MOUNTAIN | Harris | 9072044 | 1 | Ball Float | 1999-03-16 | FALSE | 1999-03-16 | FALSE | Currently in Use | Premium | 12000 | Composite | 1999-03-16 |  | Fiberglass Reinforced Plastic | Pressurized
DUKE'S GROCERY #16 | RT 1 HWY 18 | PINE MOUNTAIN | Harris | 720040 | 2 | [5 empty] | Removed from Ground | Gas (Historical Use) | 1000 | Bare Steel | 1977-05-10 | 1994-01-01 | Galvanized Steel
Kit's Mini Mart | 353 West Main Street | Pine Mountain | Harris | 9072043 | 2 | Ball Float | 1998-10-01 | FALSE | 1998-10-01 | FALSE | Currently in Use | Regular | 8000 | Fiberglass | 1998-10-01 |  | Fiberglass Reinforced Plastic | Pressurized
CALLAWAY GARDENS BEACH SITE | BEACH | PINE MOUNTAIN | Harris | 720050 | 1 | [5 empty] | Removed from Ground | Empty | 560 | Bare Steel | 2000-03-28 | 2000-03-28 | Bare Steel
BOB'S AUTO #15 | RT #2 W RAILROAD ST | PINE MOUNTAIN | Harris | 720041 | 3 | [5 empty] | Removed from Ground | Diesel | 1000 | Bare Steel | 1966-05-13 | 1987-01-01 | Galvanized Steel
CALLAWAY GARDENS LAKE VIEW GOLF | LAKE VIEW | PINE MOUNTAIN | Harris | 720047 | 1 | [5 empty] | Removed from Ground | Empty | 560 | Bare Steel | 2001-12-03 | 2001-12-03 | Bare Steel
CALLAWAY GARDENS VEHICLE MAINT S | VEHICLE | PINE MOUNTAIN | Harris | 720044 | 1 | [5 empty] | Removed from Ground | Empty | 1000 | Bare Steel | 2001-12-04 | 2001-12-04 | Bare Steel
SHILOH MINIT MART | 18498 HWY 85 W | SHILOH | Harris | 720007 | 4A | Flapper Valve | 2005-12-12 | FALSE | 2005-12-12 | FALSE | Currently in Use | Diesel | 7500 | Galvanic (STIP-3) | 2005-12-12 |  | Fiberglass Reinforced Plastic | Pressurized
B & G FOOD MART | 132 N OLD COLLEGE ST | HAMILTON | Harris | 720034 | 5B | Flapper Valve | 1996-09-01 | FALSE | 1996-09-01 | FALSE | Temporarily out of use | Premium | 4000 | Composite | 1996-09-01 |  | Fiberglass Reinforced Plastic | Safe Suction (Euro)
BOBS SERVICE STATION #15 | HWY 27 | PINE MOUNTAIN | Harris | 9072004 | 2 | [5 empty] | Removed from Ground | Gas (Historical Use) | 3000 | Bare Steel | 1990-10-01 | 1990-10-01 | Galvanized Steel
CHEVRON STATION #43326 | US 27 @ GA 18 | PINE MOUNTAIN | Harris | 720003 | 3 | [5 empty] | Removed from Ground | Gas (Historical Use) | 10000 | Bare Steel | 1969-04-27 | 1991-08-21 | Galvanized Steel
SLAUGHTER'S GROCERY | 1131 MAIN ST | SHILOH | Harris | 9072024 | 4 |  | 1998-12-01 | FALSE | 1998-12-01 | FALSE | Temporarily out of use | Gas (Historical Use) | 4000 |  | 1998-12-01 |  | Cathodically Protected | Safe Suction (Euro)
SLAUGHTER'S GROCERY | 1131 MAIN ST | SHILOH | Harris | 9072024 | 5 |  | 1998-12-01 | FALSE | 1998-12-01 | FALSE | Temporarily out of use | Diesel | 4000 |  | 1998-12-01 |  | Cathodically Protected | Safe Suction (Euro)
SHILOH MINIT MART | 18498 HWY 85 W | SHILOH | Harris | 720007 | 1 | Flapper Valve | 1995-06-01 |  | 1995-06-01 |  | Currently in Use | Gas (Historical Use) | 6000 | Steel-Impressed Current | 1981-08-01 |  | Steel (Impressed Current) | Pressurized
HAMILTON AUTO PARTS (SHANNON COT | 133 SOUTH COLLEGE STREET | HAMILTON | Harris | 9072042 | 3 | [5 empty] | Removed from Ground | Gas (Historical Use) | 1000 | Not Marked/Unknown | 1998-10-27 | 1998-10-27 | Not Marked
THE FILLING STATION | HWY 27 & DOGWOOD LANE | HAMILTON | Harris | 9072040 | 3 | [5 empty] | Removed from Ground | Gas (Historical Use) | 1200 | Not Marked/Unknown | 1997-08-04 | 1997-08-04 | Not Marked
Hop In #100500 | 90 HOPEWELL CHURCH RD | PINE MOUNTAIN | Harris | 9072015 | 4 | Ball Float | 1991-08-25 | FALSE | 1991-08-25 | FALSE | Currently in Use | Diesel | 10000 | Fiberglass | 1991-08-25 |  | Fiberglass Reinforced Plastic | Pressurized
HARRIS COUNTY/CALLAWAY GARDENS A | 789 SKY MEADOW DRIVE | PINE MOUNTAIN | Harris | 720020 | 3 | [5 empty] | Removed from Ground | Other | 10000 | Fiberglass | 1970-01-01 | 1997-06-01 | Bare Steel | Suction (American)
PINE MOUNTAIN TEXACO | HWYS 18 & 27 | PINE MOUNTAIN | Harris | 720022 | 3 | [5 empty] | Permanently Out Of Use | Gas (Historical Use) | 2000 | Bare Steel | 1981-04-30 | 2000-05-04 | Galvanized Steel
CITGO FOOD MART | 9089 HIGHWAY 18 | PINE MOUNTAIN | Harris | 9072046 | 2 | Ball Float | 1999-07-01 | FALSE | 1999-07-01 | FALSE | Currently in Use | Premium | 10000 | Fiberglass Double Walled | 1999-07-01 |  | Double-Walled Fiberglass | Pressurized
BOB'S AUTO #15 | RT #2 W RAILROAD ST | PINE MOUNTAIN | Harris | 720041 | 2 | [5 empty] | Removed from Ground | Gas (Historical Use) | 4000 | Bare Steel | 1966-05-13 | 1987-01-01 | Galvanized Steel
LICK SKILLET G&G | 6890 LICKSKILLET RD | HAMILTON | Harris | 720053 | 2 | Flapper Valve | 1998-09-01 |  | 1998-09-01 |  | Removed from Ground | Gas (Historical Use) | 4000 | Steel-Impressed Current | 1983-09-09 | 2012-11-05 | Steel (Impressed Current) | Suction (American)
HARRIS COUNTY PUBLIC WORKS DEPT | 9982 GA HWY 116 EAST | HAMILTON | Harris | 9072030 | 3 | Flapper Valve | 1998-10-01 | FALSE | 1998-10-01 | FALSE | Removed from Ground | Regular | 10000 | Composite | 1998-10-23 |  | Fiberglass Reinforced Plastic | Safe Suction (Euro)
THE STORE/CATO'S CORNER | 5175 GA HWY 219 | HAMILTON | Harris | 9072001 | 1 | [5 empty] | Removed from Ground | Gas (Historical Use) | 2000 | Bare Steel | 1988-03-25 | 1988-03-25 | Bare Steel | Pressurized
J&A TIRE | HWY 27 | PINE MOUNTAIN | Harris | 9072051 | 1 | [5 empty] | Removed from Ground | Gas (Historical Use) | 6000 | Bare Steel | 1975-01-01 | 1993-01-01 | Bare Steel | Safe Suction (Euro)
Kit's Mini Mart | 353 West Main Street | Pine Mountain | Harris | 9072043 | 1 | Ball Float | 1998-10-01 | FALSE | 1998-10-01 | FALSE | Currently in Use | Diesel | 10000 | Fiberglass | 1998-10-01 |  | Fiberglass Reinforced Plastic | Pressurized
CALLAWAY GARDENS CENTRAL MAINT S | MAIN DEPT | PINE MOUNTAIN | Harris | 720051 | 2 | [5 empty] | Removed from Ground | Empty | 1000 | Bare Steel | 2001-12-05 | 2001-12-05 | Bare Steel
HARRIS COUNTY/CALLAWAY GARDENS A | 789 SKY MEADOW DRIVE | PINE MOUNTAIN | Harris | 720020 | 2 | [5 empty] | Removed from Ground | Other | 2000 | Bare Steel | 1970-01-01 | 1990-01-01 | Bare Steel
CHEVRON STATION #43326 | US 27 @ GA 18 | PINE MOUNTAIN | Harris | 720003 | 1 | [5 empty] | Removed from Ground | Gas (Historical Use) | 5000 | Bare Steel | 1969-04-27 | 1991-08-21 | Galvanized Steel
CALLAWAY GARDENS-HORTICULTURE SH | HORT | PINE MOUNTAIN | Harris | 720049 | 2 | [5 empty] | Removed from Ground | Gas (Historical Use) | 560 | Marked Unknown | 1980-01-01 | 1980-01-01 | Unknown
HADLEY & MCGUIRE TIRE & BATTERY | 161 COMMERCE ST | PINE MOUNTAIN | Harris | 720006 | 1 | [5 empty] | Removed from Ground | Diesel | 4000 | Bare Steel | 1978-04-18 | 1989-12-12 | Bare Steel
T W PHILLIPS GROCERY | GA 85 WEST | SHILOH | Harris | 720030 | 3 | [5 empty] | Removed from Ground | Gas (Historical Use) | 560 | Bare Steel |  | 1899-12-31 | Galvanized Steel
SHILOH MINIT MART | 18498 HWY 85 W | SHILOH | Harris | 720007 | 3 | Flapper Valve | 1995-06-01 |  | 1995-06-01 |  | Currently in Use | Gas (Historical Use) | 10000 | Steel-Impressed Current | 1981-08-01 |  | Steel (Impressed Current) | Pressurized
T W PHILLIPS GROCERY | GA 85 WEST | SHILOH | Harris | 720030 | 2 | [5 empty] | Removed from Ground | Gas (Historical Use) | 1000 | Bare Steel |  | 1899-12-31 | Galvanized Steel
SLAUGHTER'S GROCERY | 1131 MAIN ST | SHILOH | Harris | 9072024 | 1 |  | 1998-12-01 |  | 1998-12-01 |  | Temporarily out of use | Kerosene | 500 | Steel-Impressed Current | 1998-12-01 |  | Cathodically Protected | Safe Suction (Euro)
MOUNTAIN VIEW GOLF COURSE | CALLAWAY GARDENS | PINE MOUNTAIN | Harris | 720045 | 1 | [5 empty] | Removed from Ground | Gas (Historical Use) | 560 | Marked Unknown | 1980-01-01 | 1980-01-01 | Unknown
GA FC/HARRIS CO UNIT | 10185 GA HWY 116 | HAMILTON | Harris | 720002 | 1 | [5 empty] | Removed from Ground | Gas (Historical Use) | 560 | Bare Steel | 1982-12-01 | 1993-05-25 | Galvanized Steel | Safe Suction (Euro)
B & G FOOD MART | 132 N OLD COLLEGE ST | HAMILTON | Harris | 720034 | 2 | [5 empty] | Removed from Ground | Gas (Historical Use) | 4000 | Bare Steel | 1996-03-17 | 1996-03-17 | Galvanized Steel
THE STORE/CATO'S CORNER | 5175 GA HWY 219 | HAMILTON | Harris | 9072001 | 2 | [5 empty] | Removed from Ground | Gas (Historical Use) | 4000 | Bare Steel | 1975-06-01 | 1995-05-01 | Bare Steel | Pressurized
VALLEY VETERINARIAN ASSOC/FORMER | 937 WEST HARRIS ST | PINE MOUNTAIN | Harris | 9072012 | 3 | [5 empty] | Removed from Ground | Diesel | 5000 | Bare Steel | 1976-01-01 | 1994-12-09 | Galvanized Steel | Suction (American)
Hop In #100500 | 90 HOPEWELL CHURCH RD | PINE MOUNTAIN | Harris | 9072015 | 1 | Ball Float | 1991-08-25 | FALSE | 1991-08-25 | FALSE | Currently in Use | Regular | 8000 | Fiberglass | 1991-08-25 |  | Fiberglass Reinforced Plastic | Pressurized
J&A TIRE | HWY 27 | PINE MOUNTAIN | Harris | 9072051 | 2 | [5 empty] | Removed from Ground | Gas (Historical Use) | 6000 | Bare Steel | 1975-01-01 | 1993-01-01 | Bare Steel | Safe Suction (Euro)
CALLAWAY GARDENS BEACH SITE | BEACH | PINE MOUNTAIN | Harris | 720050 | 2 | [5 empty] | Removed from Ground | Empty | 560 | Bare Steel | 2000-03-28 | 2000-03-28 | Bare Steel
FORMER SERVICE STATION | 161 MAIN STREET | PINE MOUNTAIN | Harris | 9072026 | 2 |  |  | FALSE |  | FALSE | Closed in Ground |  | 0 | Unknown |  | 1899-12-31
FORMER SERVICE STATION | 161 MAIN STREET | PINE MOUNTAIN | Harris | 9072026 | 1 | [5 empty] | Closed in Ground | Empty | 0 | Not Marked/Unknown | 2010-06-29 | 1899-12-31 | Not Marked
IVY PARK MARKET | 9048 GA HWY 85 | WAVERLY HALL | Harris | 10003574 | 1 | Overfill Alarm | 2019-07-15 | FALSE | 2019-06-30 | FALSE | Currently in Use | Regular | 10000 | Tank Jacket | 2019-06-26 |  | Double-Walled Fiberglass | Pressurized
IVY PARK MARKET | 9048 GA HWY 85 | WAVERLY HALL | Harris | 10003574 | 2B | Overfill Alarm | 2019-07-15 | FALSE | 2019-06-30 | FALSE | Currently in Use | Diesel | 5000 | Tank Jacket | 2019-06-26 |  | Double-Walled Fiberglass | Pressurized
IVY PARK MARKET | 9048 GA HWY 85 | WAVERLY HALL | Harris | 10003574 | 2A | Overfill Alarm | 2019-07-15 | FALSE | 2019-06-30 | FALSE | Currently in Use | Regular | 5000 | Tank Jacket | 2019-06-26 |  | Double-Walled Fiberglass | Pressurized
CAGLES INC | 14075 GA HWY 116 | PINE MOUNTAIN VALLEY | Harris | 9072008 | 3 | [5 empty] | Removed from Ground | Diesel | 3000 | Bare Steel | 1993-09-27 | 1993-09-27 | Galvanized Steel | Gravity Fed
SCHNITEEL HUT | 11 SWINT LOOP | ELLERSLIE | Harris | 9072018 | 4 | [5 empty] | Removed from Ground | Diesel | 1000 | Cathodically Protected Steel | 2000-01-04 | 2000-01-04 | Galvanized Steel | Suction (American)
PINE RIDGE ELEMENTARY SCHOOL | 15750 GA HWY 315 | ELLERSLIE | Harris | 9072034 | 2 |  | 1998-12-14 |  | 1989-10-01 |  | Removed from Ground | Diesel | 4000 | Galvanic (STIP-3) | 1989-10-17 | 2009-06-03 | Cathodically Protected
CAGLES INC | 14075 GA HWY 116 | PINE MOUNTAIN VALLEY | Harris | 9072008 | 4 | [5 empty] | Removed from Ground | Diesel | 4000 | Bare Steel | 1993-09-27 | 1993-09-27 | Galvanized Steel | Gravity Fed
CAGLES INC | 14075 GA HWY 116 | PINE MOUNTAIN VALLEY | Harris | 9072008 | 1 | [5 empty] | Removed from Ground | Diesel | 5000 | Bare Steel | 1993-09-27 | 1993-09-27 | Bare Steel | Gravity Fed
Circle K #2706699 | 122 S COLLEGE ST | HAMILTON | Harris | 9072002 | 2 |  | 1997-07-18 | FALSE | 1997-07-18 | FALSE | Currently in Use | Regular | 6000 | Steel-Impressed Current | 1981-01-01 |  | Fiberglass Reinforced Plastic | Pressurized
BLAXTONS GROCERY | 3717 HWY 85 | ELLERSLIE | Harris | 9072006 | 3 |  | 1995-10-12 |  | 1995-10-12 |  | Removed from Ground | Gas (Historical Use) | 560 | Fiberglass | 1998-08-01 | 1998-08-01 | Fiberglass Reinforced Plastic | Pressurized
SCHNITEEL HUT | 11 SWINT LOOP | ELLERSLIE | Harris | 9072018 | 2 | [5 empty] | Removed from Ground | Gas (Historical Use) | 3000 | Cathodically Protected Steel | 2000-01-04 | 2000-01-04 | Galvanized Steel | Suction (American)
BUCK STOP | 12255 OLD WARM SPRING RD | ELLERSLIE | Harris | 9072011 | 3 | Ball Float | 1998-01-01 | FALSE | 1998-01-01 | FALSE | Currently in Use | Plus | 2000 | Steel-Impressed Current | 1987-01-01 |  | Steel (Impressed Current) | Safe Suction (Euro)
BILLY BOBS | 6050 GA HWY 85 | ELLERSLIE | Harris | 9072033 | 1 | Flapper Valve | 1988-08-01 | FALSE | 1989-09-01 | FALSE | Currently in Use | Diesel | 6000 | Steel-Impressed Current | 1989-10-01 |  | Steel (Impressed Current) | Safe Suction (Euro)
RACHELS COUNTRY KITCHEN | 13516 HWY 116 | PINE MOUNTAIN VALLEY | Harris | 9072035 | 2 | [5 empty] | Removed from Ground | Diesel | 1000 | Cathodically Protected Steel | 1980-01-01 | 1998-12-22 | Galvanized Steel | Safe Suction (Euro)
BILLY BOBS TOO | GA 116 E | PINE MOUNTAIN VALLEY | Harris | 720032 | 3 |  | 1998-01-01 |  | 1998-01-01 |  | Removed from Ground | Gas (Historical Use) | 4000 | Steel-Impressed Current | 1980-05-09 | 2001-05-18 | Cathodically Protected | Safe Suction (Euro)
OLD GAS STATION | PINE LAKE RD | WEST POINT | Harris | 9072032 | 1 | [5 empty] | Removed from Ground | Diesel | 0 | Not Marked/Unknown | 1996-09-01 | 1996-09-01 | Not Marked
BR&R CORNER STORE | 3746 HWY 85 | ELLERSLIE | Harris | 9072037 | 3 | Ball Float | 1995-11-01 | FALSE | 1995-11-01 | FALSE | Currently in Use | Diesel | 4000 | Fiberglass | 1995-11-01 |  | Fiberglass Reinforced Plastic | Pressurized
RACHELS COUNTRY KITCHEN | 13516 HWY 116 | PINE MOUNTAIN VALLEY | Harris | 9072035 | 1 | [5 empty] | Removed from Ground | Gas (Historical Use) | 2000 | Cathodically Protected Steel | 1980-01-01 | 1998-12-22 | Galvanized Steel | Safe Suction (Euro)
BLAXTONS GROCERY | 3717 HWY 85 | ELLERSLIE | Harris | 9072006 | 2 |  | 1995-10-12 |  | 1995-10-12 |  | Removed from Ground | Gas (Historical Use) | 1000 | Fiberglass | 1998-08-01 | 1998-08-01 | Fiberglass Reinforced Plastic | Pressurized
BILLY BOBS | 6050 GA HWY 85 | ELLERSLIE | Harris | 9072033 | 2 | Flapper Valve | 1998-08-01 | FALSE | 1989-09-01 | FALSE | Currently in Use | Regular | 8000 | Steel-Impressed Current | 1989-10-01 |  | Steel (Impressed Current) | Pressurized
BUCK STOP | 12255 OLD WARM SPRING RD | ELLERSLIE | Harris | 9072011 | 2 | Ball Float | 1998-01-01 | FALSE | 1998-01-01 | FALSE | Currently in Use | Premium | 2000 | Steel-Impressed Current | 1987-01-01 |  | Steel (Impressed Current) | Safe Suction (Euro)
Circle K #2706699 | 122 S COLLEGE ST | HAMILTON | Harris | 9072002 | 3 | Flapper Valve | 1997-07-18 | FALSE | 1997-07-18 | FALSE | Currently in Use | Premium | 10000 | Steel-Impressed Current | 1981-01-01 |  | Fiberglass Reinforced Plastic | Pressurized
BR&R CORNER STORE | 3746 HWY 85 | ELLERSLIE | Harris | 9072037 | 2 | Ball Float | 1995-11-01 | FALSE | 1995-11-01 | FALSE | Currently in Use | Regular | 6000 | Fiberglass | 1995-11-01 |  | Fiberglass Reinforced Plastic | Pressurized
LAFARGE AGGREGATES SE | 225 GRAY ROCK RD | MIDLAND | Harris | 9072010 | 1 |  | 1993-04-05 |  | 1993-04-05 |  | Removed from Ground | Gas (Historical Use) | 2000 | Tank Jacket | 1993-04-05 | 2011-08-03 | Fiberglass Reinforced Plastic | Safe Suction (Euro)
BR&R CORNER STORE | 3746 HWY 85 | ELLERSLIE | Harris | 9072037 | 1 | Ball Float | 1995-11-01 | FALSE | 1995-11-01 | FALSE | Currently in Use | Premium | 10000 | Fiberglass | 1995-11-01 |  | Fiberglass Reinforced Plastic | Pressurized
OLD HARRIS CO MAINT HQ #10377 | SR 116 EAST MP 10.52 | HAMILTON | Harris | 9072014 | 3 | [5 empty] | Permanently Out of Use - historical purposes | Diesel | 560 | Bare Steel | 1972-05-02 | 1899-12-31 | Galvanized Steel | Safe Suction (Euro)
BILLY BOBS | 6050 GA HWY 85 | ELLERSLIE | Harris | 9072033 | 3 | Flapper Valve | 1998-08-01 | FALSE | 1989-09-01 | FALSE | Currently in Use | E-10 | 8000 | Steel-Impressed Current | 1989-10-01 |  | Steel (Impressed Current) | Pressurized
CAGLES INC | 14075 GA HWY 116 | PINE MOUNTAIN VALLEY | Harris | 9072008 | 5 | [5 empty] | Removed from Ground | Other | 5000 | Bare Steel | 1993-09-27 | 1993-09-27 | Bare Steel | Gravity Fed
OLD HARRIS CO MAINT HQ #10377 | SR 116 EAST MP 10.52 | HAMILTON | Harris | 9072014 | 2 | [5 empty] | Permanently Out of Use - historical purposes | Gas (Historical Use) | 1000 | Bare Steel | 1972-05-02 | 1899-12-31 | Galvanized Steel | Safe Suction (Euro)
BLAXTONS GROCERY | 3717 HWY 85 | ELLERSLIE | Harris | 9072006 | 4 | [5 empty] | Removed from Ground | Gas (Historical Use) | 560 | Bare Steel | 1998-08-01 | 1998-08-01 | Unknown
BLAXTONS GROCERY | 3717 HWY 85 | ELLERSLIE | Harris | 9072006 | 5 | [5 empty] | Removed from Ground | Gas (Historical Use) | 560 | Bare Steel | 1998-08-01 | 1998-08-01 | Unknown
SCHNITEEL HUT | 11 SWINT LOOP | ELLERSLIE | Harris | 9072018 | 1 | [5 empty] | Removed from Ground | Gas (Historical Use) | 3000 | Cathodically Protected Steel | 2000-01-04 | 2000-01-04 | Galvanized Steel | Suction (American)
BUCK STOP | 12255 OLD WARM SPRING RD | ELLERSLIE | Harris | 9072011 | 1 | Ball Float | 1998-01-01 | FALSE | 1998-01-01 | FALSE | Currently in Use | Regular | 2000 | Steel-Impressed Current | 1987-01-01 |  | Steel (Impressed Current) | Safe Suction (Euro)
BILLY BOBS TOO | GA 116 E | PINE MOUNTAIN VALLEY | Harris | 720032 | 4 |  | 1998-01-01 |  | 1998-01-01 |  | Removed from Ground | Diesel | 2000 | Steel-Impressed Current | 1980-01-01 | 2001-05-18 | Cathodically Protected | Safe Suction (Euro)
BILLY BOBS TOO | GA 116 E | PINE MOUNTAIN VALLEY | Harris | 720032 | 5 |  | 1998-01-01 |  | 1998-01-01 |  | Removed from Ground | Kerosene | 1000 | Steel-Impressed Current | 1980-01-01 | 2001-05-18 | Cathodically Protected | Safe Suction (Euro)
CAGLES INC | 14075 GA HWY 116 | PINE MOUNTAIN VALLEY | Harris | 9072008 | 2 | [5 empty] | Removed from Ground | Diesel | 3000 | Bare Steel | 1993-09-27 | 1993-09-27 | Galvanized Steel | Gravity Fed
OLD GAS STATION | PINE LAKE RD | WEST POINT | Harris | 9072032 | 2 | [5 empty] | Removed from Ground | Gas (Historical Use) | 0 | Not Marked/Unknown | 1996-09-01 | 1996-09-01 | Not Marked
SCHNITEEL HUT | 11 SWINT LOOP | ELLERSLIE | Harris | 9072018 | 3 | [5 empty] | Removed from Ground | Gas (Historical Use) | 1000 | Cathodically Protected Steel | 2000-01-04 | 2000-01-04 | Galvanized Steel | Suction (American)
RACHELS COUNTRY KITCHEN | 13516 HWY 116 | PINE MOUNTAIN VALLEY | Harris | 9072035 | 3 | [5 empty] | Removed from Ground | Gas (Historical Use) | 2000 | Cathodically Protected Steel | 1980-01-01 | 1998-12-22 | Galvanized Steel | Safe Suction (Euro)
BILLY BOBS TOO | GA 116 E | PINE MOUNTAIN VALLEY | Harris | 720032 | 2 |  | 1998-01-01 |  | 1998-01-01 |  | Removed from Ground | Gas (Historical Use) | 4000 | Steel-Impressed Current | 1980-05-09 | 2001-05-18 | Cathodically Protected | Safe Suction (Euro)
BUCK STOP | 12255 OLD WARM SPRING RD | ELLERSLIE | Harris | 9072011 | 4 | Ball Float | 1998-01-01 | FALSE | 1998-01-01 | FALSE | Currently in Use | Diesel | 2000 | Steel-Impressed Current | 1987-01-01 |  | Steel (Impressed Current) | Safe Suction (Euro)
BUCK STOP | 12255 OLD WARM SPRING RD | ELLERSLIE | Harris | 9072011 | 5 | Ball Float | 1998-01-01 | FALSE | 1998-01-01 | FALSE | Currently in Use | Kerosene | 1000 | Steel-Impressed Current | 1987-01-01 |  | Steel (Impressed Current) | Safe Suction (Euro)
Circle K #2706699 | 122 S COLLEGE ST | HAMILTON | Harris | 9072002 | 1 | Flapper Valve | 1997-07-18 | FALSE | 1997-07-18 | FALSE | Currently in Use | Plus | 6000 | Steel-Impressed Current | 1981-01-01 |  | Fiberglass Reinforced Plastic | Pressurized
BILLY BOBS | 6050 GA HWY 85 | ELLERSLIE | Harris | 9072033 | 4 | Flapper Valve | 1998-08-01 | FALSE | 1989-09-01 | FALSE | Currently in Use | Premium | 8000 | Steel-Impressed Current | 1989-10-01 |  | Steel (Impressed Current) | Pressurized
PINE RIDGE ELEMENTARY SCHOOL | 15750 GA HWY 315 | ELLERSLIE | Harris | 9072034 | 1 |  | 1998-12-14 |  | 1989-10-01 |  | Removed from Ground | Gas (Historical Use) | 4000 | Galvanic (STIP-3) | 1989-10-17 | 2009-06-03 | Cathodically Protected
BILLY BOBS TOO | GA 116 E | PINE MOUNTAIN VALLEY | Harris | 720032 | 1 |  | 1998-01-01 |  | 1998-01-01 |  | Removed from Ground | Gas (Historical Use) | 4000 | Steel-Impressed Current | 1980-05-09 | 2001-05-18 | Cathodically Protected | Safe Suction (Euro)
BLAXTONS GROCERY | 3717 HWY 85 | ELLERSLIE | Harris | 9072006 | 1 |  | 1995-10-12 |  | 1995-10-12 |  | Removed from Ground | Gas (Historical Use) | 1000 | Fiberglass | 1998-08-01 | 1998-08-01 | Fiberglass Reinforced Plastic | Pressurized
OLD HARRIS CO MAINT HQ #10377 | SR 116 EAST MP 10.52 | HAMILTON | Harris | 9072014 | 1 | [5 empty] | Permanently Out of Use - historical purposes | Gas (Historical Use) | 560 | Bare Steel | 1982-04-20 | 1899-12-31 | Galvanized Steel | Safe Suction (Euro)
DUNDEE MILLS | 151 WEBB ST | HARTWELL | Hart | 730002 | 2 |  |  | FALSE |  | FALSE | Permanently Out of Use - historical purposes | Diesel | 12000 | Bare Steel | 1974-05-16 |  | Copper
GUSHER OIL CO | 62 SEED CLEANER RD | HARTWELL | Hart | 730004 | 1 |  | 1998-12-18 |  | 1998-12-18 |  | Removed from Ground | Gas (Historical Use) | 20000 | Steel-Impressed Current | 1983-02-01 | 2011-10-07 | Cathodically Protected | Pressurized
MONROE AUTO EQUIPMENT/PARTS | 200 MCINTYRE DR | HARTWELL | Hart | 730001 | 6 | [5 empty] | Removed from Ground | Other | 3800 | Bare Steel | 1975-01-01 | 1985-12-01 | Bare Steel | Suction (American)
ENK241 | 20 E FRANKLIN ST | HARTWELL | Hart | 9073021 | 4 |  | 2000-01-15 | FALSE | 2000-01-15 | FALSE | Removed from Ground | Empty | 2000 | Fiberglass Double Walled | 2000-01-15 |  | Fiberglass Reinforced Plastic | Pressurized
SPRINGS GLOBAL US INC - HARTWELL YARN PLANT | 132 S WEBB ST | HARTWELL | Hart | 9073029 | 1 | [5 empty] | Removed from Ground | Other | 12000 | Not Marked/Unknown | 1998-09-01 | 1998-09-01 | Not Marked
SPRINGS GLOBAL US INC - HARTWELL YARN PLANT | 132 S WEBB ST | HARTWELL | Hart | 9073029 | 2 | [5 empty] | Removed from Ground | Other | 12000 | Not Marked/Unknown | 1998-09-01 | 1998-09-01 | Not Marked
MONROE AUTO EQUIPMENT/PARTS | 200 MCINTYRE DR | HARTWELL | Hart | 730001 | 8 | [5 empty] | Removed from Ground | Diesel | 30000 | Bare Steel | 1975-01-01 | 1987-01-01 | Bare Steel
MONROE AUTO EQUIPMENT/PARTS | 200 MCINTYRE DR | HARTWELL | Hart | 730001 | 9 | [5 empty] | Removed from Ground | Diesel | 30000 | Bare Steel | 1975-01-01 | 1987-01-01 | Bare Steel
MONROE AUTO EQUIPMENT/PARTS | 200 MCINTYRE DR | HARTWELL | Hart | 730001 | 2 | [5 empty] | Removed from Ground | Other | 10000 | Bare Steel | 1975-01-01 | 1992-07-01 | Bare Steel | Safe Suction (Euro)
HART TELEPHONE COMPANY | 367 FAIRVIEW AVENUE | HARTWELL | Hart | 9073023 | C |  |  | FALSE |  | FALSE | Removed from Ground | Gas (Historical Use) | 3000 | Bare Steel | 1979-01-01 | 1899-12-31
MONROE AUTO EQUIPMENT/PARTS | 200 MCINTYRE DR | HARTWELL | Hart | 730001 | 7 |  |  | TRUE |  | TRUE | Removed from Ground | Used Oil | 6000 | Bare Steel | 1975-01-01 | 1987-01-01 | Bare Steel
MONROE AUTO EQUIPMENT/PARTS | 200 MCINTYRE DR | HARTWELL | Hart | 730001 | 5 | [5 empty] | Removed from Ground | Other | 1000 | Bare Steel | 1975-01-01 | 1987-01-01 | Bare Steel | Safe Suction (Euro)
MONROE AUTO EQUIPMENT/PARTS | 200 MCINTYRE DR | HARTWELL | Hart | 730001 | 4 | [5 empty] | Removed from Ground | Other | 10000 | Bare Steel | 1975-01-01 | 1992-07-01 | Bare Steel | Safe Suction (Euro)
HART TELEPHONE COMPANY | 367 FAIRVIEW AVENUE | HARTWELL | Hart | 9073023 | B |  |  | FALSE |  | FALSE | Removed from Ground | Diesel | 270 | Bare Steel | 1981-01-01 | 1899-12-31
ENK241 | 20 E FRANKLIN ST | HARTWELL | Hart | 9073021 | 3 |  | 1995-07-08 | FALSE | 1995-07-08 | FALSE | Removed from Ground | Empty | 8000 | Fiberglass Double Walled | 1995-06-28 |  | Double-Walled Flex | Pressurized
JIMBROS #4 | 1035 E FRANKLIN ST | HARTWELL | Hart | 9073033 | 1 |  | 1994-01-01 |  | 1994-01-01 |  | Currently in Use | Kerosene | 2000 | Cathodically Protected Steel | 1994-01-01 |  | Fiberglass Reinforced Plastic | Safe Suction (Euro)
HANDY PANTRY | 50 W FRANKLIN ST | HARTWELL | Hart | 730030 | 4 | Flapper Valve | 1998-01-01 | FALSE | 1998-01-01 | FALSE | Currently in Use | Diesel Off Road | 4000 | Steel-Impressed Current | 1984-03-24 |  |  | Pressurized
MILFORD CHECK | R-2 CANON GA | HARTWELL | Hart | 730046 | 2 | [5 empty] | Removed from Ground | Gas (Historical Use) | 1000 | Bare Steel | 1974-05-02 | 1899-12-31 | Galvanized Steel
HART COUNTY SCHOOL BUS SHOP | 205 CAMPBELL DR | HARTWELL | Hart | 730014 | 4B | Flapper Valve | 1996-08-01 | FALSE | 1996-08-01 | FALSE | Currently in Use | Regular | 2222 | Composite | 1996-08-01 |  | Fiberglass Reinforced Plastic | Safe Suction (Euro)
ALL HART REALTY | 83 W FRANKLIN | HARTWELL | Hart | 9073028 | 1 | [5 empty] | Removed from Ground | Gas (Historical Use) | 0 | Not Marked/Unknown | 1940-01-01 | 1940-01-01 | Not Marked
HART COUNTY SCHOOL BUS SHOP | 205 CAMPBELL DR | HARTWELL | Hart | 730014 | 1 | [5 empty] | Removed from Ground | Gas (Historical Use) | 10000 | Bare Steel | 1976-02-13 | 1996-08-05 | Bare Steel
WILSON GROCERY | MT OLIVET RD | HARTWELL | Hart | 730083 | 1 | [5 empty] | Removed from Ground | Gas (Historical Use) | 560 | Bare Steel | 1930-05-21 | 1996-12-16 | Galvanized Steel
HART TELEPHONE COMPANY | 367 FAIRVIEW AVENUE | HARTWELL | Hart | 9073023 | A |  |  | FALSE |  | FALSE | Removed from Ground | Diesel | 550 | Bare Steel | 1985-01-01 | 1899-12-31
WILLIES SERVICE STATION | 269 E HOWELL ST | HARTWELL | Hart | 730040 | 1 | [5 empty] | Removed from Ground | Gas (Historical Use) | 1000 | Bare Steel | 1984-04-30 | 1999-11-19 | Galvanized Steel | Suction (American)
MS KAYRAN COOKE | 47 MT VIDIO RD | HARTWELL | Hart | 9073030 | 2 | [5 empty] | Removed from Ground | Gas (Historical Use) | 1000 | Not Marked/Unknown | 1998-10-02 | 1998-10-02 | Not Marked
G & T GROCERY | 205 SAVANNAH STREET | HARTWELL | Hart | 9073026 | 2 | [5 empty] | Removed from Ground | Gas (Historical Use) | 5000 | Not Marked/Unknown | 1998-03-19 | 1998-03-19 | Not Marked
HANDY PANTRY | 50 W FRANKLIN ST | HARTWELL | Hart | 730030 | 1 | Flapper Valve | 1998-01-01 | FALSE | 1998-01-01 | FALSE | Currently in Use | Regular | 10000 | Steel-Impressed Current | 1974-03-27 |  | Fiberglass Reinforced Plastic | Pressurized
US ARMY ENGINEER DISTRICT SAVANN | PO BOX 278 US HWY 29 NORTH | HARTWELL | Hart | 730032 | 1 | [5 empty] | Removed from Ground | Gas (Historical Use) | 1000 | Bare Steel | 1961-04-24 | 1988-04-01 | Galvanized Steel
BARRY BAILEY EXXON | R-4 | HARTWELL | Hart | 730042 | 1 | [5 empty] | Removed from Ground | Gas (Historical Use) | 1000 | Bare Steel | 1974-05-02 | 1899-12-31 | Galvanized Steel
SUNCO FOOD MART | 1475 REED CREEK HWY | HARTWELL | Hart | 730022 | 2 | [5 empty] | Removed from Ground | Diesel | 3000 | Bare Steel | 1986-02-18 | 1899-12-31 | Galvanized Steel
SUNCO FOOD MART | 1475 REED CREEK HWY | HARTWELL | Hart | 730022 | 2 | [5 empty] | Removed from Ground | Diesel | 3000 | Bare Steel | 1986-02-18 | 1899-12-31 | Galvanized Steel
SUNCO FOOD MART | 1475 REED CREEK HWY | HARTWELL | Hart | 730022 | 2 | [5 empty] | Removed from Ground | Diesel | 3000 | Bare Steel | 1986-02-18 | 1899-12-31 | Galvanized Steel
SUNCO FOOD MART | 1475 REED CREEK HWY | HARTWELL | Hart | 730022 | 2 | [5 empty] | Removed from Ground | Diesel | 3000 | Bare Steel | 1986-02-18 | 1899-12-31 | Galvanized Steel
HERRINGS GROCERY & SVC STATION | 2318 ROYSTON HWY | HARTWELL | Hart | 730009 | 1 | [5 empty] | Removed from Ground | Gas (Historical Use) | 2000 | Bare Steel | 1978-02-02 | 1998-12-28 | Galvanized Steel | Safe Suction (Euro)
ENK241 | 20 E FRANKLIN ST | HARTWELL | Hart | 9073021 | 1 |  | 1995-07-08 | FALSE | 1995-07-08 | FALSE | Removed from Ground | Empty | 12000 | Fiberglass Double Walled | 1995-06-28 |  | Double-Walled Flex | Pressurized
JIMBOS #7 | 680 S Jackson ST | HARTWELL | Hart | 730036 | 3 |  | 1990-03-01 | FALSE | 1990-03-01 | FALSE | Removed from Ground | Gas (Historical Use) | 4000 | Steel-Impressed Current | 1976-04-23 | 2006-01-01 | Fiberglass Reinforced Plastic | Pressurized
NORTHEAST GEORGIA TIRE RECYCLING INC | 123 INDUSTRIES PARK RD | HARTWELL | Hart | 9073036 | 1 |  | 2000-08-17 | FALSE | 2000-08-17 | FALSE | Temporarily out of use | Diesel | 10027 | Composite | 2000-08-17 |  | Fiberglass Reinforced Plastic | Suction (American)
US ARMY ENGINEER DISTRICT SAVANN | PO BOX 278 US HWY 29 NORTH | HARTWELL | Hart | 730032 | 2 | [5 empty] | Removed from Ground | Gas (Historical Use) | 500 | Bare Steel | 1961-04-24 | 1988-04-01 | Galvanized Steel
HART COUNTY SCHOOL BUS SHOP | 205 CAMPBELL DR | HARTWELL | Hart | 730014 | 3 | [5 empty] | Removed from Ground | Diesel | 2000 | Composite | 1990-01-01 | 1996-08-05 | Fiberglass Reinforced Plastic
ERWIN SHELL | 706 EAST FRANKLIN | HARTWELL | Hart | 730086 | 4 | [5 empty] | Removed from Ground | Diesel | 2500 | Bare Steel | 1967-01-06 | 1998-03-21 | Galvanized Steel
JIMBOS #2 | 404 W HOWELL ST | HARTWELL | Hart | 730081 | 3 | Flapper Valve | 2001-11-30 | FALSE | 2001-11-30 | FALSE | Currently in Use | Premium | 8000 | Galvanic (STIP-3) | 1986-08-16 |  | Fiberglass Reinforced Plastic | Pressurized
MONROE AUTO EQUIPMENT/PARTS | 200 MCINTYRE DR | HARTWELL | Hart | 730001 | 1 | [5 empty] | Removed from Ground | Other | 10000 | Bare Steel | 1975-01-01 | 1992-07-01 | Bare Steel | Safe Suction (Euro)
GOLDEN PANTRY #17 | 252 EAST FRANKLIN ST | HARTWELL | Hart | 730031 | 3 | [5 empty] | Removed from Ground | Gas (Historical Use) | 10000 | Bare Steel | 1983-04-18 | 1989-07-01 | Galvanized Steel
JIMBOS #7 | 680 S Jackson ST | HARTWELL | Hart | 730036 | 2 |  | 1990-03-01 | FALSE | 1990-03-01 | FALSE | Removed from Ground | Gas (Historical Use) | 4000 | Steel-Impressed Current | 1976-04-23 | 2006-01-01 | Fiberglass Reinforced Plastic | Pressurized
HART STATE PARK | 330 HART STATE PARK RD | HARTWELL | Hart | 730039 | 2 |  | 2000-10-24 | FALSE | 2000-10-24 | FALSE | Removed from Ground | Regular | 2500 | Fiberglass Double Walled | 2000-10-24 | 2020-06-16 | Fiberglass Reinforced Plastic | Safe Suction (Euro)
WILLIES SERVICE STATION | 269 E HOWELL ST | HARTWELL | Hart | 730040 | 7 |  |  | TRUE |  | TRUE | Removed from Ground | Used Oil | 560 | Bare Steel | 1964-01-01 | 1999-10-19 | Galvanized Steel
MILFORD SER STATION | 2132 ANDERSON HWY | HARTWELL | Hart | 730043 | 3 |  | 1997-02-01 |  | 1997-02-01 |  | Removed from Ground | Diesel | 4000 | Epoxy | 1985-04-29 | 2009-09-08 | Fiberglass Reinforced Plastic | Pressurized
MILFORD CHECK | R-2 CANON GA | HARTWELL | Hart | 730046 | 3 | [5 empty] | Removed from Ground | Gas (Historical Use) | 1000 | Bare Steel | 1974-05-02 | 1899-12-31 | Galvanized Steel
TEMPLE GIN CO INC | 201 NORTH FOREST ST | HARTWELL | Hart | 730026 | 2 | [5 empty] | Permanently Out of Use - historical purposes | Diesel | 560 | Bare Steel | 1986-02-27 | 1899-12-31 | Galvanized Steel
ENGELHARD CORP | 29 PINCIARO LN | HARTWELL | Hart | 9073019 | UF1 | [5 empty] | Removed from Ground | Gas (Historical Use) | 2000 | Bare Steel | 1998-06-01 | 1998-06-01 | Bare Steel | Suction (American)
GOLDEN PANTRY #17 | 252 EAST FRANKLIN ST | HARTWELL | Hart | 730031 | 2 | [5 empty] | Removed from Ground | Gas (Historical Use) | 10000 | Bare Steel | 1983-04-18 | 1989-07-01 | Galvanized Steel
JIMBOS #7 | 680 S Jackson ST | HARTWELL | Hart | 730036 | 1 |  | 1990-03-01 | FALSE | 1990-03-01 | FALSE | Removed from Ground | Gas (Historical Use) | 8000 | Steel-Impressed Current | 1976-04-23 | 2006-01-01 | Fiberglass Reinforced Plastic | Pressurized
JIMBOS #7 | 680 S Jackson ST | HARTWELL | Hart | 730036 | 6B | Flapper Valve | 2006-12-01 | FALSE | 2006-12-01 | FALSE | Currently in Use | Premium | 4000 | Fiberglass | 2006-12-01 |  | Fiberglass Reinforced Plastic | Pressurized
WILLIES SERVICE STATION | 269 E HOWELL ST | HARTWELL | Hart | 730040 | 8 |  | 1999-10-25 |  | 1999-10-25 |  | Removed from Ground | Gas (Historical Use) | 10000 | Composite | 1999-10-25 | 2006-01-31 | Fiberglass Reinforced Plastic | Suction (American)
WILLIES SERVICE STATION | 269 E HOWELL ST | HARTWELL | Hart | 730040 | 6 | [5 empty] | Removed from Ground | Gas (Historical Use) | 3000 | Bare Steel | 1964-01-01 | 1999-10-19 | Galvanized Steel
MILFORD SER STATION | 2132 ANDERSON HWY | HARTWELL | Hart | 730043 | 5 | [5 empty] | Removed from Ground | Empty | 1000 | Bare Steel | 2000-01-27 | 2000-01-27 | Galvanized Steel | Suction (American)
WILLIES SERVICE STATION | 269 E HOWELL ST | HARTWELL | Hart | 730040 | 3 | [5 empty] | Removed from Ground | Gas (Historical Use) | 3000 | Bare Steel | 1976-01-01 | 1999-10-19 | Galvanized Steel | Suction (American)
HART STATE PARK MAINT | 1515 HART PARK RD | HARTWELL | Hart | 730019 | 1 | [5 empty] | Removed from Ground | Gas (Historical Use) | 500 | Bare Steel | 1976-02-27 | 2008-08-05 | Bare Steel | Suction (American)
SUNCO FOOD MART | 1475 REED CREEK HWY | HARTWELL | Hart | 730022 | 5A | Ball Float | 1990-01-01 |  | 1990-01-01 |  | Currently in Use | Gas (Historical Use) | 3000 | Galvanic (STIP-3) | 1990-01-01 |  | Fiberglass Reinforced Plastic | Pressurized
SUNCO FOOD MART | 1475 REED CREEK HWY | HARTWELL | Hart | 730022 | 5A | Ball Float | 1990-01-01 |  | 1990-01-01 |  | Currently in Use | Gas (Historical Use) | 3000 | Galvanic (STIP-3) | 1990-01-01 |  | Fiberglass Reinforced Plastic | Pressurized
SUNCO FOOD MART | 1475 REED CREEK HWY | HARTWELL | Hart | 730022 | 5A | Ball Float | 1990-01-01 |  | 1990-01-01 |  | Currently in Use | Gas (Historical Use) | 3000 | Galvanic (STIP-3) | 1990-01-01 |  | Fiberglass Reinforced Plastic | Pressurized
SUNCO FOOD MART | 1475 REED CREEK HWY | HARTWELL | Hart | 730022 | 5A | Ball Float | 1990-01-01 |  | 1990-01-01 |  | Currently in Use | Gas (Historical Use) | 3000 | Galvanic (STIP-3) | 1990-01-01 |  | Fiberglass Reinforced Plastic | Pressurized
THE HARTWELL SUN | 200 NORTH FOREST AVE | HARTWELL | Hart | 730027 | 1 | [5 empty] | Removed from Ground | Gas (Historical Use) | 4000 | Bare Steel | 1980-02-26 | 1987-01-01 | Unknown
HART COUNTY SCHOOL BUS SHOP | 205 CAMPBELL DR | HARTWELL | Hart | 730014 | 2 |  |  | TRUE |  | TRUE | Removed from Ground | Used Oil | 1000 | Bare Steel | 1966-02-15 | 1996-08-05 | Bare Steel
DUNDEE MILLS | 151 WEBB ST | HARTWELL | Hart | 730002 | 1 |  |  | FALSE |  | FALSE | Permanently Out of Use - historical purposes | Diesel | 12000 | Bare Steel | 1961-05-19 |  | Copper
ROYAL FOODS | 3689 ROYSTON HWY | HARTWELL | Hart | 730005 | 1 | Flapper Valve | 1997-08-01 | FALSE | 1997-08-01 | FALSE | Currently in Use | Regular | 6000 | Galvanic (STIP-3) | 1986-01-01 |  | Fiberglass Reinforced Plastic | Safe Suction (Euro)
ENK241 | 20 E FRANKLIN ST | HARTWELL | Hart | 9073021 | 2 |  | 1995-07-08 | FALSE | 1995-07-08 | FALSE | Removed from Ground | Empty | 8000 | Fiberglass Double Walled | 1995-06-28 |  | Double-Walled Flex | Pressurized
G & T GROCERY | 205 SAVANNAH STREET | HARTWELL | Hart | 9073026 | 1 | [5 empty] | Removed from Ground | Gas (Historical Use) | 5000 | Not Marked/Unknown | 1998-03-19 | 1998-03-19 | Not Marked
GUSHER OIL CO | 62 SEED CLEANER RD | HARTWELL | Hart | 730004 | 2 |  | 1998-12-18 |  | 1998-12-18 |  | Removed from Ground | Gas (Historical Use) | 20000 | Steel-Impressed Current | 1983-02-01 | 2011-10-07 | Cathodically Protected | Pressurized
HANDY PANTRY | 50 W FRANKLIN ST | HARTWELL | Hart | 730030 | 3 | Flapper Valve | 1998-01-01 | FALSE | 1998-01-01 | FALSE | Currently in Use | Diesel On Road | 4000 | Steel-Impressed Current | 1974-03-27 |  |  | Pressurized
HERRINGS GROCERY & SVC STATION | 2318 ROYSTON HWY | HARTWELL | Hart | 730009 | 3 | [5 empty] | Removed from Ground | Gas (Historical Use) | 500 | Bare Steel | 1978-02-02 | 1998-12-28 | Galvanized Steel | Safe Suction (Euro)
BULLSHORT GROC | 4531 COKESBURY HWY | HARTWELL | Hart | 730010 | 1 | [5 empty] | Permanently Out Of Use | Gas (Historical Use) | 2000 | Bare Steel | 1986-01-31 | 1999-09-22 | Galvanized Steel | Safe Suction (Euro)
ERWIN SHELL | 706 EAST FRANKLIN | HARTWELL | Hart | 730086 | 1 | [5 empty] | Removed from Ground | Gas (Historical Use) | 550 | Bare Steel | 1967-01-06 | 1998-03-21 | Galvanized Steel
WILSON GROCERY | MT OLIVET RD | HARTWELL | Hart | 730083 | 2 | [5 empty] | Removed from Ground | Gas (Historical Use) | 270 | Bare Steel | 1930-05-21 | 1996-12-16 | Galvanized Steel
L E BAILEY GROCERY/CLOSED | 1340 OLD HWY 29 | HARTWELL | Hart | 730075 | 2 | [5 empty] | Removed from Ground | Empty | 1000 | Bare Steel | 1956-05-15 | 1995-05-23 | Galvanized Steel
GOLDEN PANTRY #17 | 252 EAST FRANKLIN ST | HARTWELL | Hart | 730031 | 1 | [5 empty] | Removed from Ground | Gas (Historical Use) | 10000 | Bare Steel | 1986-01-01 | 1989-07-01 | Galvanized Steel
JIMBOS #7 | 680 S Jackson ST | HARTWELL | Hart | 730036 | 6D | Flapper Valve | 2006-12-01 | FALSE | 2006-12-01 | FALSE | Currently in Use | Diesel Off Road | 4000 | Fiberglass | 2006-12-01 |  | Fiberglass Reinforced Plastic | Safe Suction (Euro)
JIMBOS #7 | 680 S Jackson ST | HARTWELL | Hart | 730036 | 6C | Flapper Valve | 2006-12-01 | FALSE | 2006-12-01 | FALSE | Currently in Use | Diesel On Road | 4000 | Fiberglass | 2006-12-01 |  | Fiberglass Reinforced Plastic | Pressurized
GUSHER OIL CO | 62 SEED CLEANER RD | HARTWELL | Hart | 730004 | 3 |  | 1998-12-18 |  | 1998-12-18 |  | Removed from Ground | Diesel | 10000 | Steel-Impressed Current | 1983-02-01 | 2011-10-07 | Cathodically Protected | Pressurized
HART TELEPHONE COMPANY | 367 FAIRVIEW AVENUE | HARTWELL | Hart | 9073023 | 1 | Flapper Valve | 1990-04-04 | FALSE | 1990-04-04 | FALSE | Currently in Use | Regular | 10000 | Galvanic (STIP-3) | 1990-04-04 |  | Fiberglass Reinforced Plastic | Pressurized
SUNCO FOOD MART | 1475 REED CREEK HWY | HARTWELL | Hart | 730022 | 5B | Ball Float | 1990-01-01 | FALSE | 1990-01-01 | FALSE | Currently in Use | Gas (Historical Use) | 3000 | Galvanic (STIP-3) | 1990-01-01 |  | Fiberglass Reinforced Plastic | Pressurized
SUNCO FOOD MART | 1475 REED CREEK HWY | HARTWELL | Hart | 730022 | 5B | Ball Float | 1990-01-01 | FALSE | 1990-01-01 | FALSE | Currently in Use | Gas (Historical Use) | 3000 | Galvanic (STIP-3) | 1990-01-01 |  | Fiberglass Reinforced Plastic | Pressurized
US ARMY ENGINEER DISTRICT SAVANN | PO BOX 278 US HWY 29 NORTH | HARTWELL | Hart | 730032 | 3 |  |  | TRUE |  | TRUE | Removed from Ground | Used Oil | 0 | Bare Steel | 1961-04-24 | 1988-04-01 | Galvanized Steel
HART STATE PARK | 330 HART STATE PARK RD | HARTWELL | Hart | 730039 | 1 | [5 empty] | Removed from Ground | Gas (Historical Use) | 500 | Bare Steel | 1964-04-22 | 2000-09-04 | Galvanized Steel
MILFORD CHECK | R-2 CANON GA | HARTWELL | Hart | 730046 | 1 | [5 empty] | Removed from Ground | Gas (Historical Use) | 2000 | Bare Steel | 1974-05-02 | 1899-12-31 | Galvanized Steel
SUNCO FOOD MART | 1475 REED CREEK HWY | HARTWELL | Hart | 730022 | 1 | [5 empty] | Removed from Ground | Gas (Historical Use) | 4000 | Bare Steel | 1986-02-18 | 1899-12-31 | Galvanized Steel
SUNCO FOOD MART | 1475 REED CREEK HWY | HARTWELL | Hart | 730022 | 1 | [5 empty] | Removed from Ground | Gas (Historical Use) | 4000 | Bare Steel | 1986-02-18 | 1899-12-31 | Galvanized Steel
GUSHER OIL CO | 62 SEED CLEANER RD | HARTWELL | Hart | 730004 | 4 |  | 1998-12-18 |  | 1998-12-18 |  | Removed from Ground | Gas (Historical Use) | 6000 | Steel-Impressed Current | 1983-02-01 | 2011-10-07 | Cathodically Protected | Pressurized
CATEECHEE RANCH | 140 CATEECHEE TRAIL | HARTWELL | Hart | 9073031 | 1 | Flapper Valve | 1997-10-07 | FALSE | 1997-10-07 | FALSE | Currently in Use | Regular | 550 | Composite | 1997-10-07 |  |  | Safe Suction (Euro)
ENGELHARD CORP | 29 PINCIARO LN | HARTWELL | Hart | 9073019 | UF2 | [5 empty] | Removed from Ground | Gas (Historical Use) | 1000 | Bare Steel | 1998-06-01 | 1998-06-01 | Bare Steel | Suction (American)
GOLDEN PANTRY #17 | 252 EAST FRANKLIN ST | HARTWELL | Hart | 730031 | 6 | Ball Float | 1989-01-01 | FALSE | 1989-01-01 | FALSE | Currently in Use | Diesel | 10000 | Fiberglass | 1989-01-01 |  | Double-Walled Fiberglass | Pressurized
MILFORD SER STATION | 2132 ANDERSON HWY | HARTWELL | Hart | 730043 | 4 |  | 1997-02-01 |  | 1997-02-01 |  | Removed from Ground | Kerosene | 4000 | Epoxy | 1985-04-29 | 2009-09-08 | Fiberglass Reinforced Plastic | Pressurized
BARGAIN BEVERAGE | 100 W HOWELL ST | HARTWELL | Hart | 730023 | 1 | [5 empty] | Removed from Ground | Gas (Historical Use) | 3000 | Bare Steel | 1963-02-24 | 1999-08-10 | Galvanized Steel | Safe Suction (Euro)
ETHRIDGE BACKHOE & YARDWORK INC | 232 PARKDALE DR | HARTWELL | Hart | 730028 | 5 |  | 1998-11-19 |  | 1998-11-19 |  | Removed from Ground | Diesel | 3000 | Steel-Impressed Current | 1987-01-01 | 2006-04-26 | Fiberglass Reinforced Plastic | Suction (American)
ETHRIDGE BACKHOE & YARDWORK INC | 232 PARKDALE DR | HARTWELL | Hart | 730028 | 4 |  | 1998-11-19 |  | 1998-11-19 |  | Removed from Ground | Gas (Historical Use) | 3000 | Steel-Impressed Current | 1987-01-01 | 2006-04-26 | Fiberglass Reinforced Plastic | Suction (American)
HERRINGS GROCERY & SVC STATION | 2318 ROYSTON HWY | HARTWELL | Hart | 730009 | 2 | [5 empty] | Removed from Ground | Gas (Historical Use) | 2000 | Bare Steel | 1978-02-02 | 1998-12-28 | Galvanized Steel | Safe Suction (Euro)
HARTWELL MARINA AND BOAT SALES I | 149 HARTWELL MARINA RD | HARTWELL | Hart | 730008 | 4 | [5 empty] | Removed from Ground | Gas (Historical Use) | 4000 | Bare Steel | 1980-02-02 | 1997-02-21 | Galvanized Steel | Pressurized
HARTWELL MARINA AND BOAT SALES I | 149 HARTWELL MARINA RD | HARTWELL | Hart | 730008 | 5 | Flapper Valve | 1997-03-18 | FALSE | 1997-03-18 | FALSE | Currently in Use | E-0 | 8000 | Composite | 1997-03-12 |  | Double-Walled Flex | Pressurized
J B FRIENDLYS | 238 E HOWELL ST | HARTWELL | Hart | 730011 | 4 |  | 1998-12-02 | FALSE | 1998-12-01 | FALSE | Removed from Ground |  | 10000 | Steel-Impressed Current | 1980-02-02 | 2015-12-18 |  | Suction (American)
WILLIAM O TUCKER INC | 1848 MT OLIVET RD | HARTWELL | Hart | 730079 | 2 | [5 empty] | Removed from Ground | Gas (Historical Use) | 1000 | Bare Steel | 1978-05-18 | 1999-11-30 | Galvanized Steel | Suction (American)
SUNCO FOOD MART | 1475 REED CREEK HWY | HARTWELL | Hart | 730022 | 5B | Ball Float | 1990-01-01 | FALSE | 1990-01-01 | FALSE | Currently in Use | Gas (Historical Use) | 3000 | Galvanic (STIP-3) | 1990-01-01 |  | Fiberglass Reinforced Plastic | Pressurized
SUNCO FOOD MART | 1475 REED CREEK HWY | HARTWELL | Hart | 730022 | 5B | Ball Float | 1990-01-01 | FALSE | 1990-01-01 | FALSE | Currently in Use | Gas (Historical Use) | 3000 | Galvanic (STIP-3) | 1990-01-01 |  | Fiberglass Reinforced Plastic | Pressurized
HARTWELL MARINA AND BOAT SALES I | 149 HARTWELL MARINA RD | HARTWELL | Hart | 730008 | 2 | [5 empty] | Removed from Ground | Gas (Historical Use) | 3000 | Bare Steel | 1980-02-02 | 1997-02-21 | Galvanized Steel | Pressurized
HART EMC | 1071 ELBERTON RD | HARTWELL | Hart | 730018 | 6 |  | 1997-04-07 | FALSE | 1997-04-07 | FALSE | Currently in Use | Regular | 10000 | Composite | 1997-04-07 |  | Fiberglass Reinforced Plastic | Pressurized
US ARMY ENGINEERS | HWY 29 N | HARTWELL | Hart | 730066 | 1 | [5 empty] | Removed from Ground | Gas (Historical Use) | 2000 | Bare Steel | 1983-05-08 | 1989-12-06 | Galvanized Steel
BULLSHORT GROC | 4531 COKESBURY HWY | HARTWELL | Hart | 730010 | 3 | [5 empty] | Permanently Out Of Use | Gas (Historical Use) | 500 | Bare Steel | 1986-01-31 | 1999-09-22 | Galvanized Steel | Safe Suction (Euro)
ERWIN SHELL | 706 EAST FRANKLIN | HARTWELL | Hart | 730086 | 3 | [5 empty] | Removed from Ground | Gas (Historical Use) | 3000 | Bare Steel | 1967-01-06 | 1998-03-21 | Galvanized Steel
JIMBOS #2 | 404 W HOWELL ST | HARTWELL | Hart | 730081 | 1 | Flapper Valve | 2001-11-30 | FALSE | 2001-11-30 | FALSE | Currently in Use | Regular | 8000 | Galvanic (STIP-3) | 1986-08-16 |  | Fiberglass Reinforced Plastic | Pressurized
ROYAL FOODS | 3689 ROYSTON HWY | HARTWELL | Hart | 730005 | 2 | Flapper Valve | 1997-08-01 | FALSE | 1997-08-01 | FALSE | Currently in Use | E-10 | 6000 | Galvanic (STIP-3) | 1986-01-01 |  | Fiberglass Reinforced Plastic | Safe Suction (Euro)
G & T GROCERY | 205 SAVANNAH STREET | HARTWELL | Hart | 9073026 | 3 | [5 empty] | Removed from Ground | Gas (Historical Use) | 5000 | Not Marked/Unknown | 1998-03-19 | 1998-03-19 | Not Marked
BARRY BAILEY EXXON | R-4 | HARTWELL | Hart | 730042 | 2 | [5 empty] | Removed from Ground | Gas (Historical Use) | 1000 | Bare Steel | 1974-05-02 | 1899-12-31 | Galvanized Steel
SUNCO FOOD MART | 1475 REED CREEK HWY | HARTWELL | Hart | 730022 | 3 | [5 empty] | Removed from Ground | Diesel | 4000 | Bare Steel | 1986-02-18 | 1899-12-31 | Galvanized Steel
SUNCO FOOD MART | 1475 REED CREEK HWY | HARTWELL | Hart | 730022 | 1 | [5 empty] | Removed from Ground | Gas (Historical Use) | 4000 | Bare Steel | 1986-02-18 | 1899-12-31 | Galvanized Steel
SUNCO FOOD MART | 1475 REED CREEK HWY | HARTWELL | Hart | 730022 | 1 | [5 empty] | Removed from Ground | Gas (Historical Use) | 4000 | Bare Steel | 1986-02-18 | 1899-12-31 | Galvanized Steel
SUNCO FOOD MART | 1475 REED CREEK HWY | HARTWELL | Hart | 730022 | 4 | Ball Float | 1990-01-01 |  | 1990-01-01 |  | Currently in Use | Gas (Historical Use) | 6000 | Galvanic (STIP-3) | 1990-01-01 |  | Fiberglass Reinforced Plastic | Pressurized
HART TELEPHONE COMPANY | 367 FAIRVIEW AVENUE | HARTWELL | Hart | 9073023 | 2 | Flapper Valve | 1990-04-04 | FALSE | 1990-04-04 | FALSE | Currently in Use | Diesel | 3000 | Galvanic (STIP-3) | 1990-04-04 |  | Fiberglass Reinforced Plastic | Pressurized
MS KAYRAN COOKE | 47 MT VIDIO RD | HARTWELL | Hart | 9073030 | 1 | [5 empty] | Removed from Ground | Gas (Historical Use) | 2000 | Not Marked/Unknown | 1998-10-02 | 1998-10-02 | Not Marked
ENGELHARD CORP | 29 PINCIARO LN | HARTWELL | Hart | 9073019 | DF2 | [5 empty] | Removed from Ground | Diesel | 800 | Bare Steel | 1981-01-01 | 1998-06-01 | Bare Steel | Suction (American)
GOLDEN PANTRY #17 | 252 EAST FRANKLIN ST | HARTWELL | Hart | 730031 | 7 | Flapper Valve | 1989-01-01 | FALSE | 1989-01-01 | FALSE | Currently in Use | E-0 | 3000 | Fiberglass | 1989-01-01 |  | Double-Walled Fiberglass | Safe Suction (Euro)
GOLDEN PANTRY #17 | 252 EAST FRANKLIN ST | HARTWELL | Hart | 730031 | 4 | Ball Float | 1989-01-01 | FALSE | 1989-01-01 | FALSE | Currently in Use | Regular | 10000 | Fiberglass | 1989-01-01 |  | Double-Walled Fiberglass | Pressurized
GOLDEN PANTRY #17 | 252 EAST FRANKLIN ST | HARTWELL | Hart | 730031 | 5 | Ball Float | 1989-01-01 | FALSE | 1989-01-01 | FALSE | Currently in Use | Premium | 10000 | Fiberglass | 1989-01-01 |  | Double-Walled Fiberglass | Pressurized
MILFORD SER STATION | 2132 ANDERSON HWY | HARTWELL | Hart | 730043 | 2 |  | 1997-02-01 |  | 1997-02-01 |  | Removed from Ground | Gas (Historical Use) | 6000 | Epoxy | 1985-04-29 | 2009-09-08 | Fiberglass Reinforced Plastic | Pressurized
SUNCO FOOD MART | 1475 REED CREEK HWY | HARTWELL | Hart | 730022 | 4 | Ball Float | 1990-01-01 |  | 1990-01-01 |  | Currently in Use | Gas (Historical Use) | 6000 | Galvanic (STIP-3) | 1990-01-01 |  | Fiberglass Reinforced Plastic | Pressurized
SUNCO FOOD MART | 1475 REED CREEK HWY | HARTWELL | Hart | 730022 | 4 | Ball Float | 1990-01-01 |  | 1990-01-01 |  | Currently in Use | Gas (Historical Use) | 6000 | Galvanic (STIP-3) | 1990-01-01 |  | Fiberglass Reinforced Plastic | Pressurized
SUNCO FOOD MART | 1475 REED CREEK HWY | HARTWELL | Hart | 730022 | 4 | Ball Float | 1990-01-01 |  | 1990-01-01 |  | Currently in Use | Gas (Historical Use) | 6000 | Galvanic (STIP-3) | 1990-01-01 |  | Fiberglass Reinforced Plastic | Pressurized
ETHRIDGE BACKHOE & YARDWORK INC | 232 PARKDALE DR | HARTWELL | Hart | 730028 | 2 | [5 empty] | Removed from Ground | Empty | 5000 | Bare Steel | 1981-03-08 | 1987-01-01 | Galvanized Steel
HART COUNTY HOLDINGS II LLC | 138 GIBSON ST | HARTWELL | Hart | 730029 | 5 |  | 1998-10-03 | FALSE | 1998-10-03 | FALSE | Removed from Ground | Diesel | 530 | Composite | 1998-09-29 | 2018-03-13 | Copper | Safe Suction (Euro)
HART COUNTY HOLDINGS II LLC | 138 GIBSON ST | HARTWELL | Hart | 730029 | 4 | [5 empty] | Removed from Ground | Diesel | 550 | Bare Steel | 1973-03-10 | 1998-09-28 | Galvanized Steel
J B FRIENDLYS | 238 E HOWELL ST | HARTWELL | Hart | 730011 | 2 |  | 1998-12-02 | FALSE | 1998-12-01 | FALSE | Removed from Ground |  | 3000 | Steel-Impressed Current | 1979-02-02 | 2015-12-18 |  | Suction (American)
JIMBOS #2 | 404 W HOWELL ST | HARTWELL | Hart | 730081 | 2 | Flapper Valve | 2001-11-30 | FALSE | 2001-11-30 | FALSE | Currently in Use | Diesel | 8000 | Galvanic (STIP-3) | 1986-08-16 |  | Fiberglass Reinforced Plastic | Pressurized
SUNCO FOOD MART | 1475 REED CREEK HWY | HARTWELL | Hart | 730022 | 3 | [5 empty] | Removed from Ground | Diesel | 4000 | Bare Steel | 1986-02-18 | 1899-12-31 | Galvanized Steel
SUNCO FOOD MART | 1475 REED CREEK HWY | HARTWELL | Hart | 730022 | 3 | [5 empty] | Removed from Ground | Diesel | 4000 | Bare Steel | 1986-02-18 | 1899-12-31 | Galvanized Steel
SUNCO FOOD MART | 1475 REED CREEK HWY | HARTWELL | Hart | 730022 | 3 | [5 empty] | Removed from Ground | Diesel | 4000 | Bare Steel | 1986-02-18 | 1899-12-31 | Galvanized Steel
ETHRIDGE BACKHOE & YARDWORK INC | 232 PARKDALE DR | HARTWELL | Hart | 730028 | 1 | [5 empty] | Removed from Ground | Empty | 10000 | Bare Steel | 1981-03-08 | 1987-01-01 | Galvanized Steel
HARTWELL MARINA AND BOAT SALES I | 149 HARTWELL MARINA RD | HARTWELL | Hart | 730008 | 1 | [5 empty] | Removed from Ground | Gas (Historical Use) | 3000 | Bare Steel | 1980-02-02 | 1997-02-21 | Galvanized Steel | Pressurized
BULLSHORT GROC | 4531 COKESBURY HWY | HARTWELL | Hart | 730010 | 2 | [5 empty] | Permanently Out Of Use | Gas (Historical Use) | 1000 | Bare Steel | 1986-01-31 | 1999-09-22 | Galvanized Steel | Safe Suction (Euro)
J B FRIENDLYS | 238 E HOWELL ST | HARTWELL | Hart | 730011 | 1 |  | 1998-12-02 | FALSE | 1998-12-01 | FALSE | Removed from Ground |  | 3000 | Steel-Impressed Current | 1979-02-02 | 2015-12-18 |  | Suction (American)
NANCY HART ELEMENTARY SCHOOL | 186 NANCY HART SCHOOL RD | HARTWELL | Hart | 730016 | 1 |  |  | FALSE |  | FALSE | Permanently Out of Use - historical purposes | Diesel | 1000 | Bare Steel | 1957-03-03 |  | Unknown
HART EMC | 1071 ELBERTON RD | HARTWELL | Hart | 730018 | 2 | [5 empty] | Removed from Ground | Gas (Historical Use) | 10000 | Cathodically Protected Steel | 1983-02-28 | 1997-04-10 | Galvanized Steel | Pressurized
HART COUNTY SCHOOL BUS SHOP | 205 CAMPBELL DR | HARTWELL | Hart | 730014 | 4A | Flapper Valve | 1996-08-01 | FALSE | 1996-08-01 | FALSE | Currently in Use | Diesel | 10129 | Composite | 1996-08-01 |  | Fiberglass Reinforced Plastic | Safe Suction (Euro)
MT OLIVET ELEMENTARY SCHOOL | 131 MT OLIVET SCHOOL RD | HARTWELL | Hart | 730015 | 1 |  |  | FALSE |  | FALSE | Permanently Out of Use - historical purposes | Diesel | 1000 | Bare Steel | 1956-02-18 |  | Galvanized Steel
US ARMY ENGINEERS | HWY 29 N | HARTWELL | Hart | 730066 | 2 | [5 empty] | Removed from Ground | Diesel | 3000 | Bare Steel | 1983-05-08 | 1989-12-06 | Galvanized Steel
HART FRANKLIN TRAINING CENTER |  | HARTWELL | Hart | 730067 | 1 | [5 empty] | Permanently Out of Use - historical purposes | Gas (Historical Use) | 2000 | Bare Steel | 1976-05-09 | 1899-12-31 | Galvanized Steel
WILLIES SERVICE STATION | 269 E HOWELL ST | HARTWELL | Hart | 730040 | 4 | [5 empty] | Removed from Ground | Kerosene | 560 | Bare Steel | 1964-01-01 | 1999-10-19 | Galvanized Steel
WILLIES SERVICE STATION | 269 E HOWELL ST | HARTWELL | Hart | 730040 | 5 | [5 empty] | Removed from Ground | Diesel | 560 | Bare Steel | 1964-01-01 | 1972-01-01 | Galvanized Steel
HART EMC | 1071 ELBERTON RD | HARTWELL | Hart | 730018 | 3 |  |  | TRUE |  | TRUE | Removed from Ground | Used Oil | 650 | Bare Steel | 1983-02-28 | 1991-05-02 | Galvanized Steel
MILFORD SER STATION | 2132 ANDERSON HWY | HARTWELL | Hart | 730043 | 6 |  |  | TRUE |  | TRUE | Removed from Ground | Used Oil | 1000 | Bare Steel | 1978-05-01 | 1985-01-01 | Galvanized Steel
BARGAIN BEVERAGE | 100 W HOWELL ST | HARTWELL | Hart | 730023 | 2 | [5 empty] | Removed from Ground | Gas (Historical Use) | 3000 | Bare Steel | 1963-02-24 | 1999-08-10 | Galvanized Steel | Safe Suction (Euro)
TEMPLE GIN CO INC | 201 NORTH FOREST ST | HARTWELL | Hart | 730026 | 1 | [5 empty] | Permanently Out of Use - historical purposes | Diesel | 3000 | Bare Steel | 1966-03-04 | 1899-12-31 | Galvanized Steel
ETHRIDGE BACKHOE & YARDWORK INC | 232 PARKDALE DR | HARTWELL | Hart | 730028 | 3 | [5 empty] | Removed from Ground | Empty | 1000 | Bare Steel | 1981-03-08 | 1987-01-01 | Galvanized Steel
J B FRIENDLYS | 238 E HOWELL ST | HARTWELL | Hart | 730011 | 3 |  | 1998-12-02 | FALSE | 1998-12-01 | FALSE | Removed from Ground |  | 3000 | Steel-Impressed Current | 1979-02-02 | 2015-12-18 |  | Pressurized
HART FRANKLIN TRAINING CENTER |  | HARTWELL | Hart | 730067 | 2 |  | 1991-01-01 |  | 1991-01-01 |  | Currently in Use | Gas (Historical Use) | 2000 | Cathodically Protected Steel | 1991-01-01 |  | Cathodically Protected | Suction (American)
MILFORD SER STATION | 2132 ANDERSON HWY | HARTWELL | Hart | 730043 | 1 |  | 1997-02-01 |  | 1997-02-01 |  | Removed from Ground | Gas (Historical Use) | 8000 | Epoxy | 1985-04-29 | 2009-09-08 | Fiberglass Reinforced Plastic | Pressurized
BARGAIN BEVERAGE | 100 W HOWELL ST | HARTWELL | Hart | 730023 | 3 | [5 empty] | Removed from Ground | Gas (Historical Use) | 3000 | Bare Steel | 1971-02-22 | 1999-08-10 | Galvanized Steel | Safe Suction (Euro)
HART EMC | 1071 ELBERTON RD | HARTWELL | Hart | 730018 | 5 |  | 1994-10-25 | FALSE | 1994-10-25 | FALSE | Currently in Use | Diesel | 10000 | Galvanic (STIP-3) | 1990-10-25 |  | Galvanized Steel | Pressurized
HART EMC | 1071 ELBERTON RD | HARTWELL | Hart | 730018 | 4 | [5 empty] | Removed from Ground | Diesel | 285 | Cathodically Protected Steel | 1981-02-28 | 1996-01-23 | Galvanized Steel | Pressurized
ERWIN SHELL | 706 EAST FRANKLIN | HARTWELL | Hart | 730086 | 2 | [5 empty] | Removed from Ground | Gas (Historical Use) | 6000 | Bare Steel | 1967-01-06 | 1998-03-21 | Galvanized Steel
MONROE AUTO EQUIPMENT/PARTS | 200 MCINTYRE DR | HARTWELL | Hart | 730001 | 3 | [5 empty] | Removed from Ground | Other | 10000 | Bare Steel | 1975-01-01 | 1992-07-01 | Bare Steel | Safe Suction (Euro)
MS KAYRAN COOKE | 47 MT VIDIO RD | HARTWELL | Hart | 9073030 | 3 | [5 empty] | Removed from Ground | Gas (Historical Use) | 500 | Not Marked/Unknown | 1998-10-02 | 1998-10-02 | Not Marked
ENGELHARD CORP | 29 PINCIARO LN | HARTWELL | Hart | 9073019 | DF1 | [5 empty] | Removed from Ground | Diesel | 10000 | Bare Steel | 1981-01-01 | 1998-06-01 | Bare Steel | Suction (American)
HANDY PANTRY | 50 W FRANKLIN ST | HARTWELL | Hart | 730030 | 2 | Flapper Valve | 1998-01-01 | FALSE | 1998-01-01 | FALSE | Currently in Use | Premium | 10000 | Steel-Impressed Current | 1974-03-27 |  |  | Pressurized
JIMBOS #7 | 680 S Jackson ST | HARTWELL | Hart | 730036 | 4 |  | 1990-03-01 | FALSE | 1990-03-01 | FALSE | Removed from Ground | Diesel | 4000 | Steel-Impressed Current | 1976-04-23 | 2006-01-01 | Fiberglass Reinforced Plastic | Suction (American)
JIMBOS #7 | 680 S Jackson ST | HARTWELL | Hart | 730036 | 5 |  | 1990-03-01 | FALSE | 1990-03-01 | FALSE | Removed from Ground | Diesel | 3000 | Steel-Impressed Current | 1976-04-23 | 2006-01-01 | Fiberglass Reinforced Plastic | Safe Suction (Euro)
WILLIES SERVICE STATION | 269 E HOWELL ST | HARTWELL | Hart | 730040 | 2 | [5 empty] | Removed from Ground | Gas (Historical Use) | 10000 | Bare Steel | 1976-05-02 | 1999-10-19 | Galvanized Steel | Pressurized
HARTWELL MARINA AND BOAT SALES I | 149 HARTWELL MARINA RD | HARTWELL | Hart | 730008 | 3 | [5 empty] | Removed from Ground | Gas (Historical Use) | 3000 | Bare Steel | 1980-02-02 | 1997-02-21 | Galvanized Steel | Pressurized
HART EMC | 1071 ELBERTON RD | HARTWELL | Hart | 730018 | 1 | [5 empty] | Removed from Ground | Gas (Historical Use) | 10000 | Bare Steel | 1971-03-03 | 1990-01-26 | Galvanized Steel
WILLIAM O TUCKER INC | 1848 MT OLIVET RD | HARTWELL | Hart | 730079 | 1 | [5 empty] | Removed from Ground | Diesel | 3000 | Bare Steel | 1978-05-18 | 1999-11-30 | Galvanized Steel | Suction (American)
CITY OF HARTWELL | EAST HOWELL ST | HARTWELL | Hart | 730050 | 1 | [5 empty] | Removed from Ground | Gas (Historical Use) | 500 | Bare Steel | 1971-05-11 | 1991-12-01 | Galvanized Steel
CITY OF HARTWELL | 381 FAIRVIEW AVE | HARTWELL | Hart | 730049 | 12302 | [5 empty] | Removed from Ground | Diesel | 4000 | Marked Unknown | 1981-05-08 | 1988-11-01 | Unknown
MR J'S GROCERY | HWY 51 REED CREEK | HARTWELL | Hart | 730053 | 2 | [5 empty] | Removed from Ground | Gas (Historical Use) | 3000 | Bare Steel | 1968-05-11 | 1993-05-24 | Galvanized Steel
CLEVELAND GROCERY | US 29 N | HARTWELL | Hart | 730057 | 1 | [5 empty] | Removed from Ground | Gas (Historical Use) | 2000 | Bare Steel | 1976-05-09 | 1992-01-24 | Galvanized Steel
J R STOWERS | HWY 77 S | HARTWELL | Hart | 730062 | 1 | [5 empty] | Removed from Ground | Gas (Historical Use) | 500 | Bare Steel | 1986-05-07 | 1899-12-31 | Galvanized Steel | Suction (American)
HARPER & JOHNSON ENTERPRISE | RT 1 HART CO INDUSTRIAL PARK | HARTWELL | Hart | 9073011 | 1 | [5 empty] | Removed from Ground | Gas (Historical Use) | 8000 | Bare Steel | 1983-10-30 | 1994-09-13 | Bare Steel | Safe Suction (Euro)
HART COUNTY MAINTENANCE SHOP | 288 VALLEY HART RD | HARTWELL | Hart | 9073018 | 1 | Flapper Valve | 1998-09-01 | FALSE | 1998-09-01 | FALSE | Currently in Use | Regular | 12000 | Steel-Impressed Current | 1979-01-01 |  | Steel (Impressed Current) | Pressurized
CLOSED | 828 BENSON ST | HARTWELL | Hart | 9073001 | 3 |  |  | FALSE |  | FALSE | Temporarily out of use | Gas (Historical Use) | 12000 | Bare Steel | 1974-05-10 |  | Galvanized Steel
POWELLS QUICK STOP | HWY 172 BOWMAN RD | HARTWELL | Hart | 730073 | 4 | [5 empty] | Removed from Ground | Kerosene | 3000 | Bare Steel | 1983-05-08 | 1998-06-05 | Galvanized Steel | Pressurized
REED CREEK FOOD MART | 2034 REED CREEK HWY | HARTWELL | Hart | 730047 | 5 | [5 empty] | Removed from Ground | Gas (Historical Use) | 7500 | Unknown |  | 1899-12-31
2913 Platinum Property LLC | 2913 Bowman Hwy | HARTWELL | Hart | 730052 | 4 |  | 1995-07-18 |  | 1995-07-18 |  | Temporarily out of use | Gas (Historical Use) | 6000 | Cathodically Protected Steel | 1995-07-18 |  | Cathodically Protected | Suction (American)
2913 Platinum Property LLC | 2913 Bowman Hwy | HARTWELL | Hart | 730052 | 5 |  | 1995-07-18 |  | 1995-07-18 |  | Temporarily out of use | Gas (Historical Use) | 8000 | Cathodically Protected Steel | 1995-07-18 |  | Cathodically Protected | Suction (American)
D H BEGGS | RT 1 US 29 | HARTWELL | Hart | 730056 | 1 | [5 empty] | Removed from Ground | Diesel | 1000 | Bare Steel | 1979-05-09 | 1998-03-20 | Galvanized Steel | Suction (American)
DUNLOP/SLAZENGER SPORTS MANUFACT | US HWY 29 SOUTH | HARTWELL | Hart | 9073010 | 2 | [5 empty] | Removed from Ground | Other | 6000 | Marked Unknown | 1992-04-20 | 1992-04-20 | Unknown
SAVANNAH VALLEY EGG CO INC | HART CT INDUSTRIAL PARK | HARTWELL | Hart | 9073009 | 2 | [5 empty] | Removed from Ground | Gas (Historical Use) | 2000 | Cathodically Protected Steel | 1987-08-15 | 1993-06-08 | Bare Steel | Safe Suction (Euro)
POWELLS QUICK STOP | HWY 172 BOWMAN RD | HARTWELL | Hart | 730073 | 2 | [5 empty] | Removed from Ground | Gas (Historical Use) | 10000 | Bare Steel | 1983-05-08 | 1998-06-05 | Galvanized Steel | Pressurized
REED CREEK FOOD MART | 2034 REED CREEK HWY | HARTWELL | Hart | 730047 | 7 | Ball Float | 1995-03-01 | FALSE | 1995-03-01 | FALSE | Currently in Use | Premium | 8000 | Epoxy | 1995-03-01 |  |  | Pressurized
REED CREEK FOOD MART | 2034 REED CREEK HWY | HARTWELL | Hart | 730047 | 1 | [5 empty] | Removed from Ground | Diesel | 1000 | Bare Steel | 1985-04-29 | 1899-12-31 | Galvanized Steel
CITY OF HARTWELL | 381 FAIRVIEW AVE | HARTWELL | Hart | 730049 | 12301 | [5 empty] | Removed from Ground | Gas (Historical Use) | 10000 | Fiberglass | 1981-05-03 | 1988-11-01 | Fiberglass Reinforced Plastic | Pressurized
W C DUNN | RT 2 HWY 51 | HARTWELL | Hart | 730054 | 2 | [5 empty] | Closed in Ground | Empty | 500 | Bare Steel | 1988-07-05 | 1988-07-05 | Galvanized Steel
JERRY SNOW - HART MOTOR CO | 1128 OLD 29 HWY | HARTWELL | Hart | 730061 | 1 | [5 empty] | Removed from Ground | Gas (Historical Use) | 1000 | Bare Steel | 1978-05-09 | 1991-03-01 | Galvanized Steel
MADDEN & AYERS INC | 489 E FRANKLIN STREET | HARTWELL | Hart | 730074 | 1 | [5 empty] | Removed from Ground | Gas (Historical Use) | 2000 | Bare Steel | 1976-05-09 | 1998-11-05 | Galvanized Steel
GERALD TEMPLES GROCERY | 3564 ANDERSON HWY | HARTWELL | Hart | 730071 | 3 | [5 empty] | Removed from Ground | Gas (Historical Use) | 1000 | Bare Steel | 1981-05-09 | 2001-11-29 | Galvanized Steel
CITY OF HARTWELL | EAST HOWELL ST | HARTWELL | Hart | 730050 | 3 | [5 empty] | Removed from Ground | Gas (Historical Use) | 1000 | Bare Steel | 1976-05-09 | 1991-12-01 | Galvanized Steel
HARTWELL CHEVRON | 47 WEST FRANKLIN ST | HARTWELL | Hart | 730060 | 4 | Flapper Valve | 1992-02-01 | FALSE | 1992-02-01 | FALSE | Currently in Use | Diesel | 1000 | Steel-Impressed Current | 1992-02-01 |  | Fiberglass Reinforced Plastic | Safe Suction (Euro)
HARTWELL FEED & ELEVATOR | RAILROAD ST | HARTWELL | Hart | 730065 | 1 | [5 empty] | Removed from Ground | Gas (Historical Use) | 1000 | Bare Steel | 1977-05-09 | 1899-12-31 | Galvanized Steel
GA POWER HARTWELL DIST OPER HQ | 1551 ZION CME CHURCH RD | HARTWELL | Hart | 9073008 | G | Ball Float | 1994-01-27 | FALSE | 1994-01-27 | FALSE | Currently in Use | Diesel | 10000 | Fiberglass Double Walled | 1987-01-01 |  | Fiberglass Reinforced Plastic | Pressurized
REED CREEK FOOD MART | 2034 REED CREEK HWY | HARTWELL | Hart | 730047 | 4 | [5 empty] | Removed from Ground | Gas (Historical Use) | 7500 | Unknown |  | 1899-12-31
2913 Platinum Property LLC | 2913 Bowman Hwy | HARTWELL | Hart | 730052 | 1 | [5 empty] | Removed from Ground | Gas (Historical Use) | 1000 | Bare Steel | 1968-05-11 | 1994-03-14 | Galvanized Steel | Suction (American)
GOLDMARK INC CORNER MART | 401 NORTH FOREST AVE | HARTWELL | Hart | 730051 | 2 | Ball Float | 1994-09-15 | FALSE | 1994-09-15 | FALSE | Currently in Use | Regular | 10000 | Composite | 1994-09-15 |  | Double Walled | Pressurized
HARTWELL CHEVRON | 47 WEST FRANKLIN ST | HARTWELL | Hart | 730060 | 1 | Flapper Valve | 1998-11-10 | FALSE | 1998-11-10 | FALSE | Temporarily out of use | Gas (Historical Use) | 3000 | Steel-Impressed Current | 1981-05-08 |  | Fiberglass Reinforced Plastic | Safe Suction (Euro)
FAA/QYI RCLR | US HWY 29 & GA HWY181 | HARTWELL | Hart | 9073013 | 1 | [5 empty] | Removed from Ground | Gas (Historical Use) | 500 | Bare Steel | 1961-01-01 | 1987-12-02 | Bare Steel | Suction (American)
JIMBOS | 1035 E FRANKLIN ST | HARTWELL | Hart | 9073014 | 2 | Flapper Valve | 1996-07-24 | FALSE | 1996-07-24 | FALSE | Currently in Use | Diesel Off Road | 10000 | Galvanic (STIP-3) | 1987-06-01 |  | Fiberglass Reinforced Plastic | Pressurized
INGLES GAS EXPRESS #66 | 1000 E FRANKLIN ST | HARTWELL | Hart | 10001331 | 3 | Flapper Valve | 2007-03-12 | FALSE | 2007-03-12 | FALSE | Currently in Use | Diesel | 5000 | Fiberglass Double Walled | 2007-03-05 |  | Double-Walled Flex | Pressurized
CITY OF HARTWELL | 381 FAIRVIEW AVE | HARTWELL | Hart | 730049 | 2 | Flapper Valve | 1992-01-01 |  | 1992-01-01 | TRUE | Currently in Use | Diesel | 1000 | Galvanic (STIP-3) | 1992-01-01 |  | Fiberglass Reinforced Plastic | Safe Suction (Euro)
W C DUNN | RT 2 HWY 51 | HARTWELL | Hart | 730054 | 3 | [5 empty] | Closed in Ground | Empty | 500 | Bare Steel | 1988-07-05 | 1988-07-05 | Galvanized Steel
CLEVELAND GROCERY | US 29 N | HARTWELL | Hart | 730057 | 3 | [5 empty] | Removed from Ground | Gas (Historical Use) | 2000 | Bare Steel | 1976-05-09 | 1992-01-24 | Galvanized Steel
ARTHUR OGLESBY | HWY 77 | HARTWELL | Hart | 730059 | 3 | [5 empty] | Removed from Ground | Gas (Historical Use) | 1000 | Bare Steel | 1986-05-07 | 1991-12-01 | Galvanized Steel
REED CREEK FOOD MART | 2034 REED CREEK HWY | HARTWELL | Hart | 730047 | 9 | Flapper Valve | 1995-03-01 | FALSE | 1995-03-01 | FALSE | Temporarily out of use | Diesel Off Road | 2000 | Epoxy | 1995-03-01 |  |  | Safe Suction (Euro)
REED CREEK FOOD MART | 2034 REED CREEK HWY | HARTWELL | Hart | 730047 | 6 | Ball Float | 1995-03-01 | FALSE | 1995-03-01 | FALSE | Currently in Use | Regular | 10000 | Epoxy | 1995-03-01 |  |  | Pressurized
GOLDMARK INC CORNER MART | 401 NORTH FOREST AVE | HARTWELL | Hart | 730051 | 3 | Ball Float | 1994-09-15 | FALSE | 1994-09-15 | FALSE | Currently in Use | Premium | 10000 | Composite | 1994-09-15 |  | Double Walled | Pressurized
D H BEGGS | RT 1 US 29 | HARTWELL | Hart | 730056 | 2 | [5 empty] | Removed from Ground | Gas (Historical Use) | 3000 | Bare Steel | 1979-05-09 | 1998-03-20 | Galvanized Steel | Suction (American)
ARTHUR OGLESBY | HWY 77 | HARTWELL | Hart | 730059 | 2 | [5 empty] | Removed from Ground | Gas (Historical Use) | 500 | Bare Steel | 1986-05-07 | 1991-12-01 | Galvanized Steel
DUNLOP/SLAZENGER SPORTS MANUFACT | US HWY 29 SOUTH | HARTWELL | Hart | 9073010 | 1 | [5 empty] | Closed in Ground | Other | 10000 | Marked Unknown | 1992-05-18 | 1992-05-18 | Unknown
DUNLOP/SLAZENGER SPORTS MANUFACT | US HWY 29 SOUTH | HARTWELL | Hart | 9073010 | 4 | [5 empty] | Permanently Out of Use - historical purposes | Diesel | 20000 | Marked Unknown |  | 1899-12-31 | Unknown
JIMBOS | 1035 E FRANKLIN ST | HARTWELL | Hart | 9073014 | 3 | Flapper Valve | 1996-07-24 | FALSE | 1996-07-24 | FALSE | Currently in Use | Premium | 10000 | Galvanic (STIP-3) | 1987-06-01 |  | Fiberglass Reinforced Plastic | Pressurized
MURPHY USA #7797 | 1570 ANDERSON HWY | HARTWELL | Hart | 10000260 | 2B | Flapper Valve | 2003-02-05 | FALSE | 2003-02-05 | FALSE | Removed from Ground | Diesel | 12000 | Fiberglass Double Walled | 2003-01-22 |  | Double-Walled Flex | Pressurized
HARBOR LIGHT MARINA | 1476 HARBOR LIGHT MARINA RD | LAVONIA | Hart | 9073020 | 3 | Flapper Valve | 1998-11-01 |  | 1998-11-01 |  | Currently in Use | Gas (Historical Use) | 6110 | Steel-Impressed Current | 1982-01-01 |  | Double-Walled Flex | Pressurized
AIRLINE STORE | 1117 AIRLINE STORE RD | BOWERSVILLE | Hart | 730006 | 1 | [5 empty] | Removed from Ground | Gas (Historical Use) | 2000 | Bare Steel | 1978-02-02 | 1999-11-08 | Galvanized Steel | Safe Suction (Euro)
COCA-COLA BOTLG CO AFFILIATED IN | RACE & CADE STS | HARTWELL | Hart | 9073005 | 1 | [5 empty] | Removed from Ground | Empty | 3000 | Bare Steel | 1985-01-01 | 1989-12-13 | Bare Steel
YEARGINS CHEVRON | REED CREEK RD | HARTWELL | Hart | 730055 | 1 | [5 empty] | Removed from Ground | Diesel | 1000 | Bare Steel | 1978-05-09 | 1899-12-31 | Galvanized Steel | Suction (American)
MR J'S GROCERY | HWY 51 REED CREEK | HARTWELL | Hart | 730053 | 1 | [5 empty] | Removed from Ground | Gas (Historical Use) | 1000 | Bare Steel | 1968-05-11 | 1993-05-24 | Galvanized Steel
REED CREEK NEIGHBORHOOD MARKET LLC | 2136 REED CREEK SCHOOL RD | HARTWELL | Hart | 9073015 | 1B |  | 1991-09-14 | FALSE | 1991-09-15 | FALSE | Currently in Use | Gas (Historical Use) | 4000 | Galvanic (STIP-3) | 1991-09-14 |  | Fiberglass Reinforced Plastic | Suction (American)
ROYAL FOOD STORE #4 | 5338 LAVONIA HWY | LAVONIA | Hart | 9073032 | 2 |  | 1997-11-01 | FALSE | 1997-11-01 | FALSE | Currently in Use | Premium | 8000 | Composite | 1997-11-01 |  | Fiberglass Reinforced Plastic | Pressurized
CROSS ROAD STORE | CORNER OF 366 & 77/RT 2 | LAVONIA | Hart | 730003 | 2 | [5 empty] | Removed from Ground | Gas (Historical Use) | 3000 | Bare Steel | 1972-03-07 | 1988-11-01 | Galvanized Steel | Suction (American)
POWELLS QUICK STOP | HWY 172 BOWMAN RD | HARTWELL | Hart | 730073 | 1 | [5 empty] | Removed from Ground | Gas (Historical Use) | 10000 | Bare Steel | 1983-05-08 | 1998-06-05 | Galvanized Steel | Pressurized
BYRUM GROC | 1874 BOWERSVILLE HWY | BOWERSVILLE | Hart | 730007 | 1 |  | 1998-12-18 |  | 1998-12-18 |  | Removed from Ground | Gas (Historical Use) | 2000 | Cathodically Protected Steel | 1978-02-02 | 1899-12-31 | Cathodically Protected | Safe Suction (Euro)
AWH CORP/ROYSTON PLANT | 1556 OLD ELBERT RD | ROYSTON | Hart | 730025 | 3 | [5 empty] | Removed from Ground | Hazardous Substance | 7000 | Bare Steel | 1979-12-18 | 1990-10-02 | Bare Steel
GOLDMINE GROCERY | HWY 29 NORTH | ROYSTON | Hart | 9073022 | 2 | [5 empty] | Removed from Ground | Gas (Historical Use) | 8000 | Bare Steel | 1995-10-25 | 1995-10-25 | Galvanized Steel | Suction (American)
ROYAL FOOD STORE #3 | 8742 ROYSTON HWY | ROYSTON | Hart | 9073034 | 2 | Ball Float | 1999-11-02 | FALSE | 1999-11-02 | FALSE | Currently in Use | Premium | 4000 | Composite | 1999-11-02 |  | Fiberglass Reinforced Plastic | Pressurized
GA DOT 10112/HART CO MAINT HQ | 0 .2 MI S OF SR 51 ON CR 218 | HARTWELL | Hart | 730038 | 112D1 | [5 empty] | Removed from Ground | Diesel | 2000 | Bare Steel | 1969-01-01 | 2005-01-27 | Galvanized Steel | Suction (American)
GERALD TEMPLES GROCERY | 3564 ANDERSON HWY | HARTWELL | Hart | 730071 | 1 | [5 empty] | Removed from Ground | Gas (Historical Use) | 3000 | Bare Steel | 1966-05-13 | 2001-11-29 | Galvanized Steel
REED CREEK FOOD MART | 2034 REED CREEK HWY | HARTWELL | Hart | 730047 | 3 | [5 empty] | Removed from Ground | Diesel | 2000 | Bare Steel | 1985-04-29 | 1899-12-31 | Galvanized Steel
CITY OF HARTWELL | 381 FAIRVIEW AVE | HARTWELL | Hart | 730049 | 1 | Flapper Valve | 1992-01-01 |  | 1992-01-01 | TRUE | Currently in Use | Gas (Historical Use) | 10000 | Galvanic (STIP-3) | 1992-01-01 |  | Fiberglass Reinforced Plastic | Safe Suction (Euro)
CLEVELAND GROCERY | US 29 N | HARTWELL | Hart | 730057 | 2 | [5 empty] | Removed from Ground | Gas (Historical Use) | 2000 | Bare Steel | 1976-05-09 | 1992-01-24 | Galvanized Steel
ARTHUR OGLESBY | HWY 77 | HARTWELL | Hart | 730059 | 1 | [5 empty] | Removed from Ground | Gas (Historical Use) | 500 | Bare Steel | 1986-05-07 | 1991-12-01 | Galvanized Steel
HART COUNTY MAINTENANCE SHOP | 288 VALLEY HART RD | HARTWELL | Hart | 9073018 | 2 | Flapper Valve | 1998-09-01 | FALSE | 1998-09-01 | FALSE | Currently in Use | Diesel | 12000 | Steel-Impressed Current | 1979-01-01 |  | Steel (Impressed Current) | Suction (American)
CLOSED | 828 BENSON ST | HARTWELL | Hart | 9073001 | 2 |  |  | FALSE |  | FALSE | Temporarily out of use | Kerosene | 1000 | Bare Steel | 1974-05-10 |  | Galvanized Steel
REED CREEK FOOD MART | 2034 REED CREEK HWY | HARTWELL | Hart | 730047 | 8 | Flapper Valve | 1995-03-01 | FALSE | 1995-03-01 | FALSE | Currently in Use | Diesel On Road | 4000 | Epoxy | 1995-03-01 |  |  | Safe Suction (Euro)
REED CREEK FOOD MART | 2034 REED CREEK HWY | HARTWELL | Hart | 730047 | 2 | [5 empty] | Removed from Ground | Kerosene | 1000 | Bare Steel | 1985-04-29 | 1899-12-31 | Galvanized Steel
CITY OF HARTWELL | EAST HOWELL ST | HARTWELL | Hart | 730050 | 2 | [5 empty] | Removed from Ground | Gas (Historical Use) | 1000 | Bare Steel | 1976-05-09 | 1991-12-01 | Galvanized Steel
2913 Platinum Property LLC | 2913 Bowman Hwy | HARTWELL | Hart | 730052 | 2 | [5 empty] | Removed from Ground | Gas (Historical Use) | 1000 | Bare Steel | 1968-05-11 | 1994-03-14 | Galvanized Steel | Suction (American)
GOLDMARK INC CORNER MART | 401 NORTH FOREST AVE | HARTWELL | Hart | 730051 | 4 | Ball Float | 1994-09-15 | FALSE | 1994-09-15 | FALSE | Currently in Use | Racing Fuel | 2000 | Composite | 1994-09-15 |  | Double Walled | Safe Suction (Euro)
D H BEGGS | RT 1 US 29 | HARTWELL | Hart | 730056 | 3 | [5 empty] | Removed from Ground | Gas (Historical Use) | 3000 | Bare Steel | 1979-05-09 | 1998-03-20 | Galvanized Steel | Suction (American)
JIMBOS | 1035 E FRANKLIN ST | HARTWELL | Hart | 9073014 | 4 | Flapper Valve | 1996-07-24 | FALSE | 1996-07-24 | FALSE | Currently in Use | Diesel On Road | 10000 | Galvanic (STIP-3) | 1987-06-01 |  | Fiberglass Reinforced Plastic | Pressurized
JIMBOS | 1035 E FRANKLIN ST | HARTWELL | Hart | 9073014 | 1 | Flapper Valve | 1996-07-24 | FALSE | 1996-07-24 | FALSE | Currently in Use | Regular | 10000 | Galvanic (STIP-3) | 1987-06-01 |  | Fiberglass Reinforced Plastic | Pressurized
INGLES GAS EXPRESS #66 | 1000 E FRANKLIN ST | HARTWELL | Hart | 10001331 | 4 | Flapper Valve | 2007-03-12 | FALSE | 2007-03-12 | FALSE | Currently in Use | Diesel | 5000 | Fiberglass Double Walled | 2007-03-05 |  | Double-Walled Flex | Pressurized
MURPHY USA #7797 | 1570 ANDERSON HWY | HARTWELL | Hart | 10000260 | 4B | Flapper Valve |  | FALSE |  | FALSE | Currently in Use | Diesel | 10000 | Fiberglass Double Walled | 2021-03-06 |  | Double-Walled Fiberglass | Suction (American)
AMERICAN DRY CLEANERS | 115 SOUTH FOREST AVE | HARTWELL | Hart | 9000707 | 1 | [5 empty] | Removed from Ground | Other | 550 | Bare Steel | 1961-05-05 | 1990-09-17 | Galvanized Steel
MURPHY USA #7797 | 1570 ANDERSON HWY | HARTWELL | Hart | 10000260 | 4C | Flapper Valve |  | FALSE |  | FALSE | Currently in Use | E-0 | 8000 | Fiberglass Double Walled | 2021-03-06 |  | Double-Walled Fiberglass | Pressurized
BOWERSVILLE MASONIC LODGE #595 |  | BOWERSVILLE | Hart | 9073006 | 1 | [5 empty] | Closed in Ground | Empty | 750 | Bare Steel | 1991-03-09 | 1991-03-09 | Galvanized Steel
AWH CORP/ROYSTON PLANT | 1556 OLD ELBERT RD | ROYSTON | Hart | 730025 | 1 | [5 empty] | Removed from Ground | Diesel | 10000 | Bare Steel | 1965-12-21 | 1990-10-02 | Bare Steel
US ARMY ENGR. DIST. SAV. SASOP-R | ROUTE 4 BOX 244B | ELBERTON | Hart | 730033 | 5 | [5 empty] | Removed from Ground | Diesel | 280 | Marked Unknown | 1992-08-19 | 1992-08-19 | Galvanized Steel
YEARGINS CHEVRON | REED CREEK RD | HARTWELL | Hart | 730055 | 2 | [5 empty] | Removed from Ground | Gas (Historical Use) | 1000 | Bare Steel | 1978-05-09 | 1899-12-31 | Galvanized Steel | Suction (American)
HARTWELL CHEVRON | 47 WEST FRANKLIN ST | HARTWELL | Hart | 730060 | 2 | Flapper Valve | 1998-11-10 | FALSE | 1998-11-10 | FALSE | Currently in Use | E-0 | 6000 | Steel-Impressed Current | 1981-05-08 |  | Fiberglass Reinforced Plastic | Safe Suction (Euro)
JERRY SNOW - HART MOTOR CO | 1128 OLD 29 HWY | HARTWELL | Hart | 730061 | 2 | [5 empty] | Removed from Ground | Gas (Historical Use) | 1000 | Bare Steel | 1978-05-09 | 1991-03-01 | Galvanized Steel
TURNER CONCRETE | HWY 77 & 51 | HARTWELL | Hart | 730063 | 1 | [5 empty] | Removed from Ground | Diesel | 1000 | Bare Steel | 1978-05-09 | 1994-12-01 | Galvanized Steel | Suction (American)
DUNLOP/SLAZENGER SPORTS MANUFACT | US HWY 29 SOUTH | HARTWELL | Hart | 9073010 | 3 | [5 empty] | Permanently Out of Use - historical purposes | Diesel | 20000 | Marked Unknown |  | 1899-12-31 | Unknown
REED CREEK NEIGHBORHOOD MARKET LLC | 2136 REED CREEK SCHOOL RD | HARTWELL | Hart | 9073015 | 1C |  | 1991-09-14 | FALSE | 1991-09-15 | FALSE | Currently in Use | Gas (Historical Use) | 2000 | Galvanic (STIP-3) | 1991-09-14 |  | Fiberglass Reinforced Plastic | Suction (American)
HARBOR LIGHT MARINA | 1476 HARBOR LIGHT MARINA RD | LAVONIA | Hart | 9073020 | 2 | Flapper Valve | 1998-11-01 |  | 1998-11-01 |  | Currently in Use | Gas (Historical Use) | 6110 | Steel-Impressed Current | 1982-01-01 |  | Double-Walled Flex | Pressurized
CROSS ROAD STORE | CORNER OF 366 & 77/RT 2 | LAVONIA | Hart | 730003 | 3 | [5 empty] | Removed from Ground | Gas (Historical Use) | 3000 | Bare Steel | 1972-03-07 | 1988-11-01 | Galvanized Steel | Suction (American)
J R STOWERS | HWY 77 S | HARTWELL | Hart | 730062 | 2 | [5 empty] | Removed from Ground | Gas (Historical Use) | 1000 | Bare Steel | 1976-05-09 | 1899-12-31 | Galvanized Steel | Suction (American)
TUGALO CONSTRUCTION CO | RT 3 | HARTWELL | Hart | 9073007 | 1 | [5 empty] | Removed from Ground | Gas (Historical Use) | 10000 | Bare Steel |  | 1899-12-31 | Galvanized Steel
MURPHY USA #7797 | 1570 ANDERSON HWY | HARTWELL | Hart | 10000260 | 3 | Flapper Valve |  | FALSE |  | FALSE | Currently in Use | Regular | 25000 | Fiberglass Double Walled | 2021-03-06 |  | Double-Walled Fiberglass | Pressurized
ROYAL FOOD STORE #4 | 5338 LAVONIA HWY | LAVONIA | Hart | 9073032 | 3 |  | 1997-11-01 | FALSE | 1997-11-01 | FALSE | Currently in Use | Diesel | 4000 | Composite | 1997-11-01 |  | Fiberglass Reinforced Plastic | Pressurized
HARBOR LIGHT MARINA | 1476 HARBOR LIGHT MARINA RD | LAVONIA | Hart | 9073020 | 1 | [5 empty] | Closed in Ground | Gas (Historical Use) | 6110 | Bare Steel | 1982-01-01 | 1999-12-20 | Galvanized Steel | Pressurized
CLAYTOP GROCERY/NURSING HOME | 1732 HWY 17 SOUTH (CORRECT) | BOWERSVILLE | Hart | 9073012 | 3 | [5 empty] | Removed from Ground | Gas (Historical Use) | 1000 | Marked Unknown | 1994-01-01 | 1994-01-01 | Galvanized Steel
AMERICAN DRY CLEANERS | 115 SOUTH FOREST AVE | HARTWELL | Hart | 9000707 | 2 | [5 empty] | Removed from Ground | Other | 550 | Bare Steel | 1961-05-05 | 1990-09-17 | Galvanized Steel
MURPHY USA #7797 | 1570 ANDERSON HWY | HARTWELL | Hart | 10000260 | 4A | Flapper Valve |  | FALSE |  | FALSE | Currently in Use | Premium | 8000 | Fiberglass Double Walled | 2021-03-06 |  | Double-Walled Fiberglass | Pressurized
BOWERSVILLE MASONIC LODGE #595 |  | BOWERSVILLE | Hart | 9073006 | 2 | [5 empty] | Closed in Ground | Empty | 750 | Bare Steel | 1991-03-09 | 1991-03-09 | Galvanized Steel
EAGLE GROVE ELEMENTARY SCHOOL | 88 EAGLE GROVE SCHOOL RD | CANON | Hart | 730013 | 1 |  |  | FALSE |  | FALSE | Permanently Out of Use - historical purposes | Diesel | 1000 | Bare Steel | 1965-02-15 |  | Galvanized Steel
POWELLS QUICK STOP | HWY 172 BOWMAN RD | HARTWELL | Hart | 730073 | 5 | [5 empty] | Removed from Ground | Diesel | 3000 | Bare Steel | 1983-05-08 | 1998-06-05 | Galvanized Steel | Pressurized
2913 Platinum Property LLC | 2913 Bowman Hwy | HARTWELL | Hart | 730052 | 3 | [5 empty] | Removed from Ground | Gas (Historical Use) | 2000 | Bare Steel | 1976-05-09 | 1994-03-14 | Galvanized Steel | Suction (American)
YEARGINS CHEVRON | REED CREEK RD | HARTWELL | Hart | 730055 | 4 | [5 empty] | Removed from Ground | Gas (Historical Use) | 3000 | Bare Steel | 1978-05-09 | 1899-12-31 | Galvanized Steel | Suction (American)
HARTWELL CHEVRON | 47 WEST FRANKLIN ST | HARTWELL | Hart | 730060 | 3 | Flapper Valve | 1998-11-10 | FALSE | 1998-11-10 | FALSE | Currently in Use | Regular | 8000 | Steel-Impressed Current | 1981-05-08 |  | Fiberglass Reinforced Plastic | Safe Suction (Euro)
J R STOWERS | HWY 77 S | HARTWELL | Hart | 730062 | 3 | [5 empty] | Removed from Ground | Gas (Historical Use) | 1000 | Bare Steel | 1986-05-07 | 1899-12-31 | Galvanized Steel | Suction (American)
AMERICAN DRY CLEANERS | 115 SOUTH FOREST AVE | HARTWELL | Hart | 9000707 | 4 | [5 empty] | Removed from Ground | Other | 550 | Bare Steel | 1961-05-05 | 1990-09-17 | Galvanized Steel
LAKE HARTWELL CHEVRON | 17 LIBERTY HILL CHURCH RD | HARTWELL | Hart | 10000614 | 2B | Ball Float | 2000-08-10 | FALSE | 2000-08-10 | FALSE | Currently in Use | Diesel | 4000 | Composite | 2000-08-10 |  | Fiberglass Reinforced Plastic | Pressurized
E T CRAVEN | US HWY 29 | ROYSTON | Hart | 730035 | 2 | [5 empty] | Removed from Ground | Gas (Historical Use) | 550 | Bare Steel | 1974-04-24 | 1996-01-12 | Galvanized Steel | Suction (American)
VANNA GROCERY | NORTH ON HWY 17 3.4 MILES | VANNA | Hart | 730084 | 3 | [5 empty] | Permanently Out Of Use | Gas (Historical Use) | 560 | Bare Steel | 1974-05-10 | 1999-09-24 | Bare Steel
CLAYTOP GROCERY/NURSING HOME | 1732 HWY 17 SOUTH (CORRECT) | BOWERSVILLE | Hart | 9073012 | 1 | [5 empty] | Removed from Ground | Kerosene | 250 | Marked Unknown | 1994-01-01 | 1994-01-01 | Galvanized Steel
GOLDMINE GROCERY | HWY 29 NORTH | ROYSTON | Hart | 9073022 | 4 | [5 empty] | Removed from Ground | Diesel | 560 | Bare Steel | 1995-10-25 | 1995-10-25 | Galvanized Steel | Suction (American)
GOLDMINE GROCERY | HWY 29 NORTH | ROYSTON | Hart | 9073022 | 1 | [5 empty] | Removed from Ground | Gas (Historical Use) | 4000 | Bare Steel | 1995-10-25 | 1995-10-25 | Galvanized Steel | Suction (American)
GERALD TEMPLES GROCERY | 3564 ANDERSON HWY | HARTWELL | Hart | 730071 | 2 | [5 empty] | Removed from Ground | Gas (Historical Use) | 5000 | Bare Steel | 1966-05-13 | 2001-11-29 | Galvanized Steel
YEARGINS CHEVRON | REED CREEK RD | HARTWELL | Hart | 730055 | 3 | [5 empty] | Removed from Ground | Gas (Historical Use) | 3000 | Bare Steel | 1978-05-09 | 1899-12-31 | Galvanized Steel | Suction (American)
W C DUNN | RT 2 HWY 51 | HARTWELL | Hart | 730054 | 1 | [5 empty] | Closed in Ground | Empty | 500 | Bare Steel | 1988-07-05 | 1988-07-05 | Galvanized Steel
TUGALO CONSTRUCTION CO | RT 3 | HARTWELL | Hart | 9073007 | 2 | [5 empty] | Removed from Ground | Diesel | 10000 | Bare Steel |  | 1899-12-31 | Galvanized Steel
INGLES GAS EXPRESS #66 | 1000 E FRANKLIN ST | HARTWELL | Hart | 10001331 | 2 | Flapper Valve | 2007-03-12 | FALSE | 2007-06-26 | FALSE | Currently in Use | Premium | 7000 | Fiberglass Double Walled | 2007-03-05 |  | Double-Walled Flex | Pressurized
760 REED CREEK POINT | 760 REED CREEK POINT | HARTWELL | Hart | 10002207 | 1 |  |  | FALSE |  | FALSE | Closed in Ground | Gas (Historical Use) | 1000 | Bare Steel | 1980-02-01 | 2013-04-10 | Galvanized Steel
CLAYTOP GROCERY/NURSING HOME | 1732 HWY 17 SOUTH (CORRECT) | BOWERSVILLE | Hart | 9073012 | 2 | [5 empty] | Removed from Ground | Gas (Historical Use) | 500 | Marked Unknown | 1994-01-01 | 1994-01-01 | Galvanized Steel
LAKE HARTWELL CHEVRON | 17 LIBERTY HILL CHURCH RD | HARTWELL | Hart | 10000614 | 1 | Ball Float | 2000-08-10 | FALSE | 2000-08-10 | FALSE | Currently in Use | Regular | 12000 | Composite | 2000-08-10 |  | Fiberglass Reinforced Plastic | Pressurized
E T CRAVEN | US HWY 29 | ROYSTON | Hart | 730035 | 3 | [5 empty] | Removed from Ground | Gas (Historical Use) | 550 | Bare Steel | 1974-04-24 | 1996-01-12 | Galvanized Steel | Suction (American)
US ARMY ENGR. DIST. SAV. SASOP-R | ROUTE 4 BOX 244B | ELBERTON | Hart | 730033 | 3 | [5 empty] | Removed from Ground | Gas (Historical Use) | 500 | Marked Unknown | 1992-08-19 | 1992-08-19 | Galvanized Steel
US ARMY ENGR. DIST. SAV. SASOP-R | ROUTE 4 BOX 244B | ELBERTON | Hart | 730033 | 1 | [5 empty] | Removed from Ground | Gas (Historical Use) | 500 | Marked Unknown | 1992-08-19 | 1992-08-19 | Galvanized Steel
US ARMY ENGR. DIST. SAV. SASOP-R | ROUTE 4 BOX 244B | ELBERTON | Hart | 730033 | 4 | [5 empty] | Removed from Ground | Gas (Historical Use) | 500 | Marked Unknown | 1992-08-19 | 1992-08-19 | Galvanized Steel
VANNA COUNTRY STORE | 3091 HWY 17 SOUTH | ROYSTON | Hart | 9073035 | 2 | Ball Float | 2000-02-15 | FALSE | 2000-02-15 | FALSE | Currently in Use | Regular | 10000 | Composite | 2000-02-15 |  | Double-Walled Fiberglass | Pressurized
US ARMY ENGR. DIST. SAV. SASOP-R | ROUTE 4 BOX 244B | ELBERTON | Hart | 730033 | 6 | [5 empty] | Currently in Use | Diesel | 280 | Bare Steel |  |  | Galvanized Steel
JIMBOS | 1035 E FRANKLIN ST | HARTWELL | Hart | 9073014 | 5 | Flapper Valve | 1994-01-01 | FALSE | 1994-01-01 | FALSE | Currently in Use | Kerosene | 2000 | Galvanic (STIP-3) | 1994-01-01 |  | Fiberglass Reinforced Plastic | Safe Suction (Euro)
CLOSED | 828 BENSON ST | HARTWELL | Hart | 9073001 | 1 |  |  | FALSE |  | FALSE | Temporarily out of use | Gas (Historical Use) | 12000 | Bare Steel | 1974-05-10 |  | Galvanized Steel
INGLES GAS EXPRESS #66 | 1000 E FRANKLIN ST | HARTWELL | Hart | 10001331 | 1 | Flapper Valve | 2007-03-12 | FALSE | 2007-06-26 | FALSE | Currently in Use | Regular | 25000 | Fiberglass Double Walled | 2007-03-05 |  | Double-Walled Flex | Pressurized
MURPHY USA #7797 | 1570 ANDERSON HWY | HARTWELL | Hart | 10000260 | 2A | Ball Float | 2003-02-05 | FALSE | 2003-02-05 | FALSE | Removed from Ground | Premium | 8000 | Fiberglass Double Walled | 2003-01-22 |  | Double-Walled Flex | Pressurized
REED CREEK NEIGHBORHOOD MARKET LLC | 2136 REED CREEK SCHOOL RD | HARTWELL | Hart | 9073015 | 1A |  | 1991-09-14 | FALSE | 1991-09-15 | FALSE | Currently in Use | Gas (Historical Use) | 6000 | Galvanic (STIP-3) | 1991-09-14 |  | Fiberglass Reinforced Plastic | Suction (American)
SAVANNAH VALLEY EGG CO INC | HART CT INDUSTRIAL PARK | HARTWELL | Hart | 9073009 | 3 |  |  | TRUE |  | TRUE | Removed from Ground | Used Oil | 1000 | Bare Steel | 1987-08-01 | 1993-06-01 | Bare Steel | Gravity Fed
CROSS ROAD STORE | CORNER OF 366 & 77/RT 2 | LAVONIA | Hart | 730003 | 1 | [5 empty] | Removed from Ground | Gas (Historical Use) | 3000 | Bare Steel | 1972-03-07 | 1988-11-01 | Galvanized Steel | Suction (American)
VANNA GROCERY | NORTH ON HWY 17 3.4 MILES | VANNA | Hart | 730084 | 2 | [5 empty] | Permanently Out Of Use | Gas (Historical Use) | 1000 | Bare Steel | 1974-05-10 | 1999-09-24 | Galvanized Steel
AIRLINE STORE | 1117 AIRLINE STORE RD | BOWERSVILLE | Hart | 730006 | 2 | [5 empty] | Removed from Ground | Gas (Historical Use) | 1000 | Bare Steel | 1978-02-02 | 1899-12-31 | Galvanized Steel
E T CRAVEN | US HWY 29 | ROYSTON | Hart | 730035 | 4 | [5 empty] | Removed from Ground | Gas (Historical Use) | 1000 | Bare Steel | 1974-04-24 | 1996-01-12 | Galvanized Steel | Suction (American)
HARBOR LIGHT MARINA SOUTH | 15 KNOX BRIDGE CROSSING RD | LAVONIA | Hart | 10001656 | 1 |  | 2005-06-01 | FALSE | 2005-06-01 | FALSE | Currently in Use |  | 10000 | Composite | 2009-01-07 |  | Double-Walled Flex
AWH CORP/ROYSTON PLANT | 1556 OLD ELBERT RD | ROYSTON | Hart | 730025 | 2 | [5 empty] | Removed from Ground | Diesel | 10000 | Bare Steel | 1965-12-21 | 1990-10-02 | Bare Steel
E T CRAVEN | US HWY 29 | ROYSTON | Hart | 730035 | 1 | [5 empty] | Removed from Ground | Gas (Historical Use) | 550 | Bare Steel | 1974-04-24 | 1996-01-12 | Galvanized Steel | Suction (American)
GOLDMINE GROCERY | HWY 29 NORTH | ROYSTON | Hart | 9073022 | 3 | [5 empty] | Removed from Ground | Gas (Historical Use) | 4000 | Bare Steel | 1995-10-25 | 1995-10-25 | Unknown | Suction (American)
ROYAL FOOD STORE #3 | 8742 ROYSTON HWY | ROYSTON | Hart | 9073034 | 1 | Ball Float | 1999-11-02 | FALSE | 1999-11-02 | FALSE | Currently in Use | Regular | 10000 | Composite | 1999-11-02 |  | Fiberglass Reinforced Plastic | Pressurized
VANNA GROCERY | NORTH ON HWY 17 3.4 MILES | VANNA | Hart | 730084 | 1 | [5 empty] | Permanently Out Of Use | Gas (Historical Use) | 1000 | Bare Steel | 1974-05-10 | 1999-09-24 | Bare Steel
AMERICAN DRY CLEANERS | 115 SOUTH FOREST AVE | HARTWELL | Hart | 9000707 | 3 | [5 empty] | Removed from Ground | Other | 550 | Bare Steel | 1961-05-05 | 1990-09-17 | Galvanized Steel
HARBOR LIGHT MARINA | 1476 HARBOR LIGHT MARINA RD | LAVONIA | Hart | 9073020 | 4 | Flapper Valve | 1998-11-01 |  | 1998-11-01 |  | Currently in Use | Gas (Historical Use) | 6110 | Steel-Impressed Current | 1982-01-01 |  | Double-Walled Flex | Pressurized
US ARMY ENGR. DIST. SAV. SASOP-R | ROUTE 4 BOX 244B | ELBERTON | Hart | 730033 | 2 | [5 empty] | Removed from Ground | Gas (Historical Use) | 500 | Marked Unknown | 1992-08-19 | 1992-08-19 | Galvanized Steel
GA DOT 10112/HART CO MAINT HQ | 0 .2 MI S OF SR 51 ON CR 218 | HARTWELL | Hart | 730038 | 112G1 | [5 empty] | Removed from Ground | Gas (Historical Use) | 1000 | Bare Steel | 1969-01-01 | 2005-01-27 | Galvanized Steel | Suction (American)
AIR LINE ELEMENTARY SCHOOL | 1817 AIR LINE RD | BOWERSVILLE | Hart | 730012 | 1 |  |  | FALSE |  | FALSE | Permanently Out of Use - historical purposes | Diesel | 1000 | Bare Steel | 1956-02-18 |  | Galvanized Steel
ROYAL FOOD STORE #3 | 8742 ROYSTON HWY | ROYSTON | Hart | 9073034 | 3 | Flapper Valve | 1999-11-02 | FALSE | 1999-11-02 | FALSE | Currently in Use | Diesel | 4000 | Composite | 1999-11-02 |  | Fiberglass Reinforced Plastic | Suction (American)
VANNA COUNTRY STORE | 3091 HWY 17 SOUTH | ROYSTON | Hart | 9073035 | 1 | Ball Float | 2000-02-15 | FALSE | 2000-02-15 | FALSE | Currently in Use | Premium | 8000 | Composite | 2000-02-15 |  | Double-Walled Fiberglass | Pressurized
L E BAILEY GROCERY/CLOSED | 1340 OLD HWY 29 | HARTWELL | Hart | 730075 | 1 | [5 empty] | Removed from Ground | Empty | 1000 | Bare Steel | 1956-05-15 | 1995-05-23 | Galvanized Steel
POWELLS QUICK STOP | HWY 172 BOWMAN RD | HARTWELL | Hart | 730073 | 3 | [5 empty] | Removed from Ground | Gas (Historical Use) | 5000 | Bare Steel | 1983-05-08 | 1998-06-05 | Galvanized Steel | Pressurized
GOLDMARK INC CORNER MART | 401 NORTH FOREST AVE | HARTWELL | Hart | 730051 | 1 | [5 empty] | Closed in Ground | Gas (Historical Use) | 500 | Bare Steel | 1986-05-07 | 1989-10-13 | Galvanized Steel
MR J'S GROCERY | HWY 51 REED CREEK | HARTWELL | Hart | 730053 | 3 | [5 empty] | Removed from Ground | Gas (Historical Use) | 4000 | Bare Steel | 1968-05-11 | 1993-05-24 | Galvanized Steel
SAVANNAH VALLEY EGG CO INC | HART CT INDUSTRIAL PARK | HARTWELL | Hart | 9073009 | 1 | [5 empty] | Removed from Ground | Diesel | 10000 | Cathodically Protected Steel | 1987-08-15 | 1993-06-08 | Bare Steel | Safe Suction (Euro)
GA POWER HARTWELL DIST OPER HQ | 1551 ZION CME CHURCH RD | HARTWELL | Hart | 9073008 | D |  | 1994-01-27 | FALSE | 1994-01-27 | FALSE | Removed from Ground | Diesel | 10000 | Fiberglass | 1987-01-01 | 2005-04-05 | Fiberglass Reinforced Plastic | Pressurized
MURPHY USA #7797 | 1570 ANDERSON HWY | HARTWELL | Hart | 10000260 | 1 | Ball Float | 2003-02-05 | FALSE | 2003-02-05 | FALSE | Removed from Ground | Regular | 20000 | Fiberglass Double Walled | 2003-01-22 |  | Double-Walled Flex | Pressurized
LAKE HARTWELL CHEVRON | 17 LIBERTY HILL CHURCH RD | HARTWELL | Hart | 10000614 | 2A | Ball Float | 2000-08-10 | FALSE | 2000-08-10 | FALSE | Currently in Use | Premium | 8000 | Composite | 2000-08-10 |  | Fiberglass Reinforced Plastic | Pressurized
ROYAL FOOD STORE #4 | 5338 LAVONIA HWY | LAVONIA | Hart | 9073032 | 1 |  | 1997-11-01 | FALSE | 1997-11-01 | FALSE | Currently in Use | Regular | 10000 | Composite | 1997-11-01 |  | Fiberglass Reinforced Plastic | Pressurized
BYRUM GROC | 1874 BOWERSVILLE HWY | BOWERSVILLE | Hart | 730007 | 2 |  | 1998-12-18 |  | 1998-12-18 |  | Removed from Ground | Gas (Historical Use) | 2000 | Cathodically Protected Steel | 1978-02-02 | 1899-12-31 | Cathodically Protected | Safe Suction (Euro)
SKELTONS GROCERY | US 29 GOLDMINE COMM | GOLDMINE | Hart | 9000260 | 4 |  | 1985-01-01 |  | 1985-01-01 |  | Removed from Ground | Diesel | 1000 | Cathodically Protected Steel | 1985-01-01 | 2002-05-06 | Galvanized Steel | Safe Suction (Euro)
SKELTONS GROCERY | US 29 GOLDMINE COMM | GOLDMINE | Hart | 9000260 | 1 |  | 1985-01-01 |  | 1985-01-01 |  | Removed from Ground | Gas (Historical Use) | 2000 | Cathodically Protected Steel | 1985-01-01 | 2002-05-06 | Galvanized Steel | Safe Suction (Euro)
SKELTONS GROCERY | US 29 GOLDMINE COMM | GOLDMINE | Hart | 9000260 | 3 |  | 1985-01-01 |  | 1985-01-01 |  | Removed from Ground | Gas (Historical Use) | 1000 | Cathodically Protected Steel | 1985-01-01 | 2002-05-06 | Galvanized Steel | Safe Suction (Euro)
SKELTONS GROCERY | US 29 GOLDMINE COMM | GOLDMINE | Hart | 9000260 | 2 |  | 1985-01-01 |  | 1985-01-01 |  | Removed from Ground | Gas (Historical Use) | 1000 | Cathodically Protected Steel | 1985-01-01 | 2002-05-06 | Galvanized Steel | Safe Suction (Euro)
HART COUNTY CHARTER SCHOOL BUS SHOP | 3226 BOWMAN HIGHWAY | HARTWELL | Hart | 10003561 | 1A | Flapper Valve | 2024-10-09 | FALSE | 2024-10-09 | FALSE | Currently in Use | Diesel | 15000 | Fiberglass | 2024-09-30 |  | Double-Walled Fiberglass | Pressurized
HART COUNTY CHARTER SCHOOL BUS SHOP | 3226 BOWMAN HIGHWAY | HARTWELL | Hart | 10003561 | 1B | Flapper Valve | 2024-10-09 | FALSE | 2024-10-09 | FALSE | Currently in Use | Regular | 6000 | Epoxy Double-Walled | 2024-09-30 |  | Double-Walled Fiberglass | Pressurized
UNCLE CHARLIES | 6746 ELBERTON HWY | DEWY ROSE | Hart | 9073016 | 1 | [5 empty] | Removed from Ground | Gas (Historical Use) | 5000 | Bare Steel | 1980-01-01 | 1998-07-23 | Galvanized Steel | Suction (American)
UNCLE CHARLIES | 6746 ELBERTON HWY | DEWY ROSE | Hart | 9073016 | 2 | [5 empty] | Removed from Ground | Gas (Historical Use) | 5000 | Bare Steel | 1980-01-01 | 1998-07-23 | Galvanized Steel | Suction (American)
NUBERG FOOD MART | 7200 ELBERTON HWY (77) | DEWY ROSE | Hart | 730045 | 2 |  | 1999-11-02 |  | 1999-11-02 |  | Removed from Ground | Gas (Historical Use) | 3000 | Steel-Impressed Current | 1968-05-03 | 2009-09-29 | Fiberglass Reinforced Plastic | Pressurized
UNCLE CHARLIES | 6746 ELBERTON HWY | DEWY ROSE | Hart | 9073016 | 4 | [5 empty] | Removed from Ground | Diesel | 3000 | Not Marked/Unknown | 1998-07-23 | 1998-07-23 | Not Marked
UNCLE CHARLIES | 6746 ELBERTON HWY | DEWY ROSE | Hart | 9073016 | 5 |  | 1998-08-04 |  | 1998-08-04 |  | Removed from Ground | Gas (Historical Use) | 6000 | Fiberglass | 1998-08-04 | 2007-08-10 | Fiberglass Reinforced Plastic
UNCLE CHARLIES | 6746 ELBERTON HWY | DEWY ROSE | Hart | 9073016 | 7 |  | 2007-08-06 | FALSE | 2007-08-10 | FALSE | Currently in Use | Gas (Historical Use) | 6000 | Composite | 2007-08-10 |  | Double-Walled Flex | Pressurized
NUBERG FOOD MART | 7200 ELBERTON HWY (77) | DEWY ROSE | Hart | 730045 | 5 | [5 empty] | Removed from Ground | Diesel | 1000 | Bare Steel | 1968-05-03 | 1988-06-01 | Galvanized Steel
NUBERG FOOD MART | 7200 ELBERTON HWY (77) | DEWY ROSE | Hart | 730045 | 4 |  | 1999-11-02 |  | 1999-11-02 |  | Removed from Ground | Diesel | 3000 | Steel-Impressed Current | 1968-05-03 | 2009-09-29 | Fiberglass Reinforced Plastic | Pressurized
DEWY ROSE MART | 8573 BOWMAN HWY | DEWY ROSE | Hart | 9073017 | 5 |  | 1989-01-01 | FALSE | 1989-01-01 | FALSE | Currently in Use | Diesel Off Road | 4000 | Galvanic (STIP-3) | 1989-01-19 |  | Fiberglass Reinforced Plastic | Pressurized
DEWY ROSE MART | 8573 BOWMAN HWY | DEWY ROSE | Hart | 9073017 | 3 |  | 1995-01-01 | FALSE | 1989-01-01 | FALSE | Currently in Use | Premium | 4000 | Galvanic (STIP-3) | 1989-01-19 |  | Fiberglass Reinforced Plastic | Pressurized
NUBERG FOOD MART | 7200 ELBERTON HWY (77) | DEWY ROSE | Hart | 730045 | 6 |  | 1999-11-02 |  | 1999-11-02 |  | Removed from Ground | Diesel | 8000 | Composite | 1999-11-22 | 1899-12-31 | Fiberglass Reinforced Plastic | Pressurized
DEWY ROSE MART | 8573 BOWMAN HWY | DEWY ROSE | Hart | 9073017 | 6 |  | 2000-01-01 | FALSE | 2000-01-01 | FALSE | Temporarily out of use | Regular | 10000 | Epoxy | 2000-09-01 |  | Fiberglass Reinforced Plastic | Pressurized
UNCLE CHARLIES | 6746 ELBERTON HWY | DEWY ROSE | Hart | 9073016 | 8 |  | 2007-08-10 | FALSE | 2007-08-10 | FALSE | Currently in Use | Gas (Historical Use) | 12000 | Composite | 2007-08-10 |  | Double-Walled Flex | Pressurized
UNCLE CHARLIES | 6746 ELBERTON HWY | DEWY ROSE | Hart | 9073016 | 9 |  | 2007-08-10 | FALSE | 2007-08-10 | FALSE | Currently in Use | Diesel | 10000 | Composite | 2007-08-10 |  | Double-Walled Flex | Pressurized
DEWY ROSE MART | 8573 BOWMAN HWY | DEWY ROSE | Hart | 9073017 | 2 |  | 1995-01-01 | FALSE | 1995-01-01 | FALSE | Currently in Use | Regular | 8000 | Galvanic (STIP-3) | 1989-01-19 |  | Fiberglass Reinforced Plastic | Pressurized
NUBERG FOOD MART | 7200 ELBERTON HWY (77) | DEWY ROSE | Hart | 730045 | 1 |  | 1999-11-02 |  | 1999-11-02 |  | Removed from Ground | Gas (Historical Use) | 10000 | Steel-Impressed Current | 1984-04-29 | 2009-09-29 | Fiberglass Reinforced Plastic | Pressurized
UNCLE CHARLIES | 6746 ELBERTON HWY | DEWY ROSE | Hart | 9073016 | 6 |  | 1998-08-04 |  | 1998-08-04 |  | Removed from Ground | Diesel | 1000 | Fiberglass | 1998-08-04 | 2007-08-10 | Fiberglass Reinforced Plastic
NUBERG FOOD MART | 7200 ELBERTON HWY (77) | DEWY ROSE | Hart | 730045 | 3 |  | 1999-11-02 |  | 1999-11-02 |  | Removed from Ground | Gas (Historical Use) | 3000 | Steel-Impressed Current | 1968-05-03 | 2009-09-29 | Fiberglass Reinforced Plastic | Pressurized
UNCLE CHARLIES | 6746 ELBERTON HWY | DEWY ROSE | Hart | 9073016 | 3 | [5 empty] | Removed from Ground | Gas (Historical Use) | 5000 | Bare Steel | 1980-01-01 | 1998-07-23 | Galvanized Steel | Suction (American)
DEWY ROSE MART | 8573 BOWMAN HWY | DEWY ROSE | Hart | 9073017 | 1 |  | 1995-01-01 | FALSE | 1995-01-01 | FALSE | Currently in Use | Regular | 10000 | Galvanic (STIP-3) | 1995-01-19 |  | Fiberglass Reinforced Plastic | Pressurized
DEWY ROSE MART | 8573 BOWMAN HWY | DEWY ROSE | Hart | 9073017 | 4 |  | 1989-01-01 | FALSE | 1989-01-01 | FALSE | Currently in Use | Diesel | 4000 | Galvanic (STIP-3) | 1989-01-19 |  | Fiberglass Reinforced Plastic | Pressurized
FRANKLIN QUICK STOP | 1145 FRANKLIN PKWY | FRANKLIN | Heard | 9074007 | 2 |  | 2000-03-01 | FALSE | 2000-03-01 | FALSE | Temporarily out of use | Diesel | 6000 | Steel-Impressed Current | 2012-04-17 |  | Steel (Impressed Current) | Safe Suction (Euro)
JORDANS KWICK STOP | 2468 FRANKLIN PKWY | FRANKLIN | Heard | 9074003 | 6 | Flapper Valve | 1997-08-01 | FALSE | 1997-08-01 | FALSE | Currently in Use | Diesel | 3000 | Fiberglass | 1997-08-01 |  | Fiberglass Reinforced Plastic | Pressurized
JORDANS KWICK STOP | 2468 FRANKLIN PKWY | FRANKLIN | Heard | 9074003 | 8 | Ball Float | 1997-08-01 | FALSE | 1997-08-01 | FALSE | Currently in Use | Premium | 8000 | Fiberglass | 1997-08-01 |  | Fiberglass Reinforced Plastic | Pressurized
COUNTY LINE FOOD STORE | 354 JOE STEPHENS RD | FRANKLIN | Heard | 740043 | 1 |  | 1999-05-13 |  | 1999-05-13 |  | Removed from Ground | Gas (Historical Use) | 1000 | Steel-Impressed Current | 1984-06-01 | 2006-11-28 | Fiberglass Reinforced Plastic | Safe Suction (Euro)
JONES SHEET METAL | RT 3 BOX 24 | FRANKLIN | Heard | 740012 | 1 | [5 empty] | Removed from Ground | Gas (Historical Use) | 550 | Bare Steel | 1980-04-17 | 1987-12-01 | Galvanized Steel
STOP IN | 229 CENTRALHATCHEE PKWY | FRANKLIN | Heard | 9074006 | 1 |  | 1991-12-09 | FALSE | 1991-12-09 | FALSE | Removed from Ground | Gas (Historical Use) | 6000 | Galvanic (STIP-3) | 1991-12-09 | 2020-03-19 | Fiberglass Reinforced Plastic | Pressurized
STOP IN | 229 CENTRALHATCHEE PKWY | FRANKLIN | Heard | 9074006 | 3 |  | 1991-12-09 | FALSE | 1991-12-09 | FALSE | Removed from Ground | Gas (Historical Use) | 6000 | Galvanic (STIP-3) | 1991-12-09 | 2020-03-19 | Fiberglass Reinforced Plastic | Pressurized
Circle K 2745120 | 1825 FRANKLIN PKWY | FRANKLIN | Heard | 380048 | 4 | [5 empty] | Removed from Ground | Gas (Historical Use) | 4000 | Bare Steel | 1975-03-23 | 1987-06-01 | Galvanized Steel
Circle K 2745120 | 1825 FRANKLIN PKWY | FRANKLIN | Heard | 380048 | 7 | Flapper Valve | 1994-06-01 | FALSE | 1994-06-01 | FALSE | Currently in Use | Regular | 6000 | Galvanic (STIP-3) | 1987-06-01 |  | Fiberglass Reinforced Plastic | Pressurized
Circle K 2745120 | 1825 FRANKLIN PKWY | FRANKLIN | Heard | 380048 | 1 | [5 empty] | Removed from Ground | Gas (Historical Use) | 5000 | Bare Steel | 1975-03-23 | 1987-06-01 | Galvanized Steel
GREENWAY #680 FRANKLIN SQUARE AM | 209 DAVIS ST | FRANKLIN | Heard | 740035 | 2 | [5 empty] | Removed from Ground | Gas (Historical Use) | 1990 | Bare Steel | 1972-05-11 | 2009-01-12 | Bare Steel | Suction (American)
STATE LINE CONVENIENCE STORES IN | 8 HWY 34 | FRANKLIN | Heard | 9074005 | 42662 | Ball Float | 1995-03-15 | FALSE | 1995-03-15 | FALSE | Currently in Use | Plus | 6000 | Steel-Impressed Current | 1995-03-18 |  | Fiberglass Reinforced Plastic | Pressurized
STATE LINE CONVENIENCE STORES IN | 8 HWY 34 | FRANKLIN | Heard | 9074005 | 42663 | Ball Float | 1995-03-15 | FALSE | 1995-03-15 | FALSE | Currently in Use | Premium | 6000 | Steel-Impressed Current | 1995-03-18 |  | Fiberglass Reinforced Plastic | Pressurized
STATE LINE CONVENIENCE STORES IN | 8 HWY 34 | FRANKLIN | Heard | 9074005 | 42666 | Ball Float | 1995-03-15 | FALSE | 1995-03-15 | FALSE | Currently in Use | Regular | 6000 | Steel-Impressed Current | 1995-03-18 |  | Fiberglass Reinforced Plastic | Safe Suction (Euro)
FRANKLIN QUICK STOP | 1145 FRANKLIN PKWY | FRANKLIN | Heard | 9074007 | 1 |  | 2000-03-01 | FALSE | 2000-03-01 | FALSE | Temporarily out of use |  | 8000 | Steel-Impressed Current | 2012-04-17 |  | Steel (Impressed Current) | Safe Suction (Euro)
BLEDSOE'S | US HWY 27 NORTH | FRANKLIN | Heard | 740033 | 2 | [5 empty] | Removed from Ground | Empty | 560 | Bare Steel | 1971-05-12 | 1988-01-01 | Galvanized Steel
FRANKLIN QUICK STOP | 1145 FRANKLIN PKWY | FRANKLIN | Heard | 9074007 | 3 |  | 2000-03-01 | FALSE | 2000-03-01 | FALSE | Temporarily out of use |  | 8000 | Steel-Impressed Current | 2010-01-05 |  | Steel (Impressed Current) | Safe Suction (Euro)
BLEDSOE'S | US HWY 27 NORTH | FRANKLIN | Heard | 740033 | 1 | [5 empty] | Removed from Ground | Empty | 560 | Bare Steel | 1971-05-12 | 1988-01-01 | Galvanized Steel | Safe Suction (Euro)
JORDANS KWICK STOP | 2468 FRANKLIN PKWY | FRANKLIN | Heard | 9074003 | 3 | [5 empty] | Removed from Ground | Empty | 6000 | Bare Steel | 1995-01-16 | 1995-01-16 | Galvanized Steel
AJ Five Point | 4100 US HWY 27 | FRANKLIN | Heard | 9074001 | 3 |  | 1998-11-01 | TRUE | 1998-11-01 |  | Currently in Use | Gas (Historical Use) | 2000 | Cathodically Protected Steel | 1989-06-01 |  | Fiberglass Reinforced Plastic | Pressurized
AJ Five Point | 4100 US HWY 27 | FRANKLIN | Heard | 9074001 | 1 |  | 1998-11-01 | TRUE | 1998-11-01 |  | Currently in Use | Gas (Historical Use) | 6000 | Cathodically Protected Steel | 1989-06-01 |  | Fiberglass Reinforced Plastic | Pressurized
H & W TIRE SERVICE | 15651 GA HWY 100 | FRANKLIN | Heard | 9074008 | 1 | [5 empty] | Removed from Ground | Gas (Historical Use) | 1000 | Marked Unknown | 1996-01-16 | 1996-01-16 | Unknown
COUNTY LINE FOOD STORE | 354 JOE STEPHENS RD | FRANKLIN | Heard | 740043 | 2 |  | 1999-05-13 |  | 1999-05-13 |  | Removed from Ground | Gas (Historical Use) | 1000 | Steel-Impressed Current | 1984-06-01 | 2006-11-28 | Fiberglass Reinforced Plastic | Safe Suction (Euro)
H & W TIRE SERVICE | 15651 GA HWY 100 | FRANKLIN | Heard | 9074008 | 2 | [5 empty] | Removed from Ground | Gas (Historical Use) | 1000 | Marked Unknown | 1996-01-16 | 1996-01-16 | Unknown
JORDANS KWICK STOP | 2468 FRANKLIN PKWY | FRANKLIN | Heard | 9074003 | 1 | [5 empty] | Removed from Ground | Diesel | 0 | Marked Unknown | 1995-01-16 | 1995-01-16 | Unknown
JORDANS KWICK STOP | 2468 FRANKLIN PKWY | FRANKLIN | Heard | 9074003 | 7 | Ball Float | 1997-08-01 | FALSE | 1997-08-01 | FALSE | Currently in Use | Regular | 10000 | Fiberglass | 1997-08-01 |  | Fiberglass Reinforced Plastic | Pressurized
JORDANS KWICK STOP | 2468 FRANKLIN PKWY | FRANKLIN | Heard | 9074003 | 2 | [5 empty] | Removed from Ground | Diesel | 0 | Marked Unknown | 1995-01-16 | 1995-01-16 | Unknown
Circle K 2745120 | 1825 FRANKLIN PKWY | FRANKLIN | Heard | 380048 | 3 | [5 empty] | Removed from Ground | Gas (Historical Use) | 5000 | Bare Steel | 1975-03-23 | 1987-06-01 | Galvanized Steel
GA KRAFT CO | US HWY 27 S | FRANKLIN | Heard | 740034 | 1 | [5 empty] | Removed from Ground | Propane | 500 | Bare Steel | 1966-05-13 | 1899-12-31 | Unknown
AJ Five Point | 4100 US HWY 27 | FRANKLIN | Heard | 9074001 | 2 |  | 1998-11-01 | TRUE | 1998-11-01 |  | Currently in Use | Diesel | 6000 | Cathodically Protected Steel | 1989-06-01 |  | Fiberglass Reinforced Plastic | Pressurized
STOP IN | 229 CENTRALHATCHEE PKWY | FRANKLIN | Heard | 9074006 | 2 |  | 1991-12-09 | FALSE | 1991-12-09 | FALSE | Removed from Ground | Gas (Historical Use) | 6000 | Galvanic (STIP-3) | 1991-12-09 | 2020-03-19 | Fiberglass Reinforced Plastic | Pressurized
AJ Five Point | 4100 US HWY 27 | FRANKLIN | Heard | 9074001 | 4 |  | 1998-11-01 | TRUE | 1998-11-01 |  | Currently in Use | Diesel | 6000 | Cathodically Protected Steel | 1989-06-01 |  | Fiberglass Reinforced Plastic | Pressurized
GREENWAY #680 FRANKLIN SQUARE AM | 209 DAVIS ST | FRANKLIN | Heard | 740035 | 3 | [5 empty] | Removed from Ground | Gas (Historical Use) | 2980 | Bare Steel | 1972-05-11 | 2009-01-12 | Bare Steel | Suction (American)
GREENWAY #680 FRANKLIN SQUARE AM | 209 DAVIS ST | FRANKLIN | Heard | 740035 | 4 | [5 empty] | Removed from Ground | Empty | 1065 | Bare Steel | 1972-05-11 | 2009-01-12 | Bare Steel | Suction (American)
STATE LINE CONVENIENCE STORES IN | 8 HWY 34 | FRANKLIN | Heard | 9074005 | 220065 | Flapper Valve | 1995-03-15 | FALSE | 1995-03-15 | FALSE | Currently in Use | Diesel | 3000 | Steel-Impressed Current | 1995-03-18 |  | Fiberglass Reinforced Plastic | Safe Suction (Euro)
Circle K 2745120 | 1825 FRANKLIN PKWY | FRANKLIN | Heard | 380048 | 5 | Flapper Valve | 1994-06-01 | FALSE | 1994-06-01 | FALSE | Currently in Use | Premium | 6000 | Galvanic (STIP-3) | 1987-06-01 |  | Fiberglass Reinforced Plastic | Pressurized
JORDANS KWICK STOP | 2468 FRANKLIN PKWY | FRANKLIN | Heard | 9074003 | 4 | [5 empty] | Removed from Ground | Empty | 6000 | Bare Steel | 1995-01-16 | 1995-01-16 | Galvanized Steel
JORDANS KWICK STOP | 2468 FRANKLIN PKWY | FRANKLIN | Heard | 9074003 | 5 |  |  | TRUE |  | TRUE | Removed from Ground | Used Oil | 0 | Marked Unknown |  | 1899-12-31 | Unknown
Circle K 2745120 | 1825 FRANKLIN PKWY | FRANKLIN | Heard | 380048 | 2 | [5 empty] | Removed from Ground | Gas (Historical Use) | 5000 | Bare Steel | 1975-03-23 | 1987-06-01 | Galvanized Steel
N V AWBERY | GA HWY 34 | FRANKLIN | Heard | 740014 | 1 | [5 empty] | Removed from Ground | Gas (Historical Use) | 550 | Bare Steel | 1981-04-19 | 1988-05-01 | Galvanized Steel
BARBER ENTERPRISES INC | GA HWY 219 | FRANKLIN | Heard | 740013 | 1 | [5 empty] | Removed from Ground | Gas (Historical Use) | 1000 | Bare Steel | 1973-04-21 | 1988-05-01 | Galvanized Steel
Circle K 2745120 | 1825 FRANKLIN PKWY | FRANKLIN | Heard | 380048 | 6 | Flapper Valve | 1994-06-01 | FALSE | 1994-06-01 | FALSE | Currently in Use | Regular | 6000 | Galvanic (STIP-3) | 1987-06-01 |  | Fiberglass Reinforced Plastic | Pressurized
GREENWAY #680 FRANKLIN SQUARE AM | 209 DAVIS ST | FRANKLIN | Heard | 740035 | 1 | [5 empty] | Removed from Ground | Gas (Historical Use) | 1065 | Bare Steel | 1972-05-11 | 2009-01-12 | Bare Steel | Suction (American)
DUFFLY'S BAIT & TACKLE | GA HWY 219 NORTH | FRANKLIN | Heard | 740029 | 2 | [5 empty] | Removed from Ground | Gas (Historical Use) | 1000 | Bare Steel | 1978-05-10 | 1997-08-21 | Galvanized Steel
GA POWER | PO BOX 150 | ROOPVILLE | Heard | 740026 | 16 | [5 empty] | Removed from Ground | Other | 250 | Bare Steel | 1976-05-09 | 1988-02-24 | Bare Steel
GA POWER | PO BOX 150 | ROOPVILLE | Heard | 740026 | 5 | [5 empty] | Removed from Ground | Diesel | 6000 | Bare Steel | 1976-05-09 | 1988-02-19 | Bare Steel
GA POWER | PO BOX 150 | ROOPVILLE | Heard | 740026 | 7 | [5 empty] | Removed from Ground | Kerosene | 1000 | Bare Steel | 1976-05-09 | 1987-11-03 | Bare Steel
GA POWER | PO BOX 150 | ROOPVILLE | Heard | 740026 | 15 | [5 empty] | Removed from Ground | Other | 250 | Bare Steel | 1986-05-07 | 1988-03-22 | Bare Steel
GA POWER | PO BOX 150 | ROOPVILLE | Heard | 740026 | 11-CONST |  |  | TRUE |  | TRUE | Removed from Ground | Used Oil | 1000 | Bare Steel | 1976-05-09 | 1988-02-18 | Bare Steel
COUNTY LINE ONE STOP | 19555 US HWY 27 S | ROOPVILLE | Heard | 9074002 | 4 | Flapper Valve | 1996-03-01 | FALSE | 1996-03-01 | TRUE | Currently in Use | Diesel | 2000 | Galvanic (STIP-3) | 1996-03-01 |  | Fiberglass Reinforced Plastic | Safe Suction (Euro)
COUNTY LINE ONE STOP | 19555 US HWY 27 S | ROOPVILLE | Heard | 9074002 | 7 | Flapper Valve | 2006-04-18 | FALSE | 2006-04-18 | TRUE | Currently in Use | Regular | 12000 | Galvanic (STIP-3) | 2001-04-18 |  | Fiberglass Reinforced Plastic | Safe Suction (Euro)
POP GROCERY | 375 GA HWY 100 | HOGANSVILLE | Heard | 740028 | 4 |  | 1998-12-03 | FALSE | 1998-12-03 | FALSE | Closed in Ground | Diesel | 1000 | Steel-Impressed Current | 1974-05-11 | 2019-06-17 | Steel (Impressed Current) | Suction (American)
POP GROCERY | 375 GA HWY 100 | HOGANSVILLE | Heard | 740028 | 5 |  | 1998-12-03 | FALSE | 1998-12-03 | FALSE | Closed in Ground | Kerosene | 250 | Steel-Impressed Current | 1974-05-11 | 2019-06-17 | Steel (Impressed Current) | Suction (American)
BOB ROWLEY | 647 GUM CREEK RD | ROOPVILLE | Heard | 740001 | 1 | [5 empty] | Closed in Ground | Gas (Historical Use) | 500 | Bare Steel | 1979-01-01 | 1979-01-01 | Galvanized Steel
GOSDIN PACKAGE STORE | ALABAMA RD/RT 1 | ROOPVILLE | Heard | 740031 | 2 | [5 empty] | Removed from Ground | Gas (Historical Use) | 1000 | Bare Steel | 1978-05-10 | 1988-01-01 | Galvanized Steel
COUNTY LINE ONE STOP | 19555 US HWY 27 S | ROOPVILLE | Heard | 9074002 | 3 |  |  | FALSE |  | FALSE | Removed from Ground | Gas (Historical Use) | 2000 |  | 1990-11-06 | 1996-03-29 | Galvanized Steel
EPHESUS GROCERY | 24441 HWY #100 | ROOPVILLE | Heard | 740030 | 2 | [5 empty] | Removed from Ground | Gas (Historical Use) | 560 | Bare Steel | 1956-05-15 | 1990-01-01 | Galvanized Steel | Safe Suction (Euro)
POP GROCERY | 375 GA HWY 100 | HOGANSVILLE | Heard | 740028 | 7B | Flapper Valve | 2019-06-26 | FALSE | 2019-06-05 | FALSE | Currently in Use | Diesel | 2000 | Tank Jacket Double Walled | 2019-06-04 |  | Double-Walled Fiberglass | Pressurized
R & R ONE STOP | 110 ALABAMA RD | ROOPVILLE | Heard | 10001433 | 2 | Ball Float | 2007-10-25 | FALSE | 2007-10-25 | FALSE | Currently in Use | Regular | 9000 | Epoxy Double-Walled | 2007-10-25 |  | Double-Walled Fiberglass | Pressurized
POP GROCERY | 375 GA HWY 100 | HOGANSVILLE | Heard | 740028 | 2 |  | 1998-12-03 | FALSE | 1998-12-03 | FALSE | Closed in Ground | Gas (Historical Use) | 1000 | Steel-Impressed Current | 1974-05-11 | 2019-06-17 | Steel (Impressed Current) | Safe Suction (Euro)
EPHESUS GROCERY | 24441 HWY #100 | ROOPVILLE | Heard | 740030 | 1 | [5 empty] | Removed from Ground | Gas (Historical Use) | 560 | Bare Steel | 1956-05-15 | 1990-01-01 | Galvanized Steel | Safe Suction (Euro)
EPHESUS GROCERY | 24441 HWY #100 | ROOPVILLE | Heard | 740030 | 4 |  | 1990-01-01 | FALSE | 1990-01-01 | FALSE | Orphan- Contamination | Gas (Historical Use) | 1000 |  | 1990-01-01 |  | Cathodically Protected | Suction (American)
COUNTY LINE ONE STOP | 19555 US HWY 27 S | ROOPVILLE | Heard | 9074002 | 6 | Flapper Valve | 1996-03-01 | FALSE | 1996-03-01 | TRUE | Currently in Use | Premium | 2000 | Galvanic (STIP-3) | 1996-03-01 |  | Fiberglass Reinforced Plastic | Safe Suction (Euro)
COUNTRY CORNER | 19515 HWY 27 | ROOPVILLE | Heard | 9074010 | 1 | Flapper Valve | 1998-12-10 | FALSE | 1998-12-10 | FALSE | Orphan- Contamination | Empty | 6000 | Steel-Impressed Current | 1998-12-15 |  |  | Pressurized
R & R ONE STOP | 110 ALABAMA RD | ROOPVILLE | Heard | 10001433 | 1 | Ball Float | 2007-10-25 | FALSE | 2007-10-25 | FALSE | Currently in Use | Premium | 3000 | Epoxy Double-Walled | 2007-10-25 |  | Double-Walled Fiberglass | Pressurized
POP GROCERY | 375 GA HWY 100 | HOGANSVILLE | Heard | 740028 | 3 |  | 1998-12-03 | FALSE | 1998-12-03 | FALSE | Closed in Ground |  | 1000 | Steel-Impressed Current | 1998-12-11 | 2019-06-17 | Steel (Impressed Current) | Suction (American)
EPHESUS GROCERY | 24441 HWY #100 | ROOPVILLE | Heard | 740030 | 3 | [5 empty] | Removed from Ground | Diesel | 1000 | Bare Steel | 1976-05-10 | 1990-01-01 | Galvanized Steel | Safe Suction (Euro)
GOSDIN PACKAGE STORE | ALABAMA RD/RT 1 | ROOPVILLE | Heard | 740031 | 1 | [5 empty] | Removed from Ground | Gas (Historical Use) | 1000 | Bare Steel | 1978-05-10 | 1988-01-01 | Galvanized Steel
COUNTY LINE ONE STOP | 19555 US HWY 27 S | ROOPVILLE | Heard | 9074002 | 5 | Flapper Valve | 1996-03-01 | FALSE | 1996-03-01 | TRUE | Currently in Use | Diesel | 2000 | Galvanic (STIP-3) | 1996-03-01 |  | Fiberglass Reinforced Plastic | Safe Suction (Euro)
COUNTRY CORNER | 19515 HWY 27 | ROOPVILLE | Heard | 9074010 | 2 | Flapper Valve | 1998-12-10 | FALSE | 1998-12-10 | FALSE | Orphan- Contamination | Regular | 6000 | Steel-Impressed Current | 1998-12-15 |  |  | Pressurized
POP GROCERY | 375 GA HWY 100 | HOGANSVILLE | Heard | 740028 | 1 |  | 1998-12-03 | FALSE | 1998-12-03 | FALSE | Closed in Ground | Gas (Historical Use) | 1000 | Steel-Impressed Current | 1974-05-11 | 2019-06-17 | Steel (Impressed Current) | Suction (American)
EPHESUS GROCERY | 24441 HWY #100 | ROOPVILLE | Heard | 740030 | 6 |  | 1990-01-01 | FALSE | 1990-01-01 | FALSE | Orphan- Contamination | Gas (Historical Use) | 1000 |  | 1990-01-01 |  | Cathodically Protected | Suction (American)
THOMPSON'S GROCERY #43 | RT 3/GA HWY 34 WEST | WARESVILLE | Heard | 740036 | 2 | [5 empty] | Removed from Ground | Gas (Historical Use) | 560 | Bare Steel | 1978-05-10 | 1995-07-01 | Galvanized Steel
COUNTRY CORNER | 19515 HWY 27 | ROOPVILLE | Heard | 9074010 | 3 | Flapper Valve | 1998-12-10 | FALSE | 1998-12-10 | FALSE | Orphan- Contamination | Diesel | 6000 | Steel-Impressed Current | 1998-12-15 |  |  | Pressurized
POP GROCERY | 375 GA HWY 100 | HOGANSVILLE | Heard | 740028 | 6 | Flapper Valve | 2019-06-26 | FALSE | 2019-06-05 | FALSE | Currently in Use | Regular | 4000 | Tank Jacket Double Walled | 2019-06-04 |  | Double-Walled Fiberglass | Pressurized
THOMPSON'S GROCERY #43 | RT 3/GA HWY 34 WEST | WARESVILLE | Heard | 740036 | 1 | [5 empty] | Removed from Ground | Gas (Historical Use) | 560 | Bare Steel | 1978-05-10 | 1995-07-01 | Galvanized Steel
GA POWER | PO BOX 150 | ROOPVILLE | Heard | 740026 | 8-WTP |  |  | TRUE |  | TRUE | Removed from Ground | Used Oil | 1000 | Bare Steel | 1976-05-09 | 1987-11-03 | Bare Steel
GA POWER | PO BOX 150 | ROOPVILLE | Heard | 740026 | 1 | [5 empty] | Removed from Ground | Gas (Historical Use) | 2000 | Bare Steel | 1976-05-09 | 1988-02-18 | Bare Steel
GA POWER | PO BOX 150 | ROOPVILLE | Heard | 740026 | 4 | [5 empty] | Removed from Ground | Gas (Historical Use) | 10000 | Bare Steel | 1976-05-09 | 1988-02-09 | Bare Steel
GA POWER | PO BOX 150 | ROOPVILLE | Heard | 740026 | 9 |  |  | TRUE |  | TRUE | Removed from Ground | Used Oil | 250 | Bare Steel | 1976-05-09 | 1988-02-18 | Bare Steel
GA POWER | PO BOX 150 | ROOPVILLE | Heard | 740026 | 2 | [5 empty] | Removed from Ground | Gas (Historical Use) | 2000 | Bare Steel | 1976-05-09 | 1988-02-11 | Bare Steel
GA POWER | PO BOX 150 | ROOPVILLE | Heard | 740026 | 6 | [5 empty] | Removed from Ground | Gas (Historical Use) | 6000 | Bare Steel | 1976-05-09 | 1988-02-19 | Bare Steel
EPHESUS GROCERY | 24441 HWY #100 | ROOPVILLE | Heard | 740030 | 5 |  | 1990-01-01 | FALSE | 1990-01-01 | FALSE | Orphan- Contamination | Gas (Historical Use) | 1000 |  | 1990-01-01 |  | Cathodically Protected | Suction (American)
COUNTY LINE ONE STOP | 19555 US HWY 27 S | ROOPVILLE | Heard | 9074002 | 2 |  |  | FALSE |  | FALSE | Removed from Ground | Diesel | 2000 | Bare Steel | 1970-01-01 | 1990-11-06 | Galvanized Steel
POP GROCERY | 375 GA HWY 100 | HOGANSVILLE | Heard | 740028 | 7A | Flapper Valve | 2019-06-26 | FALSE | 2019-06-05 | FALSE | Currently in Use | Premium | 2000 | Tank Jacket Double Walled | 2019-06-04 |  | Double-Walled Fiberglass | Pressurized
COUNTY LINE ONE STOP | 19555 US HWY 27 S | ROOPVILLE | Heard | 9074002 | 1 |  |  | FALSE |  | FALSE | Removed from Ground | Gas (Historical Use) | 2000 | Bare Steel | 1970-01-01 | 1996-03-29 | Galvanized Steel
R & R ONE STOP | 110 ALABAMA RD | ROOPVILLE | Heard | 10001433 | 4 | Ball Float | 2007-10-25 | FALSE | 2007-10-25 | FALSE | Currently in Use | Diesel Off Road | 3000 | Epoxy Double-Walled | 2007-10-25 |  | Double-Walled Fiberglass | Pressurized
R & R ONE STOP | 110 ALABAMA RD | ROOPVILLE | Heard | 10001433 | 3 | Ball Float | 2007-10-25 | FALSE | 2007-10-25 | FALSE | Currently in Use | Diesel | 5000 | Epoxy Double-Walled | 2007-10-25 |  | Double-Walled Fiberglass | Pressurized
GLENN SUPERETTE | 10 MCCOSH MILL RD | LAGRANGE | Heard | 9074009 | 72241 | Flapper Valve | 1994-12-01 | FALSE | 1994-12-01 | FALSE | Currently in Use | Diesel Off Road | 1000 | Steel-Impressed Current | 1987-05-15 |  | Steel (Impressed Current) | Pressurized
GLENN SUPERETTE | 10 MCCOSH MILL RD | LAGRANGE | Heard | 9074009 | 72246 | Flapper Valve | 1994-12-01 | FALSE | 1994-12-01 | FALSE | Temporarily out of use | Regular | 4000 | Steel-Impressed Current | 1987-05-15 |  | Steel (Impressed Current) | Suction (American)
GLENN SUPERETTE | 10 MCCOSH MILL RD | LAGRANGE | Heard | 9074009 | 72211 | Flapper Valve | 1994-12-01 | FALSE | 1994-12-01 | FALSE | Currently in Use | Regular | 6000 | Steel-Impressed Current | 1987-05-15 |  | Steel (Impressed Current) | Pressurized
GLENN SUPERETTE | 10 MCCOSH MILL RD | LAGRANGE | Heard | 9074009 | 72148 | Flapper Valve | 1994-12-01 | FALSE | 1994-12-01 | FALSE | Currently in Use | Diesel | 4000 | Steel-Impressed Current | 1987-05-15 |  | Steel (Impressed Current) | Pressurized
HEARD COUNTY SCHOOL BUS GARAGE | 201 PARK AVE | FRANKLIN | Heard | 740021 | 1 | [5 empty] | Removed from Ground | Diesel | 2000 | Bare Steel | 1978-03-27 | 1993-11-19 | Galvanized Steel | Safe Suction (Euro)
RACHEL MITCHELL EPHESUS SHOPPETT | 23970 GA HWY 100 | FRANKLIN | Heard | 740015 | 3 | [5 empty] | Removed from Ground | Gas (Historical Use) | 1000 | Bare Steel | 1976-04-23 | 1997-09-06 | Galvanized Steel | Safe Suction (Euro)
SOLON OWENBY SVC STA | US HWY 27 | FRANKLIN | Heard | 740016 | 2 | [5 empty] | Removed from Ground | Gas (Historical Use) | 1000 | Bare Steel | 1998-10-12 | 1998-10-12 | Galvanized Steel
JONES SHEET METAL INC | RT 3/GA HWY 34 | FRANKLIN | Heard | 740004 | 2 | [5 empty] | Removed from Ground | Gas (Historical Use) | 500 | Bare Steel | 1981-02-25 | 1987-12-01 | Galvanized Steel
SHELLNUTS AUTO PARTS | 369 CENTRAL HATCHER PKWY | FRANKLIN | Heard | 9022055 | 2 | Flapper Valve | 1998-12-14 | FALSE | 1998-12-14 | FALSE | Currently in Use | Diesel | 2000 | Galvanic (STIP-3) | 1989-01-01 |  | Galvanized Steel | Safe Suction (Euro)
DUFFLY'S BAIT & TACKLE | GA HWY 219 NORTH | FRANKLIN | Heard | 740029 | 1 | [5 empty] | Removed from Ground | Gas (Historical Use) | 1000 | Bare Steel | 1997-08-21 | 1997-08-21 | Galvanized Steel
JONES SHEET METAL INC | RT 3/GA HWY 34 | FRANKLIN | Heard | 740004 | 1 | [5 empty] | Removed from Ground | Gas (Historical Use) | 500 | Bare Steel | 1978-02-26 | 1987-12-01 | Galvanized Steel
RIVERSIDE BP | 1778 FRANKLIN PKWY | FRANKLIN | Heard | 740007 | 3 | Flapper Valve | 1997-09-12 | FALSE | 1997-09-12 | FALSE | Currently in Use | Premium | 4000 | Steel-Impressed Current | 1980-04-17 |  | Fiberglass Reinforced Plastic | Pressurized
RACHEL MITCHELL EPHESUS SHOPPETT | 23970 GA HWY 100 | FRANKLIN | Heard | 740015 | 2 | [5 empty] | Removed from Ground | Gas (Historical Use) | 1000 | Bare Steel | 1976-04-23 | 1997-09-06 | Galvanized Steel | Safe Suction (Euro)
SHELNUTTS EXXON | 15301 US HWY 27 RT 2 | FRANKLIN | Heard | 740017 | 3 | [5 empty] | Removed from Ground | Gas (Historical Use) | 2000 | Bare Steel | 1979-04-09 | 2000-06-28 | Galvanized Steel | Safe Suction (Euro)
RIVERSIDE BP | 1778 FRANKLIN PKWY | FRANKLIN | Heard | 740007 | 4 | Ball Float | 1997-09-12 | FALSE | 1997-09-12 | FALSE | Currently in Use | Diesel | 3000 | Steel-Impressed Current | 1980-04-17 |  | Fiberglass Reinforced Plastic | Pressurized
RIVERSIDE BP | 1778 FRANKLIN PKWY | FRANKLIN | Heard | 740007 | 1 | Flapper Valve | 1997-09-01 | FALSE | 1997-09-01 | FALSE | Currently in Use | Regular | 6000 | Steel-Impressed Current | 1980-04-17 |  | Fiberglass Reinforced Plastic | Pressurized
SOLON OWENBY SVC STA | US HWY 27 | FRANKLIN | Heard | 740016 | 1 | [5 empty] | Removed from Ground | Gas (Historical Use) | 1000 | Bare Steel | 1998-10-12 | 1998-10-12 | Galvanized Steel
FRANKLIN CONVENIENCE STORE #54 | 2193 FRANKLIN PKWY | FRANKLIN | Heard | 740025 | 2 | Flapper Valve | 1998-04-01 | FALSE | 1998-04-01 | FALSE | Currently in Use | Diesel | 8000 | Composite | 1981-05-02 |  | Steel (Impressed Current) | Pressurized
SHELLNUTS AUTO PARTS | 369 CENTRAL HATCHER PKWY | FRANKLIN | Heard | 9022055 | 1 | Flapper Valve | 1998-12-14 | FALSE | 1998-12-14 | FALSE | Currently in Use | Regular | 2000 | Galvanic (STIP-3) | 1989-01-01 |  | Galvanized Steel | Safe Suction (Euro)
SHELNUTTS EXXON | 15301 US HWY 27 RT 2 | FRANKLIN | Heard | 740017 | 1 | [5 empty] | Removed from Ground | Gas (Historical Use) | 2000 | Bare Steel | 1979-04-09 | 2000-06-28 | Galvanized Steel | Safe Suction (Euro)
HEARD COUNTY SCHOOL BUS GARAGE | 201 PARK AVE | FRANKLIN | Heard | 740021 | 2 | Flapper Valve | 1995-06-01 |  | 1995-06-01 |  | Removed from Ground | Diesel | 10000 | Galvanic (STIP-3) | 1985-03-25 | 2010-06-28 | Fiberglass Reinforced Plastic | Safe Suction (Euro)
TEXAS GRO | 4424 HWY 34W | FRANKLIN | Heard | 740009 | 2 | [5 empty] | Removed from Ground | Gas (Historical Use) | 1000 | Bare Steel | 1974-04-19 | 1899-12-31 | Unknown | Suction (American)
MCWHORTER EXXON | RT 27 | FRANKLIN | Heard | 740006 | 3 | [5 empty] | Permanently Out of Use - historical purposes | Gas (Historical Use) | 1000 | Bare Steel | 1977-04-18 | 1899-12-31 | Unknown
MCWHORTER EXXON | RT 27 | FRANKLIN | Heard | 740006 | 1 | [5 empty] | Permanently Out of Use - historical purposes | Gas (Historical Use) | 1000 | Bare Steel | 1977-04-18 | 1899-12-31 | Unknown
SHELLNUTS AUTO PARTS | 369 CENTRAL HATCHER PKWY | FRANKLIN | Heard | 9022055 | 3 | Flapper Valve | 1998-12-14 | FALSE | 1998-12-14 | FALSE | Currently in Use | Regular | 2000 | Galvanic (STIP-3) | 1989-01-01 |  | Galvanized Steel | Safe Suction (Euro)
SHELNUTTS EXXON | 15301 US HWY 27 RT 2 | FRANKLIN | Heard | 740017 | 4 | [5 empty] | Removed from Ground | Diesel | 2000 | Bare Steel | 1985-04-07 | 2000-06-28 | Galvanized Steel | Safe Suction (Euro)
RACHEL MITCHELL EPHESUS SHOPPETT | 23970 GA HWY 100 | FRANKLIN | Heard | 740015 | 1 | [5 empty] | Removed from Ground | Gas (Historical Use) | 1000 | Bare Steel | 1976-04-23 | 1997-09-06 | Galvanized Steel | Safe Suction (Euro)
RIVERSIDE BP | 1778 FRANKLIN PKWY | FRANKLIN | Heard | 740007 | 2 | Flapper Valve | 1997-09-12 | FALSE | 1997-09-12 | FALSE | Currently in Use | Regular | 6000 | Steel-Impressed Current | 1980-04-17 |  | Fiberglass Reinforced Plastic | Pressurized
TEXAS GRO | 4424 HWY 34W | FRANKLIN | Heard | 740009 | 1 | [5 empty] | Removed from Ground | Gas (Historical Use) | 1000 | Bare Steel | 1974-04-19 | 1899-12-31 | Unknown | Suction (American)
SHELNUTTS EXXON | 15301 US HWY 27 RT 2 | FRANKLIN | Heard | 740017 | 2 | [5 empty] | Removed from Ground | Gas (Historical Use) | 2000 | Bare Steel | 1979-04-09 | 2000-06-28 | Galvanized Steel | Safe Suction (Euro)
FRANKLIN CONVENIENCE STORE #54 | 2193 FRANKLIN PKWY | FRANKLIN | Heard | 740025 | 3 | Flapper Valve | 1998-04-01 | FALSE | 1998-04-01 | FALSE | Currently in Use | Premium | 8000 | Composite | 1981-05-02 |  | Steel (Impressed Current) | Pressurized
MCWHORTER EXXON | RT 27 | FRANKLIN | Heard | 740006 | 2 | [5 empty] | Permanently Out of Use - historical purposes | Gas (Historical Use) | 1000 | Bare Steel | 1977-04-18 | 1899-12-31 | Unknown
DEPARTMENT OF TRANSPORTATION #10 | 550 OLD FIELD RD | FRANKLIN | Heard | 740019 | 316G1 | [5 empty] | Removed from Ground | Diesel | 6000 | Bare Steel | 1985-02-15 | 2001-07-17 | Galvanized Steel
FRANKLIN CONVENIENCE STORE #54 | 2193 FRANKLIN PKWY | FRANKLIN | Heard | 740025 | 1 | Flapper Valve | 1998-04-01 | FALSE | 1998-04-01 | FALSE | Currently in Use | Regular | 10000 | Composite | 1981-05-02 |  | Steel (Impressed Current) | Pressurized
PETROL MART #621 | 5557 N HENRY BLVD | STOCKBRIDGE | Henry | 310060 | 2 | [5 empty] | Removed from Ground | Gas (Historical Use) | 10027 | Bare Steel | 1981-01-15 | 1994-06-23 | Galvanized Steel
EXXON RETAIL STORE #46797 | 631 GA HWY 138/I-75 | STOCKBRIDGE | Henry | 750039 | 4 |  |  | TRUE |  | TRUE | Removed from Ground | Used Oil | 550 | Fiberglass | 1968-05-10 | 1993-06-08 | Fiberglass Reinforced Plastic | Pressurized
EXXON RETAIL STORE #46797 | 631 GA HWY 138/I-75 | STOCKBRIDGE | Henry | 750039 | 5 | [5 empty] | Removed from Ground | Diesel | 1000 | Composite | 1981-05-07 | 1993-06-08 | Galvanized Steel | Pressurized
H&M MINI MART | 4779 N HENRY BLVD | STOCKBRIDGE | Henry | 750041 | 3-SUL |  | 1997-05-01 |  | 1997-05-01 |  | Removed from Ground | Gas (Historical Use) | 8000 | Steel-Impressed Current | 1976-05-03 | 2001-06-01 | Cathodically Protected
STOCKBRIDGE QUARRY | QUARRY RD | STOCKBRIDGE | Henry | 750053 | 021-02 |  |  | TRUE |  | TRUE | Removed from Ground | Used Oil | 500 | Bare Steel | 1980-05-02 | 1990-01-15 | Galvanized Steel
STOCKBRIDGE 66 | GA HWY 42 | STOCKBRIDGE | Henry | 750083 | R-1 | [5 empty] | Closed in Ground | Gas (Historical Use) | 3000 | Bare Steel | 1961-05-14 | 1987-01-01 | Galvanized Steel
STOCKBRIDGE 66 | GA HWY 42 | STOCKBRIDGE | Henry | 750083 | U-1 | [5 empty] | Closed in Ground | Gas (Historical Use) | 4000 | Bare Steel | 1961-05-14 | 1987-01-01 | Galvanized Steel
BP TRUCK STOP | 3404 N HENRY BLVD | STOCKBRIDGE | Henry | 750001 | 9 | Ball Float | 1988-05-01 | FALSE | 1988-05-01 | FALSE | Currently in Use | Premium | 8000 | Composite | 1988-01-01 |  | Fiberglass Reinforced Plastic | Pressurized
BP TRUCK STOP | 3404 N HENRY BLVD | STOCKBRIDGE | Henry | 750001 | 11 | Ball Float | 1997-03-01 | FALSE | 1997-03-01 | FALSE | Currently in Use | Diesel | 12000 | Fiberglass | 2003-08-07 |  | Fiberglass Reinforced Plastic | Pressurized
BP TRUCK STOP | 3404 N HENRY BLVD | STOCKBRIDGE | Henry | 750001 | 6 | Ball Float | 1988-05-01 | FALSE | 1988-05-01 | FALSE | Currently in Use | Diesel | 12000 | Composite | 1988-05-01 |  | Fiberglass Reinforced Plastic | Pressurized
DEV FOOD MART | 4475 N HENRY BLVD | STOCKBRIDGE | Henry | 9075061 | 1ULP | Ball Float | 1985-12-05 | FALSE | 1993-02-10 | FALSE | Currently in Use | Plus | 8000 | Epoxy | 1985-12-05 |  | Fiberglass Reinforced Plastic | Pressurized
DEV FOOD MART | 4475 N HENRY BLVD | STOCKBRIDGE | Henry | 9075061 | 3SUL | Ball Float | 1985-12-05 | FALSE | 1993-02-10 | FALSE | Currently in Use | Premium | 8000 | Epoxy | 1985-12-05 |  | Fiberglass Reinforced Plastic | Pressurized
MANDERLEY SUBDIVISION | WALT STEVENS RD | STOCKBRIDGE | Henry | 9075046 | 1 | [5 empty] | Removed from Ground | Diesel | 1000 | Marked Unknown | 1994-07-17 | 1994-07-17 | Unknown
Kangaroo #41 / Pantry 3326-EXXON FOOD MART - | 1080 JODECO RD. | STOCKBRIDGE | Henry | 9075047 | 3 | Flapper Valve | 2011-09-27 | FALSE | 2009-08-17 | FALSE | Currently in Use | Diesel | 2000 | Fiberglass | 1994-06-01 |  | Fiberglass Reinforced Plastic | Safe Suction (Euro)
PETROL MART #621 | 5557 N HENRY BLVD | STOCKBRIDGE | Henry | 310060 | 3 | [5 empty] | Removed from Ground | Diesel | 10027 | Bare Steel | 1981-01-15 | 1994-06-23 | Galvanized Steel
EXXON RETAIL STORE #46797 | 631 GA HWY 138/I-75 | STOCKBRIDGE | Henry | 750039 | 2 | [5 empty] | Removed from Ground | Gas (Historical Use) | 6000 | Composite | 1968-05-10 | 1993-06-08 | Fiberglass Reinforced Plastic | Pressurized
Marathon | 1396 FAIRVIEW RD | STOCKBRIDGE | Henry | 750049 | 1 | Flapper Valve | 1998-04-01 | FALSE | 1998-04-01 | FALSE | Currently in Use | Regular | 3000 | Steel-Impressed Current | 2012-05-29 |  |  | Pressurized
MOBIL FOOD MARK MOBIL | 773 HWY 138 | STOCKBRIDGE | Henry | 750104 | 3 | [5 empty] | Removed from Ground | Gas (Historical Use) | 8000 | Bare Steel | 1971-05-12 | 1994-05-20 | Galvanized Steel | Pressurized
PIEDMONT HENRY HOSPITAL | 1133 EAGLES LANDING PKWY | STOCKBRIDGE | Henry | 750012 | 1 | [5 empty] | Removed from Ground | Diesel | 20000 | Bare Steel | 1979-03-01 | 1999-03-01 | Copper | Pressurized
SUNOCO FOOD MART | 22 HWY 138 W | STOCKBRIDGE | Henry | 750032 | 6 | Flapper Valve | 1993-05-09 | FALSE | 1993-05-09 | TRUE | Currently in Use | Premium | 8775 | Fiberglass | 1986-12-01 |  | Fiberglass Reinforced Plastic | Pressurized
WARD OIL CO/WARD DBA STOCKBRIDGE | 5070 NORTH HENRY BLVD | STOCKBRIDGE | Henry | 750065 | 3 | [5 empty] | Removed from Ground | Gas (Historical Use) | 1000 | Bare Steel | 1961-05-08 | 1991-05-13 | Galvanized Steel
STOCKBRIDGE 66 | GA HWY 42 | STOCKBRIDGE | Henry | 750083 | P-1 | [5 empty] | Closed in Ground | Gas (Historical Use) | 2000 | Bare Steel | 1974-05-11 | 1987-01-01 | Galvanized Steel
JOHNNYS #2 | 155 E ATLANTA RD | STOCKBRIDGE | Henry | 750005 | 3 | Flapper Valve | 1994-09-01 | FALSE | 1994-09-01 | FALSE | Currently in Use | Premium | 8000 | Galvanic (STIP-3) | 1985-04-21 |  | Fiberglass Reinforced Plastic | Pressurized
PIEDMONT HENRY HOSPITAL | 1133 EAGLES LANDING PKWY | STOCKBRIDGE | Henry | 750012 | 3 | Flapper Valve | 2006-06-01 | FALSE | 2006-06-01 | TRUE | Currently in Use | Diesel | 5000 | Fiberglass Double Walled | 2005-11-01 |  | Double-Walled Fiberglass | Pressurized
STOCKBRIDGE FOODMART | 4150 N HENRY BLVD | STOCKBRIDGE | Henry | 9075023 | 1 | Ball Float | 1990-02-01 | FALSE | 1990-02-01 | FALSE | Currently in Use | Regular | 8000 | Composite | 1990-03-01 |  | Fiberglass Reinforced Plastic | Pressurized
CLOSED SERVICE STATION/VERMA CO | 301 GA HWY 138 | STOCKBRIDGE | Henry | 9075002 | 3 | [5 empty] | Removed from Ground | Gas (Historical Use) | 2000 | Bare Steel | 1991-12-09 | 1991-12-09 | Galvanized Steel | Suction (American)
WARD OIL CO/WARD DBA STOCKBRIDGE | 5070 NORTH HENRY BLVD | STOCKBRIDGE | Henry | 750065 | 1 | [5 empty] | Removed from Ground | Gas (Historical Use) | 4000 | Bare Steel | 1961-05-08 | 1991-05-13 | Galvanized Steel
MT VERNON BAPTIST CHURCH | 1738 FAIRVIEW RD | STOCKBRIDGE | Henry | 750073 | 3 | [5 empty] | Removed from Ground | Gas (Historical Use) | 3000 | Bare Steel | 1968-05-10 | 1990-08-18 | Galvanized Steel
STOCKBRIDGE ASPHALT PLANT | ROCK QUARRY RD | STOCKBRIDGE | Henry | 750018 | 2 | [5 empty] | Closed in Ground | Other | 17500 | Bare Steel | 1966-03-11 | 1994-07-01 | Not Marked
BP TRUCK STOP | 3404 N HENRY BLVD | STOCKBRIDGE | Henry | 750001 | 2 | [5 empty] | Removed from Ground | Gas (Historical Use) | 6000 | Bare Steel | 1985-04-21 | 1988-01-01 | Galvanized Steel
BP TRUCK STOP | 3404 N HENRY BLVD | STOCKBRIDGE | Henry | 750001 | 8 | Ball Float | 1988-05-01 | FALSE | 1988-05-01 | FALSE | Currently in Use | Plus | 8000 | Composite | 1988-05-01 |  | Fiberglass Reinforced Plastic | Pressurized
RS BUSINESS GROUP LLC | 5047 N HENRY BLVD | STOCKBRIDGE | Henry | 750003 | 4 | [5 empty] | Removed from Ground | Gas (Historical Use) | 10000 | Bare Steel | 1986-04-21 | 1986-11-01 | Galvanized Steel
RS BUSINESS GROUP LLC | 5047 N HENRY BLVD | STOCKBRIDGE | Henry | 750003 | 7 |  | 1994-02-01 | FALSE | 1994-02-01 | FALSE | Currently in Use | Plus | 10000 | Fiberglass | 1986-11-01 |  | Fiberglass Reinforced Plastic | Pressurized
RS BUSINESS GROUP LLC | 5047 N HENRY BLVD | STOCKBRIDGE | Henry | 750003 | 5 | [5 empty] | Removed from Ground | Gas (Historical Use) | 3000 | Bare Steel | 1986-04-21 | 1986-11-01 | Galvanized Steel
STOCKBRIDGE MIDDLE SCHOOL | 533 OLD CONYERS RD | STOCKBRIDGE | Henry | 9075014 | 1 |  |  |  | 1988-01-01 |  | Removed from Ground | Diesel | 10000 | Composite | 1988-01-01 | 1998-11-02 | Galvanized Steel | Suction (American)
CLOSED SERVICE STATION/VERMA CO | 301 GA HWY 138 | STOCKBRIDGE | Henry | 9075002 | 1 | [5 empty] | Removed from Ground | Gas (Historical Use) | 1000 | Bare Steel | 1991-12-09 | 1991-12-09 | Galvanized Steel | Suction (American)
CLOSED SERVICE STATION/VERMA CO | 301 GA HWY 138 | STOCKBRIDGE | Henry | 9075002 | 4 | [5 empty] | Removed from Ground | Gas (Historical Use) | 1000 | Bare Steel | 1991-12-09 | 1991-12-09 | Galvanized Steel | Suction (American)
PETROL MART #621 | 5557 N HENRY BLVD | STOCKBRIDGE | Henry | 310060 | 1 | [5 empty] | Removed from Ground | Gas (Historical Use) | 10027 | Bare Steel | 1981-01-15 | 1994-06-23 | Galvanized Steel
MOBIL FOOD MARK MOBIL | 773 HWY 138 | STOCKBRIDGE | Henry | 750104 | 2 | [5 empty] | Removed from Ground | Gas (Historical Use) | 6000 | Bare Steel | 1971-05-12 | 1994-05-20 | Galvanized Steel | Pressurized
SUNOCO FOOD MART | 22 HWY 138 W | STOCKBRIDGE | Henry | 750032 | 3 | [5 empty] | Removed from Ground | Gas (Historical Use) | 5000 | Bare Steel | 1972-04-26 | 1986-11-05 | Galvanized Steel
DEV FOOD MART | 4475 N HENRY BLVD | STOCKBRIDGE | Henry | 9075061 | 2UNL | Ball Float | 1985-12-05 | FALSE | 1993-02-10 | FALSE | Currently in Use | Regular | 10000 | Epoxy | 1985-12-05 |  | Fiberglass Reinforced Plastic | Pressurized
FORMER CHEVRON | 3056 JODECO RD | STOCKBRIDGE | Henry | 9075049 | 3 | [5 empty] | Removed from Ground | Other | 4000 | Bare Steel | 1970-01-01 | 1990-06-14 | Unknown
CARTER & WHITE INC | 1250 EAGLES LANDING PKWY | STOCKBRIDGE | Henry | 9075052 | 2 |  | 1994-06-01 |  | 1994-06-01 |  | Removed from Ground | Gas (Historical Use) | 10000 | Fiberglass | 1994-06-12 | 2004-02-08 | Fiberglass Reinforced Plastic | Pressurized
BILLS GROCERY INC | 304 GA HWY 138 @ MILLERS MILL RD | STOCKBRIDGE | Henry | 9075038 | 3 | Ball Float | 1993-10-01 |  | 1993-10-01 |  | Removed from Ground | Gas (Historical Use) | 12000 | Fiberglass | 1993-10-05 | 2010-03-08 | Fiberglass Reinforced Plastic | Pressurized
STOCKBRIDGE CONCRETE PLANT | 140 ROCK QUARRY RD | STOCKBRIDGE | Henry | 750006 | 3 | Ball Float | 1996-12-01 | FALSE | 1996-12-01 | FALSE | Currently in Use | Diesel | 12000 | Fiberglass | 1996-12-01 |  | Double-Walled Fiberglass | Pressurized
BP TRUCK STOP | 3404 N HENRY BLVD | STOCKBRIDGE | Henry | 750001 | 5 | Flapper Valve | 1988-05-01 | FALSE | 1988-05-01 | FALSE | Currently in Use | Kerosene | 2000 | Composite | 1988-05-01 |  | Fiberglass Reinforced Plastic | Safe Suction (Euro)
RS BUSINESS GROUP LLC | 5047 N HENRY BLVD | STOCKBRIDGE | Henry | 750003 | 2 | [5 empty] | Removed from Ground | Gas (Historical Use) | 3000 | Bare Steel | 1986-04-21 | 1986-11-01 | Galvanized Steel
BST/STOCKBRIDGE CO/F1447 | 5061 N HENRY BLVD | STOCKBRIDGE | Henry | 560057 | 2 | Overfill Alarm | 1997-07-17 | FALSE | 1997-07-17 | FALSE | Currently in Use | Diesel | 2500 | Fiberglass Double Walled | 1993-02-10 |  | Copper | Suction (American)
ATLANTA TECHNICAL CENTER TEXACO | 1247 EAGLES LANDING PKWY | STOCKBRIDGE | Henry | 9075009 | 5 | Flapper Valve | 1987-08-15 | FALSE | 1987-08-15 | FALSE | Currently in Use | Diesel | 2000 | Galvanic (STIP-3) | 1987-01-01 |  | Fiberglass Reinforced Plastic | Suction (American)
ATLANTA TECHNICAL CENTER TEXACO | 1247 EAGLES LANDING PKWY | STOCKBRIDGE | Henry | 9075009 | 4 | Ball Float | 1987-08-15 | FALSE | 1987-08-15 | FALSE | Currently in Use | Diesel | 6000 | Galvanic (STIP-3) | 1987-08-01 |  | Fiberglass Reinforced Plastic | Pressurized
Kangaroo #41 / Pantry 3326-EXXON FOOD MART - | 1080 JODECO RD. | STOCKBRIDGE | Henry | 9075047 | 1 | Ball Float | 2012-08-17 | FALSE | 1994-06-01 | FALSE | Currently in Use | Regular | 10000 | Fiberglass | 1994-06-01 |  | Fiberglass Reinforced Plastic | Pressurized
PARIKH VSPA ENTERPRISES LLC, | 90 HWY 138E | STOCKBRIDGE | Henry | 9075126 | 2 |  | 2001-06-01 | FALSE | 2001-06-01 | FALSE | Currently in Use | Premium | 12000 | Epoxy | 2001-06-01 |  | Flex | Pressurized
MOBIL FOOD MARK MOBIL | 773 HWY 138 | STOCKBRIDGE | Henry | 750104 | 5 | Ball Float | 1994-05-01 | FALSE | 1994-05-01 | FALSE | Currently in Use | Premium | 10000 | Composite | 1994-05-24 |  | Fiberglass Reinforced Plastic | Pressurized
MOBIL FOOD MARK MOBIL | 773 HWY 138 | STOCKBRIDGE | Henry | 750104 | 4 |  |  | TRUE |  | TRUE | Closed in Ground | Used Oil | 500 | Marked Unknown | 1971-05-12 | 1994-05-01 | Unknown
BP #24091/GULF #24091 | 611 GA HWY 138 @ I-75 | STOCKBRIDGE | Henry | 9075004 | 3 | [5 empty] | Removed from Ground | Gas (Historical Use) | 10000 | Fiberglass | 1989-01-01 | 1990-12-27 | Fiberglass Reinforced Plastic
SIDDHIG SIDDHI INC | 115 GA HWY 138 EAST | STOCKBRIDGE | Henry | 9075005 | 3 | Ball Float | 1988-12-01 | FALSE | 1988-12-01 | FALSE | Currently in Use | Premium | 10000 | Fiberglass Double Walled | 1988-12-01 |  | Double-Walled Fiberglass | Pressurized
FAIRVIEW FIRE STATION | 680 FAIRVIEW RD | STOCKBRIDGE | Henry | 9075060 | 1 | Overfill Alarm | 1989-01-01 | FALSE | 1989-01-01 | FALSE | Currently in Use | Regular | 10000 | Galvanic (STIP-3) | 1998-03-01 |  | Fiberglass Reinforced Plastic | Pressurized
MT VERNON BAPTIST CHURCH | 1738 FAIRVIEW RD | STOCKBRIDGE | Henry | 750073 | 2 | [5 empty] | Removed from Ground | Gas (Historical Use) | 3000 | Bare Steel | 1968-05-10 | 1990-08-18 | Galvanized Steel
DIXIE BURIAL VAULT INC/FAIRVIEW | 166 FAIRVIEW RD\164 FAIRVIEW RD | STOCKBRIDGE | Henry | 750021 | 1 | [5 empty] | Removed from Ground | Gas (Historical Use) | 1000 | Bare Steel | 1986-03-13 | 1993-06-14 | Bare Steel | Safe Suction (Euro)
STOCKBRIDGE FOODMART | 4150 N HENRY BLVD | STOCKBRIDGE | Henry | 9075023 | 2 | Ball Float | 1990-02-01 | FALSE | 1990-02-01 | FALSE | Currently in Use | Plus | 8000 | Composite | 1990-03-01 |  | Fiberglass Reinforced Plastic | Pressurized
SIDDHIG SIDDHI INC | 115 GA HWY 138 EAST | STOCKBRIDGE | Henry | 9075005 | 1 | Ball Float | 1988-12-01 | FALSE | 1988-12-01 | FALSE | Currently in Use | Regular | 10000 | Fiberglass Double Walled | 1988-12-01 |  | Double-Walled Fiberglass | Pressurized
MILLER GROCERY | 3099 RT 2 BOX 155 | STOCKBRIDGE | Henry | 9075033 | 4 | [5 empty] | Removed from Ground | Kerosene | 550 | Bare Steel | 1993-04-25 | 1993-04-25 | Bare Steel | Safe Suction (Euro)
RASVP LLC DBA CHEVRON PARTY STORE | 6105 HWY 155N | STOCKBRIDGE | Henry | 9075131 | 3 | Ball Float | 2001-04-01 | FALSE | 2001-04-01 | FALSE | Currently in Use | Diesel Off Road | 8000 | Epoxy | 2001-04-01 |  | Flex | Pressurized
STOCKBRIDGE AUTO REPAIR | 4650 N HENRY BLVD | STOCKBRIDGE | Henry | 9075102 | 2 | [5 empty] | Removed from Ground | Gas (Historical Use) | 1000 | Not Marked/Unknown | 1998-06-02 | 1998-06-02 | Not Marked
SUNOCO FOOD MART | 4475 WALT STEPHENS RD | STOCKBRIDGE | Henry | 9075127 | 2 | Ball Float | 2001-08-23 | FALSE | 2001-08-23 | FALSE | Currently in Use | Premium | 12000 | Composite | 2001-08-23 |  | Fiberglass Reinforced Plastic | Pressurized
MOBIL FOOD MARK MOBIL | 773 HWY 138 | STOCKBRIDGE | Henry | 750104 | 7 | Ball Float | 1994-05-01 | FALSE | 1994-05-01 | FALSE | Currently in Use | Diesel | 10000 | Composite | 1994-05-24 |  | Fiberglass Reinforced Plastic | Pressurized
SUNOCO FOOD MART | 22 HWY 138 W | STOCKBRIDGE | Henry | 750032 | 7 | Flapper Valve | 1993-05-09 | FALSE | 1993-05-09 | TRUE | Currently in Use | Diesel | 8775 | Fiberglass | 1986-12-01 |  | Fiberglass Reinforced Plastic | Pressurized
SUNOCO FOOD MART | 22 HWY 138 W | STOCKBRIDGE | Henry | 750032 | 4 |  |  | TRUE |  | TRUE | Removed from Ground | Used Oil | 550 | Bare Steel | 1972-04-26 | 1986-11-05 | Galvanized Steel
SUNOCO FOOD MART | 22 HWY 138 W | STOCKBRIDGE | Henry | 750032 | 5 | Flapper Valve | 1993-05-09 | FALSE | 1993-05-09 | TRUE | Currently in Use | Regular | 8775 | Fiberglass | 1986-12-01 |  | Fiberglass Reinforced Plastic | Pressurized
MILLER GROCERY | 3099 RT 2 BOX 155 | STOCKBRIDGE | Henry | 9075033 | 2 | [5 empty] | Removed from Ground | Gas (Historical Use) | 1000 | Bare Steel | 1993-04-25 | 1993-04-25 | Bare Steel | Safe Suction (Euro)
BILLS GROCERY INC | 304 GA HWY 138 @ MILLERS MILL RD | STOCKBRIDGE | Henry | 9075038 | 4 | Ball Float | 1993-10-01 |  | 1993-10-01 |  | Removed from Ground | Gas (Historical Use) | 12000 | Fiberglass | 1993-10-05 | 2010-03-08 | Fiberglass Reinforced Plastic | Pressurized
QUIKTRIP #789 | 1614 HUDSON BRIDGE RD | STOCKBRIDGE | Henry | 9075134 | 3 | Overfill Alarm | 2001-01-01 | FALSE | 2001-01-01 | FALSE | Currently in Use | Premium | 12000 | Fiberglass Double Walled | 2001-10-01 |  | Double-Walled Fiberglass | Pressurized
CITGO | 2240 HWY 42N | STOCKBRIDGE | Henry | 9075128 | 2A | Flapper Valve | 2001-05-09 | FALSE | 2001-05-09 | FALSE | Currently in Use | Premium | 8000 | Composite | 2001-05-06 |  |  | Pressurized
EAGLES LANDING CHEVRON | 105 EAGLES LANDING PKWY | STOCKBRIDGE | Henry | 9075106 | 4 | Ball Float | 1998-01-01 | FALSE | 1998-01-01 | FALSE | Currently in Use | Plus | 2000 | Epoxy | 1998-01-01 |  | Fiberglass Reinforced Plastic | Pressurized
BP TRUCK STOP | 3404 N HENRY BLVD | STOCKBRIDGE | Henry | 750001 | 3 | [5 empty] | Removed from Ground | Gas (Historical Use) | 8000 | Bare Steel | 1985-04-21 | 1988-01-01 | Galvanized Steel
EAGLES LANDING GOLF COURSE MAINT | 601 HUDSON BRIDGE RD | STOCKBRIDGE | Henry | 9075022 | 1 |  | 1991-03-27 |  | 1991-03-27 |  | Removed from Ground | Gas (Historical Use) | 2000 | Steel-Impressed Current | 1991-03-01 | 2007-05-22 | Fiberglass Reinforced Plastic | Pressurized
DEV FOOD MART | 4475 N HENRY BLVD | STOCKBRIDGE | Henry | 9075061 | 4DC | Flapper Valve | 1985-12-05 | FALSE | 1993-02-10 | FALSE | Currently in Use | Diesel | 8000 | Epoxy | 1985-12-05 |  | Fiberglass Reinforced Plastic | Pressurized
QUIKTRIP #789 | 1614 HUDSON BRIDGE RD | STOCKBRIDGE | Henry | 9075134 | 4B | Flapper Valve | 2018-03-02 | FALSE | 2018-03-02 | FALSE | Currently in Use | E-0 | 10000 | Fiberglass Double Walled | 2018-03-02 |  | Double-Walled Flex | Pressurized
CITGO | 2240 HWY 42N | STOCKBRIDGE | Henry | 9075128 | 1 | Flapper Valve | 2001-05-09 | FALSE | 2001-05-09 | FALSE | Currently in Use | Regular | 12000 | Composite | 2001-05-06 |  |  | Pressurized
XEROX GEORGIA OPERATION CENTER | 100 SOUTHCREST DRIVE | STOCKBRIDGE | Henry | 9075113 | 1 | Flapper Valve | 1998-04-08 | FALSE | 1998-04-08 | FALSE | Currently in Use | Diesel | 6000 | Fiberglass | 1998-04-02 |  | Fiberglass Reinforced Plastic | Pressurized
FAIRVIEW ROAD SUPERETTE | 630 FAIRVIEW RD | STOCKBRIDGE | Henry | 9075120 | 2 | Ball Float | 2000-10-02 | FALSE | 2000-10-02 | FALSE | Currently in Use | Premium | 10000 | Fiberglass | 2000-06-27 |  | Fiberglass Reinforced Plastic | Pressurized
RaceWay #6706 - Stockbridge | 6312 HWY 138 W | STOCKBRIDGE | Henry | 9075065 | 3 | Overfill Alarm | 1995-01-01 | FALSE | 1995-01-01 | FALSE | Currently in Use | Premium | 12000 | Composite Double Walled | 1995-01-01 |  | Double-Walled Fiberglass | Pressurized
ALLIED READYMIX INC-PLANT #72 | 500 LEE STREET | STOCKBRIDGE | Henry | 9075069 | DF72-1 |  | 1999-11-01 |  | 1999-11-01 |  | Removed from Ground | Diesel | 10000 | Steel-Impressed Current | 1965-03-07 | 2001-09-01 | Cathodically Protected | Safe Suction (Euro)
ALLIED READYMIX INC-PLANT #72 | 500 LEE STREET | STOCKBRIDGE | Henry | 9075069 | DF72-2 | [5 empty] | Removed from Ground | Diesel | 10000 | Bare Steel | 1965-03-07 | 1999-09-21 | Galvanized Steel | Suction (American)
SPEEDWAY/STARVIN MARVIN #358 | 637 HWY 138 @ I-75 | STOCKBRIDGE | Henry | 9000663 | 8K | [5 empty] | Removed from Ground | Empty | 4000 | Bare Steel | 1976-05-03 | 1991-05-17 | Fiberglass Reinforced Plastic
COOKS GROCERY | 1533 JODECO RD | STOCKBRIDGE | Henry | 750056 | 2 | [5 empty] | Removed from Ground | Gas (Historical Use) | 4000 | Bare Steel | 1968-05-03 | 1992-11-03 | Bare Steel | Safe Suction (Euro)
MOBIL FOOD MARK MOBIL | 773 HWY 138 | STOCKBRIDGE | Henry | 750104 | 1 | [5 empty] | Removed from Ground | Gas (Historical Use) | 5000 | Bare Steel | 1971-05-12 | 1994-05-20 | Galvanized Steel | Pressurized
JOHNNYS #2 | 155 E ATLANTA RD | STOCKBRIDGE | Henry | 750005 | 1 | Flapper Valve | 1994-09-01 | FALSE | 1994-09-01 | FALSE | Currently in Use | Regular | 8000 | Galvanic (STIP-3) | 1985-04-21 |  | Fiberglass Reinforced Plastic | Pressurized
RS BUSINESS GROUP LLC | 5047 N HENRY BLVD | STOCKBRIDGE | Henry | 750003 | 10 |  | 1994-02-01 | FALSE | 1994-02-01 | FALSE | Temporarily out of use | Kerosene | 2000 | Fiberglass | 1986-11-01 |  | Fiberglass Reinforced Plastic | Suction (American)
BELL SOUTH SVCS | 471 HUDSON BRIDGE RD | STOCKBRIDGE | Henry | 9075013 | 1 | [5 empty] | Removed from Ground | Diesel | 20000 | Cathodically Protected Steel | 1986-01-01 | 1990-05-23 | Unknown
PATRICK HENRY HIGH SCHOOL | 109 S LEE ST | STOCKBRIDGE | Henry | 9075045 | 2 | Flapper Valve | 1998-10-01 | FALSE | 1998-10-01 | FALSE | Removed from Ground | Diesel | 10000 | Fiberglass | 1998-10-01 | 2024-06-13 | Flex | Pressurized
FORMER BELLSOUTH STOCKBRIDGE OPE | 112 WEST BURKE ST | STOCKBRIDGE | Henry | 9075048 | 1 | [5 empty] | Removed from Ground | Diesel | 3000 | Bare Steel | 1970-01-01 | 1994-08-04 | Galvanized Steel
RASVP LLC DBA CHEVRON PARTY STORE | 6105 HWY 155N | STOCKBRIDGE | Henry | 9075131 | 1 | Ball Float | 2001-04-01 | FALSE | 2001-04-01 | FALSE | Currently in Use | Gas (Historical Use) | 12000 | Epoxy | 2001-04-01 |  | Flex | Pressurized
EAGLES LANDING CHEVRON | 105 EAGLES LANDING PKWY | STOCKBRIDGE | Henry | 9075106 | 1 | Ball Float | 1998-01-01 | FALSE | 1998-01-01 | FALSE | Currently in Use | Regular | 12000 | Epoxy | 1998-01-01 |  | Fiberglass Reinforced Plastic | Pressurized
SPIVEY BP | 3520 WALT STEPHENS RD | STOCKBRIDGE | Henry | 9075109 | 2 | Ball Float | 1999-01-05 | FALSE | 1999-01-05 | FALSE | Currently in Use | Premium | 10000 | Composite | 1999-01-05 |  | Double-Walled Fiberglass | Pressurized
COOKS GROCERY | 1533 JODECO RD | STOCKBRIDGE | Henry | 750056 | 1 | [5 empty] | Removed from Ground | Gas (Historical Use) | 4000 | Bare Steel | 1968-05-03 | 1992-11-03 | Bare Steel | Safe Suction (Euro)
WARD OIL CO/WARD DBA STOCKBRIDGE | 5070 NORTH HENRY BLVD | STOCKBRIDGE | Henry | 750065 | 2 | [5 empty] | Removed from Ground | Gas (Historical Use) | 4000 | Bare Steel | 1961-05-08 | 1991-05-13 | Galvanized Steel
JOHNNYS #2 | 155 E ATLANTA RD | STOCKBRIDGE | Henry | 750005 | 2 | Flapper Valve | 1994-09-01 | FALSE | 1994-09-01 | FALSE | Currently in Use | Regular | 8000 | Galvanic (STIP-3) | 1985-04-21 |  | Fiberglass Reinforced Plastic | Pressurized
RS BUSINESS GROUP LLC | 5047 N HENRY BLVD | STOCKBRIDGE | Henry | 750003 | 3 | [5 empty] | Removed from Ground | Gas (Historical Use) | 3000 | Bare Steel | 1986-04-21 | 1986-11-01 | Galvanized Steel
BST/STOCKBRIDGE CO/F1447 | 5061 N HENRY BLVD | STOCKBRIDGE | Henry | 560057 | 1 | [5 empty] | Removed from Ground | Diesel | 2000 | Bare Steel | 1983-01-02 | 1993-01-20 | Copper | Suction (American)
BP #24091/GULF #24091 | 611 GA HWY 138 @ I-75 | STOCKBRIDGE | Henry | 9075004 | 2 | [5 empty] | Removed from Ground | Gas (Historical Use) | 10000 | Fiberglass | 1989-01-01 | 1990-12-27 | Fiberglass Reinforced Plastic
ATLANTA TECHNICAL CENTER TEXACO | 1247 EAGLES LANDING PKWY | STOCKBRIDGE | Henry | 9075009 | 1 | Ball Float | 1987-08-15 | FALSE | 1987-08-15 | FALSE | Currently in Use | Regular | 10000 | Galvanic (STIP-3) | 1987-08-01 |  | Fiberglass Reinforced Plastic | Pressurized
MANDERLEY SUBDIVISION | WALT STEVENS RD | STOCKBRIDGE | Henry | 9075046 | 2 | [5 empty] | Removed from Ground | Gas (Historical Use) | 5000 | Marked Unknown | 1994-07-17 | 1994-07-17 | Unknown
STOCKBRIDGE AUTO REPAIR | 4650 N HENRY BLVD | STOCKBRIDGE | Henry | 9075102 | 3 | [5 empty] | Removed from Ground | Gas (Historical Use) | 1000 | Not Marked/Unknown | 1998-06-02 | 1998-06-02 | Not Marked
Chevron Stockbridge | 5051 HWY 155 | STOCKBRIDGE | Henry | 10001462 | 1 | Ball Float | 2005-01-01 | FALSE | 2005-01-01 | FALSE | Currently in Use | Regular | 8000 | Composite | 2005-01-01 |  | Double-Walled Flex | Pressurized
EXXON RETAIL STORE #46797 | 631 GA HWY 138/I-75 | STOCKBRIDGE | Henry | 750039 | 1 | [5 empty] | Removed from Ground | Gas (Historical Use) | 6000 | Composite | 1970-10-10 | 1993-06-08 | Fiberglass Reinforced Plastic | Pressurized
H&M MINI MART | 4779 N HENRY BLVD | STOCKBRIDGE | Henry | 750041 | 2-UNL |  | 1997-05-01 |  | 1997-05-01 |  | Removed from Ground | Gas (Historical Use) | 8000 | Steel-Impressed Current | 1976-05-03 | 2001-06-01 | Cathodically Protected
WARD OIL CO/WARD DBA STOCKBRIDGE | 5070 NORTH HENRY BLVD | STOCKBRIDGE | Henry | 750065 | 4 | [5 empty] | Removed from Ground | Other | 550 | Bare Steel | 1976-01-01 | 1991-05-13 | Not Marked
WARD OIL CO/WARD DBA STOCKBRIDGE | 5070 NORTH HENRY BLVD | STOCKBRIDGE | Henry | 750065 | 5 | [5 empty] | Removed from Ground | Other | 1000 | Bare Steel | 1961-01-01 | 1991-05-13 | Not Marked
PIEDMONT HENRY HOSPITAL | 1133 EAGLES LANDING PKWY | STOCKBRIDGE | Henry | 750012 | 2 | Flapper Valve | 1999-04-01 | FALSE | 1999-04-01 | TRUE | Currently in Use | Diesel | 25000 | Tank Jacket | 1999-04-01 |  | Fiberglass Reinforced Plastic | Pressurized
STOCKBRIDGE ASPHALT PLANT | ROCK QUARRY RD | STOCKBRIDGE | Henry | 750018 | 1 | [5 empty] | Closed in Ground | Other | 17500 | Bare Steel | 1966-03-11 | 1994-07-01 | Not Marked
BP TRUCK STOP | 3404 N HENRY BLVD | STOCKBRIDGE | Henry | 750001 | 7 | Ball Float | 1988-05-01 | FALSE | 1988-05-01 | FALSE | Currently in Use | Regular | 10000 | Composite | 1988-05-01 |  | Fiberglass Reinforced Plastic | Pressurized
BP TRUCK STOP | 3404 N HENRY BLVD | STOCKBRIDGE | Henry | 750001 | 4 | [5 empty] | Removed from Ground | Diesel | 8000 | Bare Steel | 1985-04-21 | 1988-01-01 | Galvanized Steel
BP TRUCK STOP | 3404 N HENRY BLVD | STOCKBRIDGE | Henry | 750001 | 1 | [5 empty] | Removed from Ground | Gas (Historical Use) | 6000 | Bare Steel | 1985-04-21 | 1988-01-01 | Galvanized Steel
CLOSED SERVICE STATION/VERMA CO | 301 GA HWY 138 | STOCKBRIDGE | Henry | 9075002 | 2 |  |  | TRUE |  | TRUE | Removed from Ground | Used Oil | 2000 | Bare Steel | 1991-12-09 | 1991-12-09 | Galvanized Steel | Suction (American)
PARIKH VSPA ENTERPRISES LLC, | 90 HWY 138E | STOCKBRIDGE | Henry | 9075126 | 1 |  | 2001-06-01 | FALSE | 2001-06-01 | FALSE | Currently in Use | Regular | 15000 | Epoxy | 2001-06-01 |  | Flex | Pressurized
BERRY HIL AIRPORT | 555 MILLERS MILL RD | STOCKBRIDGE | Henry | 9075073 | 3 | [5 empty] | Removed from Ground | Other | 2000 | Bare Steel | 1998-12-10 | 1998-12-10 | Galvanized Steel
MURPHY USA #5502 | 5620 N HENRY BLVD | STOCKBRIDGE | Henry | 9075101 | 1 | Flapper Valve | 1997-11-04 | FALSE | 1997-11-04 | FALSE | Currently in Use | Regular | 12000 | Tank Jacket | 1997-11-04 |  | Double-Walled Flex | Pressurized
STOCKBRIDGE MARATHON | 776 GA HWY 138 W | STOCKBRIDGE | Henry | 3010118 | 3 | [5 empty] | Removed from Ground | Gas (Historical Use) | 5000 | Cathodically Protected Steel | 1970-04-27 | 1993-07-26 | Galvanized Steel | Pressurized
SMART MART/STOCKBRIDGE AMOCO | 4955 NORTH HENRY BLVD | STOCKBRIDGE | Henry | 9000388 | 2 | [5 empty] | Removed from Ground | Gas (Historical Use) | 10000 | Bare Steel | 1975-05-08 | 1993-02-01 | Galvanized Steel
RaceWay #6706 - Stockbridge | 6312 HWY 138 W | STOCKBRIDGE | Henry | 9075065 | 1 | Overfill Alarm | 1995-01-01 | FALSE | 1995-01-01 | FALSE | Currently in Use | Regular | 20000 | Composite Double Walled | 1995-01-01 |  | Double-Walled Fiberglass | Pressurized
STOCKBRIDGE MARATHON | 776 GA HWY 138 W | STOCKBRIDGE | Henry | 3010118 | 9 |  | 1993-08-13 | FALSE | 1993-08-13 | FALSE | Currently in Use | Diesel | 11527 | Fiberglass | 1993-08-13 |  | Fiberglass Reinforced Plastic | Pressurized
STOCKBRIDGE MARATHON | 776 GA HWY 138 W | STOCKBRIDGE | Henry | 3010118 | 8 |  | 1993-08-13 | FALSE | 1993-08-13 | FALSE | Currently in Use | Premium | 11527 | Fiberglass | 1993-08-13 |  | Fiberglass Reinforced Plastic | Pressurized
SPEEDWAY/STARVIN MARVIN #358 | 637 HWY 138 @ I-75 | STOCKBRIDGE | Henry | 9000663 | 1REG | [5 empty] | Removed from Ground | Empty | 8000 | Bare Steel | 1969-05-03 | 1991-05-17 | Fiberglass Reinforced Plastic
Marathon | 1396 FAIRVIEW RD | STOCKBRIDGE | Henry | 750049 | 4 | Flapper Valve | 1998-04-01 | FALSE | 1998-04-01 | FALSE | Currently in Use | Diesel | 3000 | Steel-Impressed Current | 2012-05-29 |  |  | Pressurized
STOCKBRIDGE QUARRY | QUARRY RD | STOCKBRIDGE | Henry | 750053 | 021-01 | [5 empty] | Removed from Ground | Diesel | 3000 | Bare Steel | 1985-05-01 | 1990-01-15 | Galvanized Steel
MT VERNON BAPTIST CHURCH | 1738 FAIRVIEW RD | STOCKBRIDGE | Henry | 750073 | 1 | [5 empty] | Removed from Ground | Gas (Historical Use) | 3000 | Bare Steel | 1968-05-10 | 1990-08-18 | Galvanized Steel
SUNOCO FOOD MART | 22 HWY 138 W | STOCKBRIDGE | Henry | 750032 | 2 | [5 empty] | Removed from Ground | Gas (Historical Use) | 10000 | Bare Steel | 1972-04-26 | 1986-11-05 | Galvanized Steel
RS BUSINESS GROUP LLC | 5047 N HENRY BLVD | STOCKBRIDGE | Henry | 750003 | 6 |  | 1994-02-01 | FALSE | 1994-02-01 | FALSE | Currently in Use | Regular | 10000 | Fiberglass | 1986-11-01 |  | Fiberglass Reinforced Plastic | Pressurized
SIDDHIG SIDDHI INC | 115 GA HWY 138 EAST | STOCKBRIDGE | Henry | 9075005 | 2 | Ball Float | 1988-12-01 | FALSE | 1988-12-01 | FALSE | Currently in Use | Plus | 10000 | Fiberglass Double Walled | 1988-12-01 |  | Double-Walled Fiberglass | Pressurized
FAIRVIEW FIRE STATION | 680 FAIRVIEW RD | STOCKBRIDGE | Henry | 9075060 | 2 | Overfill Alarm | 1989-01-01 | FALSE | 1989-01-01 | FALSE | Currently in Use | Diesel | 10000 | Galvanic (STIP-3) | 1998-03-01 |  | Fiberglass Reinforced Plastic | Pressurized
FORMER CHEVRON | 3056 JODECO RD | STOCKBRIDGE | Henry | 9075049 | 2 | [5 empty] | Removed from Ground | Other | 6000 | Bare Steel | 1983-12-14 | 1990-06-14 | Unknown
RS BUSINESS GROUP LLC | 5047 N HENRY BLVD | STOCKBRIDGE | Henry | 750003 | 8 |  | 1994-02-01 | FALSE | 1994-02-01 | FALSE | Currently in Use | Premium | 10000 | Fiberglass | 1986-11-01 |  | Fiberglass Reinforced Plastic | Pressurized
RS BUSINESS GROUP LLC | 5047 N HENRY BLVD | STOCKBRIDGE | Henry | 750003 | 9 |  | 1994-02-01 |  | 1994-02-01 |  | Currently in Use | Diesel | 6000 | Fiberglass | 1986-11-01 |  | Fiberglass Reinforced Plastic | Pressurized
EAGLES LANDING GOLF COURSE MAINT | 601 HUDSON BRIDGE RD | STOCKBRIDGE | Henry | 9075022 | 2 |  | 1991-03-27 |  | 1991-03-27 |  | Removed from Ground | Diesel | 2000 | Steel-Impressed Current | 1991-03-01 | 2007-05-22 | Fiberglass Reinforced Plastic | Pressurized
MANDERLEY SUBDIVISION | WALT STEVENS RD | STOCKBRIDGE | Henry | 9075046 | 3 | [5 empty] | Removed from Ground | Other | 10000 | Marked Unknown | 1994-07-17 | 1994-07-17 | Unknown
CARTER & WHITE INC | 1250 EAGLES LANDING PKWY | STOCKBRIDGE | Henry | 9075052 | 3 |  | 1994-06-01 |  | 1994-06-01 |  | Removed from Ground | Gas (Historical Use) | 10000 | Fiberglass | 1994-06-12 | 2004-02-08 | Fiberglass Reinforced Plastic | Pressurized
PETROL MART #621 | 5557 N HENRY BLVD | STOCKBRIDGE | Henry | 310060 | 7 | Ball Float | 1994-06-01 |  | 1994-06-01 |  | Removed from Ground | Gas (Historical Use) | 10000 | Composite | 1994-06-01 | 2006-09-29 | Fiberglass Reinforced Plastic | Pressurized
PETROL MART #621 | 5557 N HENRY BLVD | STOCKBRIDGE | Henry | 310060 | 4 | [5 empty] | Removed from Ground | Gas (Historical Use) | 10027 | Bare Steel | 1981-01-15 | 1994-06-23 | Galvanized Steel
PETROL MART #621 | 5557 N HENRY BLVD | STOCKBRIDGE | Henry | 310060 | 5 | Ball Float | 1994-06-01 |  | 1994-06-01 |  | Removed from Ground | Gas (Historical Use) | 10000 | Composite | 1994-06-01 | 2006-09-29 | Fiberglass Reinforced Plastic | Pressurized
H&M MINI MART | 4779 N HENRY BLVD | STOCKBRIDGE | Henry | 750041 | 1-REG |  | 1997-05-01 |  | 1997-05-01 |  | Removed from Ground | Gas (Historical Use) | 10000 | Steel-Impressed Current | 1976-05-03 | 2001-06-01 | Cathodically Protected
MOBIL FOOD MARK MOBIL | 773 HWY 138 | STOCKBRIDGE | Henry | 750104 | 6 |  | 1994-05-01 | FALSE | 1994-05-01 | FALSE | Currently in Use | Regular | 10000 | Composite | 1994-05-24 |  | Fiberglass Reinforced Plastic | Pressurized
RS BUSINESS GROUP LLC | 5047 N HENRY BLVD | STOCKBRIDGE | Henry | 750003 | 1 | [5 empty] | Removed from Ground | Gas (Historical Use) | 3000 | Bare Steel | 1986-04-21 | 1986-11-01 | Galvanized Steel
DEV FOOD MART | 4475 N HENRY BLVD | STOCKBRIDGE | Henry | 9075061 | DIESEL | Flapper Valve | 1993-02-10 |  | 1993-02-10 |  | Temporarily out of use | Diesel | 2000 | Epoxy | 1986-10-15 |  | Fiberglass Reinforced Plastic | Suction (American)
Kangaroo #41 / Pantry 3326-EXXON FOOD MART - | 1080 JODECO RD. | STOCKBRIDGE | Henry | 9075047 | 2 | Ball Float | 2012-08-17 | FALSE | 1994-06-01 | FALSE | Currently in Use | Premium | 10000 | Fiberglass | 1994-06-01 |  | Fiberglass Reinforced Plastic | Pressurized
SUNOCO FOOD MART | 4475 WALT STEPHENS RD | STOCKBRIDGE | Henry | 9075127 | 1 | Ball Float | 2001-08-23 | FALSE | 2001-08-23 | FALSE | Currently in Use | Regular | 8000 | Composite | 2001-08-23 |  | Fiberglass Reinforced Plastic | Pressurized
XEROX GEORGIA OPERATION CENTER | 100 SOUTHCREST DRIVE | STOCKBRIDGE | Henry | 9075113 | 2 | Flapper Valve | 1998-04-08 | FALSE | 1998-04-08 | FALSE | Currently in Use | Diesel | 6000 | Fiberglass | 1998-04-02 |  | Fiberglass Reinforced Plastic | Pressurized
SHELL FOODMART | 1001 EAGLES LANDING PKWY | STOCKBRIDGE | Henry | 9075078 | 2 | Ball Float | 1995-10-19 | FALSE | 1995-10-19 | TRUE | Removed from Ground | Gas (Historical Use) | 12000 | Fiberglass | 1995-10-19 |  | Double-Walled Fiberglass | Pressurized
Food Mart | 5180 NORTH HENRY BLVD | STOCKBRIDGE | Henry | 9075066 | 3 | Ball Float | 1989-01-01 | FALSE | 1989-01-01 | FALSE | Currently in Use | Premium | 10000 | Galvanic (STIP-3) | 1989-01-01 |  | Fiberglass Reinforced Plastic | Pressurized
Chevron Stockbridge | 5051 HWY 155 | STOCKBRIDGE | Henry | 10001462 | 2 | Ball Float | 2005-01-01 | FALSE | 2005-01-01 | FALSE | Currently in Use | Premium | 10000 | Composite | 2005-01-01 |  | Double-Walled Flex | Pressurized
The Market at Jodeco | 1150 Jodeco Road | STOCKBRIDGE | Henry | 10001195 | 329166 | Ball Float | 2006-05-15 | FALSE | 2006-05-15 | FALSE | Currently in Use | Diesel | 15000 | Epoxy | 2006-05-12 |  | Double Walled | Pressurized
Marathon | 1396 FAIRVIEW RD | STOCKBRIDGE | Henry | 750049 | 3 | Flapper Valve | 1998-04-01 | FALSE | 1998-04-01 | FALSE | Temporarily out of use | Premium | 3000 | Steel-Impressed Current | 2012-05-29 |  |  | Pressurized
STOCKBRIDGE CONCRETE PLANT | 140 ROCK QUARRY RD | STOCKBRIDGE | Henry | 750006 | 2 | [5 empty] | Removed from Ground | Diesel | 2000 | Bare Steel | 1974-03-10 | 1992-12-01 | Galvanized Steel
BP TRUCK STOP | 3404 N HENRY BLVD | STOCKBRIDGE | Henry | 750001 | 10 | [5 empty] | Removed from Ground | Kerosene | 1 | Cathodically Protected Steel | 1996-08-23 | 1899-12-31 | Fiberglass Reinforced Plastic
ATLANTA TECHNICAL CENTER TEXACO | 1247 EAGLES LANDING PKWY | STOCKBRIDGE | Henry | 9075009 | 3 | Ball Float | 1987-08-15 | FALSE | 1987-08-15 | FALSE | Currently in Use | Premium | 8000 | Galvanic (STIP-3) | 1987-08-01 |  | Fiberglass Reinforced Plastic | Pressurized
PARIKH VSPA ENTERPRISES LLC, | 90 HWY 138E | STOCKBRIDGE | Henry | 9075126 | 3 |  | 2001-06-01 | FALSE | 2001-06-01 | FALSE | Currently in Use | Diesel | 6000 | Epoxy | 2001-06-01 |  | Flex | Pressurized
BINNY GROUP USA INC | 901 ROCK QUARRY RD | STOCKBRIDGE | Henry | 9075108 | 3 | Ball Float | 2007-02-09 | FALSE | 2007-02-09 | FALSE | Currently in Use | Diesel | 6000 | Fiberglass | 2007-02-02 |  | Double-Walled Fiberglass | Pressurized
FLAT ROCK AMOCO | 1400 OLD CONYERS RD | STOCKBRIDGE | Henry | 9075091 | 1001 | Ball Float | 1996-05-15 | FALSE | 1996-05-15 | FALSE | Currently in Use | Regular | 10000 | Composite | 1996-05-15 |  | Double-Walled Fiberglass | Pressurized
SFG ISF STOCKBRIDGE BELLAMY | 43 BELLAMY CT | STOCKBRIDGE | Henry | 752000 | 2 | [5 empty] | Removed from Ground | Other | 3000 | Bare Steel | 1987-11-04 | 1998-11-13 | Fiberglass Reinforced Plastic | Suction (American)
SPEEDWAY/STARVIN MARVIN #358 | 637 HWY 138 @ I-75 | STOCKBRIDGE | Henry | 9000663 | 11SPILLPRE | [5 empty] | Removed from Ground | Other | 4000 | Composite | 1985-05-01 | 1991-05-01 | Fiberglass Reinforced Plastic
SPEEDWAY/STARVIN MARVIN #358 | 637 HWY 138 @ I-75 | STOCKBRIDGE | Henry | 9000663 | 9 |  |  | FALSE |  | FALSE | Removed from Ground |  | 2000 | Bare Steel | 1985-05-01 | 1991-05-17 | Fiberglass Reinforced Plastic
KROGER GA 493 | 1750 HUDSON BRIDGE RD | STOCKBRIDGE | Henry | 10001788 | 2A | Ball Float | 2009-11-12 | FALSE | 2009-12-14 | FALSE | Currently in Use | Diesel | 10000 | Fiberglass Double Walled | 2009-10-22 |  | Double-Walled Flex | Pressurized
MURPHY USA #7389 | 1440 HUDSON BRIDGE RD | STOCKBRIDGE | Henry | 10001200 | 2A | Flapper Valve | 2006-10-06 | FALSE | 2006-10-06 | FALSE | Currently in Use | Diesel | 12000 | Fiberglass Double Walled | 2006-08-29 |  |  | Pressurized
PIT STOP #24 | 1481 A HUDSON BRIDGE RD | STOCKBRIDGE | Henry | 9075040 | 1 |  | 1998-07-01 |  | 1998-07-01 |  | Removed from Ground | Gas (Historical Use) | 10000 | Cathodically Protected Steel | 1987-01-01 | 2008-05-29 | Fiberglass Reinforced Plastic | Pressurized
QUIKTRIP #789 | 1614 HUDSON BRIDGE RD | STOCKBRIDGE | Henry | 9075134 | 1 | Overfill Alarm | 2001-01-01 | FALSE | 2001-01-01 | FALSE | Currently in Use | Regular | 20000 | Fiberglass Double Walled | 2001-10-01 |  | Double-Walled Fiberglass | Pressurized
QUIKTRIP #772 | 5260 N HENRY BLVD | STOCKBRIDGE | Henry | 9075129 | 1 | Flapper Valve | 2001-07-01 | FALSE | 2001-07-01 | FALSE | Currently in Use | Regular | 20000 | Fiberglass Double Walled | 2001-06-01 |  | Double-Walled Flex | Pressurized
FAIRVIEW ROAD SUPERETTE | 630 FAIRVIEW RD | STOCKBRIDGE | Henry | 9075120 | 1 | Ball Float | 2000-10-02 | FALSE | 2000-10-02 | FALSE | Currently in Use | Regular | 12000 | Fiberglass | 2000-06-27 |  | Fiberglass Reinforced Plastic | Pressurized
BERRY HIL AIRPORT | 555 MILLERS MILL RD | STOCKBRIDGE | Henry | 9075073 | 2 | [5 empty] | Removed from Ground | Other | 4000 | Bare Steel | 1998-12-10 | 1998-12-10 | Galvanized Steel
TARA STATION | 793 HWY 138 W | STOCKBRIDGE | Henry | 9075068 | 2 |  | 1992-12-01 | FALSE | 1992-12-01 | FALSE | Temporarily out of use | Gas (Historical Use) | 8000 | Tank Jacket | 1972-05-01 |  | Fiberglass Reinforced Plastic | Pressurized
STOCKBRIDGE POLICE DEPT | 131 BERRY STREET | STOCKBRIDGE | Henry | 9075098 | 1 | [5 empty] | Removed from Ground | Gas (Historical Use) | 8000 | Bare Steel | 1972-01-01 | 1997-12-02 | Bare Steel | Suction (American)
STOCKBRIDGE MARATHON | 776 GA HWY 138 W | STOCKBRIDGE | Henry | 3010118 | 7 |  | 1993-08-13 | FALSE | 1993-08-13 | FALSE | Currently in Use | Regular | 11527 | Fiberglass | 1993-08-13 |  | Fiberglass Reinforced Plastic | Pressurized
STOCKBRIDGE MARATHON | 776 GA HWY 138 W | STOCKBRIDGE | Henry | 3010118 | 1 | [5 empty] | Removed from Ground | Gas (Historical Use) | 10000 | Cathodically Protected Steel | 1970-04-27 | 1993-07-26 | Galvanized Steel | Pressurized
SHELL FOOD MART | 4361 HWY 155 N | STOCKBRIDGE | Henry | 10000245 | 3 | Ball Float | 2003-01-01 | FALSE | 2003-01-01 | FALSE | Currently in Use | Diesel | 4000 | Composite | 2003-01-01 |  | Double-Walled Fiberglass | Pressurized
Chevron Stockbridge | 5051 HWY 155 | STOCKBRIDGE | Henry | 10001462 | 3 | Ball Float | 2005-01-01 | FALSE | 2005-01-01 | FALSE | Currently in Use | Diesel On Road | 6000 | Composite | 2005-01-01 |  | Double-Walled Flex | Pressurized
INGLES GAS EXPRESS #467 | 3701 WALT STEPHENS RD | STOCKBRIDGE | Henry | 10002216 | 1A | Flapper Valve | 2010-10-01 | FALSE | 2010-10-01 | FALSE | Currently in Use | Regular | 25000 | Fiberglass Double Walled | 2010-04-01 |  | Double-Walled Fiberglass | Pressurized
RaceWay #6943 - Mt. Zion | 900 HWY 138 W | STOCKBRIDGE | Henry | 10000384 | 4A | Overfill Alarm | 2013-11-22 | FALSE | 2013-11-22 | FALSE | Currently in Use | Diesel | 10000 | Composite Double Walled | 2013-11-22 |  | Double-Walled Fiberglass | Pressurized
RaceWay #6943 - Mt. Zion | 900 HWY 138 W | STOCKBRIDGE | Henry | 10000384 | 5 | Overfill Alarm | 2013-11-22 | FALSE | 2013-11-22 | FALSE | Currently in Use | Premium | 15000 | Composite Double Walled | 2013-11-22 |  | Double-Walled Fiberglass | Pressurized
THRUMAN PROPERTY | 4482 N HENRY BLVD | STOCKBRIDGE | Henry | 10000917 | 2 |  |  | FALSE |  | FALSE | Removed from Ground | Diesel | 1000 | Unknown | 2005-06-30 | 2005-07-15 | Unknown
BP #24091/GULF #24091 | 611 GA HWY 138 @ I-75 | STOCKBRIDGE | Henry | 9075004 | 1 | [5 empty] | Removed from Ground | Gas (Historical Use) | 10000 | Fiberglass | 1989-01-01 | 1990-12-27 | Fiberglass Reinforced Plastic
BP #24091/GULF #24091 | 611 GA HWY 138 @ I-75 | STOCKBRIDGE | Henry | 9075004 | 4 |  |  | TRUE |  | TRUE | Removed from Ground | Used Oil | 1000 | Not Marked/Unknown |  | 1899-12-31 | Not Marked
ATLANTA TECHNICAL CENTER TEXACO | 1247 EAGLES LANDING PKWY | STOCKBRIDGE | Henry | 9075009 | 2 | Ball Float | 1987-08-15 | FALSE | 1987-08-15 | FALSE | Currently in Use | Plus | 8000 | Galvanic (STIP-3) | 1987-08-01 |  | Fiberglass Reinforced Plastic | Pressurized
CARTER & WHITE INC | 1250 EAGLES LANDING PKWY | STOCKBRIDGE | Henry | 9075052 | 4 |  | 1994-06-01 |  | 1994-06-01 |  | Removed from Ground | Gas (Historical Use) | 12000 | Fiberglass | 1994-06-12 | 2004-02-08 | Fiberglass Reinforced Plastic | Pressurized
AUTO CHOICE | 3000 WALTER WAY | STOCKBRIDGE | Henry | 9075119 | 1 |  | 1997-11-24 |  | 1997-11-24 |  | Temporarily out of use | Gas (Historical Use) | 12000 | Double Walled | 1997-11-11 |  | Fiberglass Reinforced Plastic | Pressurized
MURPHY USA #5502 | 5620 N HENRY BLVD | STOCKBRIDGE | Henry | 9075101 | 2 | Flapper Valve | 1997-11-04 | FALSE | 1997-11-04 | FALSE | Currently in Use | Premium | 12000 | Tank Jacket | 1997-11-04 |  | Double-Walled Flex | Pressurized
SMART MART/STOCKBRIDGE AMOCO | 4955 NORTH HENRY BLVD | STOCKBRIDGE | Henry | 9000388 | 4 | [5 empty] | Removed from Ground | Gas (Historical Use) | 10000 | Bare Steel | 1975-05-08 | 1993-02-01 | Galvanized Steel
SMART MART/STOCKBRIDGE AMOCO | 4955 NORTH HENRY BLVD | STOCKBRIDGE | Henry | 9000388 | 1 | [5 empty] | Removed from Ground | Gas (Historical Use) | 10000 | Bare Steel | 1975-05-08 | 1993-02-01 | Galvanized Steel
LOVE TRIANGLE PACKAGE | 26 HWY 138 EAST | STOCKBRIDGE | Henry | 10000285 | 2 |  |  | FALSE |  | FALSE | Removed from Ground | Gas (Historical Use) | 4000 | Epoxy | 2002-12-31 | 2002-12-31
SHELL FOOD MART | 4361 HWY 155 N | STOCKBRIDGE | Henry | 10000245 | 2 | Ball Float | 2003-01-01 | FALSE | 2003-01-01 | FALSE | Currently in Use | Premium | 8000 | Composite | 2003-01-01 |  | Double-Walled Fiberglass | Pressurized
LOVE TRIANGLE PACKAGE | 26 HWY 138 EAST | STOCKBRIDGE | Henry | 10000285 | 3 |  |  | FALSE |  | FALSE | Removed from Ground | Gas (Historical Use) | 4000 | Epoxy | 2002-12-31 | 2002-12-31
CLOSED SERVICE STATION/VERMA CO | 301 GA HWY 138 | STOCKBRIDGE | Henry | 9075002 | 5 | [5 empty] | Removed from Ground | Gas (Historical Use) | 550 | Bare Steel | 1991-12-09 | 1991-12-09 | Galvanized Steel | Suction (American)
SIDDHIG SIDDHI INC | 115 GA HWY 138 EAST | STOCKBRIDGE | Henry | 9075005 | 4 | Ball Float | 1988-12-01 | FALSE | 1988-12-01 | FALSE | Currently in Use | Diesel | 10000 | Fiberglass Double Walled | 1988-12-01 |  | Double-Walled Fiberglass | Pressurized
PATRICK HENRY HIGH SCHOOL | 109 S LEE ST | STOCKBRIDGE | Henry | 9075045 | 1 |  |  | FALSE |  | FALSE | Removed from Ground | Diesel | 10000 |  |  | 1899-12-31
NO FACILITY NAME GIVEN | HWY 23/HWY 42/HWY 138 SOUTH | STOCKBRIDGE | Henry | 9075050 | 1 | [5 empty] | Removed from Ground | Empty | 0 | Bare Steel |  | 1899-12-31 | Galvanized Steel
BILLS GROCERY INC | 304 GA HWY 138 @ MILLERS MILL RD | STOCKBRIDGE | Henry | 9075038 | 2 |  | 1993-10-01 |  | 1993-10-01 |  | Removed from Ground | Gas (Historical Use) | 6000 | Fiberglass | 1993-09-01 | 1993-09-01 | Fiberglass Reinforced Plastic | Pressurized
QUIKTRIP #789 | 1614 HUDSON BRIDGE RD | STOCKBRIDGE | Henry | 9075134 | 4A | Flapper Valve | 2018-03-02 | FALSE |  | FALSE | Currently in Use | Diesel | 12000 | Fiberglass Double Walled | 2018-03-02 |  | Double-Walled Flex | Pressurized
SEYOUM PETROS AMOCO FOOD MART | 4470 WALT STEPHENS RD | STOCKBRIDGE | Henry | 9075103 | 2 | Ball Float | 1997-04-14 | FALSE | 1997-04-14 | FALSE | Currently in Use | Premium | 10000 | Composite | 1998-03-03 |  |  | Pressurized
FLAT ROCK AMOCO | 1400 OLD CONYERS RD | STOCKBRIDGE | Henry | 9075091 | 1003 | Ball Float | 1996-05-15 | FALSE | 1996-05-15 | FALSE | Currently in Use | Diesel Off Road | 2000 | Composite | 1996-05-15 |  | Double-Walled Fiberglass | Safe Suction (Euro)
STOCKBRIDGE MARATHON | 776 GA HWY 138 W | STOCKBRIDGE | Henry | 3010118 | 10 | Flapper Valve | 2024-02-20 | FALSE | 2024-02-20 | FALSE | Currently in Use | Regular | 20000 | Composite Double Walled | 2024-02-20 |  | Double-Walled Fiberglass | Pressurized
SMART MART/STOCKBRIDGE AMOCO | 4955 NORTH HENRY BLVD | STOCKBRIDGE | Henry | 9000388 | 3 | [5 empty] | Removed from Ground | Gas (Historical Use) | 10000 | Bare Steel | 1975-05-08 | 1993-02-01 | Galvanized Steel
RaceWay #6943 - Mt. Zion | 900 HWY 138 W | STOCKBRIDGE | Henry | 10000384 | 1 |  | 2003-04-01 | FALSE | 2003-04-01 | FALSE | Removed from Ground | Gas (Historical Use) | 20000 | Composite Double Walled | 2003-02-01 | 2013-12-10 | Double-Walled Fiberglass | Pressurized
MURPHY USA #7389 | 1440 HUDSON BRIDGE RD | STOCKBRIDGE | Henry | 10001200 | 1 | Flapper Valve | 2006-10-06 | FALSE | 2006-10-06 | FALSE | Currently in Use | Regular | 20000 | Fiberglass Double Walled | 2006-08-29 |  |  | Pressurized
CARTER & WHITE INC | 1250 EAGLES LANDING PKWY | STOCKBRIDGE | Henry | 9075052 | 1 |  | 1994-06-01 |  | 1994-06-01 |  | Removed from Ground | Diesel | 6000 | Fiberglass | 1994-06-12 | 2004-02-08 | Fiberglass Reinforced Plastic | Pressurized
PIT STOP #24 | 1481 A HUDSON BRIDGE RD | STOCKBRIDGE | Henry | 9075040 | 2 |  | 1998-07-01 |  | 1998-07-01 |  | Removed from Ground | Diesel | 8000 | Cathodically Protected Steel | 1987-01-01 | 2008-05-29 | Fiberglass Reinforced Plastic | Pressurized
SPIVEY BP | 3520 WALT STEPHENS RD | STOCKBRIDGE | Henry | 9075109 | 1 | Ball Float | 1999-01-05 | FALSE | 1999-01-05 | FALSE | Currently in Use | Regular | 12000 | Composite | 1999-01-05 |  | Double-Walled Fiberglass | Pressurized
MILLER GROCERY | 3099 RT 2 BOX 155 | STOCKBRIDGE | Henry | 9075033 | 3 | [5 empty] | Removed from Ground | Gas (Historical Use) | 1000 | Not Marked/Unknown | 1993-04-25 | 1993-04-25 | Bare Steel | Safe Suction (Euro)
QUIKTRIP #789 | 1614 HUDSON BRIDGE RD | STOCKBRIDGE | Henry | 9075134 | 2 | Overfill Alarm | 2001-01-01 | FALSE | 2001-01-01 | FALSE | Currently in Use | Regular | 20000 | Fiberglass Double Walled | 2001-10-01 |  | Double-Walled Fiberglass | Pressurized
RASVP LLC DBA CHEVRON PARTY STORE | 6105 HWY 155N | STOCKBRIDGE | Henry | 9075131 | 4 | Ball Float | 2001-04-01 | FALSE | 2001-04-01 | FALSE | Currently in Use | Diesel | 2000 | Epoxy | 2001-04-01 |  | Flex | Pressurized
STOCKBRIDGE AUTO REPAIR | 4650 N HENRY BLVD | STOCKBRIDGE | Henry | 9075102 | 1 | [5 empty] | Removed from Ground | Gas (Historical Use) | 1000 | Not Marked/Unknown | 1998-06-02 | 1998-06-02 | Not Marked
BERRY HIL AIRPORT | 555 MILLERS MILL RD | STOCKBRIDGE | Henry | 9075073 | 1 | [5 empty] | Removed from Ground | Other | 4000 | Bare Steel | 1998-12-04 | 1998-12-04 | Galvanized Steel
Food Mart | 5180 NORTH HENRY BLVD | STOCKBRIDGE | Henry | 9075066 | 4A | Ball Float | 1989-01-01 | FALSE | 1989-01-01 | FALSE | Currently in Use | Diesel | 5000 | Galvanic (STIP-3) | 1989-01-01 |  | Fiberglass Reinforced Plastic | Pressurized
TARA STATION | 793 HWY 138 W | STOCKBRIDGE | Henry | 9075068 | 3 |  | 1992-12-01 | FALSE | 1992-12-01 | FALSE | Temporarily out of use | Diesel | 6000 | Tank Jacket | 1972-05-01 |  | Fiberglass Reinforced Plastic | Pressurized
RaceWay #6943 - Mt. Zion | 900 HWY 138 W | STOCKBRIDGE | Henry | 10000384 | 2B |  | 2003-04-01 | FALSE | 2003-04-01 | FALSE | Removed from Ground | Diesel | 10000 | Composite Double Walled | 2003-02-01 | 2013-12-10 | Double-Walled Fiberglass | Pressurized
MILLER GROCERY | 3099 RT 2 BOX 155 | STOCKBRIDGE | Henry | 9075033 | 1 | [5 empty] | Removed from Ground | Gas (Historical Use) | 2000 | Bare Steel | 1960-01-01 | 1993-04-25 | Bare Steel | Safe Suction (Euro)
SEYOUM PETROS AMOCO FOOD MART | 4470 WALT STEPHENS RD | STOCKBRIDGE | Henry | 9075103 | 1 | Ball Float | 1997-04-14 | FALSE | 1997-04-14 | FALSE | Currently in Use | Regular | 12000 | Composite | 1998-03-03 |  |  | Pressurized
TARA STATION | 793 HWY 138 W | STOCKBRIDGE | Henry | 9075068 | 1 |  | 1992-12-01 | FALSE | 1992-12-01 | FALSE | Temporarily out of use | Gas (Historical Use) | 10000 | Tank Jacket | 1972-05-01 |  | Fiberglass Reinforced Plastic | Pressurized
KROGER GA 493 | 1750 HUDSON BRIDGE RD | STOCKBRIDGE | Henry | 10001788 | 2B | Ball Float | 2009-11-12 | FALSE | 2009-12-14 | FALSE | Currently in Use | Premium | 8000 | Fiberglass Double Walled | 2009-10-22 |  | Double-Walled Flex | Pressurized
SHELL FOOD MART | 4361 HWY 155 N | STOCKBRIDGE | Henry | 10000245 | 1 | Ball Float | 2003-01-01 | FALSE | 2003-01-01 | FALSE | Currently in Use | Regular | 12000 | Composite | 2003-01-01 |  | Double-Walled Fiberglass | Pressurized
The Market at Jodeco | 1150 Jodeco Road | STOCKBRIDGE | Henry | 10001195 | 329179 | Ball Float | 2006-05-15 | FALSE | 2006-05-16 | FALSE | Currently in Use | Regular | 20000 | Epoxy | 2006-05-12 |  | Cathodically Protected | Pressurized
RaceWay #6943 - Mt. Zion | 900 HWY 138 W | STOCKBRIDGE | Henry | 10000384 | 2A |  | 2003-04-01 | FALSE | 2003-04-01 | FALSE | Removed from Ground | E-10 | 10000 | Composite Double Walled | 2003-02-01 | 2013-12-10 | Double-Walled Fiberglass | Pressurized
Food Mart | 5180 NORTH HENRY BLVD | STOCKBRIDGE | Henry | 9075066 | 2 | Ball Float | 1989-01-01 | FALSE | 1989-01-01 | FALSE | Currently in Use | Plus | 10000 | Galvanic (STIP-3) | 1989-01-01 |  | Fiberglass Reinforced Plastic | Pressurized
KROGER GA 493 | 1750 HUDSON BRIDGE RD | STOCKBRIDGE | Henry | 10001788 | 1 | Ball Float | 2009-11-12 | FALSE | 2009-12-14 | FALSE | Currently in Use | Regular | 20000 | Fiberglass Double Walled | 2009-10-22 |  | Double-Walled Flex | Pressurized
INGLES GAS EXPRESS #467 | 3701 WALT STEPHENS RD | STOCKBRIDGE | Henry | 10002216 | 1B | Flapper Valve | 2010-10-01 | FALSE | 2010-10-01 | FALSE | Currently in Use | Premium | 7000 | Fiberglass Double Walled | 2010-04-01 |  | Double-Walled Fiberglass | Pressurized
SHELL FOODMART | 1001 EAGLES LANDING PKWY | STOCKBRIDGE | Henry | 9075078 | 3 | Ball Float | 1995-10-19 | FALSE | 1995-10-19 | TRUE | Removed from Ground | Diesel | 2000 | Fiberglass | 1995-10-19 |  | Double-Walled Fiberglass | Suction (American)
RaceWay #6706 - Stockbridge | 6312 HWY 138 W | STOCKBRIDGE | Henry | 9075065 | 2 | Overfill Alarm | 1995-01-01 | FALSE | 1995-01-01 | FALSE | Currently in Use | Diesel | 12000 | Composite Double Walled | 1995-01-01 |  | Double-Walled Fiberglass | Pressurized
STOCKBRIDGE MARATHON | 776 GA HWY 138 W | STOCKBRIDGE | Henry | 3010118 | 2 | [5 empty] | Removed from Ground | Gas (Historical Use) | 10000 | Cathodically Protected Steel | 1970-04-27 | 1993-07-26 | Galvanized Steel | Pressurized
SPEEDWAY/STARVIN MARVIN #358 | 637 HWY 138 @ I-75 | STOCKBRIDGE | Henry | 9000663 | 2UL | [5 empty] | Removed from Ground | Other | 8000 | Bare Steel | 1969-05-03 | 1991-05-17 | Fiberglass Reinforced Plastic
SPEEDWAY/STARVIN MARVIN #358 | 637 HWY 138 @ I-75 | STOCKBRIDGE | Henry | 9000663 | 3SUL | [5 empty] | Removed from Ground | Empty | 8000 | Bare Steel | 1969-05-03 | 1991-05-17 | Fiberglass Reinforced Plastic
SPEEDWAY/STARVIN MARVIN #358 | 637 HWY 138 @ I-75 | STOCKBRIDGE | Henry | 9000663 | 10WASTEHOL | [5 empty] | Removed from Ground | Other | 4000 | Composite | 1985-05-01 | 1991-05-01 | Fiberglass Reinforced Plastic
MILLER GROCERY | 3099 RT 2 BOX 155 | STOCKBRIDGE | Henry | 9075033 | 5 | [5 empty] | Removed from Ground | Diesel | 2000 | Not Marked/Unknown | 1975-01-01 | 1993-04-25 | Bare Steel | Safe Suction (Euro)
EAGLES LANDING CHEVRON | 105 EAGLES LANDING PKWY | STOCKBRIDGE | Henry | 9075106 | 2 | Ball Float | 1998-01-01 | FALSE | 1998-01-01 | FALSE | Currently in Use | Premium | 10000 | Epoxy | 1998-01-01 |  | Fiberglass Reinforced Plastic | Pressurized
STOCKBRIDGE MARATHON | 776 GA HWY 138 W | STOCKBRIDGE | Henry | 3010118 | 5 | [5 empty] | Removed from Ground | Gas (Historical Use) | 550 | Cathodically Protected Steel | 1970-04-27 | 1986-05-19 | Galvanized Steel
STOCKBRIDGE MARATHON | 776 GA HWY 138 W | STOCKBRIDGE | Henry | 3010118 | 4 | [5 empty] | Removed from Ground | Diesel | 10000 | Fiberglass | 1980-02-11 | 1993-07-26 | Fiberglass Reinforced Plastic | Pressurized
SPEEDWAY/STARVIN MARVIN #358 | 637 HWY 138 @ I-75 | STOCKBRIDGE | Henry | 9000663 | 7D | [5 empty] | Removed from Ground | Diesel | 20000 | Composite | 1985-05-01 | 1991-05-01 | Fiberglass Reinforced Plastic
RaceWay #6943 - Mt. Zion | 900 HWY 138 W | STOCKBRIDGE | Henry | 10000384 | 4B | Overfill Alarm | 2013-11-22 | FALSE | 2013-11-22 | TRUE | Currently in Use | Ethanol | 10000 | Composite Double Walled | 2013-11-22 |  | Double-Walled Fiberglass | Pressurized
SPEEDWAY/STARVIN MARVIN #358 | 637 HWY 138 @ I-75 | STOCKBRIDGE | Henry | 9000663 | 5UL | [5 empty] | Removed from Ground | Empty | 8000 | Bare Steel | 1985-05-01 | 1991-05-17 | Fiberglass Reinforced Plastic
MORGAN AUTO PARTS INC | 473 GEORGIA HWY 138 EAST | STOCKBRIDGE | Henry | 10002653 | 1 |  |  | FALSE |  | FALSE | Removed from Ground | Used Oil | 8000 | Unknown | 2017-01-18 | 2017-01-18
LOVE TRIANGLE PACKAGE | 26 HWY 138 EAST | STOCKBRIDGE | Henry | 10000285 | 1 |  |  | FALSE |  | FALSE | Removed from Ground | Gas (Historical Use) | 8000 | Epoxy | 2002-12-31 | 2002-12-31
The Market at Jodeco | 1150 Jodeco Road | STOCKBRIDGE | Henry | 10001195 | 329169 | Ball Float | 2006-05-15 | FALSE | 2006-05-15 | FALSE | Currently in Use | Premium | 10000 | Epoxy | 2006-05-12 |  | Double Walled | Pressurized
MURPHY USA #7389 | 1440 HUDSON BRIDGE RD | STOCKBRIDGE | Henry | 10001200 | 2B | Flapper Valve | 2006-10-06 | FALSE | 2006-10-06 | FALSE | Currently in Use | Premium | 8000 | Fiberglass Double Walled | 2006-08-29 |  |  | Pressurized
THRUMAN PROPERTY | 4482 N HENRY BLVD | STOCKBRIDGE | Henry | 10000917 | 1 |  |  | FALSE |  | FALSE | Removed from Ground | Gas (Historical Use) | 1000 | Unknown | 2005-06-30 | 2005-07-15 | Unknown
CITGO | 2240 HWY 42N | STOCKBRIDGE | Henry | 9075128 | 2B | Flapper Valve | 2001-05-09 | FALSE | 2001-05-09 | FALSE | Currently in Use | Diesel | 4000 | Composite | 2001-05-06 |  |  | Pressurized
QUIKTRIP #772 | 5260 N HENRY BLVD | STOCKBRIDGE | Henry | 9075129 | 2 | Flapper Valve | 2001-07-01 | FALSE | 2001-07-01 | FALSE | Currently in Use | Regular | 20000 | Fiberglass Double Walled | 2001-06-01 |  | Double-Walled Flex | Pressurized
EAGLES LANDING CHEVRON | 105 EAGLES LANDING PKWY | STOCKBRIDGE | Henry | 9075106 | 3 | Ball Float | 1998-01-01 | FALSE | 1998-01-01 | FALSE | Currently in Use | Diesel | 8000 | Epoxy | 1998-01-01 |  | Fiberglass Reinforced Plastic | Pressurized
BINNY GROUP USA INC | 901 ROCK QUARRY RD | STOCKBRIDGE | Henry | 9075108 | 1 | Ball Float | 1998-01-15 | FALSE | 1998-01-15 | TRUE | Currently in Use | Regular | 10000 | Epoxy | 1998-01-15 |  | Fiberglass Reinforced Plastic | Pressurized
Food Mart | 5180 NORTH HENRY BLVD | STOCKBRIDGE | Henry | 9075066 | 4B | Ball Float | 1989-01-01 |  | 1989-01-01 |  | Currently in Use | Kerosene | 2000 | Galvanic (STIP-3) | 1989-01-01 |  | Fiberglass Reinforced Plastic | Pressurized
BINNY GROUP USA INC | 901 ROCK QUARRY RD | STOCKBRIDGE | Henry | 9075108 | 2 | Ball Float | 1998-01-15 | FALSE | 1998-01-15 | TRUE | Currently in Use | Premium | 1200 | Epoxy | 1998-03-01 |  | Fiberglass Reinforced Plastic | Safe Suction (Euro)
SHELL FOODMART | 1001 EAGLES LANDING PKWY | STOCKBRIDGE | Henry | 9075078 | 1 | Ball Float | 1995-10-19 | FALSE | 1995-10-19 | TRUE | Removed from Ground | Gas (Historical Use) | 12000 | Fiberglass | 1995-10-19 |  | Double-Walled Fiberglass | Pressurized
Food Mart | 5180 NORTH HENRY BLVD | STOCKBRIDGE | Henry | 9075066 | 1 | Ball Float | 1989-01-01 | FALSE | 1989-01-01 | FALSE | Currently in Use | Regular | 10000 | Galvanic (STIP-3) | 1989-01-01 |  | Fiberglass Reinforced Plastic | Pressurized
FLAT ROCK AMOCO | 1400 OLD CONYERS RD | STOCKBRIDGE | Henry | 9075091 | 1002 | Ball Float | 1996-05-15 | FALSE | 1996-05-15 | FALSE | Currently in Use | Premium | 10000 | Composite | 1996-05-15 |  | Double-Walled Fiberglass | Pressurized
SFG ISF STOCKBRIDGE BELLAMY | 43 BELLAMY CT | STOCKBRIDGE | Henry | 752000 | 3 |  |  | TRUE |  | TRUE | Removed from Ground | Used Oil | 1000 | Bare Steel | 1987-11-04 | 1998-11-13 | Fiberglass Reinforced Plastic | Gravity Fed
SPEEDWAY/STARVIN MARVIN #358 | 637 HWY 138 @ I-75 | STOCKBRIDGE | Henry | 9000663 | 4REG | [5 empty] | Removed from Ground | Empty | 8000 | Bare Steel | 1985-05-01 | 1991-05-17 | Fiberglass Reinforced Plastic
PETROL MART #621 | 5557 N HENRY BLVD | STOCKBRIDGE | Henry | 310060 | 6 | Ball Float | 1994-06-01 |  | 1994-06-01 |  | Removed from Ground | Gas (Historical Use) | 10000 | Composite | 1994-06-01 | 2006-09-29 | Fiberglass Reinforced Plastic | Pressurized
EXXON RETAIL STORE #46797 | 631 GA HWY 138/I-75 | STOCKBRIDGE | Henry | 750039 | 3 | [5 empty] | Removed from Ground | Gas (Historical Use) | 6000 | Composite | 1968-05-10 | 1993-06-08 | Fiberglass Reinforced Plastic | Pressurized
Marathon | 1396 FAIRVIEW RD | STOCKBRIDGE | Henry | 750049 | 2 | Flapper Valve | 1998-04-01 | FALSE | 1998-04-01 | FALSE | Currently in Use | Plus | 10000 | Steel-Impressed Current | 2012-05-29 |  |  | Pressurized
STOCKBRIDGE CONCRETE PLANT | 140 ROCK QUARRY RD | STOCKBRIDGE | Henry | 750006 | 1 | [5 empty] | Removed from Ground | Diesel | 10000 | Bare Steel | 1974-03-10 | 1996-12-01 | Galvanized Steel | Suction (American)
SUNOCO FOOD MART | 22 HWY 138 W | STOCKBRIDGE | Henry | 750032 | 1 | [5 empty] | Removed from Ground | Gas (Historical Use) | 10000 | Bare Steel | 1972-04-26 | 1986-11-05 | Galvanized Steel
STOCKBRIDGE FOODMART | 4150 N HENRY BLVD | STOCKBRIDGE | Henry | 9075023 | 3 | Ball Float | 1990-02-01 | FALSE | 1990-02-01 | FALSE | Currently in Use | Premium | 8000 | Composite | 1990-03-01 |  | Fiberglass Reinforced Plastic | Pressurized
FORMER CHEVRON | 3056 JODECO RD | STOCKBRIDGE | Henry | 9075049 | 1 | [5 empty] | Removed from Ground | Other | 8000 | Bare Steel | 1983-12-14 | 1990-06-14 | Unknown
BILLS GROCERY INC | 304 GA HWY 138 @ MILLERS MILL RD | STOCKBRIDGE | Henry | 9075038 | 1 | [5 empty] | Removed from Ground | Diesel | 6000 | Marked Unknown | 1993-09-01 | 1993-09-01 | Not Marked
PIT STOP #24 | 1481 A HUDSON BRIDGE RD | STOCKBRIDGE | Henry | 9075040 | 3 |  | 1998-07-01 |  | 1998-07-01 |  | Removed from Ground | Gas (Historical Use) | 8000 | Cathodically Protected Steel | 1987-01-01 | 2008-05-29 | Fiberglass Reinforced Plastic | Pressurized
RASVP LLC DBA CHEVRON PARTY STORE | 6105 HWY 155N | STOCKBRIDGE | Henry | 9075131 | 2 | Ball Float | 2001-04-01 | FALSE | 2001-04-01 | FALSE | Currently in Use | Gas (Historical Use) | 10000 | Epoxy | 2001-04-01 |  | Flex | Pressurized
PARIKH VSPA ENTERPRISES LLC, | 90 HWY 138E | STOCKBRIDGE | Henry | 9075126 | 4 |  | 2001-06-01 | FALSE | 2001-06-01 | FALSE | Currently in Use | Diesel | 4000 | Epoxy | 2001-06-01 |  | Flex | Pressurized
QUIKTRIP #772 | 5260 N HENRY BLVD | STOCKBRIDGE | Henry | 9075129 | 3 | Flapper Valve | 2001-07-01 | FALSE | 2001-07-01 | FALSE | Currently in Use | Premium | 12000 | Fiberglass Double Walled | 2001-06-01 |  | Double-Walled Flex | Pressurized
SFG ISF STOCKBRIDGE BELLAMY | 43 BELLAMY CT | STOCKBRIDGE | Henry | 752000 | 1 | Flapper Valve | 1996-11-01 | FALSE | 1996-11-01 | FALSE | Temporarily out of use | Diesel | 12000 | Galvanic (STIP-3) | 1987-11-04 |  | Fiberglass Reinforced Plastic | Pressurized
SPEEDWAY/STARVIN MARVIN #358 | 637 HWY 138 @ I-75 | STOCKBRIDGE | Henry | 9000663 | 6SUL | [5 empty] | Removed from Ground | Empty | 8000 | Bare Steel | 1985-05-01 | 1991-05-17 | Galvanized Steel
JONES PETRO | 4841 BILL GARDENER PKWY | LOCUST GROVE | Henry | 9075026 | 5 | [5 empty] | Permanently Out of Use - historical purposes | Gas (Historical Use) | 5000 | Bare Steel | 1977-01-01 | 1899-12-31 | Galvanized Steel
BP | 2800 TANGER BLVD | LOCUST GROVE | Henry | 10001287 | 3 | Ball Float | 2007-01-01 | FALSE | 2007-01-01 | FALSE | Currently in Use | Diesel | 6000 | Epoxy | 2006-12-01 |  | Fiberglass Reinforced Plastic | Pressurized
RaceWay #6943 - Mt. Zion | 900 HWY 138 W | STOCKBRIDGE | Henry | 10000384 | 3 | Overfill Alarm | 2013-11-22 | FALSE | 2013-11-22 | FALSE | Currently in Use | Regular | 15000 | Composite Double Walled | 2013-11-22 |  | Double-Walled Fiberglass | Pressurized
JONES PETRO | 4841 BILL GARDENER PKWY | LOCUST GROVE | Henry | 9075026 | 9 | Ball Float | 1990-09-01 | FALSE | 1990-09-01 | FALSE | Currently in Use | Regular | 8000 | Steel-Impressed Current | 1990-09-01 |  | Fiberglass Reinforced Plastic | Pressurized
JONES PETRO | 4841 BILL GARDENER PKWY | LOCUST GROVE | Henry | 9075026 | 6 | [5 empty] | Permanently Out of Use - historical purposes | Gas (Historical Use) | 5000 | Bare Steel | 1977-01-01 | 1899-12-31 | Galvanized Steel
JP LUELLA MARATHON | 2755 HWY 155 SOUTH | LOCUST GROVE | Henry | 10000115 | 1 | Ball Float | 2002-01-01 | FALSE | 2002-01-01 | FALSE | Currently in Use | Regular | 12000 | Composite | 2002-01-01 |  | Double-Walled Fiberglass | Pressurized
SHELL FOOD MART | 795 FAIRVIEW RD | ELLENWOOD | Henry | 9075041 | 401023 |  | 1993-08-14 | FALSE | 1993-08-14 | FALSE | Currently in Use | Premium | 12000 | Composite | 1993-08-14 |  | Fiberglass Reinforced Plastic | Pressurized
EXXON FOOD MART #100 | 602 PEEKSVILLE ROAD | LOCUST GROVE | Henry | 9075135 | 3 | Ball Float | 2001-08-14 | FALSE | 2001-08-14 | FALSE | Currently in Use | Diesel | 8000 | Composite | 2001-08-13 |  | Fiberglass Reinforced Plastic | Pressurized
JONES PETRO | 4841 BILL GARDENER PKWY | LOCUST GROVE | Henry | 9075026 | 4 | [5 empty] | Permanently Out of Use - historical purposes | Gas (Historical Use) | 5000 | Bare Steel | 1977-01-01 | 1899-12-31 | Galvanized Steel
JONES PETRO | 4841 BILL GARDENER PKWY | LOCUST GROVE | Henry | 9075026 | 3 | [5 empty] | Permanently Out of Use - historical purposes | Gas (Historical Use) | 6000 | Bare Steel | 1977-01-01 | 1899-12-31 | Galvanized Steel
MURPHY USA #7495 | 4969 BILL GARDNER PKWY | LOCUST GROVE | Henry | 10002117 | 1 | Flapper Valve | 2012-06-25 | FALSE | 2012-06-25 | FALSE | Currently in Use | Regular | 20000 | Fiberglass Double Walled | 2012-06-14 |  | Double-Walled Flex | Pressurized
MURPHY USA #7495 | 4969 BILL GARDNER PKWY | LOCUST GROVE | Henry | 10002117 | 1 | Flapper Valve | 2012-06-25 | FALSE | 2012-06-25 | FALSE | Currently in Use | Regular | 20000 | Fiberglass Double Walled | 2012-06-14 |  | Double-Walled Flex | Pressurized
MURPHY USA #7495 | 4969 BILL GARDNER PKWY | LOCUST GROVE | Henry | 10002117 | 1 | Flapper Valve | 2012-06-25 | FALSE | 2012-06-25 | FALSE | Currently in Use | Regular | 20000 | Fiberglass Double Walled | 2012-06-14 |  | Double-Walled Flex | Pressurized
MURPHY USA #7495 | 4969 BILL GARDNER PKWY | LOCUST GROVE | Henry | 10002117 | 1 | Flapper Valve | 2012-06-25 | FALSE | 2012-06-25 | FALSE | Currently in Use | Regular | 20000 | Fiberglass Double Walled | 2012-06-14 |  | Double-Walled Flex | Pressurized
JONES PETRO | 4841 BILL GARDENER PKWY | LOCUST GROVE | Henry | 9075026 | 1 | [5 empty] | Permanently Out of Use - historical purposes | Gas (Historical Use) | 6000 | Bare Steel | 1977-01-01 | 1899-12-31 | Galvanized Steel
QUIKTRIP #837 | 4829 BILL GARDNER PKWY | LOCUST GROVE | Henry | 10002239 | 2 | Flapper Valve | 2013-08-01 | FALSE |  | FALSE | Currently in Use | Regular | 20000 | Fiberglass Double Walled | 2013-04-16 |  | Double-Walled Fiberglass | Pressurized
CHEVRON FOOD MART | 4126 HWY 42 | LOCUST GROVE | Henry | 10000002 | 3 | Ball Float | 2002-01-01 | FALSE | 2002-01-01 | FALSE | Currently in Use | Diesel | 4000 | Composite | 2002-01-01 |  | Fiberglass Reinforced Plastic | Pressurized
LUELLA STATION | 3248 HWY 155 SOUTH | LOCUST GROVE | Henry | 10000735 | 3 | Ball Float | 2004-10-04 | FALSE | 2004-10-04 | FALSE | Currently in Use | Diesel | 8000 | Composite | 2004-10-04 |  | Fiberglass Reinforced Plastic | Pressurized
JP LUELLA MARATHON | 2755 HWY 155 SOUTH | LOCUST GROVE | Henry | 10000115 | 3A | Flapper Valve | 2021-10-19 | FALSE | 2021-10-19 | FALSE | Currently in Use | Regular | 20000 | Composite Double Walled | 2021-10-19 |  | Double-Walled Fiberglass | Pressurized
CITY OF LOCUST GROVE | 195 CLEVELAND ST | LOCUST GROVE | Henry | 9075058 | 1 | Overfill Alarm | 1997-08-11 |  | 1997-08-11 |  | Removed from Ground | Gas (Historical Use) | 3000 | Galvanic (STIP-3) | 1985-08-01 | 2010-03-03 | Fiberglass Reinforced Plastic | Safe Suction (Euro)
MURPHY USA #7495 | 4969 BILL GARDNER PKWY | LOCUST GROVE | Henry | 10002117 | 2B | Flapper Valve | 2012-06-25 | FALSE | 2012-06-25 | FALSE | Currently in Use | Premium | 8000 | Fiberglass Double Walled | 2012-06-14 |  | Double-Walled Flex | Pressurized
MURPHY USA #7495 | 4969 BILL GARDNER PKWY | LOCUST GROVE | Henry | 10002117 | 2B | Flapper Valve | 2012-06-25 | FALSE | 2012-06-25 | FALSE | Currently in Use | Premium | 8000 | Fiberglass Double Walled | 2012-06-14 |  | Double-Walled Flex | Pressurized
MURPHY USA #7495 | 4969 BILL GARDNER PKWY | LOCUST GROVE | Henry | 10002117 | 2B | Flapper Valve | 2012-06-25 | FALSE | 2012-06-25 | FALSE | Currently in Use | Premium | 8000 | Fiberglass Double Walled | 2012-06-14 |  | Double-Walled Flex | Pressurized
MURPHY USA #7495 | 4969 BILL GARDNER PKWY | LOCUST GROVE | Henry | 10002117 | 2B | Flapper Valve | 2012-06-25 | FALSE | 2012-06-25 | FALSE | Currently in Use | Premium | 8000 | Fiberglass Double Walled | 2012-06-14 |  | Double-Walled Flex | Pressurized
JONES PETRO | 4841 BILL GARDENER PKWY | LOCUST GROVE | Henry | 9075026 | 2 | [5 empty] | Permanently Out of Use - historical purposes | Gas (Historical Use) | 6000 | Bare Steel | 1977-01-01 | 1899-12-31 | Galvanized Steel
CITY OF LOCUST GROVE | 195 CLEVELAND ST | LOCUST GROVE | Henry | 9075058 | 2 | Overfill Alarm | 1997-08-11 |  | 1997-08-11 |  | Removed from Ground | Diesel | 2000 | Galvanic (STIP-3) | 1997-08-11 | 2010-03-03 | Fiberglass Reinforced Plastic | Suction (American)
JONES PETRO | 4841 BILL GARDENER PKWY | LOCUST GROVE | Henry | 9075026 | 10 | Ball Float | 1990-09-01 | FALSE | 1990-09-01 | FALSE | Currently in Use | Diesel | 8000 | Steel-Impressed Current | 1990-09-01 |  | Fiberglass Reinforced Plastic | Pressurized
SHELL FOOD MART | 795 FAIRVIEW RD | ELLENWOOD | Henry | 9075041 | 401025 |  | 1993-08-14 | FALSE | 1993-08-14 | FALSE | Currently in Use | Regular | 12000 | Composite | 1993-08-14 |  | Fiberglass Reinforced Plastic | Pressurized
BP | 2800 TANGER BLVD | LOCUST GROVE | Henry | 10001287 | 2 | Ball Float | 2007-01-01 | FALSE | 2007-01-01 | FALSE | Currently in Use | Premium | 6000 | Epoxy | 2006-12-01 |  | Fiberglass Reinforced Plastic | Pressurized
INGLES GAS EXPRESS #495 | 4920 BILL GARDNER PKWY | LOCUST GROVE | Henry | 10000252 | 1B | Flapper Valve | 2002-12-01 | FALSE | 2002-12-01 | FALSE | Currently in Use | Regular | 20000 | Fiberglass | 2002-11-22 |  | Double-Walled Flex | Pressurized
LOCUSTGROVE EXPRESS | 4663 BILL GARDNER PKWY | LOCUST GROVE | Henry | 10000422 | 2A | Ball Float | 2002-06-01 | TRUE | 2002-06-01 | FALSE | Currently in Use | Plus | 8000 | Composite | 2002-06-28 |  | Fiberglass Reinforced Plastic | Pressurized
WAIDE FLEMING PROPERTIES | 6996 HWY 42 S @ COUNTY LINE RD | LOCUST GROVE | Henry | 10000493 | 1 | Ball Float | 2003-11-01 | FALSE | 2003-11-01 | FALSE | Currently in Use | Regular | 12000 | Composite | 2003-11-01 |  | Fiberglass Reinforced Plastic | Pressurized
THOMAS E KEY GRADING | 25 KEY RD | ELLENWOOD | Henry | 9075076 | 2 | [5 empty] | Removed from Ground | Diesel | 0 | Not Marked/Unknown | 1995-10-10 | 1899-12-31 | Not Marked
CHEVRON FOOD MART | 4126 HWY 42 | LOCUST GROVE | Henry | 10000002 | 1 | Ball Float | 2002-01-01 | FALSE | 2002-01-01 | FALSE | Currently in Use | Regular | 12000 | Composite | 2002-01-01 |  | Fiberglass Reinforced Plastic | Pressurized
LUELLA STATION | 3248 HWY 155 SOUTH | LOCUST GROVE | Henry | 10000735 | 1 | Ball Float | 2004-10-04 | FALSE | 2004-10-04 | FALSE | Currently in Use | Regular | 12000 | Composite | 2004-10-04 |  | Fiberglass Reinforced Plastic | Pressurized
WAIDE FLEMING PROPERTIES | 6996 HWY 42 S @ COUNTY LINE RD | LOCUST GROVE | Henry | 10000493 | 2B | Ball Float | 2003-11-01 | FALSE | 2003-11-01 | FALSE | Currently in Use | Diesel | 4000 | Composite | 2003-11-01 |  | Fiberglass Reinforced Plastic | Pressurized
JOHNNYS #1 | 309 FAIRVIEW RD | ELLENWOOD | Henry | 750031 | 3 |  | 1989-11-01 |  | 1989-11-01 |  | Removed from Ground | Gas (Historical Use) | 10000 | Tank Jacket | 1989-01-01 | 2005-06-01 | Fiberglass Reinforced Plastic | Pressurized
BP | 2800 TANGER BLVD | LOCUST GROVE | Henry | 10001287 | 1 | Ball Float | 2007-01-01 | FALSE | 2007-01-01 | FALSE | Currently in Use | Regular | 12000 | Epoxy | 2006-12-01 |  | Fiberglass Reinforced Plastic | Pressurized
LOCUSTGROVE EXPRESS | 4663 BILL GARDNER PKWY | LOCUST GROVE | Henry | 10000422 | 2B | Ball Float | 2002-06-01 | TRUE | 2002-06-01 | FALSE | Currently in Use | Diesel | 4000 | Composite | 2002-06-28 |  | Fiberglass Reinforced Plastic | Pressurized
STK | 1917 PANOLA RD | ELLENWOOD | Henry | 750086 | 1 | [5 empty] | Removed from Ground | Diesel | 4000 | Fiberglass | 1983-05-06 | 1988-11-09 | Bare Steel
JONES PETRO | 4841 BILL GARDENER PKWY | LOCUST GROVE | Henry | 9075026 | 8 | Ball Float | 1990-09-01 | FALSE | 1990-09-01 | FALSE | Currently in Use | Plus | 8000 | Steel-Impressed Current | 2000-09-13 |  | Fiberglass Reinforced Plastic | Pressurized
QUIKTRIP #837 | 4829 BILL GARDNER PKWY | LOCUST GROVE | Henry | 10002239 | 1 | Flapper Valve | 2013-08-01 | FALSE |  | FALSE | Currently in Use | Regular | 20000 | Fiberglass Double Walled | 2013-04-16 |  | Double-Walled Fiberglass | Pressurized
LUELLA STATION | 3248 HWY 155 SOUTH | LOCUST GROVE | Henry | 10000735 | 2 | Ball Float | 2004-10-04 | FALSE | 2004-10-04 | FALSE | Currently in Use | Premium | 4000 | Composite | 2004-10-04 |  | Fiberglass Reinforced Plastic | Pressurized
MURPHY USA #7495 | 4969 BILL GARDNER PKWY | LOCUST GROVE | Henry | 10002117 | 2A | Flapper Valve | 2012-06-25 | FALSE | 2012-06-25 | FALSE | Currently in Use | Diesel | 12000 | Fiberglass Double Walled | 2012-06-14 |  | Double-Walled Flex | Pressurized
MURPHY USA #7495 | 4969 BILL GARDNER PKWY | LOCUST GROVE | Henry | 10002117 | 2A | Flapper Valve | 2012-06-25 | FALSE | 2012-06-25 | FALSE | Currently in Use | Diesel | 12000 | Fiberglass Double Walled | 2012-06-14 |  | Double-Walled Flex | Pressurized
MURPHY USA #7495 | 4969 BILL GARDNER PKWY | LOCUST GROVE | Henry | 10002117 | 2A | Flapper Valve | 2012-06-25 | FALSE | 2012-06-25 | FALSE | Currently in Use | Diesel | 12000 | Fiberglass Double Walled | 2012-06-14 |  | Double-Walled Flex | Pressurized
MURPHY USA #7495 | 4969 BILL GARDNER PKWY | LOCUST GROVE | Henry | 10002117 | 2A | Flapper Valve | 2012-06-25 | FALSE | 2012-06-25 | FALSE | Currently in Use | Diesel | 12000 | Fiberglass Double Walled | 2012-06-14 |  | Double-Walled Flex | Pressurized
LUELLA STATION | 3248 HWY 155 SOUTH | LOCUST GROVE | Henry | 10000735 | 4 | Ball Float | 2004-10-04 | FALSE | 2004-10-04 | FALSE | Currently in Use | Diesel | 4000 | Composite | 2004-10-04 |  | Fiberglass Reinforced Plastic | Pressurized
LUELLA STATION | 3248 HWY 155 SOUTH | LOCUST GROVE | Henry | 10000735 | 5 | Ball Float | 2004-10-04 | FALSE | 2004-10-04 | FALSE | Currently in Use | Kerosene | 2000 | Composite | 2004-10-04 |  | Fiberglass Reinforced Plastic | Pressurized
JONES PETRO | 4841 BILL GARDENER PKWY | LOCUST GROVE | Henry | 9075026 | 11 | Ball Float | 1990-09-01 | FALSE | 1990-09-01 | FALSE | Currently in Use | Kerosene | 2000 | Steel-Impressed Current | 1990-09-01 |  | Fiberglass Reinforced Plastic | Pressurized
WAIDE FLEMING PROPERTIES | 6996 HWY 42 S @ COUNTY LINE RD | LOCUST GROVE | Henry | 10000493 | 2A | Ball Float | 2003-11-01 | FALSE | 2003-11-01 | FALSE | Currently in Use | Premium | 8000 | Composite | 2003-11-01 |  | Fiberglass Reinforced Plastic | Pressurized
SHELL FOOD MART | 795 FAIRVIEW RD | ELLENWOOD | Henry | 9075041 | 401055 |  | 1993-08-14 | FALSE | 1993-08-14 | FALSE | Currently in Use | Diesel | 1000 | Steel-Impressed Current | 1993-08-14 |  | Fiberglass Reinforced Plastic | Suction (American)
QUIKTRIP #837 | 4829 BILL GARDNER PKWY | LOCUST GROVE | Henry | 10002239 | 3 | Flapper Valve | 2013-08-01 | FALSE |  | FALSE | Currently in Use | Premium | 12000 | Fiberglass Double Walled | 2013-04-16 |  | Double-Walled Fiberglass | Pressurized
JOHNNYS #1 | 309 FAIRVIEW RD | ELLENWOOD | Henry | 750031 | 1A |  | 1989-11-01 |  | 1989-11-01 |  | Removed from Ground | Gas (Historical Use) | 10000 | Tank Jacket | 1989-01-01 | 2005-06-01 | Fiberglass Reinforced Plastic | Pressurized
JP LUELLA MARATHON | 2755 HWY 155 SOUTH | LOCUST GROVE | Henry | 10000115 | 3B | Flapper Valve | 2021-10-19 | FALSE | 2021-10-19 | FALSE | Currently in Use | E-0 | 5000 | Composite Double Walled | 2021-10-19 |  | Double-Walled Fiberglass | Pressurized
JOHNNYS #1 | 309 FAIRVIEW RD | ELLENWOOD | Henry | 750031 | 4 |  | 1989-11-01 |  | 1989-11-01 |  | Removed from Ground | Diesel | 6000 | Tank Jacket | 1989-01-01 | 2005-06-01 | Fiberglass Reinforced Plastic | Pressurized
JOHNNYS #1 | 309 FAIRVIEW RD | ELLENWOOD | Henry | 750031 | 5 |  | 1998-09-01 |  | 1998-09-01 |  | Removed from Ground | Kerosene | 2000 | Composite | 1998-09-01 | 2005-06-01 | Fiberglass Reinforced Plastic | Safe Suction (Euro)
QUIKTRIP #837 | 4829 BILL GARDNER PKWY | LOCUST GROVE | Henry | 10002239 | 4 | Flapper Valve | 2013-08-01 | FALSE |  | FALSE | Currently in Use | Diesel | 12000 | Fiberglass Double Walled | 2013-04-13 |  | Double-Walled Fiberglass | Pressurized
CHEVRON FOOD MART | 4126 HWY 42 | LOCUST GROVE | Henry | 10000002 | 2 | Ball Float | 2002-01-01 | FALSE | 2002-01-01 | FALSE | Currently in Use | Premium | 8000 | Composite | 2002-01-01 |  | Fiberglass Reinforced Plastic | Pressurized
JP LUELLA MARATHON | 2755 HWY 155 SOUTH | LOCUST GROVE | Henry | 10000115 | 2 | Ball Float | 2002-01-01 | FALSE | 2002-01-01 | FALSE | Currently in Use | Premium | 8000 | Composite | 2002-01-01 |  | Double-Walled Fiberglass | Pressurized
JOHNNYS #1 | 309 FAIRVIEW RD | ELLENWOOD | Henry | 750031 | 1 | [5 empty] | Removed from Ground | Kerosene | 1000 | Bare Steel | 1986-03-01 | 1998-08-01 | Galvanized Steel | Suction (American)
SUNOCO FOOD MART | 3011 JODECO RD | JONESBORO | Henry | 310157 | 4 | Ball Float | 1998-03-01 | FALSE | 1998-03-01 | FALSE | Currently in Use | Premium | 10000 | Composite | 1998-02-01 |  | Fiberglass Reinforced Plastic | Pressurized
SUNOCO FOOD MART | 3011 JODECO RD | JONESBORO | Henry | 310157 | 1 |  | 1994-10-27 |  | 1994-10-27 |  | Removed from Ground | Gas (Historical Use) | 10000 | Not Marked/Unknown | 1976-04-01 | 1997-05-01 | Fiberglass Reinforced Plastic | Pressurized
SUNOCO FOOD MART | 3011 JODECO RD | JONESBORO | Henry | 310157 | 2 |  | 1994-10-27 |  | 1994-10-27 |  | Removed from Ground | Gas (Historical Use) | 10000 | Not Marked/Unknown | 1976-04-01 | 1997-05-01 | Fiberglass Reinforced Plastic | Pressurized
SUNOCO FOOD MART | 3011 JODECO RD | JONESBORO | Henry | 310157 | 3 | Ball Float | 1998-03-01 | FALSE | 1998-03-01 | FALSE | Currently in Use | Regular | 12000 | Composite | 1998-02-01 |  | Fiberglass Reinforced Plastic | Pressurized
FLIPPEN GROCERY | JODECO RD HWY 351 | FLIPPEN | Henry | 750063 | 2 | [5 empty] | Removed from Ground | Gas (Historical Use) | 1000 | Bare Steel | 1965-05-07 | 1990-10-01 | Galvanized Steel
EMRO #130/TEXACO | JODECO RD/GA HWY 351 | FLIPPEN | Henry | 9075036 | 3 | [5 empty] | Removed from Ground | Gas (Historical Use) | 0 | Not Marked/Unknown | 1993-05-01 | 1993-05-01 | Not Marked
GOODYEAR TIRE CENTER 5551 | 899 SOUTHWAY DR | JONESBORO | Henry | 750087 | 1 |  |  | TRUE |  | TRUE | Removed from Ground | Used Oil | 500 | Bare Steel | 1976-05-07 | 1899-12-31 | Bare Steel
INGLES GAS EXPRESS #495 | 4920 BILL GARDNER PKWY | LOCUST GROVE | Henry | 10000252 | 1A | Flapper Valve | 2002-12-01 | FALSE | 2002-12-01 | FALSE | Currently in Use | Premium | 12000 | Fiberglass | 2002-12-01 |  | Double-Walled Flex | Pressurized
JOHNNYS #1 | 309 FAIRVIEW RD | ELLENWOOD | Henry | 750031 | 2 |  | 1989-11-01 |  | 1989-11-01 |  | Removed from Ground | Gas (Historical Use) | 10000 | Tank Jacket | 1989-01-01 | 2005-06-01 | Fiberglass Reinforced Plastic | Pressurized
AT&T | HWY 81 | LOVEJOY | Henry | 750060 | 2 | [5 empty] | Removed from Ground | Diesel | 1000 | Fiberglass | 1992-06-03 | 1996-10-31 | Copper | Suction (American)
EMRO #130/TEXACO | JODECO RD/GA HWY 351 | FLIPPEN | Henry | 9075036 | 2 | [5 empty] | Removed from Ground | Gas (Historical Use) | 0 | Not Marked/Unknown | 1993-05-01 | 1993-05-01 | Not Marked
JONES PETRO | 4841 BILL GARDENER PKWY | LOCUST GROVE | Henry | 9075026 | 7 | Ball Float | 1990-09-01 | FALSE | 1990-09-01 | FALSE | Currently in Use | Regular | 8000 | Steel-Impressed Current | 1990-09-01 |  | Fiberglass Reinforced Plastic | Pressurized
LOCUSTGROVE EXPRESS | 4663 BILL GARDNER PKWY | LOCUST GROVE | Henry | 10000422 | 1 | Ball Float | 2002-06-01 | TRUE | 2002-06-01 | FALSE | Currently in Use | Regular | 15000 | Composite | 2002-06-28 |  | Fiberglass Reinforced Plastic | Pressurized
EMRO #130/TEXACO | JODECO RD/GA HWY 351 | FLIPPEN | Henry | 9075036 | 1 | [5 empty] | Removed from Ground | Diesel | 0 | Not Marked/Unknown | 1993-05-01 | 1993-05-01 | Not Marked
FLIPPEN GROCERY | JODECO RD HWY 351 | FLIPPEN | Henry | 750063 | 1 | [5 empty] | Removed from Ground | Gas (Historical Use) | 1000 | Bare Steel | 1965-05-07 | 1990-10-01 | Galvanized Steel
EMRO #130/TEXACO | JODECO RD/GA HWY 351 | FLIPPEN | Henry | 9075036 | 4 | [5 empty] | Removed from Ground | Diesel | 0 | Not Marked/Unknown | 1993-07-12 | 1993-07-12 | Not Marked
AT&T | HWY 81 | LOVEJOY | Henry | 750060 | 1 | [5 empty] | Removed from Ground | Diesel | 6000 | Bare Steel | 1964-01-01 | 1992-06-01 | Galvanized Steel | Suction (American)
PINEVIEW STORE | HWY 16 W | JACKSON | Henry | 750097 | 1 | [5 empty] | Removed from Ground | Gas (Historical Use) | 6000 | Bare Steel | 1970-02-22 | 2000-05-01 | Bare Steel | Safe Suction (Euro)
PINEVIEW STORE | HWY 16 W | JACKSON | Henry | 750097 | 2 | [5 empty] | Removed from Ground | Gas (Historical Use) | 10000 | Bare Steel | 1970-02-22 | 2001-05-01 | Bare Steel | Safe Suction (Euro)
THOMAS E KEY GRADING | 25 KEY RD | ELLENWOOD | Henry | 9075076 | 1 | [5 empty] | Removed from Ground | Gas (Historical Use) | 0 | Not Marked/Unknown | 1995-10-10 | 1899-12-31 | Not Marked
EXXON FOOD MART | 940 HWY 155 S | MCDONOUGH | Henry | 9075137 | 2 | Ball Float | 2001-08-22 | FALSE | 2001-08-22 | FALSE | Orphan- Contamination | Gas (Historical Use) | 10000 | Epoxy | 2001-08-21 |  | Double-Walled Fiberglass | Pressurized
MURPHY USA #6679 | 175 WILLOW LN | MCDONOUGH | Henry | 9075122 | 2A | Flapper Valve | 2001-03-14 | FALSE | 2001-03-14 | FALSE | Currently in Use | Regular | 12000 | Fiberglass Double Walled | 2001-03-07 |  | Double-Walled Flex | Pressurized
CARMICHAEL MOTOR COMPANY | 492 MACON STREET | MCDONOUGH | Henry | 9075104 | 3 | [5 empty] | Removed from Ground | Gas (Historical Use) | 1000 | Not Marked/Unknown | 1998-12-05 | 1998-12-05 | Not Marked
CIRCLE K 2723333 | 978 HWY 155 W | MCDONOUGH | Henry | 9075099 | B |  | 1985-01-01 |  | 1985-01-01 |  | Removed from Ground | Gas (Historical Use) | 10066 | Bare Steel | 1973-05-11 | 1996-08-20 | Galvanized Steel | Pressurized
WASH AND WAX DETAIL | 59 MACON ST | MCDONOUGH | Henry | 9075001 | 2 | [5 empty] | Removed from Ground | Gas (Historical Use) | 6000 | Bare Steel | 1968-01-01 | 1991-08-01 | Galvanized Steel | Suction (American)
LIBERTY CENTER TEXACO | 756 HWY 155 S | MCDONOUGH | Henry | 9075018 | 4D | Flapper Valve | 2024-02-02 | FALSE | 1990-03-16 | FALSE | Currently in Use | Diesel | 12000 |  | 1990-03-06 |  | Fiberglass Reinforced Plastic | Pressurized
WATER AUTHORITY INVENTORY YARD | 96 WORK CAMP RD | MCDONOUGH | Henry | 9075021 | 3 | [5 empty] | Removed from Ground | Other | 0 | Not Marked/Unknown | 1993-09-23 | 1993-09-23 | Not Marked
MCDONOUGH PLUMBING SUPPLY | 110 HOOD ST | MCDONOUGH | Henry | 9075043 | 1 | [5 empty] | Removed from Ground | Gas (Historical Use) | 500 | Not Marked/Unknown | 1992-11-16 | 1992-11-16 | Not Marked
MCDONOUGH FOOD & FUEL CENTER | 42 HWY 81 WEST | MCDONOUGH | Henry | 9000329 | 5 |  | 1989-07-01 | FALSE | 1989-07-01 | FALSE | Removed from Ground | Diesel | 10000 | Cathodically Protected Steel | 1989-07-01 | 2014-09-22 | Double-Walled Fiberglass | Pressurized
QUIKTRIP #820 | 1494 JONESBORO RD | MCDONOUGH | Henry | 10001514 | 3 |  | 2008-04-01 | FALSE | 2008-04-01 | FALSE | Currently in Use | Premium | 12000 | Fiberglass Double Walled | 2008-04-02 |  | Double-Walled Fiberglass | Pressurized
QUIKTRIP #783 | 50 WILLOW LN | MCDONOUGH | Henry | 9075133 | 1 | Flapper Valve | 2002-01-01 | FALSE | 2002-01-01 | FALSE | Removed from Ground | Regular | 20000 | Fiberglass Double Walled | 2001-10-01 |  | Double-Walled Fiberglass | Pressurized
SAMS CLUB #4804 | 1765 Jonesboro Rd | MCDONOUGH | Henry | 9075138 | 1 | Flapper Valve | 2002-03-08 | FALSE | 2002-03-08 | FALSE | Currently in Use | Regular | 20000 | Fiberglass Double Walled | 2002-03-08 |  | Double-Walled Fiberglass | Pressurized
CHEVRON FOOD MART | 597 JONESBORO RD | MCDONOUGH | Henry | 9075125 | 1 | Ball Float | 2001-03-06 | FALSE | 2001-03-06 | FALSE | Currently in Use | Regular | 12000 | Epoxy | 2001-02-08 |  | Fiberglass Reinforced Plastic | Pressurized
MURPHY USA #6679 | 175 WILLOW LN | MCDONOUGH | Henry | 9075122 | 1B | Flapper Valve | 2001-03-14 | FALSE | 2001-03-14 | FALSE | Currently in Use | Diesel | 7000 | Fiberglass Double Walled | 2001-03-07 |  | Double-Walled Flex | Pressurized
CIRCLE K 2723333 | 978 HWY 155 W | MCDONOUGH | Henry | 9075099 | C |  | 1985-01-01 |  | 1985-01-01 |  | Removed from Ground | Gas (Historical Use) | 8272 | Fiberglass | 1985-05-08 | 1996-08-20 | Fiberglass Reinforced Plastic | Pressurized
MCDONOUGH TEXACO | 2 ATLANTA ST | MCDONOUGH | Henry | 750095 | 4 |  |  | TRUE |  | TRUE | Removed from Ground | Used Oil | 560 | Bare Steel | 1971-02-22 | 1999-02-08 | Unknown
MCDONOUGH TEXACO | 2 ATLANTA ST | MCDONOUGH | Henry | 750095 | 7 | [5 empty] | Removed from Ground | Gas (Historical Use) | 1000 | Marked Unknown | 2000-04-10 | 2000-04-10 | Unknown
MCDONOUGH TEXACO | 2 ATLANTA ST | MCDONOUGH | Henry | 750095 | 3U | [5 empty] | Removed from Ground | Gas (Historical Use) | 3000 | Bare Steel | 1978-02-20 | 1999-02-08 | Unknown | Suction (American)
MCDONOUGH TEXACO | 2 ATLANTA ST | MCDONOUGH | Henry | 750095 | 8 | [5 empty] | Removed from Ground | Diesel | 1000 | Marked Unknown | 2000-04-10 | 2000-04-10 | Unknown
BJS WHOLESALE CLUB #145 | 1990 JONESBORO RD | MCDONOUGH | Henry | 9075132 | 2B |  | 2001-12-27 |  | 2001-12-27 |  | Removed from Ground | Gas (Historical Use) | 12000 | Tank Jacket Double Walled | 2001-12-05 | 2013-09-23 | Double-Walled Flex | Pressurized
PHILLIPS 66 SERVICE STATION | 5 GRIFFIN ST | MCDONOUGH | Henry | 9075070 | 2 | [5 empty] | Removed from Ground | Gas (Historical Use) | 1060 | Bare Steel | 1999-02-22 | 1999-02-22 | Bare Steel | Safe Suction (Euro)
EAGLES LANDING HIGH SCHOOL | 301 TUNIS RD | MCDONOUGH | Henry | 9075063 | 1 | Flapper Valve | 1991-07-30 |  | 1991-07-30 |  | Removed from Ground | Diesel | 10000 | Tank Jacket | 1991-07-30 | 2009-09-17 | Fiberglass Reinforced Plastic | Suction (American)
JOHNNYS #4 | 194 KEYS FERRY ST | MCDONOUGH | Henry | 9075010 | 2 | Ball Float | 1989-01-01 | FALSE | 1989-01-01 | FALSE | Currently in Use | Plus | 10000 | Composite | 1989-01-01 |  | Fiberglass Reinforced Plastic | Pressurized
JODECO FOODS | 3060 -A JODECO RD | MCDONOUGH | Henry | 9075024 | 1 | Ball Float | 1989-02-01 |  | 1989-02-01 |  | Removed from Ground | Gas (Historical Use) | 10000 | Fiberglass | 1989-03-01 | 2014-11-11 | Fiberglass Reinforced Plastic | Pressurized
CITY SHOP | 75 LAWRENCEVILLE STREET | MCDONOUGH | Henry | 9075055 | 1 | [5 empty] | Removed from Ground | Gas (Historical Use) | 10000 | Bare Steel | 1999-02-18 | 1999-02-18 | Galvanized Steel | Safe Suction (Euro)
MCDONOUGH FOOD & FUEL CENTER | 42 HWY 81 WEST | MCDONOUGH | Henry | 9000329 | 1 |  | 1989-07-01 |  | 1989-07-01 |  | Removed from Ground | Gas (Historical Use) | 10000 | Cathodically Protected Steel | 1989-07-01 | 2014-10-06 | Fiberglass Reinforced Plastic | Pressurized
BUILDERS TRANSPORT INC | 1477 HAMPTON RD | MCDONOUGH | Henry | 9000551 | 3 |  |  | TRUE |  | TRUE | Removed from Ground | Used Oil | 560 | Bare Steel | 1982-01-17 | 1989-03-01 | Galvanized Steel
KEYS FERRY CROSSING | 1872 KEYS FERRY ROAD | MCDONOUGH | Henry | 10001482 | 3 | Ball Float | 2007-01-01 | FALSE | 2007-01-01 | FALSE | Currently in Use | Diesel | 4000 | Composite | 2007-01-01 |  | Fiberglass Reinforced Plastic | Pressurized
MCDONOUGH VENTURES #1 | 1132 HIGHWAY 20/81 | MCDONOUGH | Henry | 10000344 | 1 |  |  | FALSE |  | FALSE | Removed from Ground | Not Marked/Tank Removed | 12000 | Epoxy Double-Walled | 2003-03-12 | 2003-03-12
QUIKTRIP #783 | 50 WILLOW LN | MCDONOUGH | Henry | 9075133 | 3 | Flapper Valve | 2002-01-01 | FALSE | 2002-01-01 | FALSE | Removed from Ground | Premium | 12000 | Fiberglass Double Walled | 2001-10-01 |  | Double-Walled Fiberglass | Pressurized
TEXACO FOOD MART | 120 W CAMPGROUND RD | MCDONOUGH | Henry | 9075123 | 3 | Ball Float | 2000-08-11 | FALSE | 2000-08-15 | FALSE | Currently in Use | Diesel | 8000 | Epoxy | 2000-08-09 |  | Double-Walled Flex | Pressurized
LIBERTY CHEVRON | 1015 HWY 155 SOUTH | MCDONOUGH | Henry | 9075121 | 3 | Ball Float | 2001-01-01 | FALSE | 2001-01-01 | FALSE | Currently in Use | Premium | 10000 | Epoxy | 2001-01-01 |  | Double-Walled Fiberglass | Pressurized
GAGAN FOOD MART | 2290 JONESBORO ROAD | MCDONOUGH | Henry | 9075115 | 1 | Ball Float | 1999-10-26 | FALSE | 1999-10-26 | FALSE | Currently in Use | Regular | 12000 | Composite | 1999-10-26 |  | Fiberglass Reinforced Plastic | Pressurized
CHEVRON FOOD MART #99 | 3279 JODECO RD | MCDONOUGH | Henry | 9075118 | 1 | Ball Float | 2000-02-04 | FALSE | 2000-02-04 | FALSE | Currently in Use | Regular | 12000 | Epoxy | 2000-02-03 |  | Double-Walled Flex | Pressurized
MCDONOUGH TEXACO | 2 ATLANTA ST | MCDONOUGH | Henry | 750095 | 1S | [5 empty] | Removed from Ground | Gas (Historical Use) | 4000 | Bare Steel | 1971-02-22 | 1999-02-08 | Unknown | Suction (American)
JANCO FOOD MART | 1153 HWY 81 | MCDONOUGH | Henry | 750105 | 2 |  | 1996-11-01 |  | 1996-11-01 |  | Removed from Ground | Gas (Historical Use) | 6000 | Cathodically Protected Steel | 1971-05-12 | 2010-11-01 | Fiberglass Reinforced Plastic | Pressurized
EXXON FOOD MART | 940 HWY 155 S | MCDONOUGH | Henry | 9075137 | 3 | Ball Float | 2001-08-22 |  | 2001-08-22 |  | Temporarily out of use | Diesel | 8000 | Epoxy | 2001-08-21 |  | Double-Walled Fiberglass | Pressurized
TEXACO FOOD MART | 120 W CAMPGROUND RD | MCDONOUGH | Henry | 9075123 | 2 | Ball Float | 2000-08-11 | FALSE | 2000-08-15 | FALSE | Currently in Use | Premium | 10000 | Epoxy | 2000-08-09 |  | Double-Walled Flex | Pressurized
MCDONOUGH TEXACO | 2 ATLANTA ST | MCDONOUGH | Henry | 750095 | 6 | [5 empty] | Removed from Ground | Gas (Historical Use) | 1000 | Marked Unknown | 2000-04-10 | 2000-04-10 | Unknown
QUIKTRIP #783 | 50 WILLOW LN | MCDONOUGH | Henry | 9075133 | 2 | Flapper Valve | 2002-01-01 | FALSE | 2002-01-01 | FALSE | Removed from Ground | Regular | 20000 | Fiberglass Double Walled | 2001-10-01 |  | Double-Walled Fiberglass | Pressurized
AMOCO QUICK STOP | 1645 HWY 42 N | MCDONOUGH | Henry | 9075088 | 1 |  | 1995-07-12 |  | 1995-07-12 |  | Removed from Ground | Gas (Historical Use) | 10000 | Composite | 1995-07-12 | 2006-08-26 | Double Walled | Pressurized
FOODMART | 3148 JODECO RD | MCDONOUGH | Henry | 9075089 | 2 | Ball Float | 1996-09-06 | FALSE | 1996-09-06 | FALSE | Currently in Use | Premium | 12000 | Fiberglass | 1996-09-06 |  | Double-Walled Flex | Pressurized
ABF FREIGHT SYSTEM INC | 550 HWY 155 SOUTH | MCDONOUGH | Henry | 9075016 | 1 | [5 empty] | Removed from Ground | Diesel | 10000 | Marked Unknown | 1997-04-29 | 1997-04-29 | Unknown
WATER AUTHORITY INVENTORY YARD | 96 WORK CAMP RD | MCDONOUGH | Henry | 9075021 | 1 | [5 empty] | Removed from Ground | Gas (Historical Use) | 8000 | Bare Steel | 1974-01-01 | 1993-09-23 | Galvanized Steel | Safe Suction (Euro)
HENRY CO BOE/MAINTENANCE FACILIT | 136 KEYS FERRY RD | MCDONOUGH | Henry | 9075034 | 2 | [5 empty] | Removed from Ground | Gas (Historical Use) | 6000 | Marked Unknown | 1993-05-12 | 1993-05-12 | Unknown
BELLAMY STRICKLAND CHEVROLET | 145 INDUSTRIAL BLVD | MCDONOUGH | Henry | 9075051 | 2 | [5 empty] | Removed from Ground | Diesel | 1000 | Bare Steel | 1994-11-18 | 1994-11-18 | Galvanized Steel | Suction (American)
COUNTY COMPLEX-BUILDING MAINT | 40 WORKCAMP RD | MCDONOUGH | Henry | 9075062 | 1 | [5 empty] | Removed from Ground | Gas (Historical Use) | 10000 | Bare Steel | 1983-01-01 | 1997-11-25 | Bare Steel | Suction (American)
BUILDERS TRANSPORT INC | 1477 HAMPTON RD | MCDONOUGH | Henry | 9000551 | 4 |  | 1990-11-27 |  | 1990-11-27 |  | Removed from Ground | Diesel | 10000 | Double Walled | 1990-11-27 | 2013-01-09 | Fiberglass Reinforced Plastic | Pressurized
BUILDERS TRANSPORT INC | 1477 HAMPTON RD | MCDONOUGH | Henry | 9000551 | 1 | [5 empty] | Removed from Ground | Diesel | 20000 | Bare Steel | 1982-01-17 | 1990-04-19 | Galvanized Steel
QUIKTRIP #783 | 50 WILLOW LN | MCDONOUGH | Henry | 9075133 | 4B | Flapper Valve | 2018-01-22 | FALSE | 2018-01-15 | FALSE | Removed from Ground | Diesel | 12000 | Fiberglass Double Walled | 2018-01-12 |  | Double-Walled Flex | Pressurized
GAGAN FOOD MART | 2290 JONESBORO ROAD | MCDONOUGH | Henry | 9075115 | 2 |  | 1999-10-26 | FALSE | 1999-10-26 | FALSE | Currently in Use | Premium | 10000 | Composite | 1999-10-26 |  | Fiberglass Reinforced Plastic | Pressurized
JANCO FOOD MART | 1153 HWY 81 | MCDONOUGH | Henry | 750105 | 1 |  | 1996-11-01 |  | 1996-11-01 |  | Removed from Ground | Gas (Historical Use) | 8000 | Cathodically Protected Steel | 1971-05-12 | 2010-11-01 | Fiberglass Reinforced Plastic | Pressurized
LIBERTY CHEVRON | 1015 HWY 155 SOUTH | MCDONOUGH | Henry | 9075121 | 2 | Ball Float | 2001-01-01 | FALSE | 2001-01-01 | FALSE | Currently in Use | Regular | 10000 | Epoxy | 2001-01-01 |  | Double-Walled Fiberglass | Pressurized
CIRCLE K 2723333 | 978 HWY 155 W | MCDONOUGH | Henry | 9075099 | 4 | Overfill Alarm | 1996-12-03 |  | 1996-12-03 |  | Currently in Use | Kerosene | 2000 | Fiberglass | 1996-11-06 |  | Double-Walled Fiberglass | Pressurized
BP | 2240 JODECO RD | MCDONOUGH | Henry | 9075097 | 2 |  | 1997-08-13 |  | 1997-08-13 |  | Removed from Ground | Gas (Historical Use) | 12000 | Fiberglass | 1997-08-13 | 2011-04-04 | Fiberglass Reinforced Plastic | Pressurized
QUIKTRIP #820 | 1494 JONESBORO RD | MCDONOUGH | Henry | 10001514 | 4A |  | 2015-02-21 | FALSE | 2015-03-01 | FALSE | Temporarily out of use |  | 10000 | Fiberglass Double Walled | 2015-02-05 |  | Double-Walled Fiberglass | Pressurized
RACE XPRESS | 570 HWY 42N | MCDONOUGH | Henry | 10001734 | 1 |  | 2008-08-01 | FALSE | 2008-08-01 | FALSE | Currently in Use | Regular | 15000 | Composite Double Walled | 2008-08-27 |  | Fiberglass Reinforced Plastic | Pressurized
BP EXPRESS | 5945 EAST LAKE PKWY | MCDONOUGH | Henry | 10001775 | 1 | Ball Float | 2008-08-07 | FALSE | 2008-08-07 | TRUE | Currently in Use | Regular | 12000 | Composite Double Walled | 2008-08-07 |  | Double-Walled Fiberglass | Pressurized
FIRST INDUSTRIAL REALTY TRUST | 80 LIBERTY IND PKWY | MCDONOUGH | Henry | 10000187 | 1 | Overfill Alarm | 2002-02-20 | FALSE | 2002-02-20 | FALSE | Removed from Ground | Diesel | 9728 | Fiberglass | 2002-02-20 | 2007-03-13 | Fiberglass Reinforced Plastic | Pressurized
EXXON FOOD MART | 940 HWY 155 S | MCDONOUGH | Henry | 9075137 | 1 | Ball Float | 2001-08-22 | FALSE | 2001-08-22 | FALSE | Orphan- Contamination | Gas (Historical Use) | 12000 | Epoxy | 2001-08-21 |  | Double-Walled Fiberglass | Pressurized
TEXACO FOOD MART | 120 W CAMPGROUND RD | MCDONOUGH | Henry | 9075123 | 1 | Ball Float | 2000-08-11 | FALSE | 2000-08-15 | FALSE | Currently in Use | Regular | 12000 | Epoxy | 2000-08-09 |  | Double-Walled Flex | Pressurized
SADDLE CREEK CENTER INC TEXACO | 840 HAMPTON RD | MCDONOUGH | Henry | 9075117 | 2 | Ball Float | 1999-11-22 | FALSE | 1999-11-22 | FALSE | Currently in Use | Regular | 12000 | Epoxy | 1999-11-21 |  | Fiberglass Reinforced Plastic | Pressurized
CARMICHAEL MOTOR COMPANY | 492 MACON STREET | MCDONOUGH | Henry | 9075104 | 4 | [5 empty] | Removed from Ground | Gas (Historical Use) | 8000 | Not Marked/Unknown | 1998-12-05 | 1998-12-05 | Not Marked
CARMICHAEL MOTOR COMPANY | 492 MACON STREET | MCDONOUGH | Henry | 9075104 | 1 | [5 empty] | Removed from Ground | Gas (Historical Use) | 1000 | Not Marked/Unknown | 1998-12-05 | 1998-12-05 | Not Marked
FOODMART | 3148 JODECO RD | MCDONOUGH | Henry | 9075089 | 3 | Flapper Valve | 1996-09-06 | FALSE | 1996-09-06 | FALSE | Currently in Use | Diesel | 2000 | Fiberglass | 1996-09-06 |  | Fiberglass Reinforced Plastic | Safe Suction (Euro)
PHILLIPS 66 SERVICE STATION | 5 GRIFFIN ST | MCDONOUGH | Henry | 9075070 | 1 | [5 empty] | Removed from Ground | Gas (Historical Use) | 1060 | Bare Steel | 1999-02-22 | 1999-02-22 | Unknown | Gravity Fed
MCDONOUGH PLUMBING SUPPLY | 110 HOOD ST | MCDONOUGH | Henry | 9075043 | 2 |  |  | FALSE |  | FALSE | Removed from Ground | Used Oil | 0 | Unknown |  | 1899-12-31 | Unknown
LIBERTY CHEVRON | 1015 HWY 155 SOUTH | MCDONOUGH | Henry | 9075121 | 1 | Ball Float | 2001-01-01 | FALSE | 2001-01-01 | FALSE | Currently in Use | Diesel | 10000 | Epoxy | 2001-01-01 |  | Double-Walled Fiberglass | Pressurized
CARMICHAEL MOTOR COMPANY | 492 MACON STREET | MCDONOUGH | Henry | 9075104 | 2 | [5 empty] | Removed from Ground | Gas (Historical Use) | 1000 | Not Marked/Unknown | 1998-12-05 | 1998-12-05 | Not Marked
SADDLE CREEK CENTER INC TEXACO | 840 HAMPTON RD | MCDONOUGH | Henry | 9075117 | 1 | Ball Float | 1999-11-22 | FALSE | 1999-11-22 | FALSE | Currently in Use | Premium | 10000 | Epoxy | 1999-11-21 |  | Fiberglass Reinforced Plastic | Pressurized
EXXON STATION #4-5812 | I-75 & GA HWY 351 | MCDONOUGH | Henry | 9075003 | 1 | [5 empty] | Removed from Ground | Gas (Historical Use) | 0 | Bare Steel | 1970-01-01 | 1986-02-01 | Unknown
WASH AND WAX DETAIL | 59 MACON ST | MCDONOUGH | Henry | 9075001 | 1 | [5 empty] | Removed from Ground | Gas (Historical Use) | 6000 | Bare Steel | 1968-01-01 | 1991-08-01 | Galvanized Steel | Suction (American)
JODECO FOODS | 3060 -A JODECO RD | MCDONOUGH | Henry | 9075024 | 3 | Ball Float | 1989-02-01 |  | 1989-02-01 |  | Removed from Ground | Gas (Historical Use) | 10000 | Fiberglass | 1989-03-01 | 2014-11-11 | Fiberglass Reinforced Plastic | Pressurized
QUIKTRIP #842 | 955 HWY 155 | MCDONOUGH | Henry | 10001694 | 2 | Flapper Valve | 2008-09-11 | FALSE | 2008-09-11 | FALSE | Currently in Use | Regular | 20000 | Fiberglass Double Walled | 2008-09-11 |  | Double-Walled Fiberglass | Pressurized
GA0058 4315 JODECO RD | 4315 JODECO RD | MCDONOUGH | Henry | 9075110 | 1 | Ball Float | 1999-03-18 | FALSE | 1999-03-18 | FALSE | Currently in Use | Regular | 12000 | Fiberglass | 1999-03-18 |  | Double-Walled Flex | Pressurized
JOHNNY JIFFY #3 | 540 HWY 20 & HWY 81 | MCDONOUGH | Henry | 9075007 | 2 |  | 1988-10-01 | FALSE | 1988-10-01 | FALSE | Temporarily out of use | Plus | 8000 | Composite | 1988-10-01 |  | Fiberglass Reinforced Plastic | Pressurized
EXXON STATION #4-5812 | I-75 & GA HWY 351 | MCDONOUGH | Henry | 9075003 | 2 | [5 empty] | Removed from Ground | Gas (Historical Use) | 0 | Bare Steel | 1970-01-01 | 1986-02-01 | Unknown
JOHNNYS #4 | 194 KEYS FERRY ST | MCDONOUGH | Henry | 9075010 | 1 | Ball Float | 1989-01-01 | FALSE | 1989-01-01 | FALSE | Currently in Use | Regular | 10000 | Composite | 1989-01-01 |  | Fiberglass Reinforced Plastic | Pressurized
MCDONOUGH TEXACO | 2 ATLANTA ST | MCDONOUGH | Henry | 750095 | 2D | [5 empty] | Removed from Ground | Diesel | 4000 | Bare Steel | 1971-02-22 | 1999-02-08 | Unknown | Suction (American)
JANCO FOOD MART | 1153 HWY 81 | MCDONOUGH | Henry | 750105 | 3 |  | 1996-11-01 |  | 1996-11-01 |  | Removed from Ground | Gas (Historical Use) | 10000 | Cathodically Protected Steel | 1971-05-12 | 2010-11-01 | Fiberglass Reinforced Plastic | Pressurized
SAMS CLUB #4804 | 1765 Jonesboro Rd | MCDONOUGH | Henry | 9075138 | 2 | Flapper Valve | 2002-03-08 | FALSE | 2002-03-08 | FALSE | Currently in Use | Plus | 20000 | Fiberglass Double Walled | 2002-03-08 |  | Double-Walled Fiberglass | Pressurized
QUIKTRIP #783 | 50 WILLOW LN | MCDONOUGH | Henry | 9075133 | 4A | Flapper Valve | 2018-01-22 | FALSE | 2018-01-15 | FALSE | Removed from Ground | E-0 | 10000 | Fiberglass Double Walled | 2018-01-12 |  | Double-Walled Flex | Pressurized
AMOCO QUICK STOP | 1645 HWY 42 N | MCDONOUGH | Henry | 9075088 | 3 |  | 1995-07-12 |  | 1995-07-12 |  | Removed from Ground | Diesel | 10000 | Composite | 1995-07-12 | 2006-08-26 | Double Walled | Pressurized
JOHNNY JIFFY #3 | 540 HWY 20 & HWY 81 | MCDONOUGH | Henry | 9075007 | 3 |  | 1988-10-01 | FALSE | 1988-10-01 | FALSE | Temporarily out of use | Premium | 8000 | Composite | 1988-10-01 |  | Fiberglass Reinforced Plastic
LIBERTY CENTER TEXACO | 756 HWY 155 S | MCDONOUGH | Henry | 9075018 | 5D | Flapper Valve | 2024-02-02 | FALSE | 1990-03-16 | FALSE | Currently in Use | Diesel | 12000 |  | 1990-03-06 |  | Fiberglass Reinforced Plastic | Pressurized
SAMS CLUB #4804 | 1765 Jonesboro Rd | MCDONOUGH | Henry | 9075138 | 3 | Flapper Valve | 2002-03-08 | FALSE | 2002-03-08 | FALSE | Currently in Use | Premium | 20000 | Fiberglass Double Walled | 2002-03-08 |  | Double-Walled Fiberglass | Pressurized
BJS WHOLESALE CLUB #145 | 1990 JONESBORO RD | MCDONOUGH | Henry | 9075132 | 2A |  | 2001-12-27 |  | 2001-12-27 |  | Removed from Ground | Gas (Historical Use) | 8000 | Tank Jacket Double Walled | 2001-12-05 | 2013-09-23 | Double-Walled Flex | Pressurized
CIRCLE K 2723333 | 978 HWY 155 W | MCDONOUGH | Henry | 9075099 | A |  | 1985-01-01 |  | 1985-01-01 |  | Removed from Ground | Gas (Historical Use) | 10066 | Bare Steel | 1973-05-11 | 1996-08-20 | Galvanized Steel | Pressurized
FOODMART | 3148 JODECO RD | MCDONOUGH | Henry | 9075089 | 1 | Ball Float | 1996-09-06 | FALSE | 1996-09-06 | FALSE | Currently in Use | Regular | 12000 | Fiberglass | 1996-09-06 |  | Double-Walled Flex | Pressurized
PHILLIPS 66 SERVICE STATION | 5 GRIFFIN ST | MCDONOUGH | Henry | 9075070 | 3 | [5 empty] | Removed from Ground | Gas (Historical Use) | 565 | Bare Steel | 1999-02-22 | 1999-02-22 | Bare Steel | Safe Suction (Euro)
CIRCLE K 2723333 | 978 HWY 155 W | MCDONOUGH | Henry | 9075099 | 3 | Overfill Alarm | 1996-12-03 |  | 1996-12-03 |  | Currently in Use | Diesel | 15000 | Fiberglass | 1996-11-06 |  | Double-Walled Fiberglass | Pressurized
BP | 2240 JODECO RD | MCDONOUGH | Henry | 9075097 | 1 |  | 1997-08-13 |  | 1997-08-13 |  | Removed from Ground | Gas (Historical Use) | 12000 | Fiberglass | 1997-08-13 | 2044-04-01 | Fiberglass Reinforced Plastic | Pressurized
EXXON STATION #4-5812 | I-75 & GA HWY 351 | MCDONOUGH | Henry | 9075003 | 3 | [5 empty] | Removed from Ground | Gas (Historical Use) | 0 | Bare Steel | 1970-01-01 | 1986-02-01 | Unknown
HENRY CO BOE/MAINTENANCE FACILIT | 136 KEYS FERRY RD | MCDONOUGH | Henry | 9075034 | 1 | [5 empty] | Removed from Ground | Gas (Historical Use) | 4000 | Marked Unknown | 1993-05-12 | 1993-05-12 | Unknown
BELLAMY STRICKLAND CHEVROLET | 145 INDUSTRIAL BLVD | MCDONOUGH | Henry | 9075051 | 1 | [5 empty] | Removed from Ground | Gas (Historical Use) | 1000 | Bare Steel | 1994-11-18 | 1994-11-18 | Galvanized Steel | Suction (American)
CITY SHOP | 75 LAWRENCEVILLE STREET | MCDONOUGH | Henry | 9075055 | 2 | [5 empty] | Removed from Ground | Diesel | 1000 | Bare Steel | 1999-02-18 | 1999-02-18 | Galvanized Steel | Safe Suction (Euro)
RACE XPRESS | 570 HWY 42N | MCDONOUGH | Henry | 10001734 | 3 | Flapper Valve | 2024-03-01 | FALSE | 2008-08-01 | FALSE | Currently in Use | Diesel | 4000 | Composite Double Walled | 2008-08-27 |  | Fiberglass Reinforced Plastic | Pressurized
BP | 1780 ZACK HINTON PKWY | MCDONOUGH | Henry | 10001216 | 3 | Ball Float | 2006-07-01 | FALSE | 2006-07-01 | FALSE | Currently in Use | Premium | 6000 | Epoxy | 2006-07-01 |  | Fiberglass Reinforced Plastic | Pressurized
HAMPTON FOOD MART | 239 HWY 19 & 41 | HAMPTON | Henry | 9075028 | 2 | Flapper Valve | 1996-08-05 | FALSE | 1996-08-05 | FALSE | Abandoned-No Known Release | Gas (Historical Use) | 12000 | Fiberglass | 1996-08-05 |  | Double-Walled Fiberglass | Pressurized
BJS WHOLESALE CLUB #145 | 1990 JONESBORO RD | MCDONOUGH | Henry | 9075132 | 1 |  | 2001-12-27 |  | 2001-12-27 |  | Removed from Ground | Gas (Historical Use) | 20000 | Tank Jacket Double Walled | 2001-12-05 | 2013-09-23 | Double-Walled Flex | Pressurized
CHEVRON FOOD MART | 597 JONESBORO RD | MCDONOUGH | Henry | 9075125 | 3 | Ball Float | 2001-03-06 |  | 2001-03-06 |  | Currently in Use | Diesel | 8000 | Epoxy | 2001-02-08 |  | Fiberglass Reinforced Plastic | Pressurized
MURPHY USA #6679 | 175 WILLOW LN | MCDONOUGH | Henry | 9075122 | 1A | Flapper Valve | 2001-03-14 | FALSE | 2001-03-14 | FALSE | Currently in Use | Regular | 15000 | Fiberglass Double Walled | 2001-03-07 |  | Double-Walled Flex | Pressurized
AMOCO QUICK STOP | 1645 HWY 42 N | MCDONOUGH | Henry | 9075088 | 2 |  | 1995-07-12 |  | 1995-07-12 |  | Removed from Ground | Gas (Historical Use) | 10000 | Composite | 1995-07-12 | 2006-08-26 | Double Walled | Pressurized
GA0058 4315 JODECO RD | 4315 JODECO RD | MCDONOUGH | Henry | 9075110 | 2 | Ball Float | 1999-03-18 | FALSE | 1999-03-18 | FALSE | Currently in Use | Premium | 10000 | Fiberglass | 1999-03-18 |  | Double-Walled Flex | Pressurized
BP | 2240 JODECO RD | MCDONOUGH | Henry | 9075097 | 3 |  | 1997-08-13 |  | 1997-08-13 |  | Removed from Ground | Diesel | 6000 | Fiberglass | 1997-08-13 | 2011-04-04 | Fiberglass Reinforced Plastic | Pressurized
EXXON STATION #4-5812 | I-75 & GA HWY 351 | MCDONOUGH | Henry | 9075003 | 4 |  |  | TRUE |  | TRUE | Removed from Ground | Used Oil | 0 | Bare Steel | 1970-01-01 | 1986-02-01 | Unknown
EXXON STATION #4-5812 | I-75 & GA HWY 351 | MCDONOUGH | Henry | 9075003 | 5 | [5 empty] | Removed from Ground | Kerosene | 0 | Bare Steel | 1970-01-01 | 1986-02-01 | Unknown
AT&T SERVICES INC | 61 GRIFFIN ST | MCDONOUGH | Henry | 9075011 | 1 | [5 empty] | Removed from Ground | Other | 1000 | Bare Steel | 1984-01-01 | 1996-09-05 | Copper | Suction (American)
ISAAN LLC | 3452 JODECO RD | MCDONOUGH | Henry | 10000755 | 3 | Flapper Valve | 1996-06-01 | FALSE | 1996-06-01 | FALSE | Currently in Use | Premium | 6000 | Steel-Impressed Current | 1978-03-09 |  | Fiberglass Reinforced Plastic | Pressurized
WASH AND WAX DETAIL | 59 MACON ST | MCDONOUGH | Henry | 9075001 | 3 | [5 empty] | Removed from Ground | Gas (Historical Use) | 2000 | Bare Steel | 1968-01-01 | 1991-08-01 | Galvanized Steel | Suction (American)
PEP BOYS DISTRIBUTION CTR | 55 LIBERTY IND PKWY | MCDONOUGH | Henry | 9075015 | 1 | [5 empty] | Removed from Ground | Diesel | 10000 | Double Walled | 1990-01-01 | 1998-09-25 | Fiberglass Reinforced Plastic
AT&T SERVICES INC | 61 GRIFFIN ST | MCDONOUGH | Henry | 9075011 | 2 | Flapper Valve | 1997-01-06 | FALSE | 1997-01-06 | FALSE | Currently in Use | Diesel | 4000 | Fiberglass | 1997-01-06 |  | Copper | Suction (American)
WATER AUTHORITY INVENTORY YARD | 96 WORK CAMP RD | MCDONOUGH | Henry | 9075021 | 2 | [5 empty] | Removed from Ground | Diesel | 8000 | Bare Steel | 1993-09-23 | 1993-09-23 | Galvanized Steel | Safe Suction (Euro)
STILLWELL PROPERTY | 330 MACON ST | MCDONOUGH | Henry | 7075001 | 2 | [5 empty] | Removed from Ground | Gas (Historical Use) | 2000 | Not Marked/Unknown | 1993-03-26 | 1993-04-15 | Not Marked
QUIKTRIP #820 | 1494 JONESBORO RD | MCDONOUGH | Henry | 10001514 | 2 |  | 2008-04-01 | FALSE | 2008-04-01 | FALSE | Currently in Use | Plus | 20000 | Fiberglass Double Walled | 2008-04-02 |  | Double-Walled Fiberglass | Pressurized
Brent Scarbrough & Company | 3898 JODECO BLACK | MCDONOUGH | Henry | 10001528 | 2 |  |  | FALSE |  | FALSE | Removed from Ground | Not Marked | 500 | Unknown | 2008-07-17 | 2008-07-17 | Unknown
BP EXPRESS | 5945 EAST LAKE PKWY | MCDONOUGH | Henry | 10001775 | 2 | Ball Float | 2008-08-07 | FALSE | 2008-08-07 | TRUE | Currently in Use | Premium | 6000 | Composite Double Walled | 2008-08-07 |  | Double-Walled Fiberglass | Pressurized
LAKE DOW FOOD MART | 898 HWY 81 E | MCDONOUGH | Henry | 10000222 | 1 | Flapper Valve | 2002-03-01 | FALSE | 2002-03-01 | FALSE | Currently in Use | Regular | 12000 | Composite | 2002-02-01 |  | Fiberglass Reinforced Plastic | Pressurized
LAKE DOW FOOD MART | 898 HWY 81 E | MCDONOUGH | Henry | 10000222 | 2A | Ball Float | 2002-03-01 | FALSE | 2002-03-01 | FALSE | Currently in Use | Premium | 8000 | Composite | 2002-02-01 |  | Double-Walled Fiberglass | Pressurized
BARBERS GROCERY #381 | 3311 HWY 81 W | HAMPTON | Henry | 750101 | 1 | Flapper Valve | 1997-07-16 | FALSE | 1997-07-16 | FALSE | Currently in Use | Regular | 6000 | Steel-Impressed Current | 1972-01-05 |  | Fiberglass Reinforced Plastic | Pressurized
PANHANDLE FOOD MART | 1475 PANHANDLE RD | HAMPTON | Henry | 10002321 | 1 |  | 2013-10-15 | FALSE | 2013-10-15 | FALSE | Currently in Use | Gas (Historical Use) | 12000 | Composite Double Walled | 2013-10-15 |  | Double-Walled Fiberglass | Pressurized
DANNYS | 78 OAK ST | HAMPTON | Henry | 9075031 | 2 | Ball Float | 1992-08-12 | FALSE | 1992-08-12 | FALSE | Currently in Use | Plus | 8000 | Fiberglass | 1992-06-01 |  | Fiberglass Reinforced Plastic | Pressurized
NORTH HAMPTON AMOCO | 718 HWY 3 N (Old Highway 3 and Hwy 81) | HAMPTON | Henry | 750074 | 1 | Ball Float | 1997-01-01 | FALSE | 1997-01-01 | FALSE | Currently in Use | Regular | 6000 | Fiberglass | 1986-05-05 |  | Fiberglass Reinforced Plastic
QUICK SHOP #386 | 37 N MAIN ST | HAMPTON | Henry | 750066 | 3 | Flapper Valve | 1997-05-20 | FALSE | 1997-05-20 | FALSE | Currently in Use | Diesel | 3000 | Steel-Impressed Current | 1982-05-09 |  | Steel (Impressed Current) | Safe Suction (Euro)
FED AVIATION ADMIN/ZTL ARTEC | 299 WOOLSEY RD | HAMPTON | Henry | 750034 | 2 | Overfill Alarm | 2004-10-20 | FALSE | 2007-08-06 | FALSE | Currently in Use | Diesel | 10000 | Galvanic (STIP-3) | 1993-05-28 |  | Fiberglass Reinforced Plastic | Pressurized
DEPARTMENT OF TRANSPORTATION HEN | 672 PRICE RD | LOCUST GROVE | Henry | 750037 | 307D1 | [5 empty] | Removed from Ground | Diesel | 2000 | Cathodically Protected Steel | 1987-08-01 | 2006-01-25 | Galvanized Steel | Suction (American)
HENRYS QUIK STOP #367 | 4837 BILL GARDNER PKWY | LOCUST GROVE | Henry | 750070 | 2 | Ball Float | 1994-12-22 | FALSE | 1994-12-22 | FALSE | Removed from Ground | Regular | 10000 | Steel-Impressed Current | 1985-05-08 |  | Fiberglass Reinforced Plastic | Pressurized
LG FOODMART | 4621 BILL GARDNER PKWY | LOCUST GROVE | Henry | 9075064 | 4 | Ball Float | 1996-06-01 | FALSE | 1996-06-01 | FALSE | Currently in Use | Regular | 5000 | Steel-Impressed Current | 1996-06-01 |  | Cathodically Protected | Pressurized
LG FOODMART | 4621 BILL GARDNER PKWY | LOCUST GROVE | Henry | 9075064 | 5 | Ball Float | 1996-06-01 | FALSE | 1996-06-01 | FALSE | Temporarily out of use | Diesel | 3000 | Steel-Impressed Current | 1996-06-01 |  | Cathodically Protected | Pressurized
EXXON FOOD MART #100 | 602 PEEKSVILLE ROAD | LOCUST GROVE | Henry | 9075135 | 1 | Ball Float | 2001-08-14 | FALSE | 2001-08-14 | FALSE | Currently in Use | Regular | 12000 | Composite | 2001-08-13 |  | Fiberglass Reinforced Plastic | Pressurized
STILLWELL PROPERTY | 330 MACON ST | MCDONOUGH | Henry | 7075001 | 1 | [5 empty] | Removed from Ground | Gas (Historical Use) | 1000 | Not Marked/Unknown | 1993-03-26 | 1993-04-15 | Not Marked
KEYS FERRY CROSSING | 1872 KEYS FERRY ROAD | MCDONOUGH | Henry | 10001482 | 4 | Ball Float | 2007-01-01 | FALSE | 2007-01-01 | FALSE | Currently in Use | Diesel | 4000 | Composite | 2007-01-01 |  | Fiberglass Reinforced Plastic | Pressurized
KEYS FERRY CROSSING | 1872 KEYS FERRY ROAD | MCDONOUGH | Henry | 10001482 | 1 | Ball Float | 2007-01-01 | FALSE | 2007-01-01 | FALSE | Currently in Use | Regular | 12000 | Composite | 2007-01-01 |  | Fiberglass Reinforced Plastic | Pressurized
QUIKTRIP #842 | 955 HWY 155 | MCDONOUGH | Henry | 10001694 | 1 | Flapper Valve | 2008-09-11 | FALSE | 2008-09-11 | FALSE | Currently in Use | Regular | 20000 | Fiberglass Double Walled | 2008-09-11 |  | Double-Walled Fiberglass | Pressurized
HWY 81 FOOD MART | 3710 Hwy 81 East | MCDONOUGH | Henry | 10000969 | 1 | Ball Float | 2011-07-18 | FALSE | 2011-07-18 | FALSE | Currently in Use | Regular | 10000 | Epoxy | 2005-09-22 |  | Fiberglass Reinforced Plastic | Pressurized
BP | 1780 ZACK HINTON PKWY | MCDONOUGH | Henry | 10001216 | 2 | Ball Float | 2006-07-01 | FALSE | 2006-07-01 | FALSE | Currently in Use | Regular | 8000 | Epoxy | 2006-07-01 |  | Fiberglass Reinforced Plastic | Pressurized
HWY 81 FOOD MART | 3710 Hwy 81 East | MCDONOUGH | Henry | 10000969 | 2 | Ball Float | 2011-07-18 | FALSE | 2011-07-18 | FALSE | Currently in Use | Premium | 12000 | Epoxy | 2005-09-22 |  | Fiberglass Reinforced Plastic | Pressurized
HAMPTON FOOD MART | 239 HWY 19 & 41 | HAMPTON | Henry | 9075028 | 3 | Flapper Valve | 1996-08-05 | FALSE | 1996-08-05 | FALSE | Abandoned-No Known Release | Gas (Historical Use) | 4000 | Fiberglass | 1996-08-05 |  | Double-Walled Fiberglass | Pressurized
NEW MORN | 800 NEW MORN DRIVE | HAMPTON | Henry | 9075071 | 2 | [5 empty] | Removed from Ground | Gas (Historical Use) | 560 | Bare Steel | 1998-11-11 | 1998-11-11 | Bare Steel | Safe Suction (Euro)
BARBERS GROCERY #381 | 3311 HWY 81 W | HAMPTON | Henry | 750101 | 3 | Flapper Valve | 1997-07-16 | FALSE | 1997-07-16 | FALSE | Currently in Use | Premium | 6000 | Steel-Impressed Current | 1984-05-10 |  | Fiberglass Reinforced Plastic | Pressurized
J & D AUTO SERVICES | 3820 HWY 42 SOUTH | LOCUST GROVE | Henry | 750025 | 3 | [5 empty] | Removed from Ground | Gas (Historical Use) | 550 | Bare Steel | 1946-05-01 | 1996-04-18 | Galvanized Steel
HENRYS REAL QUICK | 4896 BILL GARDNER BLVD | LOCUST GROVE | Henry | 750099 | 6 | [5 empty] | Removed from Ground | Diesel | 10000 | Bare Steel | 1982-05-09 | 1994-06-15 | Galvanized Steel
J & D AUTO SERVICES | 3830 HWY 42 SOUTH | LOCUST GROVE | Henry | 9075087 | 3 | [5 empty] | Removed from Ground | Diesel | 550 | Not Marked/Unknown | 1996-04-18 | 1996-04-18 | Not Marked
LAKE DOW FOOD MART | 898 HWY 81 E | MCDONOUGH | Henry | 10000222 | 2B | Ball Float | 2002-02-01 | FALSE | 2002-02-01 | FALSE | Currently in Use | Diesel | 4000 | Fiberglass | 2002-02-01 |  | Double-Walled Fiberglass | Pressurized
DOT 10399/HAMPTON ENFORCEMENT HQ | 30 LITTLE JOHN TRAIL | HAMPTON | Henry | 9075035 | 1 | [5 empty] | Removed from Ground | Gas (Historical Use) | 500 | Bare Steel | 1993-05-26 | 1993-05-26 | Galvanized Steel
RODNEY WEBB ENTERPRISES LLC | 510 SPEEDWAY BLVD | HAMPTON | Henry | 9075074 | 1 | Flapper Valve | 1992-03-01 | FALSE | 1992-03-01 | FALSE | Currently in Use | Aviaion gas/AV Gas | 15000 | Fiberglass Double Walled | 1992-03-01 |  | Double-Walled Fiberglass | Suction (American)
A C AUKERMAN CO | 595 N STEELE DR | HAMPTON | Henry | 750022 | 2 | Flapper Valve | 1999-02-23 | FALSE | 1999-02-23 | FALSE | Abandoned-No Known Release | Gas (Historical Use) | 2000 | Steel-Impressed Current | 1984-03-17 |  | Cathodically Protected | Suction (American)
LIBERTY | 4856 BILL GARDNER PKWY | LOCUST GROVE | Henry | 750030 | 6 |  |  | TRUE |  | TRUE | Removed from Ground | Used Oil | 850 | Bare Steel | 1972-04-24 | 1995-03-01 | Galvanized Steel
LOCUST GROVE BP | 4850 BILL GARDNER PARKWAY | LOCUST GROVE | Henry | 750072 | 1 | [5 empty] | Removed from Ground | Gas (Historical Use) | 6000 | Bare Steel | 1971-05-09 | 1999-01-08 | Galvanized Steel
J & D AUTO SERVICES | 3830 HWY 42 SOUTH | LOCUST GROVE | Henry | 9075087 | 4 | [5 empty] | Removed from Ground | Gas (Historical Use) | 550 | Not Marked/Unknown | 1996-04-18 | 1996-04-18 | Not Marked
EXXON FOOD MART #100 | 602 PEEKSVILLE ROAD | LOCUST GROVE | Henry | 9075135 | 2 | Ball Float | 2001-08-14 | FALSE | 2001-08-14 | FALSE | Currently in Use | Premium | 10000 | Composite | 2001-08-13 |  | Fiberglass Reinforced Plastic | Pressurized
81 CROSSING GROCERY | 698 HWY 3 N | HAMPTON | Henry | 9075067 | 2B | Ball Float | 1995-07-01 | FALSE | 1995-07-01 | FALSE | Currently in Use | Diesel | 4000 | Composite | 1995-07-01 |  | Fiberglass Reinforced Plastic | Pressurized
BELLSOUTH TELECOMMUNICATIONS HAM | 11 JAMES ST | HAMPTON | Henry | 750088 | 1 | [5 empty] | Closed in Ground | Other | 550 | Bare Steel | 1985-03-12 | 1899-12-31 | Copper | Suction (American)
NORTH HAMPTON AMOCO | 718 HWY 3 N (Old Highway 3 and Hwy 81) | HAMPTON | Henry | 750074 | 3 | Ball Float | 1997-01-01 | FALSE | 1997-01-01 | FALSE | Currently in Use | Diesel | 6000 | Fiberglass | 1986-05-05 |  | Fiberglass Reinforced Plastic
CIRCLE K 2723330 | 32 E MAIN ST | HAMPTON | Henry | 750042 | 1 | Flapper Valve | 1997-05-01 | FALSE | 1997-05-01 | FALSE | Currently in Use | Regular | 10000 | Steel-Impressed Current | 1976-05-03 |  | Steel (Impressed Current)
QUICK SHOP #386 | 37 N MAIN ST | HAMPTON | Henry | 750066 | 1 | Flapper Valve | 1997-05-20 | FALSE | 1997-05-20 | FALSE | Currently in Use | Premium | 3000 | Steel-Impressed Current | 1982-05-09 |  | Steel (Impressed Current) | Safe Suction (Euro)
J & D AUTO SERVICES | 3820 HWY 42 SOUTH | LOCUST GROVE | Henry | 750025 | 4 | [5 empty] | Removed from Ground | Gas (Historical Use) | 3000 | Bare Steel | 1946-05-01 | 1996-04-18 | Galvanized Steel
LIBERTY | 4856 BILL GARDNER PKWY | LOCUST GROVE | Henry | 750030 | 2 | Ball Float | 1996-03-01 |  | 1996-03-01 |  | Removed from Ground | Gas (Historical Use) | 10000 | Fiberglass | 1972-04-24 | 2015-11-23 | Fiberglass Reinforced Plastic | Pressurized
LIBERTY | 4856 BILL GARDNER PKWY | LOCUST GROVE | Henry | 750030 | 8 | [5 empty] | Permanently Out of Use - historical purposes | Diesel | 1000 | Not Marked/Unknown |  | 1899-12-31 | Unknown
LOCUST GROVE BP | 4850 BILL GARDNER PARKWAY | LOCUST GROVE | Henry | 750072 | 5 |  |  | TRUE |  | TRUE | Removed from Ground | Used Oil | 550 | Bare Steel | 1971-05-09 | 1995-02-18 | Galvanized Steel
LOCUST GROVE BP | 4850 BILL GARDNER PARKWAY | LOCUST GROVE | Henry | 750072 | 4 | [5 empty] | Removed from Ground | Gas (Historical Use) | 6000 | Bare Steel | 1971-05-09 | 1999-01-08 | Galvanized Steel
LOCUST GROVE BP | 4850 BILL GARDNER PARKWAY | LOCUST GROVE | Henry | 750072 | 7 | Ball Float | 2000-04-18 | FALSE | 2000-04-18 | FALSE | Currently in Use | Regular | 12000 | Composite | 2000-04-18 |  | Double-Walled Fiberglass | Pressurized
HENRYS QUIK STOP #367 | 4837 BILL GARDNER PKWY | LOCUST GROVE | Henry | 750070 | 1 | Ball Float | 1994-12-22 | FALSE | 1994-12-22 | FALSE | Removed from Ground | Regular | 10000 | Steel-Impressed Current | 1985-05-08 |  | Fiberglass Reinforced Plastic | Pressurized
JOHNNY JIFFY #3 | 540 HWY 20 & HWY 81 | MCDONOUGH | Henry | 9075007 | 1 |  | 1988-10-01 | FALSE | 1988-10-01 | FALSE | Temporarily out of use | Regular | 8000 | Composite | 1988-10-01 |  | Fiberglass Reinforced Plastic | Pressurized
HENRY CO WATER & SEWAGE AUTH | 533 GA HWY 81/20 | MCDONOUGH | Henry | 9075039 | 1 | [5 empty] | Removed from Ground | Diesel | 0 | Marked Unknown | 1993-09-01 | 1993-09-01 | Unknown
BEARD EXXON STATION | 15 MACON ST | MCDONOUGH | Henry | 9075032 | 1 | [5 empty] | Removed from Ground | Gas (Historical Use) | 6000 | Bare Steel | 1964-01-01 | 1992-08-25 | Galvanized Steel | Suction (American)
BELLAMY STRICKLAND CHEVROLET | 145 INDUSTRIAL BLVD | MCDONOUGH | Henry | 9075051 | 3 |  |  | TRUE |  | TRUE | Removed from Ground | Used Oil | 550 | Bare Steel | 1994-11-18 | 1994-11-18 | Galvanized Steel | Suction (American)
MCMEANS SERVICE CENTER | 2206 JODECO RD | MCDONOUGH | Henry | 9075044 | 3 | [5 empty] | Removed from Ground | Gas (Historical Use) | 10000 | Not Marked/Unknown | 2002-04-23 | 2002-04-23 | Not Marked
CITGO | 500 JONESBORO RD | MCDONOUGH | Henry | 9075059 | 678543 | Ball Float | 1995-03-17 | FALSE | 1995-03-17 | FALSE | Currently in Use |  | 12000 | Fiberglass | 1995-03-17 |  | Fiberglass Reinforced Plastic | Pressurized
FORMER STRINGER LUMBER COMPANY | 230 KEYS FERRY STREET | MCDONOUGH | Henry | 10002058 | 1 |  |  | FALSE |  | FALSE | Removed from Ground | Gas (Historical Use) | 1000 | Bare Steel | 2011-11-11 | 2011-11-11
BARBERS GROCERY #381 | 3311 HWY 81 W | HAMPTON | Henry | 750101 | 4 | Flapper Valve | 1984-05-10 | FALSE | 1984-05-10 | FALSE | Currently in Use | Diesel | 1000 | Galvanic (STIP-3) | 1984-05-10 |  | Fiberglass Reinforced Plastic | Safe Suction (Euro)
FED AVIATION ADMIN/ZTL ARTEC | 299 WOOLSEY RD | HAMPTON | Henry | 750034 | 6C | [5 empty] | Removed from Ground | Diesel | 6000 | Bare Steel | 1965-04-14 | 1993-05-14 | Galvanized Steel
JOHNNY JIFFY #3 | 540 HWY 20 & HWY 81 | MCDONOUGH | Henry | 9075007 | 4 |  | 1988-10-01 | FALSE | 1988-10-01 | FALSE | Temporarily out of use | Diesel | 6000 | Composite | 1988-10-01 |  | Fiberglass Reinforced Plastic | Pressurized
CIRCLE K 2723333 | 978 HWY 155 W | MCDONOUGH | Henry | 9075099 | 2 | Overfill Alarm | 1996-12-03 |  | 1996-12-03 |  | Currently in Use | Gas (Historical Use) | 10000 | Fiberglass | 1996-11-06 |  | Double-Walled Fiberglass | Pressurized
LIBERTY CENTER TEXACO | 756 HWY 155 S | MCDONOUGH | Henry | 9075018 | 6K | Flapper Valve | 1990-03-16 | FALSE | 1990-03-16 | FALSE | Currently in Use | Diesel Off Road | 1000 |  | 1990-03-06 |  | Fiberglass Reinforced Plastic | Suction (American)
JODECO FOOD MART | 3656 JODECO RD | MCDONOUGH | Henry | 9075012 | 1 | Ball Float | 1989-01-01 | FALSE | 1989-01-01 | FALSE | Currently in Use | Regular | 8000 | Composite | 1989-01-01 |  | Fiberglass Reinforced Plastic | Pressurized
BELLAMY STRICKLAND CHEVROLET | 145 INDUSTRIAL BLVD | MCDONOUGH | Henry | 9075051 | 5 | [5 empty] | Removed from Ground | Other | 550 | Bare Steel | 1994-11-18 | 1994-11-18 | Galvanized Steel | Suction (American)
BELLAMY STRICKLAND CHEVROLET | 145 INDUSTRIAL BLVD | MCDONOUGH | Henry | 9075051 | 4 | [5 empty] | Removed from Ground | Other | 550 | Bare Steel | 1994-11-18 | 1994-11-18 | Galvanized Steel | Suction (American)
RANJIT PURI | 1030 HWY 42 NORTH | MCDONOUGH | Henry | 9075056 | 1B | Flapper Valve | 1992-01-15 | FALSE | 1992-01-15 | FALSE | Currently in Use | Regular | 6000 | Galvanic (STIP-3) | 1992-01-15 |  | Fiberglass Reinforced Plastic | Pressurized
MCDONOUGH FOOD & FUEL CENTER | 42 HWY 81 WEST | MCDONOUGH | Henry | 9000329 | 7 |  | 1989-07-01 |  | 1989-07-01 |  | Removed from Ground | Diesel | 10000 | Cathodically Protected Steel | 1989-07-01 | 2014-09-22 | Fiberglass Reinforced Plastic | Pressurized
JANCO FOOD MART | 1153 HWY 81 | MCDONOUGH | Henry | 750105 | 4 |  |  | TRUE |  | TRUE | Removed from Ground | Used Oil | 550 | Marked Unknown | 1971-05-12 | 1996-11-18 | Not Marked
CHEVRON FOOD MART | 597 JONESBORO RD | MCDONOUGH | Henry | 9075125 | 2 | Ball Float | 2001-03-06 | FALSE | 2001-03-06 | FALSE | Currently in Use | Premium | 10000 | Epoxy | 2001-02-08 |  | Fiberglass Reinforced Plastic | Pressurized
GAGAN FOOD MART | 2290 JONESBORO ROAD | MCDONOUGH | Henry | 9075115 | 3 |  | 2003-08-01 | FALSE | 2003-08-01 | FALSE | Currently in Use | Diesel | 6000 | Composite | 2003-08-01 |  | Fiberglass Reinforced Plastic | Pressurized
CIRCLE K 2723333 | 978 HWY 155 W | MCDONOUGH | Henry | 9075099 | 1 | Overfill Alarm | 1996-12-03 |  | 1996-12-03 |  | Currently in Use | Gas (Historical Use) | 12000 | Fiberglass | 1996-11-06 |  | Double-Walled Fiberglass | Pressurized
PHILLIPS 66 SERVICE STATION | 5 GRIFFIN ST | MCDONOUGH | Henry | 9075070 | 4 | [5 empty] | Removed from Ground | Gas (Historical Use) | 550 | Bare Steel | 1999-02-23 | 1999-02-23 | Bare Steel | Safe Suction (Euro)
PHILLIPS 66 SERVICE STATION | 5 GRIFFIN ST | MCDONOUGH | Henry | 9075070 | 5 | [5 empty] | Removed from Ground | Gas (Historical Use) | 550 | Bare Steel | 1999-02-23 | 1999-02-23 | Bare Steel | Safe Suction (Euro)
JODECO FOOD MART | 3656 JODECO RD | MCDONOUGH | Henry | 9075012 | 2 | Ball Float | 1989-01-01 | FALSE | 1989-01-01 | FALSE | Currently in Use | Plus | 8000 | Composite | 1989-01-01 |  | Fiberglass Reinforced Plastic | Pressurized
MCDONOUGH FOOD & FUEL CENTER | 42 HWY 81 WEST | MCDONOUGH | Henry | 9000329 | 3 |  | 1989-07-01 |  | 1989-07-01 |  | Removed from Ground | Gas (Historical Use) | 10000 | Cathodically Protected Steel | 1989-07-01 | 2014-10-06 | Fiberglass Reinforced Plastic | Pressurized
WESTRIDGE MARATHON | 134 WEST RIDGE PKWY | MCDONOUGH | Henry | 10001539 | 2 | Ball Float | 2007-10-01 | FALSE | 2007-10-01 | FALSE | Currently in Use | Premium | 10000 | Composite | 2007-10-01 |  | Fiberglass Reinforced Plastic | Pressurized
378 HWY 155 LLC DBA FAST LANE | 378 HWY 155 S | MCDONOUGH | Henry | 10001188 | 3 | Ball Float | 2004-07-01 | FALSE | 2004-07-01 | FALSE | Currently in Use | Diesel | 5000 | Composite | 2004-04-20 |  | Double-Walled Fiberglass | Pressurized
BEARD EXXON STATION | 15 MACON ST | MCDONOUGH | Henry | 9075032 | 3 | [5 empty] | Removed from Ground | Gas (Historical Use) | 1000 | Bare Steel | 1958-01-01 | 1992-08-25 | Galvanized Steel | Suction (American)
RANJIT PURI | 1030 HWY 42 NORTH | MCDONOUGH | Henry | 9075056 | 1C | Flapper Valve | 2000-08-29 | FALSE | 2000-08-29 | FALSE | Currently in Use | Premium | 2000 | Galvanic (STIP-3) | 2000-08-29 |  | Fiberglass Reinforced Plastic | Pressurized
MCMEANS SERVICE CENTER | 2206 JODECO RD | MCDONOUGH | Henry | 9075044 | 1 | [5 empty] | Removed from Ground | Gas (Historical Use) | 10000 | Not Marked/Unknown | 2002-04-23 | 2002-04-23 | Not Marked
CITGO | 500 JONESBORO RD | MCDONOUGH | Henry | 9075059 | 678544 | Ball Float | 1995-03-17 | FALSE | 1995-03-17 | FALSE | Currently in Use | Premium | 12000 | Fiberglass | 1995-03-17 |  | Fiberglass Reinforced Plastic | Pressurized
MCDONOUGH FOOD & FUEL CENTER | 42 HWY 81 WEST | MCDONOUGH | Henry | 9000329 | 2 |  | 1989-07-01 |  | 1989-07-01 |  | Removed from Ground | Gas (Historical Use) | 10000 | Cathodically Protected Steel | 1989-07-01 | 2014-10-06 | Fiberglass Reinforced Plastic | Pressurized
CHEVRON STATION #43703(FORMER) | EAST GREENWOOD/GA HWY 155 | MCDONOUGH | Henry | 9000383 | 1 | [5 empty] | Removed from Ground | Other | 0 | Not Marked/Unknown |  | 1899-12-31 | Not Marked
WESTRIDGE MARATHON | 134 WEST RIDGE PKWY | MCDONOUGH | Henry | 10001539 | 3 | Ball Float | 2007-10-01 | FALSE | 2007-10-01 | FALSE | Currently in Use | Diesel | 10000 | Composite | 2007-10-01 |  | Fiberglass Reinforced Plastic | Pressurized
BP EXPRESS | 5945 EAST LAKE PKWY | MCDONOUGH | Henry | 10001775 | 3 | Ball Float | 2008-08-07 | FALSE | 2008-08-07 | TRUE | Currently in Use | Diesel | 6000 | Composite Double Walled | 2008-08-07 |  | Double-Walled Fiberglass | Pressurized
FORMER STRINGER LUMBER COMPANY | 230 KEYS FERRY STREET | MCDONOUGH | Henry | 10002058 | 2 |  |  | FALSE |  | FALSE | Removed from Ground | Diesel | 1000 | Bare Steel | 2011-11-11 | 2011-11-11
ISAAN LLC | 3452 JODECO RD | MCDONOUGH | Henry | 10000755 | 4 | Flapper Valve | 1996-06-01 | FALSE | 1996-06-01 | FALSE | Currently in Use | E-10 | 6000 | Steel-Impressed Current | 1978-03-09 |  | Fiberglass Reinforced Plastic | Pressurized
378 HWY 155 LLC DBA FAST LANE | 378 HWY 155 S | MCDONOUGH | Henry | 10001188 | 2 | Ball Float | 2004-07-01 | FALSE | 2004-07-01 | FALSE | Currently in Use | Premium | 10000 | Composite | 2004-04-20 |  | Double-Walled Fiberglass | Pressurized
STRINGER WHOLESALE LUMBER & SUPP | 18 DEPOT ST | MCDONOUGH | Henry | 750084 | 1 | [5 empty] | Permanently Out of Use - historical purposes | Gas (Historical Use) | 1000 | Bare Steel | 1981-05-06 | 1899-12-31 | Galvanized Steel
KROGER GA-433 | 5900 EAST LAKE PKWY | MCDONOUGH | Henry | 10000028 | 2B | Overfill Alarm | 2002-02-12 | FALSE | 2002-02-12 | FALSE | Removed from Ground | Diesel | 8000 | Fiberglass Double Walled | 2002-02-12 |  | Double-Walled Fiberglass | Pressurized
LIBERTY | 4856 BILL GARDNER PKWY | LOCUST GROVE | Henry | 750030 | 7 |  |  | TRUE |  | TRUE | Permanently Out of Use - historical purposes | Used Oil | 1000 | Not Marked/Unknown |  | 1899-12-31 | Unknown
LIBERTY CENTER TEXACO | 756 HWY 155 S | MCDONOUGH | Henry | 9075018 | 1U | Ball Float | 1990-03-16 | FALSE | 1990-03-16 | FALSE | Currently in Use | Regular | 10000 |  | 1990-03-06 |  | Fiberglass Reinforced Plastic | Pressurized
JOHNNYS #4 | 194 KEYS FERRY ST | MCDONOUGH | Henry | 9075010 | 3 | Ball Float | 1989-01-01 | FALSE | 1989-01-01 | FALSE | Currently in Use | Premium | 10000 | Composite | 1989-01-01 |  | Fiberglass Reinforced Plastic | Pressurized
JODECO FOOD MART | 3656 JODECO RD | MCDONOUGH | Henry | 9075012 | 3 | Ball Float | 1989-01-01 | FALSE | 1989-01-01 | FALSE | Currently in Use | Premium | 8000 | Composite | 1989-01-01 |  | Fiberglass Reinforced Plastic | Pressurized
HENRY CO BOE/MAINTENANCE FACILIT | 136 KEYS FERRY RD | MCDONOUGH | Henry | 9075034 | 3 | [5 empty] | Removed from Ground | Used Oil | 1000 | Bare Steel | 2001-07-26 | 2001-07-26 | Bare Steel | Safe Suction (Euro)
BEARD EXXON STATION | 15 MACON ST | MCDONOUGH | Henry | 9075032 | 4 | [5 empty] | Removed from Ground | Gas (Historical Use) | 1000 | Bare Steel | 1958-01-01 | 1992-08-25 | Galvanized Steel | Suction (American)
RANJIT PURI | 1030 HWY 42 NORTH | MCDONOUGH | Henry | 9075056 | 1A | Flapper Valve | 1992-01-15 | FALSE | 1992-01-15 | FALSE | Currently in Use | Regular | 6000 | Galvanic (STIP-3) | 1992-01-15 |  | Fiberglass Reinforced Plastic | Pressurized
BUILDERS TRANSPORT INC | 1477 HAMPTON RD | MCDONOUGH | Henry | 9000551 | 2 | [5 empty] | Removed from Ground | Diesel | 20000 | Bare Steel | 1982-01-17 | 1990-04-19 | Galvanized Steel
KEYS FERRY CROSSING | 1872 KEYS FERRY ROAD | MCDONOUGH | Henry | 10001482 | 2 | Ball Float | 2007-01-01 | FALSE | 2007-01-01 | FALSE | Currently in Use | Premium | 8000 | Composite | 2007-01-01 |  | Fiberglass Reinforced Plastic | Pressurized
QUIKTRIP #842 | 955 HWY 155 | MCDONOUGH | Henry | 10001694 | 4A | Flapper Valve | 2016-10-03 | FALSE | 2016-10-03 | FALSE | Currently in Use | E-0 | 10000 | Fiberglass Double Walled | 2016-09-28 |  | Double-Walled Flex | Pressurized
QUIKTRIP #842 | 955 HWY 155 | MCDONOUGH | Henry | 10001694 | 3 | Flapper Valve | 2008-09-11 | FALSE | 2008-09-11 | FALSE | Currently in Use | Premium | 12000 | Fiberglass Double Walled | 2008-09-11 |  | Double-Walled Fiberglass | Pressurized
ISAAN LLC | 3452 JODECO RD | MCDONOUGH | Henry | 10000755 | 2 | Flapper Valve | 1996-06-01 | FALSE | 1996-06-01 | FALSE | Currently in Use | Regular | 6000 | Steel-Impressed Current | 1978-03-09 |  | Fiberglass Reinforced Plastic | Pressurized
ISAAN LLC | 3452 JODECO RD | MCDONOUGH | Henry | 10000755 | 2 | Flapper Valve | 1996-06-01 | FALSE | 1996-06-01 | FALSE | Currently in Use | Regular | 6000 | Steel-Impressed Current | 1978-03-09 |  | Fiberglass Reinforced Plastic | Pressurized
JODECO FOODS | 3060 -A JODECO RD | MCDONOUGH | Henry | 9075024 | 2 | Ball Float | 1989-02-01 |  | 1989-02-01 |  | Removed from Ground | Gas (Historical Use) | 10000 | Fiberglass | 1989-03-01 | 2014-11-11 | Fiberglass Reinforced Plastic | Pressurized
BEARD EXXON STATION | 15 MACON ST | MCDONOUGH | Henry | 9075032 | 2 | [5 empty] | Removed from Ground | Gas (Historical Use) | 2000 | Bare Steel | 1958-01-01 | 1992-08-25 | Galvanized Steel | Suction (American)
MCMEANS SERVICE CENTER | 2206 JODECO RD | MCDONOUGH | Henry | 9075044 | 2 | [5 empty] | Removed from Ground | Gas (Historical Use) | 10000 | Not Marked/Unknown | 2002-04-23 | 2002-04-23 | Not Marked
QUIKTRIP #820 | 1494 JONESBORO RD | MCDONOUGH | Henry | 10001514 | 1 |  | 2008-04-01 | FALSE | 2008-04-01 | FALSE | Currently in Use | Regular | 20000 | Fiberglass Double Walled | 2008-04-02 |  | Double-Walled Fiberglass | Pressurized
HWY 81 FOOD MART | 3710 Hwy 81 East | MCDONOUGH | Henry | 10000969 | 3B | Ball Float | 2011-07-18 | FALSE | 2011-07-18 | FALSE | Currently in Use | Diesel | 4000 | Epoxy | 2005-09-22 |  | Fiberglass Reinforced Plastic | Pressurized
KROGER GA-405 | 301 JONESBORO RD | MCDONOUGH | Henry | 10000020 | 1B | Flapper Valve | 2020-06-25 | FALSE | 2001-11-02 | FALSE | Currently in Use | Premium | 8000 | Fiberglass Double Walled | 2001-11-02 |  | Double-Walled Fiberglass | Pressurized
HAMPTON SERVICE CENTER | 44 WOOLSEY RD | HAMPTON | Henry | 9126035 | 2PLUS |  | 1998-12-01 |  | 1998-12-01 |  | Removed from Ground | Gas (Historical Use) | 1000 | Steel-Impressed Current | 1975-04-04 | 2005-12-13 | Fiberglass Reinforced Plastic | Safe Suction (Euro)
DANNYS | 78 OAK ST | HAMPTON | Henry | 9075031 | 3 | Ball Float | 1992-08-12 | FALSE | 1992-08-12 | FALSE | Currently in Use | Premium | 8000 | Fiberglass | 1992-06-01 |  | Fiberglass Reinforced Plastic | Pressurized
PRAPTI INC | 1000 BEAR CREEK BLVD | HAMPTON | Henry | 750090 | 3 | Ball Float | 1998-12-10 | FALSE | 2004-06-30 | FALSE | Currently in Use | Diesel | 8000 | Steel-Impressed Current | 1972-05-16 |  |  | Pressurized
MCDONOUGH FOOD & FUEL CENTER | 42 HWY 81 WEST | MCDONOUGH | Henry | 9000329 | 6 |  | 1989-07-01 | FALSE | 1989-07-01 | FALSE | Removed from Ground | Other | 5000 | Cathodically Protected Steel | 1989-07-01 | 2014-09-22 | Double-Walled Fiberglass | Suction (American)
QUIKTRIP #820 | 1494 JONESBORO RD | MCDONOUGH | Henry | 10001514 | 4B |  | 2015-02-21 | FALSE | 2015-03-01 | FALSE | Currently in Use | Diesel | 9500 | Fiberglass Double Walled | 2015-02-05 |  | Double-Walled Fiberglass | Pressurized
ISAAN LLC | 3452 JODECO RD | MCDONOUGH | Henry | 10000755 | 1 | Ball Float | 2004-08-01 | FALSE | 2004-08-01 | FALSE | Currently in Use | Regular | 12000 | Composite | 2004-08-01 |  | Fiberglass Reinforced Plastic | Pressurized
ISAAN LLC | 3452 JODECO RD | MCDONOUGH | Henry | 10000755 | 1 | Ball Float | 2004-08-01 | FALSE | 2004-08-01 | FALSE | Currently in Use | Regular | 12000 | Composite | 2004-08-01 |  | Fiberglass Reinforced Plastic | Pressurized
ISAAN LLC | 3452 JODECO RD | MCDONOUGH | Henry | 10000755 | 1 | Flapper Valve | 1996-06-09 | FALSE | 1996-06-09 | FALSE | Currently in Use | Plus | 6000 | Steel-Impressed Current | 1978-03-09 |  | Fiberglass Reinforced Plastic | Pressurized
ISAAN LLC | 3452 JODECO RD | MCDONOUGH | Henry | 10000755 | 1 | Flapper Valve | 1996-06-09 | FALSE | 1996-06-09 | FALSE | Currently in Use | Plus | 6000 | Steel-Impressed Current | 1978-03-09 |  | Fiberglass Reinforced Plastic | Pressurized
HWY 81 FOOD MART | 3710 Hwy 81 East | MCDONOUGH | Henry | 10000969 | 3A | Ball Float | 2011-07-18 | FALSE | 2011-07-18 | FALSE | Currently in Use | Diesel | 12000 | Epoxy | 2006-09-22 |  | Fiberglass Reinforced Plastic | Pressurized
PIONEER CONCRETE PUMPING | 2000 MEREDITH PARK DR | MCDONOUGH | Henry | 10001031 | 1 | Ball Float | 2005-12-01 | FALSE | 2005-12-01 | FALSE | Removed from Ground | Diesel | 12000 | Composite | 2005-12-01 |  | Fiberglass Reinforced Plastic | Pressurized
PANHANDLE FOOD MART | 1475 PANHANDLE RD | HAMPTON | Henry | 10002321 | 3 |  | 2013-10-15 | FALSE | 2013-10-15 | FALSE | Currently in Use | Diesel | 4000 | Composite Double Walled | 2013-10-15 |  | Double-Walled Fiberglass | Pressurized
GREER'S DAIRY | 581 ROCKY CREEK RD | HAMPTON | Henry | 9075077 | 1 | [5 empty] | Removed from Ground | Gas (Historical Use) | 2000 | Bare Steel | 1979-06-01 | 1997-12-01 | Galvanized Steel | Safe Suction (Euro)
PRAPTI INC | 1000 BEAR CREEK BLVD | HAMPTON | Henry | 750090 | 2 | Ball Float | 1998-12-10 | FALSE | 2004-06-30 | FALSE | Currently in Use | Regular | 8000 | Steel-Impressed Current | 1972-05-16 |  |  | Pressurized
CIRCLE K 2723330 | 32 E MAIN ST | HAMPTON | Henry | 750042 | 3 | Flapper Valve | 1997-05-01 | FALSE | 1997-05-01 | FALSE | Temporarily out of use | Premium | 8000 | Steel-Impressed Current | 1976-05-03 |  | Steel (Impressed Current)
LIBERTY | 4856 BILL GARDNER PKWY | LOCUST GROVE | Henry | 750030 | 1 | Ball Float | 1996-03-01 |  | 1996-03-01 |  | Removed from Ground | Gas (Historical Use) | 10000 | Fiberglass | 1972-04-24 | 2015-11-23 | Fiberglass Reinforced Plastic | Pressurized
LIBERTY | 4856 BILL GARDNER PKWY | LOCUST GROVE | Henry | 750030 | 4 | Ball Float | 1996-03-01 |  | 1996-03-01 |  | Removed from Ground | Diesel | 6000 | Steel-Impressed Current | 1984-04-21 | 2015-11-23 | Fiberglass Reinforced Plastic | Pressurized
LOCUST GROVE BP | 4850 BILL GARDNER PARKWAY | LOCUST GROVE | Henry | 750072 | 2 | [5 empty] | Removed from Ground | Gas (Historical Use) | 6000 | Bare Steel | 1971-05-09 | 1999-01-08 | Galvanized Steel
LOCUST GROVE BP | 4850 BILL GARDNER PARKWAY | LOCUST GROVE | Henry | 750072 | 8 | Ball Float | 2000-04-18 | FALSE | 2000-04-18 | FALSE | Currently in Use | Plus | 10000 | Composite | 2000-04-18 |  | Double-Walled Fiberglass | Pressurized
LOCUST GROVE BP | 4850 BILL GARDNER PARKWAY | LOCUST GROVE | Henry | 750072 | 9 | Ball Float | 2000-04-18 | FALSE | 2000-04-18 | FALSE | Currently in Use | Premium | 10000 | Composite | 2000-04-18 |  | Double-Walled Fiberglass | Pressurized
LG FOODMART | 4621 BILL GARDNER PKWY | LOCUST GROVE | Henry | 9075064 | 2 | Ball Float | 1996-06-01 | FALSE | 1996-06-01 | FALSE | Currently in Use |  | 5000 | Steel-Impressed Current | 1996-06-01 |  | Cathodically Protected | Pressurized
CITY OF LOCUST GROVE | 3644 HWY 42 | LOCUST GROVE | Henry | 9075095 | 2 | [5 empty] | Removed from Ground | Gas (Historical Use) | 4000 | Bare Steel | 1985-08-01 | 1997-07-10 | Galvanized Steel | Safe Suction (Euro)
ISAAN LLC | 3452 JODECO RD | MCDONOUGH | Henry | 10000755 | 2 | Ball Float | 2004-08-01 | FALSE | 2004-08-01 | FALSE | Currently in Use | Premium | 8000 | Composite | 2004-08-01 |  | Fiberglass Reinforced Plastic | Pressurized
ISAAN LLC | 3452 JODECO RD | MCDONOUGH | Henry | 10000755 | 2 | Ball Float | 2004-08-01 | FALSE | 2004-08-01 | FALSE | Currently in Use | Premium | 8000 | Composite | 2004-08-01 |  | Fiberglass Reinforced Plastic | Pressurized
KROGER GA-433 | 5900 EAST LAKE PKWY | MCDONOUGH | Henry | 10000028 | 1 | Overfill Alarm | 2002-02-12 | FALSE | 2002-02-12 | FALSE | Removed from Ground | Regular | 15000 | Fiberglass Double Walled | 2002-02-12 |  | Double-Walled Fiberglass | Pressurized
KROGER GA-433 | 5900 EAST LAKE PKWY | MCDONOUGH | Henry | 10000028 | 2A | Overfill Alarm | 2002-02-12 | FALSE | 2002-02-12 | FALSE | Removed from Ground | Premium | 8000 | Fiberglass Double Walled | 2002-02-12 |  | Double-Walled Fiberglass | Pressurized
AT&T HAMPTON GAA 690 | 1285 BEAR CREEK BLVD | HAMPTON | Henry | 9075030 | 1 | Flapper Valve |  | TRUE |  | TRUE | Currently in Use | Diesel | 4000 | Galvanic (STIP-3) | 1990-12-01 |  | Double-Walled Fiberglass | Safe Suction (Euro)
ATLANTA MOTOR SPEEDWAY 80009317-04932752 | 1500 Tara Place | HAMPTON | Henry | 9075027 | 2 | Flapper Valve | 1997-10-22 | FALSE | 1997-10-22 | FALSE | Currently in Use | Racing Fuel | 12000 | Fiberglass Double Walled | 1997-10-22 |  | Double-Walled Fiberglass | Pressurized
GREER'S DAIRY | 581 ROCKY CREEK RD | HAMPTON | Henry | 9075077 | 2 | [5 empty] | Removed from Ground | Diesel | 2000 | Bare Steel | 1979-06-01 | 1997-12-01 | Galvanized Steel | Safe Suction (Euro)
FED AVIATION ADMIN/ZTL ARTEC | 299 WOOLSEY RD | HAMPTON | Henry | 750034 | 6D | [5 empty] | Removed from Ground | Diesel | 8000 | Bare Steel | 1980-04-10 | 1992-10-22 | Galvanized Steel | Suction (American)
ATLANTA INTERNATIONAL RACEWAY | US HWY 19 SOUTH | HAMPTON | Henry | 750007 | 2 | [5 empty] | Removed from Ground | Gas (Historical Use) | 6000 | Bare Steel | 1959-03-10 | 1990-06-01 | Galvanized Steel
M&H XPESS FOODS CORP (CHEVRON) | 2630 HWY 42 S | LOCUST GROVE | Henry | 9075130 | 3B | Ball Float | 2001-05-01 | FALSE | 2001-05-01 | FALSE | Currently in Use | Diesel | 4000 | Composite | 2001-05-01 |  | Double-Walled Fiberglass | Pressurized
MCDONOUGH FOOD & FUEL CENTER | 42 HWY 81 WEST | MCDONOUGH | Henry | 9000329 | 4 |  | 1989-07-01 |  | 1989-07-01 |  | Removed from Ground | Gas (Historical Use) | 10000 | Cathodically Protected Steel | 1989-07-01 | 2014-10-06 | Fiberglass Reinforced Plastic | Pressurized
WESTRIDGE MARATHON | 134 WEST RIDGE PKWY | MCDONOUGH | Henry | 10001539 | 1 | Ball Float | 2007-10-01 | FALSE | 2007-10-01 | FALSE | Currently in Use | Regular | 12000 | Composite | 2007-10-01 |  | Fiberglass Reinforced Plastic | Pressurized
378 HWY 155 LLC DBA FAST LANE | 378 HWY 155 S | MCDONOUGH | Henry | 10001188 | 1 | Ball Float | 2004-07-01 | FALSE | 2004-07-01 | FALSE | Currently in Use | Regular | 15000 | Composite | 2004-04-20 |  | Double-Walled Fiberglass | Pressurized
81 CROSSING GROCERY | 698 HWY 3 N | HAMPTON | Henry | 9075067 | 1B | Ball Float | 1995-07-01 | FALSE | 1995-07-01 | FALSE | Currently in Use | Diesel | 2000 | Composite | 1995-07-01 |  | Fiberglass Reinforced Plastic | Pressurized
PRAPTI INC | 1000 BEAR CREEK BLVD | HAMPTON | Henry | 750090 | 1 | Ball Float | 1998-12-10 | FALSE | 2004-06-30 | FALSE | Currently in Use | Premium | 8000 | Steel-Impressed Current | 1972-05-16 |  |  | Pressurized
HENRYS REAL QUICK | 4896 BILL GARDNER BLVD | LOCUST GROVE | Henry | 750099 | 3 |  | 1995-03-08 |  | 1995-03-08 |  | Removed from Ground | Gas (Historical Use) | 4000 | Bare Steel | 1972-05-11 | 1997-05-05 | Galvanized Steel | Pressurized
CIRCLE K 2723328 | 5080 BILL GARDNER PKWY | LOCUST GROVE | Henry | 9075075 | 2 | Ball Float | 1995-08-02 | FALSE | 1995-08-02 | FALSE | Currently in Use | Premium | 12000 | Fiberglass | 1995-08-02 |  | Fiberglass Reinforced Plastic | Pressurized
81 CROSSING GROCERY | 698 HWY 3 N | HAMPTON | Henry | 9075067 | 1A | Ball Float | 1995-07-01 | FALSE | 1995-07-01 | FALSE | Currently in Use | Regular | 10000 | Composite | 1995-07-01 |  | Fiberglass Reinforced Plastic | Pressurized
BARBERS GROCERY #381 | 3311 HWY 81 W | HAMPTON | Henry | 750101 | 2 | Flapper Valve | 1997-07-16 | FALSE | 1997-07-16 | FALSE | Currently in Use | Plus | 6000 | Steel-Impressed Current | 1984-05-10 |  | Fiberglass Reinforced Plastic | Pressurized
CIRCLE K 2723330 | 32 E MAIN ST | HAMPTON | Henry | 750042 | 2 | Flapper Valve | 1997-05-01 | FALSE | 1997-05-01 | FALSE | Temporarily out of use | Premium | 8000 | Steel-Impressed Current | 1976-05-03 |  | Steel (Impressed Current)
QUICK SHOP #386 | 37 N MAIN ST | HAMPTON | Henry | 750066 | 2 | Flapper Valve | 1997-05-20 | FALSE | 1997-05-20 | FALSE | Currently in Use | Regular | 5000 | Steel-Impressed Current | 1982-05-09 |  | Steel (Impressed Current) | Safe Suction (Euro)
HENRYS QUIK STOP #367 | 4837 BILL GARDNER PKWY | LOCUST GROVE | Henry | 750070 | 3 | Ball Float | 1994-12-22 | FALSE | 1994-12-22 | FALSE | Removed from Ground | Premium | 10000 | Steel-Impressed Current | 1985-05-08 |  | Fiberglass Reinforced Plastic | Pressurized
HENRYS REAL QUICK | 4896 BILL GARDNER BLVD | LOCUST GROVE | Henry | 750099 | 7 |  |  | FALSE |  | FALSE | Permanently Out of Use - historical purposes | Gas (Historical Use) | 1000 | Bare Steel | 1972-05-11 |  | Galvanized Steel
HENRYS REAL QUICK | 4896 BILL GARDNER BLVD | LOCUST GROVE | Henry | 750099 | 4 |  | 1995-03-08 |  | 1995-03-08 |  | Removed from Ground | Gas (Historical Use) | 10000 | Bare Steel | 1965-02-14 | 1997-05-05 | Fiberglass Reinforced Plastic | Pressurized
HENRYS REAL QUICK | 4896 BILL GARDNER BLVD | LOCUST GROVE | Henry | 750099 | 5 | [5 empty] | Removed from Ground | Diesel | 10000 | Bare Steel | 1977-05-10 | 1994-06-15 | Galvanized Steel
HAMPTON SERVICE CENTER | 44 WOOLSEY RD | HAMPTON | Henry | 9126035 | 3SUL |  | 1998-12-01 |  | 1998-12-01 |  | Removed from Ground | Gas (Historical Use) | 2000 | Steel-Impressed Current | 1966-12-23 | 2005-12-13 | Fiberglass Reinforced Plastic | Safe Suction (Euro)
ATLANTA MOTOR SPEEDWAY 80009317-04932752 | 1500 Tara Place | HAMPTON | Henry | 9075027 | 1 | Flapper Valve | 1997-10-22 | FALSE | 1997-10-22 | FALSE | Currently in Use | Racing Fuel | 12000 | Fiberglass Double Walled | 1997-10-22 |  | Double-Walled Fiberglass | Pressurized
RODNEY WEBB ENTERPRISES LLC | 510 SPEEDWAY BLVD | HAMPTON | Henry | 9075074 | 2 | Flapper Valve | 1992-03-01 | FALSE | 1992-03-01 | FALSE | Temporarily out of use |  | 10000 | Fiberglass Double Walled | 1992-03-01 |  | Double-Walled Fiberglass | Suction (American)
ATLANTA INTERNATIONAL RACEWAY | US HWY 19 SOUTH | HAMPTON | Henry | 750007 | 1 | [5 empty] | Removed from Ground | Gas (Historical Use) | 6000 | Bare Steel | 1959-03-10 | 1990-06-01 | Galvanized Steel
J & D AUTO SERVICES | 3820 HWY 42 SOUTH | LOCUST GROVE | Henry | 750025 | 2 | [5 empty] | Removed from Ground | Gas (Historical Use) | 550 | Bare Steel | 1946-05-01 | 1996-04-18 | Galvanized Steel
LIBERTY | 4856 BILL GARDNER PKWY | LOCUST GROVE | Henry | 750030 | 5 | [5 empty] | Removed from Ground | Diesel | 850 | Bare Steel | 1972-04-24 | 1995-03-01 | Galvanized Steel
M&H XPESS FOODS CORP (CHEVRON) | 2630 HWY 42 S | LOCUST GROVE | Henry | 9075130 | 2 | Ball Float | 2001-05-01 | FALSE | 2001-05-01 | FALSE | Currently in Use | Premium | 10000 | Composite | 2001-05-01 |  | Double-Walled Fiberglass | Pressurized
FED AVIATION ADMIN/ZTL ARTEC | 299 WOOLSEY RD | HAMPTON | Henry | 750034 | 1 | Overfill Alarm | 2004-10-20 | FALSE | 2007-08-06 | FALSE | Currently in Use | Diesel | 10000 | Galvanic (STIP-3) | 1993-05-28 |  | Fiberglass Reinforced Plastic | Pressurized
DEPARTMENT OF TRANSPORTATION HEN | 672 PRICE RD | LOCUST GROVE | Henry | 750037 | 10307-1 | [5 empty] | Removed from Ground | Gas (Historical Use) | 1000 | Bare Steel | 1980-04-30 | 1987-08-01 | Galvanized Steel
LOCUST GROVE BP | 4850 BILL GARDNER PARKWAY | LOCUST GROVE | Henry | 750072 | 6 | [5 empty] | Removed from Ground | Diesel | 280 | Bare Steel | 1971-05-09 | 1995-02-18 | Galvanized Steel
HENRYS REAL QUICK | 4896 BILL GARDNER BLVD | LOCUST GROVE | Henry | 750099 | 1 |  | 1995-03-08 |  | 1995-03-08 |  | Removed from Ground | Gas (Historical Use) | 2000 | Bare Steel | 1972-05-11 | 1997-05-05 | Galvanized Steel | Pressurized
HENRYS REAL QUICK | 4896 BILL GARDNER BLVD | LOCUST GROVE | Henry | 750099 | 8 |  | 1994-04-06 | FALSE | 1994-04-06 | FALSE | Permanently Out of Use - historical purposes | Diesel | 10000 | Bare Steel | 1994-04-06 |  | Fiberglass Reinforced Plastic | Suction (American)
HENRYS REAL QUICK | 4896 BILL GARDNER BLVD | LOCUST GROVE | Henry | 750099 | 2 |  | 1995-03-08 |  | 1995-03-08 |  | Removed from Ground | Gas (Historical Use) | 4000 | Bare Steel | 1972-05-11 | 1997-05-05 | Galvanized Steel | Pressurized
CIRCLE K 2723328 | 5080 BILL GARDNER PKWY | LOCUST GROVE | Henry | 9075075 | 3 | Ball Float | 1995-08-02 | FALSE | 1995-08-02 | FALSE | Currently in Use | Kerosene | 2000 | Fiberglass | 1995-08-02 |  | Fiberglass Reinforced Plastic | Suction (American)
M&H XPESS FOODS CORP (CHEVRON) | 2630 HWY 42 S | LOCUST GROVE | Henry | 9075130 | 1 | Ball Float | 2001-05-01 | FALSE | 2001-05-01 | FALSE | Currently in Use | Regular | 12000 | Composite | 2001-05-01 |  | Double-Walled Fiberglass | Pressurized
DANNYS | 78 OAK ST | HAMPTON | Henry | 9075031 | 4 | Ball Float | 1992-08-12 | FALSE | 1992-08-12 | FALSE | Currently in Use | Diesel | 4000 | Fiberglass | 1992-06-01 |  | Fiberglass Reinforced Plastic | Pressurized
DANNYS | 78 OAK ST | HAMPTON | Henry | 9075031 | 1 | Ball Float | 1992-08-12 | FALSE | 1992-08-12 | FALSE | Currently in Use | Regular | 8000 | Fiberglass | 1992-06-01 |  | Fiberglass Reinforced Plastic | Pressurized
81 CROSSING GROCERY | 698 HWY 3 N | HAMPTON | Henry | 9075067 | 2A | Ball Float | 1995-07-01 | FALSE | 1995-07-01 | FALSE | Currently in Use | Premium | 8000 | Composite | 1995-07-01 |  | Fiberglass Reinforced Plastic | Pressurized
FED AVIATION ADMIN/ZTL ARTEC | 299 WOOLSEY RD | HAMPTON | Henry | 750034 | 3 | Overfill Alarm | 2004-10-20 | FALSE | 2007-08-06 | FALSE | Currently in Use | Diesel | 10000 | Galvanic (STIP-3) | 1993-05-28 |  | Fiberglass Reinforced Plastic | Pressurized
DEPARTMENT OF TRANSPORTATION HEN | 672 PRICE RD | LOCUST GROVE | Henry | 750037 | 307G1 | [5 empty] | Removed from Ground | Gas (Historical Use) | 2000 | Cathodically Protected Steel | 1987-08-01 | 2006-01-25 | Galvanized Steel | Suction (American)
LG FOODMART | 4621 BILL GARDNER PKWY | LOCUST GROVE | Henry | 9075064 | 6 | Ball Float | 1996-06-01 | FALSE | 1996-06-01 | FALSE | Temporarily out of use | Diesel | 3000 | Steel-Impressed Current | 1996-06-01 |  | Cathodically Protected | Pressurized
CHEVRON FOODMART #2 | 4860 BILL GARDNER PARKWAY | LOCUST GROVE | Henry | 9075100 | 2 | Ball Float | 1997-05-01 | FALSE | 1997-05-01 | FALSE | Currently in Use | Premium | 8000 | Epoxy | 1997-05-01 |  | Fiberglass Reinforced Plastic | Pressurized
J & D AUTO SERVICES | 3830 HWY 42 SOUTH | LOCUST GROVE | Henry | 9075087 | 1 | [5 empty] | Removed from Ground | Gas (Historical Use) | 550 | Not Marked/Unknown | 1996-04-18 | 1996-04-18 | Not Marked
Brent Scarbrough & Company | 3898 JODECO BLACK | MCDONOUGH | Henry | 10001528 | 1 |  |  | FALSE |  | FALSE | Removed from Ground | Other | 950 | Unknown | 2008-06-05 | 2008-07-17 | Unknown
QUIKTRIP #842 | 955 HWY 155 | MCDONOUGH | Henry | 10001694 | 4B | Flapper Valve | 2016-10-03 | FALSE | 2016-10-03 | FALSE | Currently in Use | Diesel | 12000 | Fiberglass Double Walled | 2016-09-28 |  | Double-Walled Flex | Pressurized
HWY 81 FOOD MART | 3710 Hwy 81 East | MCDONOUGH | Henry | 10000969 | 3C | Ball Float | 2011-07-18 | FALSE | 2011-07-18 | FALSE | Currently in Use | E-0 | 2000 | Epoxy | 2005-09-22 |  | Fiberglass Reinforced Plastic | Pressurized
KROGER GA-405 | 301 JONESBORO RD | MCDONOUGH | Henry | 10000020 | 1A | Flapper Valve | 2020-06-25 | FALSE | 2001-11-02 | FALSE | Currently in Use | Regular | 16000 | Fiberglass Double Walled | 2001-11-02 |  | Double-Walled Fiberglass | Pressurized
ATLANTA MOTOR SPEEDWAY 80009317-04932752 | 1500 Tara Place | HAMPTON | Henry | 9075027 | 3 | [5 empty] | Removed from Ground | Gas (Historical Use) | 2000 | Bare Steel | 1992-06-09 | 1992-06-09 | Bare Steel | Safe Suction (Euro)
FED AVIATION ADMIN/ZTL ARTEC | 299 WOOLSEY RD | HAMPTON | Henry | 750034 | 6B | [5 empty] | Removed from Ground | Diesel | 5000 | Bare Steel | 1960-04-15 | 1993-05-14 | Galvanized Steel | Suction (American)
FED AVIATION ADMIN/ZTL ARTEC | 299 WOOLSEY RD | HAMPTON | Henry | 750034 | 6A | [5 empty] | Closed in Ground | Diesel | 5000 | Bare Steel | 1960-04-15 | 1993-09-20 | Galvanized Steel | Suction (American)
J & D AUTO SERVICES | 3820 HWY 42 SOUTH | LOCUST GROVE | Henry | 750025 | 1 | [5 empty] | Removed from Ground | Gas (Historical Use) | 550 | Bare Steel | 1946-05-01 | 1996-04-18 | Galvanized Steel
M&H XPESS FOODS CORP (CHEVRON) | 2630 HWY 42 S | LOCUST GROVE | Henry | 9075130 | 3A | Ball Float | 2001-05-01 | FALSE | 2001-05-01 | FALSE | Currently in Use | Diesel | 4000 | Composite | 2001-05-01 |  | Double-Walled Fiberglass | Pressurized
NORTH HAMPTON AMOCO | 718 HWY 3 N (Old Highway 3 and Hwy 81) | HAMPTON | Henry | 750074 | 2 | Ball Float | 1997-01-01 | FALSE | 1997-01-01 | FALSE | Currently in Use | Premium | 6000 | Fiberglass | 1986-05-05 |  | Fiberglass Reinforced Plastic
FED AVIATION ADMIN/ZTL ARTEC | 299 WOOLSEY RD | HAMPTON | Henry | 750034 | 6E | [5 empty] | Removed from Ground | Diesel | 12000 | Bare Steel | 1985-04-09 | 1992-10-22 | Galvanized Steel | Suction (American)
LOCUST GROVE BP | 4850 BILL GARDNER PARKWAY | LOCUST GROVE | Henry | 750072 | 10 | Ball Float | 2000-04-18 | FALSE | 2000-04-18 | FALSE | Currently in Use | Diesel | 6000 | Composite | 2000-04-18 |  | Double-Walled Fiberglass | Pressurized
LG FOODMART | 4621 BILL GARDNER PKWY | LOCUST GROVE | Henry | 9075064 | 3 | Ball Float | 1996-06-01 | FALSE | 1996-06-01 | FALSE | Currently in Use |  | 5000 | Steel-Impressed Current | 1996-06-01 |  | Cathodically Protected | Pressurized
TEXACO FOOD MART | 3998 HWY 42 | LOCUST GROVE | Henry | 9075136 | 3 | Ball Float | 2001-08-13 | FALSE | 2001-08-13 | FALSE | Currently in Use | Diesel | 8000 | Fiberglass | 2001-08-10 |  | Double-Walled Fiberglass | Pressurized
LOCUST GROVE BP | 4850 BILL GARDNER PARKWAY | LOCUST GROVE | Henry | 750072 | 3 | [5 empty] | Removed from Ground | Gas (Historical Use) | 6000 | Bare Steel | 1971-05-09 | 1999-01-08 | Galvanized Steel
CIRCLE K 2723328 | 5080 BILL GARDNER PKWY | LOCUST GROVE | Henry | 9075075 | 1 | Ball Float | 1995-08-02 | FALSE | 1995-08-02 | FALSE | Currently in Use | Regular | 12000 | Fiberglass | 1995-08-02 |  | Fiberglass Reinforced Plastic | Pressurized
CHEVRON FOODMART #2 | 4860 BILL GARDNER PARKWAY | LOCUST GROVE | Henry | 9075100 | 1 | Ball Float | 1997-05-01 | FALSE | 1997-05-01 | FALSE | Currently in Use | Regular | 12000 | Epoxy | 1997-05-01 |  | Fiberglass Reinforced Plastic | Pressurized
J & D AUTO SERVICES | 3830 HWY 42 SOUTH | LOCUST GROVE | Henry | 9075087 | 2 | [5 empty] | Removed from Ground | Diesel | 550 | Not Marked/Unknown | 1996-04-18 | 1996-04-18 | Not Marked
TEXACO FOOD MART | 3998 HWY 42 | LOCUST GROVE | Henry | 9075136 | 2 | Ball Float | 2001-08-13 | FALSE | 2001-08-13 | FALSE | Currently in Use | Premium | 10000 | Fiberglass | 2001-08-10 |  | Double-Walled Fiberglass | Pressurized
M&H XPESS FOODS CORP (CHEVRON) | 2630 HWY 42 S | LOCUST GROVE | Henry | 9075130 | 3 | Ball Float | 2001-05-01 |  | 2001-05-01 |  | Currently in Use | Diesel | 8000 | Composite | 2001-05-01 |  | Double-Walled Fiberglass | Pressurized
TEXACO FOOD MART | 3998 HWY 42 | LOCUST GROVE | Henry | 9075136 | 1 | Ball Float | 2001-08-13 | FALSE | 2001-08-13 | FALSE | Currently in Use | Regular | 12000 | Fiberglass | 2001-08-10 |  | Double-Walled Fiberglass | Pressurized
MURPHY USA #6679 | 175 WILLOW LN | MCDONOUGH | Henry | 9075122 | 2B | Flapper Valve | 2001-03-14 | FALSE | 2001-03-14 | FALSE | Currently in Use | Premium | 8000 | Fiberglass Double Walled | 2001-03-07 |  | Double-Walled Flex | Pressurized
CHEVRON FOOD MART #99 | 3279 JODECO RD | MCDONOUGH | Henry | 9075118 | 2 | Ball Float | 2000-02-04 | FALSE | 2000-02-04 | FALSE | Currently in Use | Premium | 10000 | Epoxy | 2000-02-03 |  | Fiberglass Reinforced Plastic | Pressurized
GA0058 4315 JODECO RD | 4315 JODECO RD | MCDONOUGH | Henry | 9075110 | 3 | Ball Float | 1999-03-18 | FALSE | 1999-03-18 | FALSE | Currently in Use | Diesel | 10000 | Fiberglass | 1999-03-18 |  | Double-Walled Flex | Pressurized
LIBERTY CENTER TEXACO | 756 HWY 155 S | MCDONOUGH | Henry | 9075018 | 3S |  | 1990-03-16 | FALSE | 1990-03-16 | FALSE | Currently in Use | Premium | 6000 |  | 1990-03-06 |  | Fiberglass Reinforced Plastic | Pressurized
LIBERTY CENTER TEXACO | 756 HWY 155 S | MCDONOUGH | Henry | 9075018 | 2P | Ball Float | 1990-03-16 | FALSE | 1990-03-16 | FALSE | Currently in Use | Regular | 6000 |  | 1990-03-06 |  | Fiberglass Reinforced Plastic | Pressurized
CITGO | 500 JONESBORO RD | MCDONOUGH | Henry | 9075059 | 678582 | Ball Float | 1995-03-17 | FALSE | 1995-03-17 | FALSE | Currently in Use | Plus | 2000 | Fiberglass | 1995-03-17 |  | Fiberglass Reinforced Plastic | Suction (American)
RACE XPRESS | 570 HWY 42N | MCDONOUGH | Henry | 10001734 | 2 |  | 2008-08-01 | FALSE | 2008-08-01 | FALSE | Currently in Use | Gas (Historical Use) | 4000 | Composite Double Walled | 2008-08-27 |  | Fiberglass Reinforced Plastic | Pressurized
BP | 1780 ZACK HINTON PKWY | MCDONOUGH | Henry | 10001216 | 1 | Ball Float | 2006-07-01 | FALSE | 2006-07-01 | FALSE | Currently in Use | Regular | 8000 | Epoxy | 2006-07-01 |  | Fiberglass Reinforced Plastic | Pressurized
BP | 1780 ZACK HINTON PKWY | MCDONOUGH | Henry | 10001216 | 4 | Ball Float | 2006-07-01 | FALSE | 2006-07-01 | FALSE | Currently in Use | Diesel | 6000 | Epoxy | 2006-07-01 |  | Fiberglass Reinforced Plastic | Pressurized
HAMPTON SERVICE CENTER | 44 WOOLSEY RD | HAMPTON | Henry | 9126035 | 1UNL |  | 1998-12-01 |  | 1998-12-01 |  | Removed from Ground | Gas (Historical Use) | 2000 | Steel-Impressed Current | 1966-12-23 | 2005-12-13 | Fiberglass Reinforced Plastic | Safe Suction (Euro)
PANHANDLE FOOD MART | 1475 PANHANDLE RD | HAMPTON | Henry | 10002321 | 2 |  | 2013-10-15 | FALSE | 2013-10-15 | FALSE | Currently in Use | Gas (Historical Use) | 8000 | Composite Double Walled | 2013-10-15 |  | Double-Walled Fiberglass | Pressurized
HAMPTON FOOD MART | 239 HWY 19 & 41 | HAMPTON | Henry | 9075028 | 1 | [5 empty] | Removed from Ground | Gas (Historical Use) | 12000 | Bare Steel | 1976-01-01 | 1996-04-01 | Unknown
NEW MORN | 800 NEW MORN DRIVE | HAMPTON | Henry | 9075071 | 1 | [5 empty] | Removed from Ground | Diesel | 2000 | Bare Steel | 1998-11-11 | 1998-11-11 | Bare Steel | Safe Suction (Euro)
A C AUKERMAN CO | 595 N STEELE DR | HAMPTON | Henry | 750022 | 1 | Flapper Valve | 1999-02-23 | FALSE | 1999-02-23 | FALSE | Abandoned-No Known Release | Diesel | 2000 | Steel-Impressed Current | 1984-03-17 |  | Cathodically Protected | Suction (American)
LIBERTY | 4856 BILL GARDNER PKWY | LOCUST GROVE | Henry | 750030 | 3 | Ball Float | 1996-03-01 |  | 1996-03-01 |  | Removed from Ground | Gas (Historical Use) | 10000 | Fiberglass | 1972-04-24 | 2015-11-23 | Fiberglass Reinforced Plastic | Pressurized
LG FOODMART | 4621 BILL GARDNER PKWY | LOCUST GROVE | Henry | 9075064 | 1 | Ball Float | 1996-06-01 | FALSE | 1996-06-01 | FALSE | Currently in Use | Gas (Historical Use) | 5000 | Steel-Impressed Current | 1977-01-01 |  | Cathodically Protected | Pressurized
KANGAROO #50 | 36 GRIFFIN ST | MCDONOUGH | Henry | 750002 | 2 | [5 empty] | Removed from Ground | Gas (Historical Use) | 8000 | Bare Steel | 1981-01-01 | 1994-06-01 | Galvanized Steel
JOHNSONS UNION 76 | MACON RD | MCDONOUGH | Henry | 750064 | 1 | [5 empty] | Removed from Ground | Gas (Historical Use) | 1000 | Bare Steel | 1959-05-09 | 1899-12-31 | Galvanized Steel
TRANSPORTATION & BUS MAINTENANCE | 138 TOMLINSON ST | MCDONOUGH | Henry | 750011 | 4 | [5 empty] | Removed from Ground | Other | 500 | Not Marked/Unknown | 1981-01-01 | 1999-01-18 | Not Marked | Gravity Fed
TRANSPORTATION & BUS MAINTENANCE | 138 TOMLINSON ST | MCDONOUGH | Henry | 750011 | 5 | [5 empty] | Removed from Ground | Other | 500 | Not Marked/Unknown | 1981-01-01 | 1999-01-18 | Not Marked | Gravity Fed
TRANSPORTATION & BUS MAINTENANCE | 138 TOMLINSON ST | MCDONOUGH | Henry | 750011 | 7 | Flapper Valve | 1998-12-28 | FALSE | 1998-12-28 | FALSE | Currently in Use | Diesel | 10000 | Tank Jacket | 1998-12-28 |  | Fiberglass Reinforced Plastic | Suction (American)
MCDONOUGH TIRE CO | 179 HAMPTON ST | MCDONOUGH | Henry | 750008 | 2 | [5 empty] | Removed from Ground | Gas (Historical Use) | 2000 | Bare Steel | 1982-05-17 | 1997-01-07 | Bare Steel | Suction (American)
GA FC/BUTTS-HENRY CO UNIT | 1599 GA HWY 42 SOUTH | MCDONOUGH | Henry | 750033 | 2 | [5 empty] | Removed from Ground | Gas (Historical Use) | 2000 | Bare Steel | 1979-04-24 | 1993-03-12 | Galvanized Steel | Safe Suction (Euro)
CHEVRON 201824 | I-75/GA HWY 20 & GA HWY 81 | MCDONOUGH | Henry | 750038 | 2 | [5 empty] | Removed from Ground | Gas (Historical Use) | 10000 | Fiberglass | 1985-01-03 | 1993-06-24 | Fiberglass Reinforced Plastic | Pressurized
HENRY COUNTY COMPLEX-EQUIPMENT M | 121 WORKCAMP RD | MCDONOUGH | Henry | 750061 | 2 |  |  |  | 1991-01-01 |  | Removed from Ground | Diesel | 10000 | Bare Steel | 1981-05-06 | 1998-11-15 | Galvanized Steel | Suction (American)
RISON'S GROUP LLC | 1285 Hampton Road | McDonough | Henry | 750068 | 2 | Flapper Valve | 1995-04-27 | FALSE | 1995-04-27 | FALSE | Temporarily out of use | Regular | 8000 | Steel-Impressed Current | 1966-05-13 |  | Fiberglass Reinforced Plastic | Pressurized
HENRY COUNTY BP #2 | 1167 HAMPTON RD | MCDONOUGH | Henry | 750054 | 3 | Flapper Valve | 1998-11-20 | FALSE | 1998-11-20 | FALSE | Currently in Use | Premium | 5000 | Steel-Impressed Current | 1969-12-01 |  |  | Pressurized
BP | 5054 GA HWY 155 | MCDONOUGH | Henry | 750050 | 1 | Flapper Valve | 1999-03-01 | FALSE | 1999-03-01 | FALSE | Currently in Use | Regular | 12000 | Fiberglass | 1999-03-01 |  | Fiberglass Reinforced Plastic | Pressurized
QUICK MART | 1599 JONESBORO RD @ I-75 | MCDONOUGH | Henry | 750016 | 7 |  | 1991-10-21 |  | 1991-10-21 |  | Removed from Ground | Diesel | 20000 | Steel-Impressed Current | 1980-01-25 | 2010-09-30 | Double-Walled Fiberglass | Pressurized
TRANSPORTATION & BUS MAINTENANCE | 138 TOMLINSON ST | MCDONOUGH | Henry | 750011 | 2 | [5 empty] | Removed from Ground | Diesel | 10000 | Bare Steel | 1986-01-11 | 1999-01-18 | Galvanized Steel | Pressurized
TRANSPORTATION & BUS MAINTENANCE | 138 TOMLINSON ST | MCDONOUGH | Henry | 750011 | 8 | Flapper Valve | 1998-12-28 | FALSE | 1998-12-28 | FALSE | Currently in Use | Regular | 6000 | Tank Jacket | 1998-12-28 |  | Fiberglass Reinforced Plastic | Suction (American)
JODECO CHEVRON | 2239 JODECO RD | MCDONOUGH | Henry | 750013 | 2 | [5 empty] | Removed from Ground | Gas (Historical Use) | 8000 | Bare Steel | 1968-03-07 | 1997-04-01 | Galvanized Steel | Suction (American)
SNAPPER POWER EQ | 535 MACON RD | MCDONOUGH | Henry | 750024 | 2 | [5 empty] | Closed in Ground | Gas (Historical Use) | 1000 | Bare Steel | 1971-03-24 | 1990-06-29 | Galvanized Steel
BP | 908 HWY 155 & I75 | MCDONOUGH | Henry | 750029 | 6 |  |  | TRUE |  | TRUE | Removed from Ground | Used Oil | 550 | Bare Steel | 1967-04-26 | 1899-12-31 | Galvanized Steel
BP | 908 HWY 155 & I75 | MCDONOUGH | Henry | 750029 | 9 | Ball Float | 1997-07-23 | FALSE | 1997-07-23 | FALSE | Currently in Use | Premium | 12000 | Fiberglass | 1997-07-23 |  | Fiberglass Reinforced Plastic | Pressurized
BP | 908 HWY 155 & I75 | MCDONOUGH | Henry | 750029 | 8 | Ball Float | 1997-07-23 | FALSE | 1997-07-23 | FALSE | Currently in Use | Regular | 12000 | Fiberglass | 1997-07-23 |  | Fiberglass Reinforced Plastic | Pressurized
GA FC/BUTTS-HENRY CO UNIT | 1599 GA HWY 42 SOUTH | MCDONOUGH | Henry | 750033 | 1 | [5 empty] | Removed from Ground | Diesel | 560 | Bare Steel | 1961-03-01 | 1993-03-12 | Galvanized Steel | Safe Suction (Euro)
JIMMY ROWLAND | RT 2 BOX 117 | MCDONOUGH | Henry | 750067 | 4 | [5 empty] | Removed from Ground | Gas (Historical Use) | 4000 | Bare Steel | 1997-03-27 | 1997-03-27 | Galvanized Steel | Suction (American)
HENRY COUNTY BP #2 | 1167 HAMPTON RD | MCDONOUGH | Henry | 750054 | 2 | Flapper Valve | 1998-11-20 | FALSE | 1998-11-20 | FALSE | Currently in Use | Plus | 5000 | Steel-Impressed Current | 1969-12-01 |  | Fiberglass Reinforced Plastic | Pressurized
QUICK MART | 1599 JONESBORO RD @ I-75 | MCDONOUGH | Henry | 750016 | 1 |  | 1991-10-21 |  | 1991-10-21 |  | Removed from Ground | Gas (Historical Use) | 15000 | Steel-Impressed Current | 1980-01-25 | 2010-09-30 | Fiberglass Reinforced Plastic | Pressurized
QUICK MART | 1599 JONESBORO RD @ I-75 | MCDONOUGH | Henry | 750016 | 4 |  | 1991-10-21 |  | 1991-10-21 |  | Removed from Ground | Diesel | 20000 | Steel-Impressed Current | 1980-01-25 | 2010-09-30 | Double Walled | Pressurized
JODECO CHEVRON | 2239 JODECO RD | MCDONOUGH | Henry | 750013 | 7B | Ball Float | 1997-04-16 | FALSE | 1997-04-16 | FALSE | Removed from Ground | Diesel | 2000 | Composite | 1997-04-16 | 2020-03-26
BP | 908 HWY 155 & I75 | MCDONOUGH | Henry | 750029 | 7 | [5 empty] | Removed from Ground | Diesel | 550 | Bare Steel | 1967-04-26 | 1899-12-31 | Galvanized Steel
BP | 908 HWY 155 & I75 | MCDONOUGH | Henry | 750029 | 5 | [5 empty] | Removed from Ground | Diesel | 1000 | Bare Steel | 1984-04-21 | 1899-12-31 | Galvanized Steel | Safe Suction (Euro)
BP | 908 HWY 155 & I75 | MCDONOUGH | Henry | 750029 | 4 | [5 empty] | Removed from Ground | Gas (Historical Use) | 10000 | Bare Steel | 1969-04-25 | 1899-12-31 | Galvanized Steel | Pressurized
BP | 908 HWY 155 & I75 | MCDONOUGH | Henry | 750029 | 10 | Ball Float | 1997-07-23 | FALSE | 1997-07-23 | FALSE | Currently in Use | Diesel | 6000 | Fiberglass | 1997-07-23 |  | Fiberglass Reinforced Plastic | Pressurized
GA FC/BUTTS-HENRY CO UNIT | 1599 GA HWY 42 SOUTH | MCDONOUGH | Henry | 750033 | 210776 |  | 1993-03-15 |  | 1993-03-15 |  | Removed from Ground | Gas (Historical Use) | 1000 | Galvanic (STIP-3) | 1993-03-18 | 2005-08-12 | Cathodically Protected | Safe Suction (Euro)
GA FC/BUTTS-HENRY CO UNIT | 1599 GA HWY 42 SOUTH | MCDONOUGH | Henry | 750033 | 133867 |  | 1993-03-15 |  | 1993-03-15 |  | Removed from Ground | Diesel | 1000 | Galvanic (STIP-3) | 1989-03-15 | 2005-08-12 | Cathodically Protected | Safe Suction (Euro)
DOT 10398 | LEGION RD | MCDONOUGH | Henry | 750036 | 10398-1 | [5 empty] | Removed from Ground | Empty | 3000 | Bare Steel | 1966-05-04 | 1993-05-26 | Galvanized Steel
CHEVRON 201824 | I-75/GA HWY 20 & GA HWY 81 | MCDONOUGH | Henry | 750038 | 1 | [5 empty] | Removed from Ground | Gas (Historical Use) | 10000 | Fiberglass | 1985-01-03 | 1993-06-24 | Fiberglass Reinforced Plastic | Pressurized
CHEVRON 201824 | I-75/GA HWY 20 & GA HWY 81 | MCDONOUGH | Henry | 750038 | 4 |  |  | TRUE |  | TRUE | Removed from Ground | Used Oil | 1000 | Fiberglass | 1985-01-03 | 1993-06-24 | Fiberglass Reinforced Plastic | Gravity Fed
JIMMY ROWLAND | RT 2 BOX 117 | MCDONOUGH | Henry | 750067 | 3 | [5 empty] | Removed from Ground | Gas (Historical Use) | 4000 | Bare Steel | 1997-03-27 | 1997-03-27 | Galvanized Steel | Suction (American)
RISON'S GROUP LLC | 1285 Hampton Road | McDonough | Henry | 750068 | 1 |  |  | FALSE |  | FALSE | Currently in Use | Regular | 10000 | Steel-Impressed Current | 1966-05-13 |  | Fiberglass Reinforced Plastic | Pressurized
QUICK MART | 1599 JONESBORO RD @ I-75 | MCDONOUGH | Henry | 750016 | 5 |  | 1991-10-21 |  | 1991-10-21 |  | Removed from Ground | Diesel | 20000 | Steel-Impressed Current | 1980-01-25 | 2010-09-30 | Double-Walled Fiberglass | Pressurized
TRANSPORTATION & BUS MAINTENANCE | 138 TOMLINSON ST | MCDONOUGH | Henry | 750011 | 6 | Flapper Valve | 1998-12-28 | FALSE | 1998-12-28 | FALSE | Currently in Use | Diesel | 10000 | Tank Jacket | 1998-12-28 |  | Fiberglass Reinforced Plastic | Suction (American)
JODECO CHEVRON | 2239 JODECO RD | MCDONOUGH | Henry | 750013 | 6 | Ball Float | 1997-04-16 | FALSE | 1997-04-16 | FALSE | Removed from Ground | Gas (Historical Use) | 10000 | Composite | 1997-04-16 | 2020-03-26 |  | Pressurized
MCDONOUGH TIRE CO | 179 HAMPTON ST | MCDONOUGH | Henry | 750008 | 3 | [5 empty] | Removed from Ground | Gas (Historical Use) | 2000 | Bare Steel | 1982-05-17 | 1997-01-07 | Bare Steel | Suction (American)
PLANTERS WAREHOUSE & LUMBER CO | 42 KEYS FERRY ST | MCDONOUGH | Henry | 750023 | 1 | [5 empty] | Removed from Ground | Gas (Historical Use) | 500 | Bare Steel | 1961-03-20 | 1988-12-01 | Galvanized Steel
JODECO CHEVRON | 2239 JODECO RD | MCDONOUGH | Henry | 750013 | 5 | Ball Float | 1997-04-16 | FALSE | 1997-04-16 | FALSE | Removed from Ground | Gas (Historical Use) | 10000 | Composite | 1997-04-16 | 2020-03-26 |  | Pressurized
JODECO CHEVRON | 2239 JODECO RD | MCDONOUGH | Henry | 750013 | 4 |  |  | TRUE |  | TRUE | Removed from Ground | Used Oil | 1000 | Bare Steel | 1968-03-07 | 1997-04-01 | Galvanized Steel
QUICK MART | 1599 JONESBORO RD @ I-75 | MCDONOUGH | Henry | 750016 | 3 |  | 1991-10-21 |  | 1991-10-21 |  | Removed from Ground | Gas (Historical Use) | 10000 | Steel-Impressed Current | 1980-01-25 | 2010-09-30 | Fiberglass Reinforced Plastic | Pressurized
JODECO CHEVRON | 2239 JODECO RD | MCDONOUGH | Henry | 750013 | 1 | [5 empty] | Removed from Ground | Gas (Historical Use) | 10000 | Bare Steel | 1968-03-07 | 1997-04-01 | Galvanized Steel | Suction (American)
KANGAROO #28 | 269 KEYS FERRY ST | MCDONOUGH | Henry | 750044 | 5 | Ball Float | 1990-05-09 | FALSE | 1990-05-09 | FALSE | Currently in Use | Gas (Historical Use) | 8000 | Fiberglass | 1990-05-01 |  | Fiberglass Reinforced Plastic | Pressurized
KANGAROO #28 | 269 KEYS FERRY ST | MCDONOUGH | Henry | 750044 | 4 | Ball Float | 1990-05-09 | FALSE | 1990-05-09 | FALSE | Currently in Use | Regular | 10000 | Fiberglass | 1990-05-01 |  | Fiberglass Reinforced Plastic | Pressurized
JAKES GROCERIES | 2696 HWY 81 E | MCDONOUGH | Henry | 750085 | 3 | [5 empty] | Removed from Ground | Gas (Historical Use) | 1 | Bare Steel | 1986-05-08 | 2009-06-20 | Unknown | Safe Suction (Euro)
MCDONOUGH STATION | 158 JOHN FRANK WARD BLVD | MCDONOUGH | Henry | 750089 | 9A | Flapper Valve | 2008-03-01 | FALSE | 2008-03-01 | FALSE | Currently in Use | Premium | 9000 | Composite Double Walled | 2008-03-01 |  | Double-Walled Fiberglass | Pressurized
MCDONOUGH MARKET | 610 MACON ST | MCDONOUGH | Henry | 750047 | 2-UNL | Ball Float | 1997-09-01 | FALSE | 1997-09-01 | FALSE | Currently in Use | E-0 | 8000 | Steel-Impressed Current | 1981-05-02 |  | Fiberglass Reinforced Plastic | Pressurized
KANGAROO #28 | 269 KEYS FERRY ST | MCDONOUGH | Henry | 750044 | 6 | Ball Float | 1990-05-09 | FALSE | 1990-05-09 | FALSE | Currently in Use | Premium | 8000 | Fiberglass | 1990-05-01 |  | Fiberglass Reinforced Plastic | Pressurized
JAKES GROCERIES | 2696 HWY 81 E | MCDONOUGH | Henry | 750085 | 1 | [5 empty] | Removed from Ground | Gas (Historical Use) | 10000 | Bare Steel | 1986-05-08 | 2009-06-20 | Galvanized Steel | Safe Suction (Euro)
HWY 155 CHEVRON | 764 HWY 155 | MCDONOUGH | Henry | 750082 | 4 |  | 1994-04-01 |  | 1994-04-01 |  | Removed from Ground | Diesel | 8000 | Galvanic (STIP-3) | 1994-04-01 | 2014-11-25 | Fiberglass Reinforced Plastic | Pressurized
VACANT LOT/MCDONOUGH TIRE | 15 ATLANTA ST | MCDONOUGH | Henry | 750091 | 5 |  |  | TRUE |  | TRUE | Removed from Ground | Used Oil | 500 | Not Marked/Unknown | 1998-07-14 | 1998-07-14 | Not Marked
MILLERS GROCERY | ROUTE 2 HWY 155 | MCDONOUGH | Henry | 750093 | 3 | [5 empty] | Removed from Ground | Gas (Historical Use) | 1000 | Bare Steel | 1972-02-22 | 1993-06-09 | Bare Steel
TRANSPORTATION & BUS MAINTENANCE | 138 TOMLINSON ST | MCDONOUGH | Henry | 750011 | 1 | [5 empty] | Removed from Ground | Gas (Historical Use) | 15000 | Bare Steel | 1981-01-11 | 1999-01-18 | Galvanized Steel | Pressurized
JODECO CHEVRON | 2239 JODECO RD | MCDONOUGH | Henry | 750013 | 3 | [5 empty] | Removed from Ground | Gas (Historical Use) | 6000 | Bare Steel | 1968-03-07 | 1997-04-01 | Galvanized Steel | Suction (American)
SNAPPER POWER EQ | 535 MACON RD | MCDONOUGH | Henry | 750024 | 3 | [5 empty] | Closed in Ground | Gas (Historical Use) | 2500 | Bare Steel | 1971-03-24 | 1990-06-29 | Galvanized Steel
ROWLANDS GENERAL MERCHANDISE | 2110 HWY 155 NORTH | MCDONOUGH | Henry | 750057 | 2 | [5 empty] | Removed from Ground | Gas (Historical Use) | 4000 | Bare Steel | 1960-01-01 | 1997-03-27 | Galvanized Steel | Suction (American)
DAILEYS GROCERY | FLIPPIN-JODECO RD | MCDONOUGH | Henry | 750045 | UNL#2 | [5 empty] | Removed from Ground | Gas (Historical Use) | 8000 | Bare Steel | 1981-05-02 | 1985-01-01 | Galvanized Steel
MARATHON | 1805 KELLEYTOWN RD | MCDONOUGH | Henry | 750048 | UNL#2 | Ball Float | 1997-06-01 | FALSE | 1997-06-01 | FALSE | Currently in Use | E-0 | 8000 | Steel-Impressed Current | 1978-05-03 |  | Steel (Impressed Current) | Pressurized
WILLIS OIL | HWY 155 | MCDONOUGH | Henry | 750075 | 5 |  |  | TRUE |  | TRUE | Removed from Ground | Used Oil | 550 | Steel-Impressed Current | 1969-05-09 | 2001-04-01 | Cathodically Protected | Gravity Fed
WILLIS OIL | HWY 155 | MCDONOUGH | Henry | 750075 | 4 |  | 1993-09-01 |  | 1993-09-01 |  | Removed from Ground | Gas (Historical Use) | 6000 | Steel-Impressed Current | 1969-05-09 | 2001-04-01 | Cathodically Protected | Pressurized
HWY 155 CHEVRON | 764 HWY 155 | MCDONOUGH | Henry | 750082 | U-1 |  | 1994-04-01 |  | 1994-04-01 |  | Removed from Ground | Gas (Historical Use) | 8000 | Galvanic (STIP-3) | 1971-05-12 | 2014-11-25 | Fiberglass Reinforced Plastic | Pressurized
BP | 5054 GA HWY 155 | MCDONOUGH | Henry | 750050 | 2-UNL | [5 empty] | Removed from Ground | Gas (Historical Use) | 8000 | Bare Steel | 1983-05-02 | 1999-01-01 | Galvanized Steel
HWY 155 CHEVRON | 764 HWY 155 | MCDONOUGH | Henry | 750082 | 3 |  | 1994-04-01 |  | 1994-04-01 |  | Removed from Ground | Gas (Historical Use) | 8000 | Galvanic (STIP-3) | 1994-04-01 | 2014-11-25 | Fiberglass Reinforced Plastic | Pressurized
HWY 155 CHEVRON | 764 HWY 155 | MCDONOUGH | Henry | 750082 | P-1 | [5 empty] | Removed from Ground | Gas (Historical Use) | 2000 | Bare Steel | 1974-05-11 | 1993-12-01 | Galvanized Steel
MCDONOUGH TEXACO | 2 ATLANTA ST | MCDONOUGH | Henry | 750095 | 5 | [5 empty] | Removed from Ground | Gas (Historical Use) | 1000 | Marked Unknown | 2000-04-10 | 2000-04-10 | Unknown
TRANSPORTATION & BUS MAINTENANCE | 138 TOMLINSON ST | MCDONOUGH | Henry | 750011 | 3 |  |  | TRUE |  | TRUE | Removed from Ground | Used Oil | 500 | Not Marked/Unknown | 1981-01-01 | 1999-01-18 | Not Marked | Gravity Fed
QUICK MART | 1599 JONESBORO RD @ I-75 | MCDONOUGH | Henry | 750016 | 8 |  | 2011-03-01 | FALSE | 2011-03-01 | FALSE | Currently in Use | Regular | 12000 |  | 2011-02-15 |  | Double-Walled Fiberglass | Pressurized
QUICK MART | 1599 JONESBORO RD @ I-75 | MCDONOUGH | Henry | 750016 | 2 |  | 1991-10-21 |  | 1991-10-21 |  | Removed from Ground | Gas (Historical Use) | 10000 | Steel-Impressed Current | 1980-01-25 | 2010-09-30 | Fiberglass Reinforced Plastic | Pressurized
CHEVRON 201824 | I-75/GA HWY 20 & GA HWY 81 | MCDONOUGH | Henry | 750038 | 3 | [5 empty] | Removed from Ground | Gas (Historical Use) | 10000 | Fiberglass | 1985-01-03 | 1993-06-24 | Fiberglass Reinforced Plastic | Pressurized
JAKES GROCERIES | 2696 HWY 81 E | MCDONOUGH | Henry | 750085 | 2 | [5 empty] | Removed from Ground | Gas (Historical Use) | 4000 | Bare Steel | 1986-05-08 | 2009-06-20 | Unknown | Safe Suction (Euro)
MCDONOUGH STATION | 158 JOHN FRANK WARD BLVD | MCDONOUGH | Henry | 750089 | 6 |  |  | TRUE |  | TRUE | Removed from Ground | Used Oil | 550 | Steel-Impressed Current | 1971-08-02 | 2005-05-02 | Cathodically Protected | Pressurized
MILLERS GROCERY | ROUTE 2 HWY 155 | MCDONOUGH | Henry | 750093 | 5 | [5 empty] | Removed from Ground | Kerosene | 560 | Bare Steel | 1993-06-09 | 1993-06-09 | Bare Steel
MILLERS GROCERY | ROUTE 2 HWY 155 | MCDONOUGH | Henry | 750093 | 4 | [5 empty] | Removed from Ground | Diesel | 2000 | Bare Steel | 1978-02-20 | 1993-06-09 | Bare Steel
JIMMY ROWLAND | RT 2 BOX 117 | MCDONOUGH | Henry | 750067 | 1 | [5 empty] | Removed from Ground | Kerosene | 500 | Bare Steel | 1985-05-08 | 1988-08-12 | Galvanized Steel
MCDONOUGH TIRE CO | 179 HAMPTON ST | MCDONOUGH | Henry | 750008 | 1 | [5 empty] | Removed from Ground | Gas (Historical Use) | 2000 | Bare Steel | 1982-05-17 | 1997-01-07 | Bare Steel | Suction (American)
BP | 908 HWY 155 & I75 | MCDONOUGH | Henry | 750029 | 2 | [5 empty] | Removed from Ground | Gas (Historical Use) | 6000 | Bare Steel | 1967-04-26 | 1899-12-31 | Galvanized Steel | Pressurized
MCDONOUGH MARKET | 610 MACON ST | MCDONOUGH | Henry | 750047 | 3-DSL | Ball Float | 1997-09-01 | FALSE | 1997-09-01 | FALSE | Currently in Use | Diesel | 8000 | Steel-Impressed Current | 1981-05-02 |  | Fiberglass Reinforced Plastic | Pressurized
WILLIS OIL | HWY 155 | MCDONOUGH | Henry | 750075 | 2 |  | 1993-09-01 |  | 1993-09-01 |  | Removed from Ground | Gas (Historical Use) | 6000 | Steel-Impressed Current | 1969-05-09 | 2001-04-01 | Cathodically Protected | Pressurized
RISON'S GROUP LLC | 1285 Hampton Road | McDonough | Henry | 750068 | 3 | Flapper Valve | 1995-04-27 | FALSE | 1995-04-27 | FALSE | Currently in Use | Premium | 8000 | Steel-Impressed Current | 1966-05-13 |  | Fiberglass Reinforced Plastic | Pressurized
ROWLANDS GENERAL MERCHANDISE | 2110 HWY 155 NORTH | MCDONOUGH | Henry | 750057 | 1 | [5 empty] | Removed from Ground | Gas (Historical Use) | 4000 | Bare Steel | 1960-01-01 | 1997-03-27 | Galvanized Steel | Suction (American)
MARATHON | 1805 KELLEYTOWN RD | MCDONOUGH | Henry | 750048 | DIE#4 | Ball Float | 1997-06-01 | FALSE | 1997-06-01 | FALSE | Currently in Use | Diesel | 4000 | Steel-Impressed Current | 1976-05-03 |  | Steel (Impressed Current) | Pressurized
KANGAROO #28 | 269 KEYS FERRY ST | MCDONOUGH | Henry | 750044 | 1 | [5 empty] | Permanently Out of Use - historical purposes | Gas (Historical Use) | 8000 | Bare Steel | 1976-01-01 | 1899-12-31 | Galvanized Steel
HWY 155 CHEVRON | 764 HWY 155 | MCDONOUGH | Henry | 750082 | R-1 |  | 1994-04-01 |  | 1994-04-01 |  | Removed from Ground | Gas (Historical Use) | 8000 | Galvanic (STIP-3) | 1971-05-12 | 2014-11-25 | Fiberglass Reinforced Plastic | Pressurized
KANGAROO #50 | 36 GRIFFIN ST | MCDONOUGH | Henry | 750002 | 3 | [5 empty] | Removed from Ground | Diesel | 3000 | Bare Steel | 1964-01-01 | 1994-06-01 | Galvanized Steel
QUICK MART | 1599 JONESBORO RD @ I-75 | MCDONOUGH | Henry | 750016 | 6 |  | 1991-10-21 |  | 1991-10-21 |  | Removed from Ground | Diesel | 20000 | Steel-Impressed Current | 1980-01-25 | 2010-09-30 | Double-Walled Fiberglass | Pressurized
QUICK MART | 1599 JONESBORO RD @ I-75 | MCDONOUGH | Henry | 750016 | 9 |  | 2011-03-01 | FALSE | 2011-03-01 | FALSE | Currently in Use | Premium | 4000 |  | 2011-02-15 |  | Double-Walled Fiberglass | Pressurized
JODECO CHEVRON | 2239 JODECO RD | MCDONOUGH | Henry | 750013 | 7A | Ball Float | 1997-04-16 | FALSE | 1997-04-16 | FALSE | Removed from Ground | Diesel | 4000 | Composite | 1997-04-16 | 2020-03-26
JOHNSONS UNION 76 | MACON RD | MCDONOUGH | Henry | 750064 | 2 | [5 empty] | Removed from Ground | Gas (Historical Use) | 2000 | Bare Steel | 1959-05-09 | 1899-12-31 | Galvanized Steel
BP | 5054 GA HWY 155 | MCDONOUGH | Henry | 750050 | 1-REG | [5 empty] | Removed from Ground | Gas (Historical Use) | 10000 | Bare Steel | 1983-05-02 | 1999-01-01 | Galvanized Steel
SNAPPER POWER EQ | 535 MACON RD | MCDONOUGH | Henry | 750024 | 1 | [5 empty] | Closed in Ground | Other | 8000 | Bare Steel | 1974-03-23 | 1990-06-29 | Galvanized Steel
HENRY COUNTY COMPLEX-EQUIPMENT M | 121 WORKCAMP RD | MCDONOUGH | Henry | 750061 | 1 |  |  |  | 1991-01-01 |  | Removed from Ground | Gas (Historical Use) | 8000 | Bare Steel | 1972-05-08 | 1998-11-15 | Galvanized Steel | Suction (American)
JIMMY ROWLAND | RT 2 BOX 117 | MCDONOUGH | Henry | 750067 | 2 | [5 empty] | Removed from Ground | Gas (Historical Use) | 10000 | Bare Steel | 1997-03-27 | 1997-03-27 | Galvanized Steel | Suction (American)
MCDONOUGH MARKET | 610 MACON ST | MCDONOUGH | Henry | 750047 | 1-REG | Ball Float | 1997-09-01 | FALSE | 1997-09-01 | FALSE | Currently in Use | Regular | 10000 | Steel-Impressed Current | 1981-05-02 |  | Fiberglass Reinforced Plastic | Pressurized
MCDONOUGH STATION | 158 JOHN FRANK WARD BLVD | MCDONOUGH | Henry | 750089 | 2 |  | 1993-09-01 |  | 1993-09-01 |  | Removed from Ground | Gas (Historical Use) | 3000 | Steel-Impressed Current | 1971-08-02 | 2008-02-26 | Cathodically Protected | Pressurized
MCDONOUGH STATION | 158 JOHN FRANK WARD BLVD | MCDONOUGH | Henry | 750089 | 8 | Flapper Valve | 2008-03-01 | FALSE | 2008-03-01 | FALSE | Currently in Use | Regular | 12000 | Composite Double Walled | 2008-03-01 |  | Double-Walled Fiberglass | Pressurized
HENRY COUNTY COMPLEX-EQUIPMENT M | 121 WORKCAMP RD | MCDONOUGH | Henry | 750061 | 3 |  |  | TRUE |  | TRUE | Closed in Ground | Used Oil | 500 | Bare Steel | 1985-05-05 | 1994-06-01 | Fiberglass Reinforced Plastic
HENRY COUNTY BP #2 | 1167 HAMPTON RD | MCDONOUGH | Henry | 750054 | 4 | Flapper Valve | 1998-11-20 | FALSE | 1998-11-20 | FALSE | Currently in Use | Diesel | 5000 | Steel-Impressed Current | 1969-12-01 |  | Fiberglass Reinforced Plastic | Pressurized
MARATHON | 1805 KELLEYTOWN RD | MCDONOUGH | Henry | 750048 | REG#1 | Ball Float | 1997-06-01 | FALSE | 1997-06-01 | FALSE | Currently in Use | Regular | 10000 | Steel-Impressed Current | 1978-05-03 |  | Steel (Impressed Current) | Pressurized
KANGAROO #46 | 8 PHILLIPS DR | MCDONOUGH | Henry | 750043 | 2-UNL | [5 empty] | Removed from Ground | Gas (Historical Use) | 6000 | Bare Steel | 1973-05-04 | 1996-02-05 | Galvanized Steel
WILLIS OIL | HWY 155 | MCDONOUGH | Henry | 750075 | 1 |  | 1993-09-01 |  | 1993-09-01 |  | Removed from Ground | Gas (Historical Use) | 6000 | Steel-Impressed Current | 1969-05-09 | 2001-04-01 | Cathodically Protected | Pressurized
KANGAROO #50 | 36 GRIFFIN ST | MCDONOUGH | Henry | 750002 | 1 | [5 empty] | Removed from Ground | Gas (Historical Use) | 6000 | Bare Steel | 1981-01-01 | 1994-06-01 | Galvanized Steel
DAILEYS GROCERY | FLIPPIN-JODECO RD | MCDONOUGH | Henry | 750045 | REG#1 | [5 empty] | Removed from Ground | Gas (Historical Use) | 10000 | Bare Steel | 1981-05-02 | 1985-01-01 | Galvanized Steel
MARATHON | 1805 KELLEYTOWN RD | MCDONOUGH | Henry | 750048 | SUL#3 | Ball Float | 1997-06-01 | FALSE | 1997-06-01 | FALSE | Currently in Use | Premium | 8000 | Steel-Impressed Current | 1978-05-03 |  | Steel (Impressed Current) | Pressurized
KANGAROO #46 | 8 PHILLIPS DR | MCDONOUGH | Henry | 750043 | 3-SUL | [5 empty] | Removed from Ground | Gas (Historical Use) | 6000 | Bare Steel | 1973-05-04 | 1996-02-05 | Galvanized Steel
MILLERS GROCERY | ROUTE 2 HWY 155 | MCDONOUGH | Henry | 750093 | 1 | [5 empty] | Removed from Ground | Gas (Historical Use) | 1000 | Bare Steel | 1972-02-22 | 1993-06-09 | Bare Steel
KANGAROO #46 | 8 PHILLIPS DR | MCDONOUGH | Henry | 750043 | 1-REG | [5 empty] | Removed from Ground | Gas (Historical Use) | 8000 | Bare Steel | 1973-05-04 | 1996-02-05 | Galvanized Steel
KANGAROO #28 | 269 KEYS FERRY ST | MCDONOUGH | Henry | 750044 | 3 | [5 empty] | Permanently Out of Use - historical purposes | Gas (Historical Use) | 8000 | Bare Steel | 1980-01-01 | 1899-12-31 | Galvanized Steel
MILLERS GROCERY | ROUTE 2 HWY 155 | MCDONOUGH | Henry | 750093 | 2 | [5 empty] | Removed from Ground | Gas (Historical Use) | 1000 | Bare Steel | 1972-02-22 | 1993-06-09 | Bare Steel
MCDONOUGH STATION | 158 JOHN FRANK WARD BLVD | MCDONOUGH | Henry | 750089 | 5 |  | 1993-09-01 |  | 1993-09-01 |  | Removed from Ground | Gas (Historical Use) | 8000 | Steel-Impressed Current | 1976-07-31 | 2008-02-26 | Cathodically Protected | Pressurized
BP | 908 HWY 155 & I75 | MCDONOUGH | Henry | 750029 | 3 | [5 empty] | Removed from Ground | Gas (Historical Use) | 6000 | Bare Steel | 1967-04-26 | 1899-12-31 | Galvanized Steel | Pressurized
SNAPPER POWER EQ | 535 MACON RD | MCDONOUGH | Henry | 750024 | 4 | [5 empty] | Removed from Ground | Gas (Historical Use) | 500 | Bare Steel | 1980-01-01 | 1994-07-06 | Bare Steel | Safe Suction (Euro)
HENRY COUNTY COMPLEX-EQUIPMENT M | 121 WORKCAMP RD | MCDONOUGH | Henry | 750061 | 4 | Overfill Alarm | 1998-10-15 | FALSE | 1998-10-15 | FALSE | Currently in Use | Regular | 15000 | Fiberglass | 1998-10-15 |  | Double-Walled Flex | Pressurized
HENRY COUNTY COMPLEX-EQUIPMENT M | 121 WORKCAMP RD | MCDONOUGH | Henry | 750061 | 5 | Overfill Alarm | 1998-10-15 | FALSE | 1998-10-15 | FALSE | Currently in Use | Diesel | 15000 | Fiberglass | 1998-10-15 |  | Double-Walled Flex | Pressurized
WILLIS OIL | HWY 155 | MCDONOUGH | Henry | 750075 | 3 |  | 1993-09-01 |  | 1993-09-01 |  | Removed from Ground | Gas (Historical Use) | 6000 | Steel-Impressed Current | 1969-05-09 | 2001-04-01 | Cathodically Protected | Pressurized
NORFOLK SOUTHERN RAILWAY CO | 101 THOROUGHBRED DR | MCDONOUGH | Henry | 750080 | 3 |  |  | TRUE |  | TRUE | Removed from Ground | Used Oil | 1000 | Bare Steel | 1992-05-27 | 1992-05-27 | Galvanized Steel | Gravity Fed
NORFOLK SOUTHERN RAILWAY CO | 101 THOROUGHBRED DR | MCDONOUGH | Henry | 750080 | 1 | [5 empty] | Removed from Ground | Diesel | 8000 | Fiberglass | 1974-05-11 | 1997-05-29 | Galvanized Steel
MCDONOUGH STATION | 158 JOHN FRANK WARD BLVD | MCDONOUGH | Henry | 750089 | 4 |  | 1993-09-01 |  | 1993-09-01 |  | Removed from Ground | Gas (Historical Use) | 3000 | Steel-Impressed Current | 1971-08-02 | 2008-02-26 | Cathodically Protected | Pressurized
MCDONOUGH STATION | 158 JOHN FRANK WARD BLVD | MCDONOUGH | Henry | 750089 | 1 |  | 1993-09-01 |  | 1993-09-01 |  | Removed from Ground | Gas (Historical Use) | 3000 | Steel-Impressed Current | 1971-08-02 | 2008-02-26 | Cathodically Protected | Pressurized
MCDONOUGH STATION | 158 JOHN FRANK WARD BLVD | MCDONOUGH | Henry | 750089 | 7 | Flapper Valve | 2008-03-01 | FALSE | 2008-03-01 | FALSE | Currently in Use | Regular | 12000 | Composite Double Walled | 2008-03-01 |  | Double-Walled Fiberglass | Pressurized
ROWLANDS GENERAL MERCHANDISE | 2110 HWY 155 NORTH | MCDONOUGH | Henry | 750057 | 3 | [5 empty] | Removed from Ground | Gas (Historical Use) | 10000 | Bare Steel | 1977-01-01 | 1997-03-27 | Galvanized Steel | Suction (American)
HENRY COUNTY BP #2 | 1167 HAMPTON RD | MCDONOUGH | Henry | 750054 | 1 | Flapper Valve | 1998-11-20 | FALSE | 1998-11-20 | FALSE | Currently in Use | Regular | 5000 | Steel-Impressed Current | 1969-12-01 |  | Fiberglass Reinforced Plastic | Pressurized
BP | 5054 GA HWY 155 | MCDONOUGH | Henry | 750050 | 2 | Flapper Valve | 1999-03-01 | FALSE | 1999-03-01 | FALSE | Currently in Use | Premium | 8000 | Fiberglass | 1999-03-01 |  | Fiberglass Reinforced Plastic | Pressurized
DAILEYS GROCERY | FLIPPIN-JODECO RD | MCDONOUGH | Henry | 750045 | SUL#3 | [5 empty] | Removed from Ground | Gas (Historical Use) | 8000 | Bare Steel | 1981-05-02 | 1985-01-01 | Galvanized Steel
MCDONOUGH STATION | 158 JOHN FRANK WARD BLVD | MCDONOUGH | Henry | 750089 | 3 |  | 1993-09-01 |  | 1993-09-01 |  | Removed from Ground | Gas (Historical Use) | 3000 | Steel-Impressed Current | 1971-08-02 | 2008-02-26 | Cathodically Protected | Pressurized
MCDONOUGH STATION | 158 JOHN FRANK WARD BLVD | MCDONOUGH | Henry | 750089 | 9B | Flapper Valve | 2008-03-01 | FALSE | 2008-03-01 | FALSE | Currently in Use | Diesel | 3000 | Composite Double Walled | 2008-03-01 |  | Double-Walled Fiberglass | Pressurized
BJ'S WHOLESALE CLUB RETAIL GAS STATION | 133 HIGHWAY 81 W. | MCDONOUGH | Henry | 10003309 | 2 | Flapper Valve | 2023-03-31 | FALSE | 2023-03-31 | FALSE | Currently in Use | Regular | 20000 | Fiberglass Double Walled | 2022-12-22 |  | Double-Walled Flex | Pressurized
QUICK MART | 1599 JONESBORO RD @ I-75 | MCDONOUGH | Henry | 750016 | 10 |  | 2011-03-01 | FALSE | 2011-03-01 | FALSE | Currently in Use | Diesel | 11000 |  | 2011-02-15 |  | Double-Walled Fiberglass | Pressurized
BP | 908 HWY 155 & I75 | MCDONOUGH | Henry | 750029 | 1 | [5 empty] | Removed from Ground | Gas (Historical Use) | 6000 | Bare Steel | 1967-04-26 | 1899-12-31 | Galvanized Steel | Pressurized
BP | 5054 GA HWY 155 | MCDONOUGH | Henry | 750050 | 3-SUL | [5 empty] | Removed from Ground | Gas (Historical Use) | 8000 | Bare Steel | 1983-05-02 | 1999-01-01 | Galvanized Steel
KANGAROO #28 | 269 KEYS FERRY ST | MCDONOUGH | Henry | 750044 | 2 | [5 empty] | Permanently Out of Use - historical purposes | Gas (Historical Use) | 8000 | Bare Steel | 1976-01-01 | 1899-12-31 | Galvanized Steel
MASTERS ECONOMY INN | 1311 HAMPTON ROAD | MCDONOUGH | Henry | 9075053 | 1 | [5 empty] | Permanently Out of Use - historical purposes | Gas (Historical Use) | 0 | Marked Unknown |  | 1899-12-31 | Unknown
BJ'S WHOLESALE CLUB RETAIL GAS STATION | 133 HIGHWAY 81 W. | MCDONOUGH | Henry | 10003309 | 3A | Flapper Valve | 2023-03-31 | FALSE | 2023-03-31 | FALSE | Currently in Use | Premium | 12000 | Fiberglass Double Walled | 2022-12-22 |  | Double-Walled Flex | Pressurized
COSTCO GASOLINE (LOC1675) | 2233 JODECO RD | STOCKBRIDGE | Henry | 10003368 | 1 | Ball Float | 2023-10-16 | FALSE | 2023-10-16 | FALSE | Currently in Use | Regular | 40000 | Fiberglass Double Walled | 2023-08-24 |  | Double-Walled Flex | Pressurized
BJ'S WHOLESALE CLUB RETAIL GAS STATION | 133 HIGHWAY 81 W. | MCDONOUGH | Henry | 10003309 | 1 | Flapper Valve | 2023-03-31 | FALSE | 2023-03-31 | FALSE | Currently in Use | Regular | 20000 | Fiberglass Double Walled | 2022-12-22 |  | Double-Walled Flex | Pressurized
COSTCO GASOLINE (LOC1675) | 2233 JODECO RD | STOCKBRIDGE | Henry | 10003368 | 2 | Ball Float | 2023-10-16 | FALSE | 2023-10-16 | FALSE | Currently in Use | Regular | 40000 | Fiberglass Double Walled | 2023-08-24 |  | Double-Walled Flex | Pressurized
QUIKTRIP#783R | 1168 GA-20 | MCDONOUGH | Henry | 10003377 | 3 | Flapper Valve | 2022-10-01 | FALSE | 2022-07-01 | FALSE | Currently in Use | E-0 | 15000 | Tank Jacket Double Walled | 2022-11-01 |  |  | Pressurized
COSTCO GASOLINE (LOC1675) | 2233 JODECO RD | STOCKBRIDGE | Henry | 10003368 | 4 | Ball Float | 2023-10-16 | FALSE | 2023-10-16 | FALSE | Currently in Use | Ultrazol(Fuel Additive) | 1500 | Fiberglass Double Walled | 2023-08-24 |  | Double-Walled Flex | Pressurized
RACETRAC#2612 | 4443 OLD DUNN COURT | ELLENWOOD | Henry | 10003376 | 1 | Overfill Alarm | 2023-04-13 | FALSE | 2023-04-13 | FALSE | Currently in Use | Regular | 20000 | Fiberglass | 2023-04-13 |  | Double-Walled Fiberglass | Pressurized
QUIKTRIP#783R | 1168 GA-20 | MCDONOUGH | Henry | 10003377 | 1 | Overfill Alarm | 2022-10-01 | FALSE | 2022-07-01 | FALSE | Currently in Use | E-10 | 15000 | Tank Jacket Double Walled | 2022-11-01 |  |  | Pressurized
RACETRAC #2673 | 1200 JONESBORO RD | MCDONOUGH | Henry | 10003489 | 1 | Overfill Alarm | 2024-06-24 | FALSE | 2024-06-24 | FALSE | Currently in Use | Regular | 24000 | Fiberglass Double Walled | 2024-06-24 |  | Double-Walled Fiberglass | Pressurized
RACETRAC #2673 | 1200 JONESBORO RD | MCDONOUGH | Henry | 10003489 | 2B | Overfill Alarm | 2024-06-24 | FALSE | 2024-06-24 | FALSE | Currently in Use | Premium | 12000 | Fiberglass Double Walled | 2024-06-24 |  | Double-Walled Fiberglass | Pressurized
COSTCO GASOLINE (LOC1675) | 2233 JODECO RD | STOCKBRIDGE | Henry | 10003368 | 3 | Ball Float | 2023-10-16 | FALSE | 2023-10-16 | FALSE | Currently in Use | Premium | 40000 | Fiberglass Double Walled | 2023-08-24 |  | Double-Walled Flex | Pressurized
RACETRAC#2612 | 4443 OLD DUNN COURT | ELLENWOOD | Henry | 10003376 | 3 | Overfill Alarm | 2023-04-13 | FALSE | 2023-04-13 | FALSE | Currently in Use | Premium | 15000 | Fiberglass | 2023-04-13 |  | Double-Walled Fiberglass | Pressurized
RACETRAC#2612 | 4443 OLD DUNN COURT | ELLENWOOD | Henry | 10003376 | 2 | Overfill Alarm | 2023-04-13 | FALSE | 2023-04-13 | FALSE | Currently in Use | Diesel | 15000 | Fiberglass | 2023-04-13 |  | Double-Walled Fiberglass | Pressurized
QUIKTRIP#783R | 1168 GA-20 | MCDONOUGH | Henry | 10003377 | 5 | Flapper Valve | 2022-10-01 | FALSE | 2022-07-01 | FALSE | Currently in Use | Diesel | 15000 | Tank Jacket Double Walled | 2022-11-01 |  |  | Pressurized
RACETRAC#2612 | 4443 OLD DUNN COURT | ELLENWOOD | Henry | 10003376 | 6 | Overfill Alarm | 2023-04-13 | FALSE | 2023-04-13 | FALSE | Currently in Use | Diesel | 12000 | Fiberglass | 2023-04-13 |  | Double-Walled Fiberglass | Pressurized
RACETRAC#2612 | 4443 OLD DUNN COURT | ELLENWOOD | Henry | 10003376 | 8 | Overfill Alarm | 2023-04-13 | FALSE | 2023-04-13 | FALSE | Currently in Use | Diesel | 15000 | Fiberglass | 2023-04-13 |  | Double-Walled Fiberglass | Pressurized
QUIKTRIP#783R | 1168 GA-20 | MCDONOUGH | Henry | 10003377 | 2 | Flapper Valve | 2022-10-01 | FALSE | 2022-07-01 | FALSE | Currently in Use | E-10 | 15000 | Tank Jacket Double Walled | 2022-11-01 |  |  | Pressurized
RACETRAC#2612 | 4443 OLD DUNN COURT | ELLENWOOD | Henry | 10003376 | 7 | Overfill Alarm | 2023-04-13 | FALSE | 2023-04-13 | FALSE | Currently in Use | Diesel | 15000 | Fiberglass | 2023-04-13 |  | Double-Walled Fiberglass | Pressurized
RACETRAC#2612 | 4443 OLD DUNN COURT | ELLENWOOD | Henry | 10003376 | 4 | Overfill Alarm | 2023-04-13 | FALSE | 2023-04-13 | FALSE | Currently in Use | E-85 | 10000 | Fiberglass | 2023-04-13 |  | Double-Walled Fiberglass | Pressurized
RACETRAC#2612 | 4443 OLD DUNN COURT | ELLENWOOD | Henry | 10003376 | 5 | Overfill Alarm | 2023-04-13 | FALSE | 2023-04-13 | FALSE | Currently in Use | Diesel | 8000 | Fiberglass | 2023-04-13 |  | Double-Walled Fiberglass | Pressurized
QUIKTRIP#783R | 1168 GA-20 | MCDONOUGH | Henry | 10003377 | 4 | Flapper Valve | 2022-10-01 | FALSE | 2022-07-01 | FALSE | Currently in Use | Premium | 15000 | Tank Jacket Double Walled | 2022-11-01 |  |  | Pressurized
RACETRAC #2673 | 1200 JONESBORO RD | MCDONOUGH | Henry | 10003489 | 3B | Overfill Alarm | 2024-06-24 | FALSE | 2024-06-24 | FALSE | Currently in Use | Diesel | 12000 | Fiberglass Double Walled | 2024-06-24 |  | Double-Walled Fiberglass | Pressurized
RACE TRACK BP | 635 RACE TRACK RD | MCDONOUGH | Henry | 10003515 | 2C | Flapper Valve | 2023-09-30 | FALSE | 2023-09-30 | FALSE | Currently in Use | E-0 | 5000 | Fiberglass Double Walled | 2023-08-31 |  | Double-Walled Flex | Pressurized
SPEEDY 11 | 2228 GA 155 | MCDONOUGH | Henry | 10003514 | 2A | Overfill Alarm | 2024-03-21 | FALSE | 2024-03-21 | FALSE | Currently in Use | Premium | 5000 | Tank Jacket Double Walled | 2024-03-14 |  | Double-Walled Fiberglass | Pressurized
SPEEDY 11 | 2228 GA 155 | MCDONOUGH | Henry | 10003514 | 2C | Overfill Alarm | 2024-03-21 | FALSE | 2024-03-21 | FALSE | Currently in Use | Gas (Historical Use) | 5000 | Tank Jacket Double Walled | 2024-03-14 |  | Double-Walled Fiberglass | Pressurized
SPEEDY 11 | 2228 GA 155 | MCDONOUGH | Henry | 10003514 | 2B | Overfill Alarm | 2024-03-21 | FALSE | 2024-03-21 | FALSE | Currently in Use | Diesel | 5000 | Tank Jacket Double Walled | 2024-03-14 |  | Double-Walled Fiberglass | Pressurized
RACE TRACK BP | 635 RACE TRACK RD | MCDONOUGH | Henry | 10003515 | 2A | Flapper Valve | 2023-09-30 | FALSE | 2023-09-30 | FALSE | Currently in Use | Premium | 5000 | Fiberglass Double Walled | 2023-08-31 |  | Double-Walled Flex | Pressurized
RACE TRACK BP | 635 RACE TRACK RD | MCDONOUGH | Henry | 10003515 | 2B | Flapper Valve | 2023-09-30 | FALSE | 2023-09-30 | FALSE | Currently in Use | Diesel | 5000 | Fiberglass Double Walled | 2023-08-31 |  | Double-Walled Flex | Pressurized
RACETRAC #2673 | 1200 JONESBORO RD | MCDONOUGH | Henry | 10003489 | 2A | Overfill Alarm | 2024-06-24 | FALSE | 2024-06-24 | FALSE | Currently in Use | Diesel | 12000 | Fiberglass Double Walled | 2024-06-24 |  | Double-Walled Fiberglass | Pressurized
RACE TRACK BP | 635 RACE TRACK RD | MCDONOUGH | Henry | 10003515 | 1 | Flapper Valve | 2023-09-30 | FALSE | 2023-09-30 | FALSE | Currently in Use | Regular | 15000 | Fiberglass Double Walled | 2023-08-31 |  | Double-Walled Flex | Pressurized
BP | 9850 Davidson Pkwy | Stockbridge | Henry | 10003219 | 2A | Overfill Alarm | 2021-04-22 | FALSE | 2021-04-22 | FALSE | Currently in Use | Regular | 5000 | Tank Jacket Double Walled | 2021-04-15 |  | Double-Walled Fiberglass | Pressurized
BP | 9850 Davidson Pkwy | Stockbridge | Henry | 10003219 | 1 | Overfill Alarm | 2021-04-22 | FALSE | 2021-04-22 | FALSE | Currently in Use | Regular | 15000 | Tank Jacket Double Walled | 2021-04-15 |  | Double-Walled Fiberglass | Pressurized
BP | 9850 Davidson Pkwy | Stockbridge | Henry | 10003219 | 2B | Overfill Alarm | 2021-04-22 | FALSE | 2021-04-22 | FALSE | Currently in Use | Diesel | 5000 | Tank Jacket Double Walled | 2021-04-15 |  | Double-Walled Fiberglass | Suction (American)
RACETRAC 2604 | 720 GA HWY 155 SOUTH | MCDONOUGH | Henry | 10003281 | 2A | Overfill Alarm | 2022-08-25 | FALSE | 2022-08-25 | FALSE | Currently in Use | Diesel | 12000 | Fiberglass | 2022-07-25 |  | Double-Walled Fiberglass
RACETRAC 2604 | 720 GA HWY 155 SOUTH | MCDONOUGH | Henry | 10003281 | 3A | Overfill Alarm | 2022-08-25 | FALSE | 2022-08-25 | FALSE | Currently in Use | E-85 | 12000 | Fiberglass | 2022-07-25 |  | Double-Walled Fiberglass
RACETRAC 2604 | 720 GA HWY 155 SOUTH | MCDONOUGH | Henry | 10003281 | 4 | Overfill Alarm | 2022-08-25 | FALSE | 2022-08-25 | FALSE | Currently in Use | Diesel | 24000 | Fiberglass | 2022-07-25 |  | Double-Walled Fiberglass
RACETRAC 2604 | 720 GA HWY 155 SOUTH | MCDONOUGH | Henry | 10003281 | 1 | Overfill Alarm | 2022-08-25 | FALSE | 2022-08-25 | FALSE | Currently in Use | Regular | 20000 | Fiberglass | 2022-07-25 |  | Double-Walled Fiberglass
RACETRAC 2604 | 720 GA HWY 155 SOUTH | MCDONOUGH | Henry | 10003281 | 5A | Overfill Alarm | 2022-08-25 | FALSE | 2022-08-25 | FALSE | Currently in Use | Diesel | 12000 | Fiberglass | 2022-07-25 |  | Double-Walled Fiberglass
RACETRAC 2604 | 720 GA HWY 155 SOUTH | MCDONOUGH | Henry | 10003281 | 5B | Overfill Alarm | 2022-08-25 | FALSE | 2022-08-25 | FALSE | Currently in Use | Diesel | 12000 | Fiberglass | 2022-07-25 |  | Double-Walled Fiberglass
RACETRAC 2604 | 720 GA HWY 155 SOUTH | MCDONOUGH | Henry | 10003281 | 3B | Overfill Alarm | 2022-08-25 | FALSE | 2022-08-25 | FALSE | Currently in Use | Diesel | 12000 | Fiberglass | 2022-07-25 |  | Double-Walled Fiberglass
KROGER FUEL CENTER | 2000 HWY 155 N | MCDONOUGH | Henry | 10003431 | 1 | Flapper Valve | 2023-11-30 | FALSE | 2023-11-30 | FALSE | Currently in Use | Regular | 20000 | Fiberglass | 2023-08-31 |  | Flex | Pressurized
KROGER FUEL CENTER | 2000 HWY 155 N | MCDONOUGH | Henry | 10003431 | 2A | Flapper Valve | 2023-11-30 | FALSE | 2023-11-30 | FALSE | Currently in Use | Premium | 10000 | Fiberglass | 2023-08-31 |  | Flex | Pressurized
RACETRAC 2604 | 720 GA HWY 155 SOUTH | MCDONOUGH | Henry | 10003281 | 2B | Overfill Alarm | 2022-08-25 | FALSE | 2022-08-25 | FALSE | Currently in Use | Premium | 12000 | Fiberglass | 2022-07-25 |  | Double-Walled Fiberglass
SHELL | 875 TANGER BLVD | LOCUST GROVE | Henry | 10003569 | 2A | Flapper Valve | 2023-10-03 | FALSE | 2023-10-03 | FALSE | Currently in Use | Premium | 4000 | Composite Double Walled | 2023-10-03 |  | Double-Walled Fiberglass | Pressurized
RACETRAC #2673 | 1200 JONESBORO RD | MCDONOUGH | Henry | 10003489 | 3A | Overfill Alarm | 2024-06-24 | FALSE | 2024-06-24 | FALSE | Currently in Use | E-85 | 12000 | Fiberglass Double Walled | 2024-06-24 |  | Double-Walled Fiberglass | Pressurized
SHELL | 875 TANGER BLVD | LOCUST GROVE | Henry | 10003569 | 2B | Flapper Valve | 2023-10-03 | FALSE | 2023-10-03 | FALSE | Currently in Use | Diesel | 4000 | Composite Double Walled | 2023-10-03 |  | Double-Walled Fiberglass | Pressurized
SHELL | 875 TANGER BLVD | LOCUST GROVE | Henry | 10003569 | 2C | Flapper Valve | 2023-10-03 | FALSE | 2023-10-03 | FALSE | Currently in Use | E-0 | 4000 | Composite Double Walled | 2023-10-03 |  | Double-Walled Fiberglass | Pressurized
SHELL | 875 TANGER BLVD | LOCUST GROVE | Henry | 10003569 | 1 | Flapper Valve | 2023-10-03 | FALSE | 2023-10-03 | FALSE | Currently in Use | Regular | 12000 | Composite Double Walled | 2023-10-03 |  | Double-Walled Fiberglass | Pressurized
SPEEDY 11 | 2228 GA 155 | MCDONOUGH | Henry | 10003514 | 1 | Overfill Alarm | 2024-03-21 | FALSE | 2024-03-21 | FALSE | Currently in Use | Regular | 15000 | Tank Jacket Double Walled | 2024-03-14 |  | Double-Walled Fiberglass | Pressurized
Hemphill Food Mart | 1328 HIGHWAY 138 E | STOCKBRIDGE | Henry | 10002693 | 2 |  |  | FALSE |  | FALSE | Removed from Ground |  |  |  |  | 2017-06-02
Hemphill Food Mart | 1328 HIGHWAY 138 E | STOCKBRIDGE | Henry | 10002693 | 1 | [10 empty] | 2017-06-02
KROGER GA-427 | 101 FAIRVIEW RD | ELLENWOOD | Henry | 10000019 | 2A | Flapper Valve | 2002-01-13 | FALSE | 2002-01-13 | FALSE | Currently in Use | Diesel | 8000 | Fiberglass Double Walled | 2002-01-23 |  | Double-Walled Fiberglass | Pressurized
FORMER FILLING STATION | 684 FAIRVIEW RD | ELLENWOOD | Henry | 10002317 | 3 |  |  | FALSE |  | FALSE | Removed from Ground | Not Marked | 8000 | Bare Steel | 2013-12-12 | 2013-12-12
RACETRAC #2479 JODECO RD | 3159 JODECO RD | MCDONOUGH | Henry | 10002811 | 3B | Overfill Alarm | 2018-01-25 | FALSE | 2018-01-25 | FALSE | Currently in Use | Diesel | 10000 | Fiberglass Double Walled | 2018-01-25 |  | Double-Walled Fiberglass | Pressurized
SHELL | 603 WILLOW Lane | MCDONOUGH | Henry | 10002749 | 2A | Flapper Valve | 2017-05-22 | FALSE | 2017-05-22 | FALSE | Currently in Use | Premium | 6000 | Composite Double Walled | 2017-05-22 |  | Double-Walled Fiberglass | Pressurized
STOCKBRIDGE FARM PROPERTY-UNREGULATED-CREATED BY MISTAKE | 548 THURMAN Road | STOCKBRIDGE | Henry | 10002753 | 1 |  |  | FALSE |  | FALSE | Removed from Ground | Gas (Historical Use) | 275 | Bare Steel |  | 2017-11-07 | Bare Steel
HWY 155 SHELL | 620 HWY 155 S | MCDONOUGH | Henry | 9075114 | 2 | Ball Float | 1999-06-19 | FALSE | 1999-06-19 | FALSE | Currently in Use | Premium | 15000 | Composite | 1999-06-15 |  | Fiberglass Reinforced Plastic | Pressurized
NEW HOPE CHEVRON | 2778 HWY 81 @ NEW HOPE RD | MCDONOUGH | Henry | 9075111 | 4 | Ball Float | 1999-04-01 | FALSE | 1999-04-01 | FALSE | Currently in Use | Kerosene | 2000 | Epoxy | 1999-04-01 |  | Fiberglass Reinforced Plastic | Pressurized
RaceTrac #2514 Hwy 20/81 | 1019 Hwy 20/81 | McDonough | Henry | 10002867 | 1 | Overfill Alarm | 2018-10-25 | FALSE | 2018-10-25 | FALSE | Currently in Use | Regular | 20000 | Fiberglass Double Walled | 2018-07-18 |  | Double-Walled Fiberglass | Pressurized
RaceTrac #2514 Hwy 20/81 | 1019 Hwy 20/81 | McDonough | Henry | 10002867 | 2A | Overfill Alarm | 2018-10-25 | FALSE | 2018-10-25 | FALSE | Currently in Use | Diesel | 10000 | Fiberglass Double Walled | 2018-07-18 |  | Double-Walled Fiberglass | Pressurized
BELLAMY BROTHERS INC | 16 FAIRVIEW RD | ELLENWOOD | Henry | 9075029 | 2 |  | 1991-09-30 |  | 1991-09-30 |  | Removed from Ground | Diesel | 10000 | Bare Steel | 1972-01-01 | 1997-12-01 | Galvanized Steel | Suction (American)
FR1 USA LLC | 181 FAIRVIEW RD | ELLENWOOD | Henry | 9075105 | 1 | Ball Float | 1998-04-01 | FALSE | 1998-04-01 | FALSE | Currently in Use | Regular | 12000 | Fiberglass | 1998-04-01 |  | Double-Walled Flex | Pressurized
KROGER GA-427 | 101 FAIRVIEW RD | ELLENWOOD | Henry | 10000019 | 2B | Flapper Valve | 2002-01-13 | FALSE | 2002-01-13 | FALSE | Currently in Use | Premium | 7000 | Fiberglass Double Walled | 2002-01-23 |  | Double-Walled Fiberglass | Pressurized
KROGER GA-427 | 101 FAIRVIEW RD | ELLENWOOD | Henry | 10000019 | 1 | Flapper Valve | 2002-01-13 | FALSE | 2002-01-13 | FALSE | Currently in Use | Regular | 15000 | Fiberglass Double Walled | 2002-01-13 |  | Double-Walled Fiberglass | Pressurized
HWY 155 SHELL | 620 HWY 155 S | MCDONOUGH | Henry | 9075114 | 1 | Ball Float | 1999-06-19 | FALSE | 1999-06-19 | FALSE | Currently in Use | Regular | 15000 | Composite | 1999-06-15 |  | Fiberglass Reinforced Plastic | Pressurized
FR1 USA LLC | 181 FAIRVIEW RD | ELLENWOOD | Henry | 9075105 | 2 | Ball Float | 1998-04-01 | FALSE | 1998-04-01 | FALSE | Currently in Use | Premium | 10000 | Fiberglass | 1998-04-01 |  | Double-Walled Flex | Pressurized
Hemphill Food Mart | 1328 HIGHWAY 138 E | STOCKBRIDGE | Henry | 10002693 | 4A | Overfill Alarm | 2021-01-01 | FALSE | 2020-11-01 | FALSE | Currently in Use | Premium | 5000 | Composite Double Walled | 2019-12-20 |  | Double-Walled Fiberglass | Pressurized
RACETRAC #2479 JODECO RD | 3159 JODECO RD | MCDONOUGH | Henry | 10002811 | 2A | Overfill Alarm | 2018-01-25 | FALSE | 2018-01-25 | FALSE | Currently in Use | E-85 | 10000 | Fiberglass Double Walled | 2018-01-25 |  | Double-Walled Fiberglass | Pressurized
SHELL | 603 WILLOW Lane | MCDONOUGH | Henry | 10002749 | 1 | Flapper Valve | 2017-05-22 | FALSE | 2017-05-22 | FALSE | Currently in Use | Regular | 12000 | Tank Jacket Double Walled | 2017-05-22 |  | Double-Walled Fiberglass | Pressurized
RACETRAC #2479 JODECO RD | 3159 JODECO RD | MCDONOUGH | Henry | 10002811 | 2B | Overfill Alarm | 2018-01-25 | FALSE | 2018-01-25 | FALSE | Currently in Use | Premium | 10000 | Fiberglass Double Walled | 2018-01-25 |  | Double-Walled Fiberglass | Pressurized
RACETRAC #2479 JODECO RD | 3159 JODECO RD | MCDONOUGH | Henry | 10002811 | 1 | Overfill Alarm | 2018-01-25 | FALSE | 2018-01-25 | FALSE | Currently in Use | Regular | 20000 | Fiberglass Double Walled | 2018-01-25 |  | Double-Walled Fiberglass | Pressurized
Hemphill Food Mart | 1328 HIGHWAY 138 E | STOCKBRIDGE | Henry | 10002693 | 4B | Overfill Alarm | 2021-01-01 | FALSE | 2020-11-01 | FALSE | Currently in Use | Diesel | 5000 | Composite Double Walled | 2019-12-20 |  | Double-Walled Fiberglass | Pressurized
Hemphill Food Mart | 1328 HIGHWAY 138 E | STOCKBRIDGE | Henry | 10002693 | 3 | Overfill Alarm | 2021-01-01 | FALSE | 2020-11-01 | FALSE | Currently in Use | Regular | 10000 | Composite Double Walled | 2019-12-20 |  | Double-Walled Fiberglass | Pressurized
FORMER FILLING STATION | 684 FAIRVIEW RD | ELLENWOOD | Henry | 10002317 | 1 |  |  | FALSE |  | FALSE | Removed from Ground | Not Marked | 500 | Bare Steel | 2013-12-12 | 2013-12-12
SOUTHOLA BP | 3342 HWY 81 E | MCDONOUGH | Henry | 10001081 | 2B | Ball Float | 2005-12-05 | FALSE | 2005-12-05 | TRUE | Currently in Use | Diesel | 6000 | Epoxy | 2005-11-10 |  | Fiberglass Reinforced Plastic | Pressurized
PROVISIONS BP | 2297 HWY 20 E | MCDONOUGH | Henry | 9075072 | 3 | [5 empty] | Removed from Ground | Gas (Historical Use) | 2000 | Not Marked/Unknown | 2000-02-07 | 2000-02-07 | Not Marked
MARATHON | 110 JOHN R WILLIAMS PKWY | MCDONOUGH | Henry | 10001679 | P797001A | Overfill Alarm | 2007-07-23 | FALSE | 2007-07-23 | FALSE | Currently in Use | Diesel | 8000 | Fiberglass Double Walled | 2006-10-01 |  | Double-Walled Fiberglass | Pressurized
MARATHON | 110 JOHN R WILLIAMS PKWY | MCDONOUGH | Henry | 10001679 | P797001B | Overfill Alarm | 2007-07-23 | FALSE | 2007-07-23 | FALSE | Currently in Use | Diesel | 7000 | Fiberglass Double Walled | 2006-10-01 |  | Double-Walled Fiberglass | Pressurized
JP VALERO EASTLAKE | 2062 HWY 155 NORTH | MCDONOUGH | Henry | 9075082 | 7 | Ball Float | 2012-07-01 | FALSE | 2012-07-01 | FALSE | Currently in Use | Diesel | 5000 | Composite Double Walled | 2012-07-01 |  | Double-Walled Fiberglass | Pressurized
JP VALERO EASTLAKE | 2062 HWY 155 NORTH | MCDONOUGH | Henry | 9075082 | 1 |  | 1995-12-01 |  | 1995-12-01 |  | Removed from Ground | Gas (Historical Use) | 12000 | Epoxy | 1995-12-01 | 2007-08-01 | Fiberglass Reinforced Plastic | Pressurized
SOWELL GENERAL MERCHANDISE | 1825 KEYS FERRY RD | MCDONOUGH | Henry | 9075057 | 2 | [5 empty] | Removed from Ground | Gas (Historical Use) | 2000 | Bare Steel | 1980-04-06 | 1999-04-01 | Galvanized Steel | Safe Suction (Euro)
GARDNER PEACH STAND | 3182 GEORGIA HWY 42 | LOCUST GROVE | Henry | 10002844 | 2 |  |  | FALSE |  | FALSE | Removed from Ground | Empty | 1000 | Bare Steel |  | 2018-08-27 | Bare Steel
RACETRAC #2479 JODECO RD | 3159 JODECO RD | MCDONOUGH | Henry | 10002811 | 3A | Overfill Alarm | 2018-01-25 | FALSE | 2018-01-25 | FALSE | Currently in Use | Diesel | 10000 | Fiberglass Double Walled | 2018-01-25 |  | Double-Walled Fiberglass | Pressurized
RaceTrac #2514 Hwy 20/81 | 1019 Hwy 20/81 | McDonough | Henry | 10002867 | 2B | Flapper Valve | 2018-10-25 | FALSE | 2018-10-25 | FALSE | Currently in Use | Diesel | 10000 | Fiberglass Double Walled | 2018-07-18 |  | Double-Walled Fiberglass | Pressurized
RaceTrac #2514 Hwy 20/81 | 1019 Hwy 20/81 | McDonough | Henry | 10002867 | 3B | Flapper Valve | 2018-10-25 | FALSE | 2018-10-25 | FALSE | Currently in Use | E-85 | 10000 | Fiberglass Double Walled | 2018-07-18 |  | Double-Walled Fiberglass | Pressurized
MARATHON | 110 JOHN R WILLIAMS PKWY | MCDONOUGH | Henry | 10001679 | P329288 | Overfill Alarm | 2007-07-23 | FALSE | 2007-07-23 | FALSE | Currently in Use | Premium | 10000 | Fiberglass Double Walled | 2006-10-01 |  | Double-Walled Fiberglass | Pressurized
JOHNNYS #5 | 1638 HWY 81 E | MCDONOUGH | Henry | 9075107 | 1 | Ball Float | 1998-07-29 | FALSE | 1998-07-29 | FALSE | Currently in Use | Regular | 12000 | Fiberglass | 1998-07-29 |  | Fiberglass Reinforced Plastic | Pressurized
NEW HOPE CHEVRON | 2778 HWY 81 @ NEW HOPE RD | MCDONOUGH | Henry | 9075111 | 5 | Ball Float | 1999-04-01 | FALSE | 1999-04-01 | FALSE | Currently in Use | Diesel | 4000 | Epoxy | 1999-04-01 |  | Fiberglass Reinforced Plastic | Pressurized
BELLAMY BROTHERS INC | 16 FAIRVIEW RD | ELLENWOOD | Henry | 9075029 | 3 |  | 1991-09-30 |  | 1991-09-30 |  | Removed from Ground | Diesel | 10000 | Bare Steel | 1972-01-01 | 1997-12-01 | Galvanized Steel | Suction (American)
FR1 USA LLC | 181 FAIRVIEW RD | ELLENWOOD | Henry | 9075105 | 4 | Flapper Valve | 1998-04-01 | FALSE | 1998-04-01 | FALSE | Currently in Use | E-0 | 2000 | Fiberglass | 1998-04-01 |  | Fiberglass Reinforced Plastic | Safe Suction (Euro)
RaceTrac #72 - McDonough | 1310 HWY 20 | MCDONOUGH | Henry | 10001324 | 3 | Overfill Alarm | 2007-03-21 | FALSE | 2007-03-21 | FALSE | Currently in Use | Diesel | 12000 | Fiberglass Double Walled | 2007-03-01 |  | Double-Walled Fiberglass | Pressurized
SOUTHOLA BP | 3342 HWY 81 E | MCDONOUGH | Henry | 10001081 | 1 | Ball Float | 2005-12-05 | FALSE | 2005-12-05 | TRUE | Currently in Use | Gas (Historical Use) | 12000 | Epoxy | 2005-11-10 |  | Fiberglass Reinforced Plastic | Pressurized
HUDGINS CONSTRUCTION | 243 MCDONOUGH PARKWAY | MCDONOUGH | Henry | 9075112 | 2 |  | 1999-03-01 | FALSE | 1999-03-01 | FALSE | Temporarily out of use | Diesel | 10000 | Epoxy | 1999-03-01 |  | Fiberglass Reinforced Plastic | Pressurized
PROVISIONS BP | 2297 HWY 20 E | MCDONOUGH | Henry | 9075072 | 1 | [5 empty] | Removed from Ground | Gas (Historical Use) | 1000 | Not Marked/Unknown | 2000-02-07 | 2000-02-07 | Not Marked
JP VALERO EASTLAKE | 2062 HWY 155 NORTH | MCDONOUGH | Henry | 9075082 | 6 | Ball Float | 2012-07-01 | FALSE | 2012-07-01 | FALSE | Currently in Use | Plus | 5000 | Composite Double Walled | 2012-07-01 |  | Double-Walled Fiberglass | Pressurized
PROVISIONS BP | 2297 HWY 20 E | MCDONOUGH | Henry | 9075072 | 5 | Ball Float | 2002-03-01 | FALSE | 2002-03-01 | FALSE | Currently in Use | Premium | 8000 | Composite | 2002-03-01 |  | Fiberglass Reinforced Plastic | Pressurized
PROVISIONS BP | 2297 HWY 20 E | MCDONOUGH | Henry | 9075072 | 4 | Ball Float | 2002-03-01 | FALSE | 2002-03-01 | FALSE | Currently in Use | Regular | 12000 | Composite | 2002-03-01 |  | Fiberglass Reinforced Plastic | Pressurized
FORMER FILLING STATION | 684 FAIRVIEW RD | ELLENWOOD | Henry | 10002317 | 2 |  |  | FALSE |  | FALSE | Removed from Ground | Not Marked | 500 | Bare Steel | 2013-12-12 | 2013-12-12
SHELL | 603 WILLOW Lane | MCDONOUGH | Henry | 10002749 | 2B | Flapper Valve | 2017-05-22 | FALSE | 2017-05-22 | FALSE | Currently in Use | Diesel | 6000 | Composite Double Walled | 2017-05-22 |  | Double-Walled Fiberglass | Pressurized
BELLAMY BROTHERS INC | 16 FAIRVIEW RD | ELLENWOOD | Henry | 9075029 | 1 |  | 1991-09-30 |  | 1991-09-30 |  | Removed from Ground | Gas (Historical Use) | 10000 | Bare Steel | 1972-01-01 | 1997-12-01 | Galvanized Steel | Suction (American)
MARATHON | 110 JOHN R WILLIAMS PKWY | MCDONOUGH | Henry | 10001679 | P797003 | Overfill Alarm | 2007-07-23 | FALSE | 2007-07-23 | FALSE | Currently in Use | Regular | 12000 | Fiberglass Double Walled | 2006-10-01 |  | Double-Walled Fiberglass | Pressurized
RaceTrac #72 - McDonough | 1310 HWY 20 | MCDONOUGH | Henry | 10001324 | 1 | Overfill Alarm | 2007-03-21 | FALSE | 2007-03-21 | FALSE | Currently in Use | Regular | 20000 | Fiberglass Double Walled | 2007-03-01 |  | Double-Walled Fiberglass | Pressurized
JOHNNYS #5 | 1638 HWY 81 E | MCDONOUGH | Henry | 9075107 | 2 | Ball Float | 1998-07-29 | FALSE | 1998-07-29 | FALSE | Currently in Use | Premium | 8000 | Fiberglass | 1998-07-29 |  | Fiberglass Reinforced Plastic | Pressurized
HWY 155 SHELL | 620 HWY 155 S | MCDONOUGH | Henry | 9075114 | 3 | Ball Float | 1999-06-15 | FALSE | 1999-06-15 | FALSE | Currently in Use | Diesel | 4000 | Composite | 1999-06-15 |  | Fiberglass Reinforced Plastic | Pressurized
UNKNOWN | STATE HWY 81 E N OLA RD | MCDONOUGH | Henry | 9075124 | 1 | [5 empty] | Removed from Ground | Gas (Historical Use) | 500 | Bare Steel |  | 1899-12-31 | Unknown
NEW HOPE CHEVRON | 2778 HWY 81 @ NEW HOPE RD | MCDONOUGH | Henry | 9075111 | 3 | Ball Float | 1999-04-01 | FALSE | 1999-04-01 | FALSE | Currently in Use | Diesel | 4000 | Epoxy | 1999-01-01 |  | Fiberglass Reinforced Plastic | Pressurized
SOWELL GENERAL MERCHANDISE | 1825 KEYS FERRY RD | MCDONOUGH | Henry | 9075057 | 3 | [5 empty] | Removed from Ground | Gas (Historical Use) | 1000 | Bare Steel | 1981-04-20 | 1999-04-01 | Galvanized Steel | Safe Suction (Euro)
FORMER FILLING STATION | 684 FAIRVIEW RD | ELLENWOOD | Henry | 10002317 | 4 |  |  | FALSE |  | FALSE | Removed from Ground | Not Marked | 10000 | Bare Steel | 2013-12-12 | 2013-12-12
SOUTHOLA BP | 3342 HWY 81 E | MCDONOUGH | Henry | 10001081 | 2A | Ball Float | 2005-12-05 | FALSE | 2005-12-05 | TRUE | Currently in Use | Gas (Historical Use) | 6000 | Epoxy | 2005-11-10 |  | Fiberglass Reinforced Plastic | Pressurized
NEW HOPE CHEVRON | 2778 HWY 81 @ NEW HOPE RD | MCDONOUGH | Henry | 9075111 | 2 | Ball Float | 1999-04-01 | FALSE | 1999-04-01 | FALSE | Currently in Use | Premium | 8000 | Epoxy | 1999-04-01 |  | Fiberglass Reinforced Plastic | Pressurized
RaceTrac #72 - McDonough | 1310 HWY 20 | MCDONOUGH | Henry | 10001324 | 2 | Overfill Alarm | 2007-03-21 | FALSE | 2007-03-21 | FALSE | Currently in Use | Premium | 12000 | Fiberglass Double Walled | 2007-03-01 |  | Double-Walled Fiberglass | Pressurized
NEW HOPE CHEVRON | 2778 HWY 81 @ NEW HOPE RD | MCDONOUGH | Henry | 9075111 | 1 | Ball Float | 1999-04-01 | FALSE | 1999-04-01 | FALSE | Currently in Use | Regular | 12000 | Epoxy | 1999-04-01 |  | Fiberglass Reinforced Plastic | Pressurized
UNKNOWN | STATE HWY 81 E N OLA RD | MCDONOUGH | Henry | 9075124 | 2 | [5 empty] | Removed from Ground | Gas (Historical Use) | 500 | Bare Steel |  | 1899-12-31 | Unknown
MCDONOUGH SHELL USA INC. | 15 UPCHURCH RD | MCDONOUGH | Henry | 10002642 | 1 | Flapper Valve | 2015-03-17 | FALSE | 2015-03-17 | FALSE | Currently in Use | Regular | 15000 | Composite Double Walled | 2015-03-17 |  | Double-Walled Fiberglass | Pressurized
JP VALERO EASTLAKE | 2062 HWY 155 NORTH | MCDONOUGH | Henry | 9075082 | 2 |  | 1995-12-01 |  | 1995-12-01 |  | Removed from Ground | Gas (Historical Use) | 8000 | Epoxy | 1995-12-01 | 2007-08-01 | Fiberglass Reinforced Plastic | Pressurized
SOWELL GENERAL MERCHANDISE | 1825 KEYS FERRY RD | MCDONOUGH | Henry | 9075057 | 1 | [5 empty] | Removed from Ground | Gas (Historical Use) | 3000 | Bare Steel | 1982-06-03 | 1999-04-01 | Galvanized Steel | Safe Suction (Euro)
MCDONOUGH SHELL USA INC. | 15 UPCHURCH RD | MCDONOUGH | Henry | 10002642 | 3 |  | 2015-03-17 | FALSE | 2015-03-17 | FALSE | Currently in Use | Diesel | 5000 | Composite Double Walled | 2015-03-17 |  | Double-Walled Fiberglass
PROVISIONS BP | 2297 HWY 20 E | MCDONOUGH | Henry | 9075072 | 2 | [5 empty] | Removed from Ground | Gas (Historical Use) | 1000 | Not Marked/Unknown | 2000-02-07 | 2000-02-07 | Not Marked
JP VALERO EASTLAKE | 2062 HWY 155 NORTH | MCDONOUGH | Henry | 9075082 | 3 |  | 1995-12-01 |  | 1995-12-01 |  | Removed from Ground | Diesel | 8000 | Epoxy | 1995-12-01 | 2007-08-01 | Fiberglass Reinforced Plastic | Pressurized
MCDONOUGH SHELL USA INC. | 15 UPCHURCH RD | MCDONOUGH | Henry | 10002642 | 2 | Flapper Valve | 2015-03-17 | FALSE | 2015-03-17 | FALSE | Currently in Use | Premium | 5000 | Composite Double Walled | 2015-03-17 |  | Double-Walled Fiberglass | Pressurized
Gas Express #213 | 3010 Bill Gardner Pkwy | Locust Grove | Henry | 10003115 | 2B | Flapper Valve | 2020-05-05 | FALSE | 2020-12-01 | FALSE | Currently in Use | Diesel On Road | 5000 | Composite Double Walled | 2020-06-02 |  | Double-Walled Flex | Pressurized
Shell | 1556 S Zach Hinton Pkwy | McDonough | Henry | 10003058 | 2A | Flapper Valve | 2019-08-30 | FALSE | 2019-08-30 | FALSE | Currently in Use | Premium | 8000 | Composite Double Walled | 2019-08-30 |  | Double-Walled Fiberglass | Pressurized
Shell | 1556 S Zach Hinton Pkwy | McDonough | Henry | 10003058 | 1 | Flapper Valve | 2019-08-30 | FALSE | 2019-08-30 | FALSE | Currently in Use | Regular | 12000 | Composite Double Walled | 2019-08-30 |  | Double-Walled Fiberglass | Pressurized
Gas Express #213 | 3010 Bill Gardner Pkwy | Locust Grove | Henry | 10003115 | 2C | Flapper Valve | 2020-05-05 | FALSE | 2020-12-01 | FALSE | Currently in Use | E-85 | 5000 | Composite Double Walled | 2020-06-02 |  | Double-Walled Flex | Pressurized
Fairview Centennial Center | 420 Fairview Rd | Stockbridge | Henry | 10003138 | 2A | Flapper Valve | 2021-05-21 | FALSE | 2021-05-22 | FALSE | Currently in Use | Premium | 10000 | Tank Jacket Double Walled | 2021-03-10 |  | Double-Walled Fiberglass | Pressurized
Shell | 1556 S Zach Hinton Pkwy | McDonough | Henry | 10003058 | 2B | Flapper Valve | 2019-08-30 | FALSE | 2019-08-30 | FALSE | Currently in Use | Diesel On Road | 4000 | Composite Double Walled | 2019-08-30 |  | Double-Walled Fiberglass | Pressurized
Gas Express #213 | 3010 Bill Gardner Pkwy | Locust Grove | Henry | 10003115 | 2A | Flapper Valve | 2020-05-05 | FALSE | 2020-12-01 | FALSE | Currently in Use | Premium | 5000 | Composite Double Walled | 2020-06-02 |  | Double-Walled Flex | Pressurized
Fairview Centennial Center | 420 Fairview Rd | Stockbridge | Henry | 10003138 | 2B | Flapper Valve | 2021-05-21 | FALSE | 2021-05-22 | FALSE | Currently in Use | E-0 | 5000 | Tank Jacket Double Walled | 2021-03-10 |  | Double-Walled Fiberglass | Pressurized
Chambers Shell | 2332 Jonesboro Rd | McDonough | Henry | 10003165 | 1 | Flapper Valve | 2019-03-13 | FALSE | 2019-03-13 | FALSE | Currently in Use | Regular | 12000 | Composite Double Walled | 2019-03-13 |  | Double-Walled Fiberglass | Pressurized
Chambers Shell | 2332 Jonesboro Rd | McDonough | Henry | 10003165 | 2A | Flapper Valve | 2019-03-13 | FALSE | 2019-03-13 | FALSE | Currently in Use | Premium | 4000 | Composite Double Walled | 2019-03-13 |  | Double-Walled Fiberglass | Pressurized
Fairview Centennial Center | 420 Fairview Rd | Stockbridge | Henry | 10003138 | 1B | Flapper Valve | 2021-05-21 | FALSE | 2021-05-22 | FALSE | Currently in Use | Diesel | 7000 | Tank Jacket Double Walled | 2021-03-10 |  | Double-Walled Fiberglass | Pressurized
Chambers Shell | 2332 Jonesboro Rd | McDonough | Henry | 10003165 | 2B | Flapper Valve | 2019-03-13 | FALSE | 2019-03-13 | FALSE | Currently in Use | Diesel On Road | 4000 | Composite Double Walled | 2019-03-13 |  | Double-Walled Fiberglass | Pressurized
Chambers Shell | 2332 Jonesboro Rd | McDonough | Henry | 10003165 | 2C | Flapper Valve | 2019-03-13 | FALSE | 2019-03-13 | FALSE | Currently in Use | E-0 | 4000 | Composite Double Walled | 2019-03-13 |  | Double-Walled Fiberglass | Pressurized
Fairview Centennial Center | 420 Fairview Rd | Stockbridge | Henry | 10003138 | 1A | Flapper Valve | 2021-05-21 | FALSE | 2021-05-22 | FALSE | Currently in Use | Regular | 16000 | Tank Jacket Double Walled | 2021-03-10 |  | Double-Walled Fiberglass | Pressurized
KROGER FUEL CENTER | 2000 HWY 155 N | MCDONOUGH | Henry | 10003431 | 2B | Flapper Valve | 2023-08-31 | FALSE | 2023-08-31 | FALSE | Currently in Use | Diesel | 8000 | Fiberglass | 2023-08-31 |  | Flex | Pressurized
GARDNER PEACH STAND | 3182 GEORGIA HWY 42 | LOCUST GROVE | Henry | 10002844 | 1 |  |  | FALSE |  | FALSE | Removed from Ground | Empty | 1000 | Bare Steel |  | 2018-08-27 | Bare Steel
JOHNNYS #5 | 1638 HWY 81 E | MCDONOUGH | Henry | 9075107 | 3 | Ball Float | 1998-07-29 | FALSE | 1998-07-29 | FALSE | Currently in Use | Diesel | 6000 | Fiberglass | 1998-07-29 |  | Fiberglass Reinforced Plastic | Pressurized
HUDGINS CONSTRUCTION | 243 MCDONOUGH PARKWAY | MCDONOUGH | Henry | 9075112 | 1 |  | 1999-03-01 | FALSE | 1999-03-01 | FALSE | Temporarily out of use | Diesel | 10000 | Epoxy | 1999-03-01 |  | Fiberglass Reinforced Plastic | Pressurized
PROVISIONS BP | 2297 HWY 20 E | MCDONOUGH | Henry | 9075072 | 6 | Ball Float | 2002-03-01 | FALSE | 2002-03-01 | FALSE | Currently in Use | Diesel | 6000 | Composite | 2002-03-01 |  | Fiberglass Reinforced Plastic | Pressurized
JP VALERO EASTLAKE | 2062 HWY 155 NORTH | MCDONOUGH | Henry | 9075082 | 4 | Ball Float | 2012-07-01 | FALSE | 2012-07-01 | FALSE | Currently in Use | Regular | 15000 | Composite Double Walled | 2012-07-01 |  | Double-Walled Fiberglass | Pressurized
JP VALERO EASTLAKE | 2062 HWY 155 NORTH | MCDONOUGH | Henry | 9075082 | 5 | Ball Float | 2012-07-01 | FALSE | 2012-07-01 | FALSE | Currently in Use | Premium | 5000 | Composite Double Walled | 2012-07-01 |  | Double-Walled Fiberglass | Pressurized
RaceTrac #2514 Hwy 20/81 | 1019 Hwy 20/81 | McDonough | Henry | 10002867 | 3A | Flapper Valve | 2018-10-25 | FALSE | 2018-10-25 | FALSE | Currently in Use | Premium | 10000 | Fiberglass Double Walled | 2018-07-18 |  | Double-Walled Fiberglass | Pressurized
Gas Express #213 | 3010 Bill Gardner Pkwy | Locust Grove | Henry | 10003115 | 1 | Flapper Valve | 2020-05-05 | FALSE | 2020-12-01 | FALSE | Currently in Use | Regular | 10000 | Composite Double Walled | 2020-06-02 |  | Double-Walled Flex | Pressurized
QUICK STOP #1 | 198 N DAVIS DR | WARNER ROBINS | Houston | 760054 | 3 | [5 empty] | Removed from Ground | Gas (Historical Use) | 6000 | Bare Steel | 1962-02-19 | 1987-09-01 | Galvanized Steel
STOP & GO | 87 GAWIN DR | WARNER ROBINS | Houston | 760023 | 2 |  | 1999-07-01 | FALSE | 1999-07-01 | FALSE | Temporarily out of use | Premium | 3000 | Steel-Impressed Current | 1979-05-09 |  | Cathodically Protected | Suction (American)
CIRCLE K | 820 HOUSTON LAKE RD N | WARNER ROBINS | Houston | 760024 | 3 |  | 1984-05-01 |  | 1984-05-01 |  | Removed from Ground | Gas (Historical Use) | 8000 | Steel-Impressed Current | 1984-05-07 | 2007-08-16 | Cathodically Protected | Pressurized
FLASH FOODS #131 | 600 RUSSELL PKWY | WARNER ROBINS | Houston | 760093 | 1 | [5 empty] | Removed from Ground | Gas (Historical Use) | 8000 | Bare Steel | 1981-05-01 | 1990-08-20 | Galvanized Steel
Jenisha LLC, | 1507 WATSON BLVD | WARNER ROBINS | Houston | 760073 | 1 | [5 empty] | Permanently Out of Use - historical purposes | Empty | 12000 | Bare Steel | 1968-04-21 | 1899-12-31 | Galvanized Steel
Jenisha LLC, | 1507 WATSON BLVD | WARNER ROBINS | Houston | 760073 | 7 | [5 empty] | Permanently Out of Use - historical purposes | Empty | 10000 | Bare Steel | 1970-11-08 | 1899-12-31 | Galvanized Steel
KWICKIE FOOD STORES #54 | 1725 WATSON BLVD | WARNER ROBINS | Houston | 760167 | 1 | [5 empty] | Removed from Ground | Gas (Historical Use) | 8000 | Bare Steel | 1986-05-08 | 1899-12-31 | Galvanized Steel
MINI FOOD MART | 2214 -2216 WATSON BLVD | WARNER ROBINS | Houston | 760002 | 2 | Flapper Valve | 1997-07-30 |  | 1997-07-30 |  | Currently in Use | Gas (Historical Use) | 8000 | Steel-Impressed Current | 1975-05-11 |  | Double-Walled Fiberglass | Pressurized
WARNER ROBINS COCA-COLA CO | 44 GREEN ST | WARNER ROBINS | Houston | 9111004 | 2 | [5 empty] | Removed from Ground | Gas (Historical Use) | 10000 | Bare Steel | 1984-01-01 | 1989-07-14 | Bare Steel
PLEEZING FOOD MART | 801 S DAVIS DR | WARNER ROBINS | Houston | 760018 | 1 | Flapper Valve | 1998-12-10 |  | 1998-12-10 |  | Currently in Use | Gas (Historical Use) | 8000 | Steel-Impressed Current | 1983-05-08 |  | Cathodically Protected | Pressurized
MATHIS-AKINS CNCRTE BLOCK CO INC | 2694 WATSON BLVD | WARNER ROBINS | Houston | 760005 | 1 | [5 empty] | Removed from Ground | Gas (Historical Use) | 1000 | Bare Steel | 1986-05-01 | 1986-05-01 | Galvanized Steel
CHOICE QUICK STOP | 218 MLK | WARNER ROBINS | Houston | 760055 | 5 | Flapper Valve | 1996-10-16 |  | 1996-10-16 |  | Currently in Use | Gas (Historical Use) | 10000 | Epoxy | 1996-10-16 |  | Fiberglass Reinforced Plastic | Pressurized
CHARLIE PIKE | 495 WATSON BLVD | WARNER ROBINS | Houston | 760090 | 1 | [5 empty] | Removed from Ground | Gas (Historical Use) | 2000 | Bare Steel | 1961-04-29 | 1987-01-01 | Galvanized Steel
MILLS AUTO REPAIR | 500 WATSON BLVD | WARNER ROBINS | Houston | 760099 | 4 | [5 empty] | Removed from Ground | Gas (Historical Use) | 4000 | Marked Unknown | 1997-08-01 | 1997-08-01 | Unknown
VP RACING FUEL | 789 N HOUSTON RD | WARNER ROBINS | Houston | 4110112 | 4 |  |  | TRUE |  | TRUE | Closed in Ground | Used Oil | 1000 | Fiberglass | 1982-01-01 | 2014-12-30 | Fiberglass Reinforced Plastic
CHOICE QUICK STOP | 218 MLK | WARNER ROBINS | Houston | 760055 | 2 | [5 empty] | Removed from Ground | Gas (Historical Use) | 6000 | Bare Steel | 1965-12-12 | 1996-10-14 | Bare Steel | Pressurized
FREEDOM FUEL | 1236 WATSON BLVD | WARNER ROBINS | Houston | 760060 | 4 |  |  | TRUE |  | TRUE | Removed from Ground | Used Oil | 550 | Not Marked/Unknown | 1969-02-17 | 1999-12-01 | Not Marked
FREEDOM FUEL | 1236 WATSON BLVD | WARNER ROBINS | Houston | 760060 | 1 |  | 1994-05-31 | FALSE | 1994-05-31 | FALSE | Currently in Use | Gas (Historical Use) | 6000 | Steel-Impressed Current | 1969-02-17 |  | Fiberglass Reinforced Plastic | Pressurized
KERR-MCGEE #3004 | 101 WATSON BLVD | WARNER ROBINS | Houston | 760045 | 2 | [5 empty] | Removed from Ground | Gas (Historical Use) | 10000 | Bare Steel | 1965-03-08 | 1987-09-08 | Galvanized Steel
ROCKYS QUICK SHOP | 203 GREEN ST | WARNER ROBINS | Houston | 760016 | 2 |  | 1996-11-06 |  | 1996-11-06 |  | Currently in Use | Gas (Historical Use) | 8000 | Steel-Impressed Current | 1972-01-01 |  | Cathodically Protected | Pressurized
EZ CORPORATION | 100 CAROLINA AVE | WARNER ROBINS | Houston | 760020 | 1 |  | 1998-05-27 |  | 1998-05-27 |  | Currently in Use | Gas (Historical Use) | 3008 | Steel-Impressed Current | 1979-05-09 |  | Cathodically Protected | Suction (American)
HOLIDAY FOOD STORE | 413 GREEN ST | WARNER ROBINS | Houston | 760058 | 3 | [5 empty] | Removed from Ground | Gas (Historical Use) | 6000 | Bare Steel | 1977-02-15 | 1988-07-01 | Galvanized Steel
7-11-8 GAS & FOOD MART | 1660 WATSON BLVD | WARNER ROBINS | Houston | 760079 | 5 | [5 empty] | Removed from Ground | Gas (Historical Use) | 2000 | Cathodically Protected Steel | 1959-04-30 | 1987-02-01 | Galvanized Steel
HESS #10249 | WATSON BLVD & DIGGS BLVD | WARNER ROBINS | Houston | 750052 | 2 | [5 empty] | Removed from Ground | Empty | 10000 | Bare Steel | 1970-05-09 | 1899-12-31 | Galvanized Steel
VP RACING FUEL | 789 N HOUSTON RD | WARNER ROBINS | Houston | 4110112 | 1 |  | 1995-06-01 |  | 1995-06-01 |  | Currently in Use | Gas (Historical Use) | 10000 | Fiberglass | 1982-01-01 |  | Fiberglass Reinforced Plastic | Pressurized
BARNEY A SMITH CHRYS PLY DODGE | 106 NORTH DAVIS DR | WARNER ROBINS | Houston | 760089 | 1 |  |  | TRUE |  | TRUE | Temporarily out of use | Used Oil | 1000 | Marked Unknown | 1976-04-25 |  | Galvanized Steel
Circle K 2745053 | 10136 HAWKINSVILLE RD HWY 247 | WARNER ROBINS | Houston | 760092 | 6A | Flapper Valve |  | FALSE |  | FALSE | Currently in Use | Diesel | 6000 | Composite | 2024-11-04 |  | Double-Walled Fiberglass | Pressurized
Circle K 2745053 | 10136 HAWKINSVILLE RD HWY 247 | WARNER ROBINS | Houston | 760092 | 6B | Flapper Valve |  | FALSE |  | FALSE | Currently in Use | E-0 | 4000 | Composite | 2024-11-04 |  | Double-Walled Fiberglass | Pressurized
VP RACING FUEL | 789 N HOUSTON RD | WARNER ROBINS | Houston | 4110112 | 3 |  | 1995-06-01 |  | 1995-06-01 |  | Currently in Use | Gas (Historical Use) | 10000 | Fiberglass | 1982-01-01 |  | Fiberglass Reinforced Plastic | Pressurized
HOLIDAY FOOD STORE | 413 GREEN ST | WARNER ROBINS | Houston | 760058 | 1 | [5 empty] | Removed from Ground | Gas (Historical Use) | 6000 | Bare Steel | 1977-02-15 | 1988-07-01 | Galvanized Steel
EZ CORPORATION | 100 CAROLINA AVE | WARNER ROBINS | Houston | 760020 | 3 |  | 1998-05-27 |  | 1998-05-27 |  | Currently in Use | Gas (Historical Use) | 3000 | Steel-Impressed Current | 1979-05-09 |  | Cathodically Protected | Suction (American)
MR B'S #137 | 220 CORDER RD | WARNER ROBINS | Houston | 760021 | 1 | [5 empty] | Removed from Ground | Gas (Historical Use) | 8000 | Marked Unknown | 1981-05-08 | 1899-12-31 | Galvanized Steel
HESS #10249 | WATSON BLVD & DIGGS BLVD | WARNER ROBINS | Houston | 750052 | 1 | [5 empty] | Removed from Ground | Empty | 10000 | Bare Steel | 1970-05-09 | 1899-12-31 | Galvanized Steel
QUICK STOP #1 | 198 N DAVIS DR | WARNER ROBINS | Houston | 760054 | 5 |  | 1986-12-30 |  | 1986-12-30 |  | Currently in Use | Gas (Historical Use) | 8000 | Fiberglass | 1986-12-30 |  | Fiberglass Reinforced Plastic | Pressurized
QUICK STOP #1 | 198 N DAVIS DR | WARNER ROBINS | Houston | 760054 | 4 |  |  | TRUE |  | TRUE | Removed from Ground | Used Oil | 550 | Bare Steel | 1962-02-19 | 1987-09-01 | Galvanized Steel
MR B'S #137 | 220 CORDER RD | WARNER ROBINS | Houston | 760021 | 3 | [5 empty] | Removed from Ground | Gas (Historical Use) | 6000 | Marked Unknown | 1981-05-08 | 1899-12-31 | Galvanized Steel
7-11-8 GAS & FOOD MART | 1660 WATSON BLVD | WARNER ROBINS | Houston | 760079 | 6 | Ball Float | 1993-10-19 | FALSE | 1993-10-01 | FALSE | Currently in Use | Gas (Historical Use) | 10000 | Galvanic (STIP-3) | 1987-09-01 |  | Fiberglass Reinforced Plastic | Pressurized
HESS #10249 | WATSON BLVD & DIGGS BLVD | WARNER ROBINS | Houston | 750052 | 3 | [5 empty] | Removed from Ground | Empty | 10000 | Bare Steel | 1970-05-09 | 1899-12-31 | Galvanized Steel
CHOICE QUICK STOP | 218 MLK | WARNER ROBINS | Houston | 760055 | 3 | [5 empty] | Removed from Ground | Gas (Historical Use) | 3000 | Bare Steel | 1965-12-12 | 1996-10-14 | Bare Steel | Pressurized
ROCKYS QUICK SHOP | 203 GREEN ST | WARNER ROBINS | Houston | 760016 | 3 |  | 1996-11-06 |  | 1996-11-06 |  | Currently in Use | Gas (Historical Use) | 8000 | Steel-Impressed Current | 1972-01-01 |  | Cathodically Protected | Pressurized
EXPRESS FOOD MART | 1310 GREEN ST | WARNER ROBINS | Houston | 760063 | 5 | Ball Float | 2011-10-01 | FALSE | 2011-10-01 | FALSE | Currently in Use | Regular | 12000 | Composite Double Walled | 2011-10-01 |  | Double-Walled Fiberglass | Pressurized
EXPRESS FOOD MART | 1310 GREEN ST | WARNER ROBINS | Houston | 760063 | 4 |  |  | TRUE |  | TRUE | Removed from Ground | Used Oil | 550 | Bare Steel | 1976-02-16 | 1996-12-09 | Galvanized Steel
WE PUMP IT #1 | 1557 WATSON BLVD | WARNER ROBINS | Houston | 760065 | 2 | [5 empty] | Removed from Ground | Gas (Historical Use) | 6000 | Bare Steel | 1963-02-19 | 1997-05-01 | Galvanized Steel | Pressurized
BST/WRRBGAER R2113 | 1516 ELBERTA RD | WARNER ROBINS | Houston | 760173 | 1 | [5 empty] | Removed from Ground | Gas (Historical Use) | 12000 | Bare Steel | 1985-01-01 | 1990-11-23 | Galvanized Steel | Pressurized
BECKHAM BROS #3 | 1856 WATSON BLVD | WARNER ROBINS | Houston | 760126 | 1 |  |  | TRUE |  | TRUE | Removed from Ground | Used Oil | 550 | Bare Steel | 1962-05-05 | 1996-02-01 | Unknown
MILLS AUTO REPAIR | 500 WATSON BLVD | WARNER ROBINS | Houston | 760099 | 2 | [5 empty] | Removed from Ground | Gas (Historical Use) | 2000 | Marked Unknown | 1997-08-01 | 1997-08-01 | Unknown
Jenisha LLC, | 1507 WATSON BLVD | WARNER ROBINS | Houston | 760073 | 2 | [5 empty] | Permanently Out of Use - historical purposes | Empty | 12000 | Bare Steel | 1968-04-21 | 1899-12-31 | Galvanized Steel
QUICK STOP #1 | 198 N DAVIS DR | WARNER ROBINS | Houston | 760054 | 6 |  | 1986-12-30 |  | 1986-12-30 |  | Currently in Use | Gas (Historical Use) | 8000 | Fiberglass | 1986-12-30 |  | Fiberglass Reinforced Plastic | Pressurized
MINI FOOD MART | 2214 -2216 WATSON BLVD | WARNER ROBINS | Houston | 760002 | 1 | Flapper Valve | 1997-07-30 |  | 1997-07-30 |  | Currently in Use | Gas (Historical Use) | 8000 | Steel-Impressed Current | 1975-05-11 |  | Double-Walled Fiberglass | Pressurized
EZ CORPORATION | 100 CAROLINA AVE | WARNER ROBINS | Houston | 760020 | 4 |  | 1998-05-27 |  | 1998-05-27 |  | Currently in Use | Gas (Historical Use) | 8000 | Steel-Impressed Current | 1979-05-09 |  | Cathodically Protected | Suction (American)
CIRCLE K | 820 HOUSTON LAKE RD N | WARNER ROBINS | Houston | 760024 | 1 |  | 1984-05-01 |  | 1984-05-01 |  | Removed from Ground | Gas (Historical Use) | 8000 | Steel-Impressed Current | 1984-05-01 | 2007-08-16 | Cathodically Protected | Pressurized
FLASH FOODS #131 | 600 RUSSELL PKWY | WARNER ROBINS | Houston | 760093 | 3 | [5 empty] | Removed from Ground | Gas (Historical Use) | 6000 | Bare Steel | 1981-05-01 | 1990-08-20 | Galvanized Steel
MILLS AUTO REPAIR | 500 WATSON BLVD | WARNER ROBINS | Houston | 760099 | 1 | [5 empty] | Removed from Ground | Gas (Historical Use) | 2000 | Marked Unknown | 1997-08-01 | 1997-08-01 | Unknown
FIRESTONE STORE 07PF 017132 | 1535 WATSON BLVD | WARNER ROBINS | Houston | 760096 | 1 |  |  | TRUE |  | TRUE | Removed from Ground | Used Oil | 550 | Cathodically Protected Steel | 1973-03-30 | 1996-06-26 | Galvanized Steel
WE PUMP IT #1 | 1557 WATSON BLVD | WARNER ROBINS | Houston | 760065 | 4 | [5 empty] | Removed from Ground | Gas (Historical Use) | 2000 | Bare Steel | 1982-02-14 | 1997-05-01 | Galvanized Steel | Suction (American)
VP RACING FUEL | 789 N HOUSTON RD | WARNER ROBINS | Houston | 4110112 | 2 |  | 1995-06-01 |  | 1995-06-01 |  | Currently in Use | Gas (Historical Use) | 10000 | Fiberglass | 1982-01-01 |  | Fiberglass Reinforced Plastic | Pressurized
FREEDOM FUEL | 1236 WATSON BLVD | WARNER ROBINS | Houston | 760060 | 3 |  | 1994-05-31 | FALSE | 1994-05-31 | FALSE | Currently in Use | Gas (Historical Use) | 6000 | Steel-Impressed Current | 1969-02-17 |  | Fiberglass Reinforced Plastic | Pressurized
STOP & GO | 87 GAWIN DR | WARNER ROBINS | Houston | 760023 | 1 |  | 1999-07-01 |  | 1999-07-01 |  | Currently in Use | Gas (Historical Use) | 8000 | Steel-Impressed Current | 1981-05-08 |  | Cathodically Protected | Suction (American)
EZ CORPORATION | 100 CAROLINA AVE | WARNER ROBINS | Houston | 760020 | 2 |  | 1998-05-27 |  | 1998-05-27 |  | Currently in Use | Gas (Historical Use) | 3000 | Steel-Impressed Current | 1981-05-01 |  | Cathodically Protected | Suction (American)
MILLS AUTO REPAIR | 500 WATSON BLVD | WARNER ROBINS | Houston | 760099 | 3 | [5 empty] | Removed from Ground | Gas (Historical Use) | 2000 | Marked Unknown | 1997-08-01 | 1997-08-01 | Unknown
EXPRESS FOOD MART | 1310 GREEN ST | WARNER ROBINS | Houston | 760063 | 7 | Ball Float | 2011-10-01 | FALSE | 2011-10-01 | FALSE | Currently in Use | Diesel | 4000 | Composite Double Walled | 2011-10-01 |  | Double-Walled Fiberglass | Pressurized
EXPRESS FOOD MART | 1310 GREEN ST | WARNER ROBINS | Houston | 760063 | 1 | [5 empty] | Removed from Ground | Gas (Historical Use) | 6000 | Bare Steel | 1976-02-16 | 1988-07-01 | Galvanized Steel
Jenisha LLC, | 1507 WATSON BLVD | WARNER ROBINS | Houston | 760073 | 3 | [5 empty] | Permanently Out of Use - historical purposes | Empty | 4000 | Bare Steel | 1968-04-21 | 1899-12-31 | Galvanized Steel
CONOCO #10073/JET | 2068 WATSON BLVD | WARNER ROBINS | Houston | 760074 | 3 | [5 empty] | Removed from Ground | Gas (Historical Use) | 12000 | Composite | 1985-04-17 | 1992-06-30 | Fiberglass Reinforced Plastic
HESS #10249 | WATSON BLVD & DIGGS BLVD | WARNER ROBINS | Houston | 750052 | 4 | [5 empty] | Removed from Ground | Empty | 10000 | Bare Steel | 1970-05-09 | 1899-12-31 | Galvanized Steel
CHOICE QUICK STOP | 218 MLK | WARNER ROBINS | Houston | 760055 | 4 |  |  | TRUE |  | TRUE | Removed from Ground | Used Oil | 550 | Bare Steel | 1965-12-12 | 1975-01-01 | Unknown | Gravity Fed
CHOICE QUICK STOP | 218 MLK | WARNER ROBINS | Houston | 760055 | 1 | [5 empty] | Removed from Ground | Gas (Historical Use) | 6000 | Bare Steel | 1965-12-12 | 1996-10-01 | Bare Steel | Pressurized
FREEDOM FUEL | 1236 WATSON BLVD | WARNER ROBINS | Houston | 760060 | 2 |  | 1994-05-31 | FALSE | 1994-05-31 | FALSE | Currently in Use | Gas (Historical Use) | 6000 | Steel-Impressed Current | 1969-02-17 |  | Fiberglass Reinforced Plastic | Pressurized
QUICK STOP #1 | 198 N DAVIS DR | WARNER ROBINS | Houston | 760054 | 2 | [5 empty] | Removed from Ground | Gas (Historical Use) | 6000 | Bare Steel | 1962-02-19 | 1987-09-01 | Galvanized Steel
MCFRUGAL RENT-A-CAR/STAR SERVICE | 1009 WATSON BLVD | WARNER ROBINS | Houston | 760088 | 1 | [5 empty] | Removed from Ground | Gas (Historical Use) | 8000 | Bare Steel | 1966-04-01 | 1992-09-01 | Bare Steel
EXPRESS FOOD MART | 1310 GREEN ST | WARNER ROBINS | Houston | 760063 | 6 | Ball Float | 2011-10-01 | FALSE | 2011-10-01 | FALSE | Currently in Use | Premium | 4000 | Composite Double Walled | 2011-10-01 |  | Double-Walled Fiberglass | Pressurized
Jenisha LLC, | 1507 WATSON BLVD | WARNER ROBINS | Houston | 760073 | 10 |  | 1998-01-01 | FALSE | 1998-01-01 | FALSE | Currently in Use | Gas (Historical Use) | 10000 |  | 1991-02-01 |  | Fiberglass Reinforced Plastic
CONOCO #10073/JET | 2068 WATSON BLVD | WARNER ROBINS | Houston | 760074 | 2 | [5 empty] | Removed from Ground | Gas (Historical Use) | 12000 | Composite | 1985-04-17 | 1992-06-30 | Fiberglass Reinforced Plastic
ATLANTA COCA-COLA BTLG CO | 98 GREEN ST | WARNER ROBINS | Houston | 760070 | 1 | [5 empty] | Removed from Ground | Gas (Historical Use) | 10000 | Bare Steel | 1983-04-22 | 1989-01-01 | Galvanized Steel
KWICKIE FOOD STORE #29/FLASH FOO | 101 WELBORN RD | WARNER ROBINS | Houston | 760168 | 3 | [5 empty] | Removed from Ground | Gas (Historical Use) | 8000 | Bare Steel | 1980-05-09 | 1899-12-31 | Galvanized Steel
KWICKIE FOOD STORE #22 | 404 NORTHSIDE DR | WARNER ROBINS | Houston | 760169 | 1 | [5 empty] | Removed from Ground | Gas (Historical Use) | 6000 | Bare Steel | 1980-05-09 | 1899-12-31 | Galvanized Steel
STAR LAUNDRY - DBA FABRA CARE | 999 WATSON BLVD | WARNER ROBINS | Houston | 760134 | 3 | [5 empty] | Removed from Ground | Diesel | 7500 | Bare Steel | 1986-04-29 | 1991-10-01 | Galvanized Steel
NORTH DAVIS SERVICE | NORTH DAVIS DR | WARNER ROBINS | Houston | 760145 | 2 | [5 empty] | Removed from Ground | Empty | 4000 | Bare Steel | 1973-05-10 | 1987-06-01 | Galvanized Steel
RICKY FOOD MART | 101 PLANTATION RD | WARNER ROBINS | Houston | 10001773 | 3 |  | 2009-04-17 | TRUE | 2009-04-17 | FALSE | Currently in Use | Diesel | 6000 | Composite Double Walled | 2009-04-17 |  | Double-Walled Fiberglass | Pressurized
SUPER 7 | 1001 B ELBERTA RD | WARNER ROBINS | Houston | 10002463 | 3 |  | 2015-07-01 | FALSE | 2015-05-01 | FALSE | Currently in Use | Diesel | 5000 | Composite Double Walled | 2015-05-01 |  | Double-Walled Fiberglass | Pressurized
AIRGAS | 212 WATSON BOULEVARD | WARNER ROBINS | Houston | 10002521 | 4 |  |  | FALSE |  | FALSE | Removed from Ground | Gas (Historical Use) | 250 | Bare Steel | 2015-11-16 | 2015-11-16 | Bare Steel
AIRGAS | 212 WATSON BOULEVARD | WARNER ROBINS | Houston | 10002521 | 5 |  |  | FALSE |  | FALSE | Removed from Ground | Diesel | 1000 | Bare Steel | 2015-11-16 | 2015-11-16 | Bare Steel
AIRGAS | 212 WATSON BOULEVARD | WARNER ROBINS | Houston | 10002521 | 6 |  |  | FALSE |  | FALSE | Removed from Ground | Used Oil | 0 | Unknown | 2015-11-16 | 2015-11-16 | Unknown
MCFRUGAL RENT-A-CAR/STAR SERVICE | 1009 WATSON BLVD | WARNER ROBINS | Houston | 760088 | 3 | [5 empty] | Removed from Ground | Gas (Historical Use) | 10000 | Bare Steel | 1966-04-01 | 1992-09-01 | Bare Steel
Circle K 2745053 | 10136 HAWKINSVILLE RD HWY 247 | WARNER ROBINS | Houston | 760092 | 4 | Flapper Valve | 1999-04-26 | FALSE | 1999-04-26 | FALSE | Currently in Use |  | 15000 |  | 1999-04-26 |  | Double-Walled Flex | Pressurized
Circle K 2745053 | 10136 HAWKINSVILLE RD HWY 247 | WARNER ROBINS | Houston | 760092 | 5 | Flapper Valve | 1999-04-26 | FALSE | 1999-04-26 | FALSE | Currently in Use |  | 12000 | Composite Double Walled | 1999-04-26 |  | Double-Walled Flex | Pressurized
FLASH FOODS #131 | 600 RUSSELL PKWY | WARNER ROBINS | Houston | 760093 | 2 | [5 empty] | Removed from Ground | Gas (Historical Use) | 8000 | Bare Steel | 1981-05-01 | 1990-08-20 | Galvanized Steel
BST/WARNER ROBINS CO-R2120 | 225 N DAVIS DR | WARNER ROBINS | Houston | 760172 | 2 |  | 2000-08-03 | FALSE | 2000-08-03 | FALSE | Currently in Use | Diesel | 4000 |  | 2000-08-03 |  |  | Suction (American)
BECKHAM BROS #3 | 1856 WATSON BLVD | WARNER ROBINS | Houston | 760126 | 4 | [5 empty] | Removed from Ground | Gas (Historical Use) | 4000 | Bare Steel | 1962-05-05 | 1996-02-01 | Fiberglass Reinforced Plastic | Pressurized
BECKHAM BROS #3 | 1856 WATSON BLVD | WARNER ROBINS | Houston | 760126 | 5 | [5 empty] | Removed from Ground | Gas (Historical Use) | 4000 | Bare Steel | 1962-05-05 | 1996-02-01 | Fiberglass Reinforced Plastic | Pressurized
STAR LAUNDRY - DBA FABRA CARE | 999 WATSON BLVD | WARNER ROBINS | Houston | 760134 | 1 | [5 empty] | Permanently Out of Use - historical purposes | Diesel | 350 | Bare Steel | 1986-04-29 | 1899-12-31 | Galvanized Steel
STAR LAUNDRY - DBA FABRA CARE | 999 WATSON BLVD | WARNER ROBINS | Houston | 760134 | 2AST | [5 empty] | Permanently Out of Use - historical purposes | Other | 100 | Bare Steel | 1986-04-29 | 1899-12-31 | Galvanized Steel
7 STOP FOOD MART | 699 N DAVIS DR | WARNER ROBINS | Houston | 760153 | 2 | Ball Float | 1996-01-01 |  | 1996-01-01 |  | Currently in Use | Gas (Historical Use) | 3000 | Bare Steel | 1981-05-08 |  | Double-Walled Fiberglass | Pressurized
JOY FOOD MART | 1130 HOUSTON LAKE RD | WARNER ROBINS | Houston | 9076168 | 2 | Ball Float | 1996-10-01 |  | 1996-10-01 |  | Currently in Use | Gas (Historical Use) | 8000 | Cathodically Protected Steel | 1989-01-01 |  | Fiberglass Reinforced Plastic | Pressurized
FLEET 24 | 85 GREEN ST | WARNER ROBINS | Houston | 9076182 | 2 |  | 1990-01-31 |  | 1990-01-31 |  | Closed in Ground | Gas (Historical Use) | 6000 | Cathodically Protected Steel | 1990-01-01 | 1990-01-01 | Fiberglass Reinforced Plastic | Pressurized
MINI GIANT FOODS #2 | 700 DUNBAR RD | WARNER ROBINS | Houston | 9076177 | 6 | Ball Float | 2014-04-18 | FALSE | 2014-04-18 | FALSE | Currently in Use | Diesel | 3000 | Composite Double Walled | 2014-04-18 |  | Double-Walled Fiberglass | Pressurized
WARNER ROBINS COCA-COLA CO | 44 GREEN ST | WARNER ROBINS | Houston | 9111004 | 1 | [5 empty] | Removed from Ground | Diesel | 3000 | Bare Steel | 1984-01-01 | 1989-07-14 | Bare Steel
GLENN MCCLENDON TRUCKING CO INC | 121 IND PARK DR | WARNER ROBINS | Houston | 760141 | 1 | [5 empty] | Removed from Ground | Diesel | 10000 | Bare Steel | 1979-04-18 | 2005-03-01 | Galvanized Steel
RICKY FOOD MART | 101 PLANTATION RD | WARNER ROBINS | Houston | 10001773 | 1 |  | 2009-04-17 | TRUE | 2009-04-17 | FALSE | Currently in Use | Gas (Historical Use) | 12000 | Composite Double Walled | 2009-04-17 |  | Double-Walled Fiberglass | Pressurized
BOBBY'S UNION 76 | 1881 WATSON BLVD | WARNER ROBINS | Houston | 7000003 | 5 | [5 empty] | Removed from Ground | Diesel | 550 | Bare Steel | 1968-11-08 | 1989-07-01 | Galvanized Steel
BOBBY'S UNION 76 | 1881 WATSON BLVD | WARNER ROBINS | Houston | 7000003 | 4 |  |  | TRUE |  | TRUE | Removed from Ground | Used Oil | 550 | Bare Steel | 1968-11-08 | 1989-07-01 | Galvanized Steel
CHARLIE PIKE | 495 WATSON BLVD | WARNER ROBINS | Houston | 760090 | 3 |  |  | TRUE |  | TRUE | Removed from Ground | Used Oil | 1000 | Bare Steel | 1987-01-01 | 1998-11-01 | Bare Steel | Gravity Fed
EXPRESS FOOD MART | 1310 GREEN ST | WARNER ROBINS | Houston | 760063 | 3 | [5 empty] | Removed from Ground | Gas (Historical Use) | 6000 | Bare Steel | 1976-02-16 | 1988-07-01 | Galvanized Steel
WE PUMP IT #1 | 1557 WATSON BLVD | WARNER ROBINS | Houston | 760065 | 3 | [5 empty] | Removed from Ground | Gas (Historical Use) | 3000 | Bare Steel | 1963-02-19 | 1997-05-01 | Galvanized Steel | Pressurized
ATLANTA COCA-COLA BTLG CO | 98 GREEN ST | WARNER ROBINS | Houston | 760070 | 2 | [5 empty] | Removed from Ground | Gas (Historical Use) | 2500 | Bare Steel | 1983-04-22 | 1989-01-01 | Galvanized Steel
BST/WRRBGAER R2113 | 1516 ELBERTA RD | WARNER ROBINS | Houston | 760173 | 2 | [5 empty] | Removed from Ground | Gas (Historical Use) | 3000 | Bare Steel | 1979-01-01 | 1983-12-09 | Unknown | Pressurized
Circle K 2745139 | 1941 WATSON BLVD | WARNER ROBINS | Houston | 760137 | 5 | Flapper Valve | 1995-01-01 | FALSE | 1995-01-01 | FALSE | Currently in Use | Kerosene | 4000 | Composite | 1986-03-17 |  | Fiberglass Reinforced Plastic | Pressurized
QUICK STOP #1 | 198 N DAVIS DR | WARNER ROBINS | Houston | 760054 | 1 | [5 empty] | Removed from Ground | Gas (Historical Use) | 3000 | Bare Steel | 1962-02-19 | 1987-09-01 | Galvanized Steel
QUICK STOP #1 | 198 N DAVIS DR | WARNER ROBINS | Houston | 760054 | 7 |  | 1986-12-30 |  | 1986-12-30 |  | Currently in Use | Gas (Historical Use) | 6000 | Fiberglass | 1986-12-30 |  | Fiberglass Reinforced Plastic | Pressurized
7-11-8 GAS & FOOD MART | 1660 WATSON BLVD | WARNER ROBINS | Houston | 760079 | 2 | [5 empty] | Removed from Ground | Gas (Historical Use) | 10000 | Cathodically Protected Steel | 1977-04-25 | 1987-02-01 | Galvanized Steel
7-11-8 GAS & FOOD MART | 1660 WATSON BLVD | WARNER ROBINS | Houston | 760079 | 8 | Ball Float | 1993-10-19 | FALSE | 1993-10-19 | FALSE | Currently in Use | Gas (Historical Use) | 10000 | Galvanic (STIP-3) | 1987-09-01 |  | Fiberglass Reinforced Plastic | Pressurized
KWICKIE FOOD STORE #22 | 404 NORTHSIDE DR | WARNER ROBINS | Houston | 760169 | 2 | [5 empty] | Removed from Ground | Gas (Historical Use) | 6000 | Bare Steel | 1980-05-09 | 1899-12-31 | Galvanized Steel
EXPRESS STOP #2 | 914 RUSSELL PKWY | WARNER ROBINS | Houston | 760185 | 4 |  | 1997-01-13 | FALSE | 1997-01-13 | FALSE | Temporarily out of use | Gas (Historical Use) | 4000 | Steel-Impressed Current | 1979-05-10 |  | Fiberglass Reinforced Plastic | Pressurized
MINI GIANT FOODS #2 | 700 DUNBAR RD | WARNER ROBINS | Houston | 9076177 | 2 |  | 1998-12-11 |  | 1998-12-11 |  | Removed from Ground | Gas (Historical Use) | 4000 | Steel-Impressed Current | 1976-01-01 | 2014-02-25 | Cathodically Protected | Suction (American)
MAJIK MARKET | 101 IGNICO RD | WARNER ROBINS | Houston | 9076158 | 1 | [5 empty] | Removed from Ground | Gas (Historical Use) | 8000 | Not Marked/Unknown | 1992-01-01 | 1992-01-01 | Not Marked
QUICK MART | 700 N DAVIS DR | WARNER ROBINS | Houston | 9076137 | 3 | [5 empty] | Removed from Ground | Gas (Historical Use) | 6000 | Bare Steel | 1970-01-01 | 1987-09-15 | Galvanized Steel
EMORY HOSPITAL WARNER ROBINS | 1601 WATSON BLVD | WARNER ROBINS | Houston | 9760001 | 4 | Flapper Valve | 2008-01-01 | FALSE | 2008-01-01 | FALSE | Currently in Use | Diesel | 30000 | Fiberglass Double Walled | 2008-01-01 |  | Double-Walled Fiberglass | Pressurized
ROUTE 66 AUTO SALES | 703 WATSON BOULEVARD | WARNER ROBINS | Houston | 10001004 | 2 |  |  | FALSE |  | FALSE | Removed from Ground | Gas (Historical Use) | 0 | Bare Steel | 1997-09-01 | 1997-09-01 | Unknown
WE PUMP IT #1 | 1557 WATSON BLVD | WARNER ROBINS | Houston | 760065 | 1 | [5 empty] | Removed from Ground | Gas (Historical Use) | 6000 | Bare Steel | 1963-02-19 | 1997-05-01 | Galvanized Steel | Pressurized
CONOCO #10073/JET | 2068 WATSON BLVD | WARNER ROBINS | Houston | 760074 | 6 | [5 empty] | Permanently Out of Use - historical purposes | Gas (Historical Use) | 12000 | Bare Steel | 1969-01-05 | 1899-12-31 | Galvanized Steel
BST/WARNER ROBINS CO-R2120 | 225 N DAVIS DR | WARNER ROBINS | Houston | 760172 | 1 | [5 empty] | Removed from Ground | Diesel | 2000 | Bare Steel | 1970-01-05 | 1994-04-04 | Copper | Suction (American)
EXPRESS STOP #2 | 914 RUSSELL PKWY | WARNER ROBINS | Houston | 760185 | 2 |  | 1997-01-13 | FALSE | 1987-01-13 | FALSE | Temporarily out of use | Gas (Historical Use) | 8000 | Steel-Impressed Current | 1979-05-10 |  | Fiberglass Reinforced Plastic | Pressurized
CORNELL-YOUNG CO/PLANT #2 | 320 FIRST ST | WARNER ROBINS | Houston | 760133 | 1 | [5 empty] | Closed in Ground | Diesel | 8000 | Bare Steel | 1966-05-05 | 1987-01-01 | Galvanized Steel
NORTH DAVIS SERVICE | NORTH DAVIS DR | WARNER ROBINS | Houston | 760145 | 6 | [5 empty] | Removed from Ground | Empty | 6000 | Bare Steel | 1966-05-12 | 1987-06-01 | Galvanized Steel
MINI GIANT FOODS #2 | 700 DUNBAR RD | WARNER ROBINS | Houston | 9076177 | 5 | Ball Float | 2014-04-18 | FALSE | 2014-04-18 | FALSE | Currently in Use | Gas (Historical Use) | 5000 | Composite Double Walled | 2014-04-18 |  | Double-Walled Fiberglass | Pressurized
MINI GIANT FOODS #2 | 700 DUNBAR RD | WARNER ROBINS | Houston | 9076177 | 4 | Ball Float | 2014-04-18 | FALSE | 2014-04-18 | FALSE | Currently in Use | Gas (Historical Use) | 7000 | Composite Double Walled | 2014-04-18 |  | Double-Walled Fiberglass | Pressurized
LO LO'S | 701 N HOUSTON RD | WARNER ROBINS | Houston | 9076190 | 2A |  | 2009-03-16 | FALSE | 2009-03-16 | FALSE | Currently in Use | Gas (Historical Use) | 11000 | Composite Double Walled | 2009-01-21 |  | Double-Walled Fiberglass | Pressurized
BOBBY'S UNION 76 | 1881 WATSON BLVD | WARNER ROBINS | Houston | 7000003 | 2 | [5 empty] | Removed from Ground | Gas (Historical Use) | 4000 | Bare Steel | 1968-11-08 | 1989-07-01 | Galvanized Steel
KERR-MCGEE #3004 | 101 WATSON BLVD | WARNER ROBINS | Houston | 760045 | 1 | [5 empty] | Removed from Ground | Gas (Historical Use) | 10000 | Bare Steel | 1965-03-08 | 1987-09-08 | Galvanized Steel
ROCKYS QUICK SHOP | 203 GREEN ST | WARNER ROBINS | Houston | 760016 | 1 |  | 1996-11-06 |  | 1996-11-06 |  | Currently in Use | Gas (Historical Use) | 8000 | Steel-Impressed Current | 1972-01-01 |  | Cathodically Protected | Pressurized
7-11-8 GAS & FOOD MART | 1660 WATSON BLVD | WARNER ROBINS | Houston | 760079 | 3 | [5 empty] | Removed from Ground | Gas (Historical Use) | 4000 | Cathodically Protected Steel | 1959-04-30 | 1987-02-01 | Galvanized Steel
MCFRUGAL RENT-A-CAR/STAR SERVICE | 1009 WATSON BLVD | WARNER ROBINS | Houston | 760088 | 2 | [5 empty] | Removed from Ground | Gas (Historical Use) | 8000 | Bare Steel | 1966-04-01 | 1992-09-01 | Bare Steel
CONOCO #10073/JET | 2068 WATSON BLVD | WARNER ROBINS | Houston | 760074 | 4 | [5 empty] | Permanently Out of Use - historical purposes | Gas (Historical Use) | 12000 | Bare Steel | 1969-01-05 | 1899-12-31 | Galvanized Steel
CONOCO #10073/JET | 2068 WATSON BLVD | WARNER ROBINS | Houston | 760074 | 1 | [5 empty] | Removed from Ground | Gas (Historical Use) | 12000 | Composite | 1985-04-17 | 1992-06-30 | Fiberglass Reinforced Plastic
KWICKIE FOOD STORE #29/FLASH FOO | 101 WELBORN RD | WARNER ROBINS | Houston | 760168 | 2 | [5 empty] | Removed from Ground | Gas (Historical Use) | 8000 | Bare Steel | 1980-05-09 | 1899-12-31 | Galvanized Steel
EXPRESS STOP #2 | 914 RUSSELL PKWY | WARNER ROBINS | Houston | 760185 | 3 |  | 1997-01-13 | FALSE | 1997-01-13 | FALSE | Temporarily out of use | Gas (Historical Use) | 4000 | Steel-Impressed Current | 1979-05-10 |  | Fiberglass Reinforced Plastic | Pressurized
MINI GIANT FOODS #2 | 700 DUNBAR RD | WARNER ROBINS | Houston | 9076177 | 3 |  | 1998-12-11 |  | 1998-12-11 |  | Removed from Ground | Gas (Historical Use) | 4000 | Steel-Impressed Current | 1976-01-01 | 2014-02-25 | Cathodically Protected | Suction (American)
BLDG & LOT/FORMER CAR WASH | 514 N DAVIS DR | WARNER ROBINS | Houston | 9076156 | 3 | [5 empty] | Removed from Ground | Gas (Historical Use) | 1000 | Marked Unknown |  | 1899-12-31 | Unknown
TREE AMP LLC | 508 WATSON BLVD | WARNER ROBINS | Houston | 10001189 | 3 |  | 2004-12-01 | FALSE | 2004-12-01 | FALSE | Currently in Use | Diesel | 4000 | Epoxy | 2004-12-30 |  | Fiberglass Reinforced Plastic | Pressurized
WARNER ROBINS SUPPLY | 2736 WATSON BLVD | WARNER ROBINS | Houston | 760064 | 3B | Flapper Valve | 2000-08-02 |  | 2000-08-02 |  | Currently in Use | Diesel | 8000 | Composite | 2000-08-02 |  | Fiberglass Reinforced Plastic | Safe Suction (Euro)
CIRCLE UNION 76 | 1115 WATSON BLVD | WARNER ROBINS | Houston | 9000683 | 1 |  | 1998-12-01 |  | 1998-12-01 |  | Closed in Ground | Gas (Historical Use) | 6000 | Steel-Impressed Current | 1967-05-04 | 2001-06-29 | Cathodically Protected
KROGER GA-496 | 2907 WATSON BLVD | WARNER ROBINS | Houston | 10000266 | 2A |  | 2002-10-04 | FALSE | 2002-10-04 | FALSE | Removed from Ground | Gas (Historical Use) | 8000 | Fiberglass Double Walled | 2002-09-27 | 2008-01-04 | Double Walled/Sec. Containment | Pressurized
WALMART NEIGHBORHOOD MARKET #0840 | 519 N HOUSTON RD | WARNER ROBINS | Houston | 10002479 | 1 |  | 2015-05-14 | FALSE | 2015-05-14 | FALSE | Currently in Use | Gas (Historical Use) | 15000 | Fiberglass Double Walled | 2015-10-20 |  | Double-Walled Flex | Pressurized
SUPER 7 | 1001 B ELBERTA RD | WARNER ROBINS | Houston | 10002463 | 2 |  | 2015-07-01 | FALSE | 2015-05-01 | FALSE | Currently in Use | Gas (Historical Use) | 5000 | Composite Double Walled | 2015-05-01 |  | Double-Walled Fiberglass | Pressurized
AIRGAS | 212 WATSON BOULEVARD | WARNER ROBINS | Houston | 10002521 | 3 |  |  | FALSE |  | FALSE | Removed from Ground | Gas (Historical Use) | 250 | Bare Steel | 2015-11-16 | 2015-11-16 | Bare Steel
ELBERTA 1989 LLC | 800 ELBERTA RD | WARNER ROBINS | Houston | 10002042 | 2 |  | 2009-12-30 | FALSE | 2009-12-30 | FALSE | Currently in Use | Gas (Historical Use) | 5000 | Tank Jacket | 2009-12-30 |  | Double-Walled Fiberglass | Pressurized
SUPER 7 | 1001 B ELBERTA RD | WARNER ROBINS | Houston | 10002463 | 1 |  | 2015-07-01 | FALSE | 2015-05-01 | FALSE | Currently in Use | Gas (Historical Use) | 10000 | Composite Double Walled | 2015-05-01 |  | Double-Walled Fiberglass | Pressurized
AIRGAS | 212 WATSON BOULEVARD | WARNER ROBINS | Houston | 10002521 | 2 |  |  | FALSE |  | FALSE | Removed from Ground | Used Oil | 0 | Unknown | 2015-11-16 | 2015-11-16 | Unknown
WR FOOD MART | 501/503 N DAVIS DR | WARNER ROBINS | Houston | 760184 | 3 | Flapper Valve | 2022-09-15 | FALSE | 2022-09-15 | FALSE | Currently in Use | Diesel | 8000 | Galvanic (STIP-3) | 1987-01-01 |  | Fiberglass Reinforced Plastic | Pressurized
Circle K 2745139 | 1941 WATSON BLVD | WARNER ROBINS | Houston | 760137 | 2 | Flapper Valve | 1995-01-01 | FALSE | 1995-01-01 | FALSE | Currently in Use |  | 10000 | Composite | 1986-03-17 |  | Fiberglass Reinforced Plastic | Pressurized
7 STOP FOOD MART | 699 N DAVIS DR | WARNER ROBINS | Houston | 760153 | 1 | Ball Float | 1996-01-01 |  | 1996-01-01 |  | Currently in Use | Gas (Historical Use) | 8000 | Bare Steel | 1982-05-08 |  | Double-Walled Fiberglass | Pressurized
JOY FOOD MART | 1130 HOUSTON LAKE RD | WARNER ROBINS | Houston | 9076168 | 1 | Ball Float | 1996-10-01 | FALSE | 1996-10-01 | FALSE | Currently in Use | Gas (Historical Use) | 8000 | Galvanic (STIP-3) | 1989-01-01 |  | Fiberglass Reinforced Plastic | Pressurized
BOBBY'S UNION 76 | 1881 WATSON BLVD | WARNER ROBINS | Houston | 7000003 | 1 | [5 empty] | Removed from Ground | Gas (Historical Use) | 4000 | Bare Steel | 1968-11-08 | 1989-07-01 | Galvanized Steel
WR FOOD MART | 501/503 N DAVIS DR | WARNER ROBINS | Houston | 760184 | 1 | Flapper Valve | 2022-09-15 | FALSE | 2022-09-15 | FALSE | Currently in Use | Regular | 8000 | Galvanic (STIP-3) | 1987-01-01 |  | Fiberglass Reinforced Plastic | Pressurized
EXPRESS STOP #2 | 914 RUSSELL PKWY | WARNER ROBINS | Houston | 760185 | 1 |  | 1997-01-13 | FALSE | 1997-01-13 | FALSE | Temporarily out of use | Gas (Historical Use) | 8000 | Steel-Impressed Current | 1979-05-10 |  | Fiberglass Reinforced Plastic | Pressurized
FLEET 24 | 85 GREEN ST | WARNER ROBINS | Houston | 9076182 | 7 | Flapper Valve | 1990-01-31 | FALSE | 1990-01-31 | FALSE | Currently in Use | Diesel | 10000 | Galvanic (STIP-3) | 1990-01-31 |  | Fiberglass Reinforced Plastic | Pressurized
FLEET 24 | 85 GREEN ST | WARNER ROBINS | Houston | 9076182 | 4 | [5 empty] | Closed in Ground | Gas (Historical Use) | 0 | Marked Unknown | 1990-01-01 | 1990-01-01 | Not Marked
FLEET 24 | 85 GREEN ST | WARNER ROBINS | Houston | 9076182 | 5 | Flapper Valve | 1990-01-31 | FALSE | 1990-01-31 | FALSE | Currently in Use |  | 6000 | Galvanic (STIP-3) | 2001-09-20 |  | Fiberglass Reinforced Plastic | Pressurized
CONOCO #10083 | 750 N HOUSTON RD | WARNER ROBINS | Houston | 9076185 | 2 |  | 1988-08-01 |  | 1988-08-01 |  | Currently in Use | Gas (Historical Use) | 8272 | Cathodically Protected Steel | 1986-01-01 |  | Cathodically Protected | Pressurized
LO LO'S | 701 N HOUSTON RD | WARNER ROBINS | Houston | 9076190 | 1A |  | 1998-09-22 |  | 1998-09-22 |  | Removed from Ground | Gas (Historical Use) | 5000 | Steel-Impressed Current | 1969-01-01 | 2009-03-09 | Cathodically Protected | Pressurized
OSAN CARD LOCK #3/TAYLOR BUS SER | 81 GREEN ST | WARNER ROBINS | Houston | 762000 | 1 | [5 empty] | Removed from Ground | Diesel | 4000 | Bare Steel | 1965-11-09 | 1991-01-01 | Galvanized Steel
PRECISION TUNE | CORNER WATSON BLVD | WARNER ROBINS | Houston | 9076144 | 3 | [5 empty] | Removed from Ground | Gas (Historical Use) | 3000 | Not Marked/Unknown |  | 1899-12-31 | Not Marked
EMORY HOSPITAL WARNER ROBINS | 1601 WATSON BLVD | WARNER ROBINS | Houston | 9760001 | 2 |  | 1997-12-17 |  | 1997-12-17 |  | Removed from Ground | Diesel | 4000 | Steel-Impressed Current | 1975-01-01 | 1999-06-12 | Cathodically Protected | Suction (American)
TREE AMP LLC | 508 WATSON BLVD | WARNER ROBINS | Houston | 10001189 | 1 |  | 2004-12-01 | FALSE | 2004-12-01 | FALSE | Currently in Use | Gas (Historical Use) | 12000 | Epoxy | 2004-12-30 |  | Fiberglass Reinforced Plastic | Pressurized
Circle K 2745139 | 1941 WATSON BLVD | WARNER ROBINS | Houston | 760137 | 4 | Flapper Valve | 1995-01-01 | FALSE | 1995-01-01 | FALSE | Currently in Use | Diesel | 8000 | Composite | 1986-03-17 |  | Fiberglass Reinforced Plastic | Pressurized
DISCOUNT GROCERY | 1029 N DAVIS DR | WARNER ROBINS | Houston | 9076191 | 3C | Flapper Valve | 1999-02-18 |  | 1999-02-18 |  | Currently in Use | Gas (Historical Use) | 10000 | Steel-Impressed Current | 1979-03-01 |  | Cathodically Protected | Pressurized
OSAN CARD LOCK #3/TAYLOR BUS SER | 81 GREEN ST | WARNER ROBINS | Houston | 762000 | 3 | [5 empty] | Removed from Ground | Diesel | 3000 | Bare Steel | 1965-11-09 | 1991-01-01 | Galvanized Steel
FLINT ELECTRIC MEMBERSHIP CORP | 601 SOUTH DAVIS DR | WARNER ROBINS | Houston | 9076136 | 14 | [5 empty] | Removed from Ground | Gas (Historical Use) | 10000 | Bare Steel | 1973-12-16 | 1991-09-01 | Galvanized Steel
PRECISION TUNE | CORNER WATSON BLVD | WARNER ROBINS | Houston | 9076144 | 1 | [5 empty] | Removed from Ground | Gas (Historical Use) | 8000 | Not Marked/Unknown |  | 1899-12-31 | Not Marked
PRESTIGE OLDSMOBILE | 741 RUSSELL PKWY | WARNER ROBINS | Houston | 9760002 | 1 |  |  | TRUE |  | TRUE | Removed from Ground | Used Oil | 0 | Unknown | 1998-07-24 | 1998-07-24 | Not Marked
REGISTERS DYNOMISER | 1313 WATSON BLVD | WARNER ROBINS | Houston | 10000601 | 3 |  |  | FALSE |  | FALSE | Removed from Ground | Gas (Historical Use) | 8000 | Bare Steel | 1970-01-01 | 1970-01-01 | Galvanized Steel | Pressurized
HOLIDAY FOOD STORE | 908 NORTH HOUSTON RD | WARNER ROBINS | Houston | 760059 | 1 | [5 empty] | Removed from Ground | Gas (Historical Use) | 6000 | Bare Steel | 1976-02-16 | 1991-07-13 | Galvanized Steel
7-11-8 GAS & FOOD MART | 1660 WATSON BLVD | WARNER ROBINS | Houston | 760079 | 4 | [5 empty] | Removed from Ground | Gas (Historical Use) | 4000 | Cathodically Protected Steel | 1959-04-30 | 1987-02-01 | Galvanized Steel
7-11-8 GAS & FOOD MART | 1660 WATSON BLVD | WARNER ROBINS | Houston | 760079 | 7 | Ball Float | 1993-10-19 | FALSE | 1993-10-19 | FALSE | Currently in Use | Gas (Historical Use) | 10000 | Galvanic (STIP-3) | 1987-09-01 |  | Fiberglass Reinforced Plastic | Pressurized
Circle K 2745053 | 10136 HAWKINSVILLE RD HWY 247 | WARNER ROBINS | Houston | 760092 | 2 |  | 1996-04-16 |  | 1996-04-16 |  | Removed from Ground | Empty | 8000 | Cathodically Protected Steel | 1981-05-01 | 1999-04-12 | Galvanized Steel | Pressurized
WE PUMP IT #1 | 1557 WATSON BLVD | WARNER ROBINS | Houston | 760065 | 6 |  |  | TRUE |  | TRUE | Permanently Out of Use - historical purposes | Used Oil | 1 | Bare Steel | 1963-02-19 | 1899-12-31 | Galvanized Steel
BECKHAM BROS #3 | 1856 WATSON BLVD | WARNER ROBINS | Houston | 760126 | 6 | [5 empty] | Removed from Ground | Gas (Historical Use) | 4000 | Bare Steel | 1962-05-05 | 1996-02-01 | Unknown
7 STOP FOOD MART | 699 N DAVIS DR | WARNER ROBINS | Houston | 760153 | 3 | Ball Float | 1996-01-01 |  | 1996-01-01 |  | Currently in Use | Gas (Historical Use) | 3000 | Bare Steel | 1966-05-12 |  | Double-Walled Fiberglass | Pressurized
JOY FOOD MART | 1130 HOUSTON LAKE RD | WARNER ROBINS | Houston | 9076168 | 3 | Ball Float | 1996-10-01 | FALSE | 1996-10-01 | FALSE | Currently in Use | Diesel | 8000 |  | 1989-01-01 |  | Fiberglass Reinforced Plastic | Pressurized
FLEET 24 | 85 GREEN ST | WARNER ROBINS | Houston | 9076182 | 3 | [5 empty] | Closed in Ground | Gas (Historical Use) | 10000 | Not Marked/Unknown | 1990-01-01 | 1990-01-01 | Not Marked
MINI GIANT FOODS #2 | 700 DUNBAR RD | WARNER ROBINS | Houston | 9076177 | 1 |  | 1998-12-11 |  | 1998-12-11 |  | Removed from Ground | Gas (Historical Use) | 6000 | Steel-Impressed Current | 1976-01-01 | 2014-02-25 | Cathodically Protected | Suction (American)
FINE FOODS | 545 N DAVIS DRIVE | WARNER ROBINS | Houston | 9076201 | 4 | Flapper Valve | 1997-04-27 |  | 1997-04-27 |  | Currently in Use | Gas (Historical Use) | 4000 | Steel-Impressed Current | 1981-04-01 |  | Steel (Impressed Current) | Pressurized
FLINT ELECTRIC MEMBERSHIP CORP | 601 SOUTH DAVIS DR | WARNER ROBINS | Houston | 9076136 | 16 |  |  | TRUE |  | TRUE | Removed from Ground | Used Oil | 250 | Bare Steel | 1973-12-16 | 1991-09-01 | Galvanized Steel
MAJIK MARKET | 101 IGNICO RD | WARNER ROBINS | Houston | 9076158 | 2 | [5 empty] | Removed from Ground | Gas (Historical Use) | 8000 | Not Marked/Unknown | 1992-01-01 | 1992-01-01 | Not Marked
BETTY A MONATH/DEPENDABLE TRANS | 114 BELL ST | WARNER ROBINS | Houston | 9760003 | 2 | [5 empty] | Removed from Ground | Diesel | 1000 | Not Marked/Unknown | 1994-03-08 | 1994-03-08 | Not Marked
Circle K 2745139 | 1941 WATSON BLVD | WARNER ROBINS | Houston | 760137 | 3 | Flapper Valve | 1995-01-01 | FALSE | 1995-01-01 | FALSE | Currently in Use |  | 8000 | Composite | 1986-03-17 |  | Fiberglass Reinforced Plastic | Pressurized
DISCOUNT GROCERY | 1029 N DAVIS DR | WARNER ROBINS | Houston | 9076191 | 3B | Flapper Valve | 1999-02-18 |  | 1999-02-18 |  | Currently in Use | Gas (Historical Use) | 10000 | Steel-Impressed Current | 1979-03-01 |  | Cathodically Protected | Pressurized
CIRCLE UNION 76 | 1115 WATSON BLVD | WARNER ROBINS | Houston | 9000683 | 2 | [5 empty] | Removed from Ground | Gas (Historical Use) | 3000 | Bare Steel | 1967-05-04 | 1990-09-04 | Galvanized Steel
EMORY HOSPITAL WARNER ROBINS | 1601 WATSON BLVD | WARNER ROBINS | Houston | 9760001 | 1 |  | 1997-12-17 |  | 1997-12-17 |  | Removed from Ground | Diesel | 5000 | Steel-Impressed Current | 1973-01-01 | 2008-07-18 | Cathodically Protected | Suction (American)
KROGER GA-496 | 2907 WATSON BLVD | WARNER ROBINS | Houston | 10000266 | 2B |  | 2002-10-04 | FALSE | 2002-10-04 | FALSE | Removed from Ground | Diesel | 8000 | Fiberglass Double Walled | 2002-09-27 | 2008-01-04 | Double Walled/Sec. Containment | Pressurized
HOLIDAY FOOD STORE | 908 NORTH HOUSTON RD | WARNER ROBINS | Houston | 760059 | 2 | [5 empty] | Removed from Ground | Gas (Historical Use) | 6000 | Bare Steel | 1976-02-16 | 1991-07-13 | Galvanized Steel
CHOICE QUICK STOP | 218 MLK | WARNER ROBINS | Houston | 760055 | 6 | Flapper Valve | 1996-10-16 |  | 1996-10-16 |  | Currently in Use | Gas (Historical Use) | 6000 | Epoxy | 1996-10-16 |  | Fiberglass Reinforced Plastic | Pressurized
PLEEZING FOOD MART | 801 S DAVIS DR | WARNER ROBINS | Houston | 760018 | 3 | Flapper Valve | 1998-12-10 |  | 1998-12-10 |  | Currently in Use | Gas (Historical Use) | 6000 | Steel-Impressed Current | 1983-05-08 |  | Cathodically Protected | Pressurized
CHARLIE PIKE | 495 WATSON BLVD | WARNER ROBINS | Houston | 760090 | 2 |  |  | TRUE |  | TRUE | Removed from Ground | Used Oil | 1000 | Bare Steel | 1961-04-29 | 1987-01-01 | Galvanized Steel
NORTH DAVIS SERVICE | NORTH DAVIS DR | WARNER ROBINS | Houston | 760145 | 3 | [5 empty] | Removed from Ground | Gas (Historical Use) | 4000 | Bare Steel | 1966-05-12 | 1987-06-01 | Galvanized Steel
FLEET 24 | 85 GREEN ST | WARNER ROBINS | Houston | 9076182 | 1 |  | 1990-01-31 |  | 1991-01-31 |  | Closed in Ground | Gas (Historical Use) | 6000 | Cathodically Protected Steel | 1990-01-01 | 1990-01-01 | Fiberglass Reinforced Plastic | Pressurized
FINE FOODS | 545 N DAVIS DRIVE | WARNER ROBINS | Houston | 9076201 | 2 | Flapper Valve | 1997-04-27 |  | 1997-04-27 |  | Currently in Use | Gas (Historical Use) | 6000 | Steel-Impressed Current | 1981-04-01 |  | Steel (Impressed Current) | Pressurized
STOP & GO | 87 GAWIN DR | WARNER ROBINS | Houston | 760023 | 3 |  | 1999-07-01 | FALSE | 1999-07-01 | FALSE | Temporarily out of use | Premium | 3000 | Steel-Impressed Current | 1979-05-09 |  | Cathodically Protected | Suction (American)
PLEEZING FOOD MART | 801 S DAVIS DR | WARNER ROBINS | Houston | 760018 | 2 | Flapper Valve | 1998-12-10 |  | 1998-12-10 |  | Currently in Use | Gas (Historical Use) | 8000 | Steel-Impressed Current | 1983-05-08 |  | Cathodically Protected | Pressurized
Circle K 2745053 | 10136 HAWKINSVILLE RD HWY 247 | WARNER ROBINS | Houston | 760092 | 1 |  | 1996-04-16 |  | 1996-04-16 |  | Removed from Ground | Empty | 8000 | Cathodically Protected Steel | 1981-05-01 | 1999-04-12 | Galvanized Steel | Pressurized
EXPRESS FOOD MART | 1310 GREEN ST | WARNER ROBINS | Houston | 760063 | 2 | [5 empty] | Removed from Ground | Gas (Historical Use) | 6000 | Bare Steel | 1976-02-16 | 1988-07-01 | Galvanized Steel
Jenisha LLC, | 1507 WATSON BLVD | WARNER ROBINS | Houston | 760073 | 8 |  | 1998-01-01 |  | 1998-01-01 |  | Currently in Use | Gas (Historical Use) | 10000 | Double Walled | 1991-02-01 |  | Fiberglass Reinforced Plastic
Jenisha LLC, | 1507 WATSON BLVD | WARNER ROBINS | Houston | 760073 | 6 | [5 empty] | Permanently Out of Use - historical purposes | Empty | 10000 | Bare Steel | 1970-11-08 | 1899-12-31 | Galvanized Steel
Jenisha LLC, | 1507 WATSON BLVD | WARNER ROBINS | Houston | 760073 | 9 |  | 1998-01-01 |  | 1998-01-01 |  | Currently in Use | Gas (Historical Use) | 10000 | Fiberglass | 1991-02-01 |  | Fiberglass Reinforced Plastic
CONOCO #10074 | 100 RUSSELL PKWY | WARNER ROBINS | Houston | 760072 | 3 |  | 1988-06-01 |  | 1988-06-01 |  | Removed from Ground | Gas (Historical Use) | 10000 | Composite | 1985-04-17 | 2005-04-16 | Fiberglass Reinforced Plastic | Pressurized
WR FOOD MART | 501/503 N DAVIS DR | WARNER ROBINS | Houston | 760184 | 2 | Flapper Valve | 2022-09-15 | FALSE | 2022-09-15 | FALSE | Currently in Use | Premium | 8000 | Galvanic (STIP-3) | 1987-01-01 |  | Fiberglass Reinforced Plastic | Pressurized
GLENN MCCLENDON TRUCKING CO INC | 121 IND PARK DR | WARNER ROBINS | Houston | 760141 | 2 | [5 empty] | Removed from Ground | Diesel | 10000 | Bare Steel | 1979-04-18 | 2005-03-01 | Galvanized Steel
MUKESH PATEL | 166 SMITHVILLE CHURCH RD | WARNER ROBINS | Houston | 10002638 | 1 | Ball Float | 2016-06-17 | FALSE | 2016-06-18 | FALSE | Currently in Use | Gas (Historical Use) | 8000 | Composite Double Walled | 2016-05-24 |  | Double-Walled Fiberglass | Pressurized
Jenisha LLC, | 1507 WATSON BLVD | WARNER ROBINS | Houston | 760073 | 5 | [5 empty] | Permanently Out of Use - historical purposes | Empty | 4000 | Bare Steel | 1970-11-08 | 1899-12-31 | Galvanized Steel
Jenisha LLC, | 1507 WATSON BLVD | WARNER ROBINS | Houston | 760073 | 4 |  | 1998-01-01 |  | 1998-01-01 |  | Currently in Use | Diesel | 1000 | Epoxy | 1987-11-04 |  | Fiberglass Reinforced Plastic
CONOCO #10074 | 100 RUSSELL PKWY | WARNER ROBINS | Houston | 760072 | 2 |  | 1988-06-01 |  | 1988-06-01 |  | Removed from Ground | Gas (Historical Use) | 10000 | Composite | 1985-04-17 | 2005-04-16 | Fiberglass Reinforced Plastic | Pressurized
BECKHAM BROS #3 | 1856 WATSON BLVD | WARNER ROBINS | Houston | 760126 | 2 | [5 empty] | Removed from Ground | Gas (Historical Use) | 4000 | Bare Steel | 1962-05-05 | 1996-02-01 | Fiberglass Reinforced Plastic | Pressurized
BOBBYS FOOD MART #2 | 2129 ELBERTA RD | WARNER ROBINS | Houston | 9076181 | 2 | Flapper Valve | 1998-07-01 | FALSE | 1998-07-01 | FALSE | Currently in Use | Gas (Historical Use) | 6000 | Steel-Impressed Current | 1977-07-15 |  | Fiberglass Reinforced Plastic | Pressurized
BETTY A MONATH/DEPENDABLE TRANS | 114 BELL ST | WARNER ROBINS | Houston | 9760003 | 1 | [5 empty] | Removed from Ground | Gas (Historical Use) | 500 | Marked Unknown | 1994-03-08 | 1994-03-08 | Unknown
REGISTERS DYNOMISER | 1313 WATSON BLVD | WARNER ROBINS | Houston | 10000601 | 1 |  |  | FALSE |  | FALSE | Removed from Ground | Gas (Historical Use) | 4000 | Bare Steel | 1970-01-01 | 1970-01-01 | Galvanized Steel | Pressurized
KROGER GA-496 | 2907 WATSON BLVD | WARNER ROBINS | Houston | 10000266 | 1 |  | 2002-10-04 | FALSE | 2002-10-04 | FALSE | Removed from Ground | Gas (Historical Use) | 20000 | Fiberglass Double Walled | 2002-09-27 | 2008-01-04 | Double Walled/Sec. Containment | Pressurized
ENK838 | 3098 WATSON BLVD | WARNER ROBINS | Houston | 10000707 | 1 |  | 2004-04-01 | FALSE | 2004-04-01 | FALSE | Currently in Use | Gas (Historical Use) | 20000 | Composite | 2004-04-01 |  | Fiberglass Reinforced Plastic | Pressurized
HOLIDAY FOOD STORE | 908 NORTH HOUSTON RD | WARNER ROBINS | Houston | 760059 | 3 | [5 empty] | Removed from Ground | Gas (Historical Use) | 6000 | Bare Steel | 1976-02-16 | 1991-07-13 | Galvanized Steel
CONOCO #10073/JET | 2068 WATSON BLVD | WARNER ROBINS | Houston | 760074 | 5 | [5 empty] | Permanently Out of Use - historical purposes | Gas (Historical Use) | 12000 | Bare Steel | 1969-01-05 | 1899-12-31 | Galvanized Steel
MUKESH PATEL | 166 SMITHVILLE CHURCH RD | WARNER ROBINS | Houston | 10002638 | 2 | Ball Float | 2017-06-18 | FALSE | 2016-06-18 | FALSE | Currently in Use | Gas (Historical Use) | 4000 | Composite Double Walled | 2016-05-24 |  | Double-Walled Fiberglass | Pressurized
QUICK MART | 700 N DAVIS DR | WARNER ROBINS | Houston | 9076137 | 7 | Ball Float | 1987-06-29 |  | 1987-06-29 |  | Currently in Use | Gas (Historical Use) | 8000 | Fiberglass | 1987-06-29 |  | Fiberglass Reinforced Plastic | Pressurized
QUICK MART | 700 N DAVIS DR | WARNER ROBINS | Houston | 9076137 | 1 | [5 empty] | Removed from Ground | Gas (Historical Use) | 3000 | Bare Steel | 1970-01-01 | 1987-09-15 | Galvanized Steel
QUICK MART | 700 N DAVIS DR | WARNER ROBINS | Houston | 9076137 | 4 | [5 empty] | Removed from Ground | Kerosene | 1000 | Bare Steel | 1970-01-01 | 1987-09-15 | Galvanized Steel
WARNER ROBINS SUPPLY | 2736 WATSON BLVD | WARNER ROBINS | Houston | 760064 | 2 | [5 empty] | Closed in Ground | Diesel | 550 | Bare Steel | 1971-02-17 | 1899-12-31 | Galvanized Steel
KWICKIE FOOD STORES #54 | 1725 WATSON BLVD | WARNER ROBINS | Houston | 760167 | 3 | [5 empty] | Removed from Ground | Gas (Historical Use) | 6000 | Bare Steel | 1986-05-08 | 1899-12-31 | Galvanized Steel
KWICKIE FOOD STORE #29/FLASH FOO | 101 WELBORN RD | WARNER ROBINS | Houston | 760168 | 1 | [5 empty] | Removed from Ground | Gas (Historical Use) | 8000 | Bare Steel | 1980-05-09 | 1899-12-31 | Galvanized Steel
KWICKIE FOOD STORE #22 | 404 NORTHSIDE DR | WARNER ROBINS | Houston | 760169 | 3 | [5 empty] | Removed from Ground | Gas (Historical Use) | 6000 | Bare Steel | 1980-05-09 | 1899-12-31 | Galvanized Steel
NORTH DAVIS SERVICE | NORTH DAVIS DR | WARNER ROBINS | Houston | 760145 | 5 | [5 empty] | Removed from Ground | Gas (Historical Use) | 6000 | Bare Steel | 1966-05-12 | 1987-06-01 | Galvanized Steel
NORTH DAVIS SERVICE | NORTH DAVIS DR | WARNER ROBINS | Houston | 760145 | 4 | [5 empty] | Removed from Ground | Empty | 6000 | Bare Steel | 1966-05-12 | 1987-06-01 | Galvanized Steel
CONOCO #10083 | 750 N HOUSTON RD | WARNER ROBINS | Houston | 9076185 | 1 |  | 1988-08-01 |  | 1988-08-01 |  | Currently in Use | Gas (Historical Use) | 8272 | Cathodically Protected Steel | 1986-01-01 |  | Cathodically Protected | Pressurized
DISCOUNT GROCERY | 1029 N DAVIS DR | WARNER ROBINS | Houston | 9076191 | 3A | Flapper Valve | 1999-02-18 |  | 1999-02-18 |  | Currently in Use | Gas (Historical Use) | 10000 | Steel-Impressed Current | 1979-03-01 |  | Cathodically Protected | Pressurized
CIRCLE UNION 76 | 1115 WATSON BLVD | WARNER ROBINS | Houston | 9000683 | 3 |  | 1998-12-01 |  | 1998-12-01 |  | Closed in Ground | Gas (Historical Use) | 1000 | Steel-Impressed Current | 1967-05-04 | 2001-06-29 | Cathodically Protected
TREE AMP LLC | 508 WATSON BLVD | WARNER ROBINS | Houston | 10001189 | 2 |  | 2004-12-01 | FALSE | 2004-12-01 | FALSE | Currently in Use | Gas (Historical Use) | 8000 | Epoxy | 2004-12-30 |  | Fiberglass Reinforced Plastic | Pressurized
BECKHAM BROS #3 | 1856 WATSON BLVD | WARNER ROBINS | Houston | 760126 | 3 | [5 empty] | Removed from Ground | Gas (Historical Use) | 4000 | Bare Steel | 1962-05-05 | 1996-02-01 | Fiberglass Reinforced Plastic | Pressurized
FLEET 24 | 85 GREEN ST | WARNER ROBINS | Houston | 9076182 | 6 | Flapper Valve | 1990-01-31 | FALSE | 1990-01-31 | FALSE | Currently in Use |  | 6000 | Galvanic (STIP-3) | 1990-01-31 |  | Fiberglass Reinforced Plastic | Pressurized
CONOCO #10083 | 750 N HOUSTON RD | WARNER ROBINS | Houston | 9076185 | 3 |  | 1988-08-01 |  | 1988-08-01 |  | Currently in Use | Gas (Historical Use) | 8272 | Cathodically Protected Steel | 1986-01-01 |  | Cathodically Protected | Pressurized
WILSHIRE ESTATES MOBILE HOME PAR | 288 BILLY AVE | WARNER ROBINS | Houston | 9076002 | 1 | [5 empty] | Removed from Ground | Gas (Historical Use) | 1000 | Bare Steel | 1993-04-29 | 1993-04-29 | Bare Steel | Safe Suction (Euro)
EMORY HOSPITAL WARNER ROBINS | 1601 WATSON BLVD | WARNER ROBINS | Houston | 9760001 | 3 |  | 1996-04-15 |  | 1996-04-15 |  | Removed from Ground | Diesel | 10000 | Cathodically Protected Steel | 1984-01-01 | 2008-07-18 | Cathodically Protected | Suction (American)
RICKY FOOD MART | 101 PLANTATION RD | WARNER ROBINS | Houston | 10001773 | 2 |  | 2009-04-17 | TRUE | 2009-04-17 | FALSE | Currently in Use | Gas (Historical Use) | 12000 | Composite Double Walled | 2009-04-17 |  | Double-Walled Fiberglass | Pressurized
ELBERTA 1989 LLC | 800 ELBERTA RD | WARNER ROBINS | Houston | 10002042 | 3 |  | 2009-12-30 | FALSE | 2009-12-30 | FALSE | Currently in Use | Diesel | 5000 | Tank Jacket | 2009-12-30 |  | Double-Walled Fiberglass | Pressurized
GLENN MCCLENDON TRUCKING CO INC | 121 IND PARK DR | WARNER ROBINS | Houston | 760141 | 3 |  |  | TRUE |  | TRUE | Removed from Ground | Used Oil | 500 | Bare Steel | 1976-04-18 | 1899-12-31 | Unknown
WALMART NEIGHBORHOOD MARKET #0840 | 519 N HOUSTON RD | WARNER ROBINS | Houston | 10002479 | 2A |  | 2015-05-14 | FALSE | 2015-05-14 | FALSE | Currently in Use | Gas (Historical Use) | 8000 | Fiberglass Double Walled | 2015-10-20 |  | Double-Walled Flex | Pressurized
QUICK MART | 700 N DAVIS DR | WARNER ROBINS | Houston | 9076137 | 5 | Ball Float | 1987-06-29 | FALSE | 1987-06-29 | FALSE | Currently in Use | Gas (Historical Use) | 8000 | Fiberglass | 1987-06-29 |  | Fiberglass Reinforced Plastic | Pressurized
WARNER ROBINS SUPPLY | 2736 WATSON BLVD | WARNER ROBINS | Houston | 760064 | 3A | Flapper Valve | 2000-08-02 |  | 2000-08-02 |  | Currently in Use | Gas (Historical Use) | 4000 | Composite | 2000-08-02 |  | Fiberglass Reinforced Plastic | Safe Suction (Euro)
WE PUMP IT #1 | 1557 WATSON BLVD | WARNER ROBINS | Houston | 760065 | 5 | [5 empty] | Removed from Ground | Kerosene | 550 | Bare Steel | 1981-02-14 | 1997-05-01 | Galvanized Steel | Suction (American)
KWICKIE FOOD STORES #54 | 1725 WATSON BLVD | WARNER ROBINS | Houston | 760167 | 2 | [5 empty] | Removed from Ground | Gas (Historical Use) | 8000 | Bare Steel | 1986-05-08 | 1899-12-31 | Galvanized Steel
Circle K 2745139 | 1941 WATSON BLVD | WARNER ROBINS | Houston | 760137 | 1 | Flapper Valve | 1995-01-01 | FALSE | 1995-01-01 | FALSE | Currently in Use |  | 10000 | Composite | 1986-03-17 |  | Fiberglass Reinforced Plastic | Pressurized
BOBBYS FOOD MART #2 | 2129 ELBERTA RD | WARNER ROBINS | Houston | 9076181 | 1 | Flapper Valve | 1998-07-01 | FALSE | 1998-07-01 | FALSE | Currently in Use | Gas (Historical Use) | 6000 | Steel-Impressed Current | 1977-07-15 |  | Fiberglass Reinforced Plastic | Pressurized
LO LO'S | 701 N HOUSTON RD | WARNER ROBINS | Houston | 9076190 | 2B |  | 2009-03-16 | FALSE | 2009-03-16 | FALSE | Currently in Use | Gas (Historical Use) | 5000 | Composite Double Walled | 2009-01-21 |  | Double-Walled Fiberglass | Pressurized
LO LO'S | 701 N HOUSTON RD | WARNER ROBINS | Houston | 9076190 | 2C |  | 2009-03-16 | FALSE | 2009-03-16 | FALSE | Currently in Use | Diesel | 4000 | Composite Double Walled | 2009-01-21 |  | Double-Walled Fiberglass | Pressurized
PRECISION TUNE | CORNER WATSON BLVD | WARNER ROBINS | Houston | 9076144 | 2 | [5 empty] | Removed from Ground | Gas (Historical Use) | 3000 | Not Marked/Unknown |  | 1899-12-31 | Not Marked
MCCORMICK GROCERY | US HWY 341 | HAYNEVILLE | Houston | 760004 | 2 | [5 empty] | Removed from Ground | Gas (Historical Use) | 1000 | Bare Steel | 1978-05-10 | 1995-01-01 | Unknown
MILDRED'S COUNTRY STORE | 1201 HOUSTON LAKE RD | WARNER ROBINS | Houston | 760149 | 1 | [5 empty] | Removed from Ground | Gas (Historical Use) | 560 | Bare Steel | 1986-05-07 | 1999-12-06 | Galvanized Steel
BOBBYS FOOD MART #2 | 2129 ELBERTA RD | WARNER ROBINS | Houston | 9076181 | 3 | Flapper Valve | 1998-07-01 | FALSE | 1998-07-01 | FALSE | Currently in Use | Gas (Historical Use) | 6000 | Steel-Impressed Current | 1977-07-15 |  | Fiberglass Reinforced Plastic | Pressurized
LO LO'S | 701 N HOUSTON RD | WARNER ROBINS | Houston | 9076190 | 1B |  | 1998-09-22 |  | 1998-09-22 |  | Removed from Ground | Gas (Historical Use) | 6000 | Steel-Impressed Current | 1969-01-01 | 2009-03-09 | Cathodically Protected | Pressurized
FLINT ELECTRIC MEMBERSHIP CORP | 601 SOUTH DAVIS DR | WARNER ROBINS | Houston | 9076136 | 15 | [5 empty] | Removed from Ground | Diesel | 2000 | Bare Steel | 1978-12-15 | 1991-09-01 | Galvanized Steel
PRECISION TUNE | CORNER WATSON BLVD | WARNER ROBINS | Houston | 9076144 | 4 | [5 empty] | Removed from Ground | Gas (Historical Use) | 3000 | Not Marked/Unknown |  | 1899-12-31 | Not Marked
PRECISION TUNE | CORNER WATSON BLVD | WARNER ROBINS | Houston | 9076144 | 7 |  |  | TRUE |  | TRUE | Removed from Ground | Used Oil | 5500 | Not Marked/Unknown |  | 1899-12-31 | Not Marked
PRECISION TUNE | CORNER WATSON BLVD | WARNER ROBINS | Houston | 9076144 | 5 | [5 empty] | Removed from Ground | Gas (Historical Use) | 3000 | Not Marked/Unknown |  | 1899-12-31 | Not Marked
CIRCLE UNION 76 | 1115 WATSON BLVD | WARNER ROBINS | Houston | 9000683 | 5 |  | 1998-12-01 |  | 1998-12-01 |  | Closed in Ground | Diesel | 1000 | Steel-Impressed Current | 1967-05-04 | 2001-06-29 | Cathodically Protected
CIRCLE UNION 76 | 1115 WATSON BLVD | WARNER ROBINS | Houston | 9000683 | 4 |  | 1998-12-01 |  | 1998-12-01 |  | Closed in Ground | Gas (Historical Use) | 1000 | Steel-Impressed Current | 1967-05-04 | 2001-06-29 | Cathodically Protected
ROUTE 66 AUTO SALES | 703 WATSON BOULEVARD | WARNER ROBINS | Houston | 10001004 | 1 |  |  | FALSE |  | FALSE | Removed from Ground | Gas (Historical Use) | 0 | Bare Steel | 1997-09-01 | 1997-09-01 | Unknown
Striplings Sausage + Meats, Inc. | 301 Ag Village | PERRY | Houston | 10001995 | 3 | Ball Float | 2006-01-01 | FALSE | 2006-01-01 | FALSE | Currently in Use | Gas (Historical Use) | 4000 | Composite | 2006-01-01 |  | Double-Walled Fiberglass | Pressurized
Circle K 2704722 | 285 PERRY PKWY | PERRY | Houston | 10001620 | 2C | Ball Float | 2008-09-24 | FALSE | 2008-08-18 | FALSE | Currently in Use | Diesel | 6000 | Fiberglass Double Walled | 2008-07-24 |  | Double-Walled Fiberglass | Pressurized
Circle K 2704722 | 285 PERRY PKWY | PERRY | Houston | 10001620 | 2B | Ball Float | 2008-09-24 | FALSE | 2008-08-18 | FALSE | Currently in Use | Diesel | 6000 | Fiberglass Double Walled | 2008-07-24 |  | Double-Walled Fiberglass | Pressurized
XPRESS STOP | 105 MARSHALLVILLE RD | PERRY | Houston | 9076205 | 2 | Ball Float | 1990-04-30 |  | 1990-04-30 |  | Currently in Use | Gas (Historical Use) | 8000 | Composite | 1990-04-30 |  | Fiberglass Reinforced Plastic | Pressurized
CIRCLE 9 FOOD MART | 423 GENERAL COURTNEY HODGES BLVD | PERRY | Houston | 9076234 | 2 | Ball Float | 2001-09-01 | FALSE | 2001-09-01 | FALSE | Currently in Use | Gas (Historical Use) | 8000 | Composite | 2001-09-01 |  | Fiberglass Reinforced Plastic | Pressurized
JP PERRY | 517 N PERRY PKWY | PERRY | Houston | 9076138 | 1 | Flapper Valve | 1988-12-20 | FALSE | 1988-12-20 | FALSE | Currently in Use | Gas (Historical Use) | 10000 | Composite | 1988-12-20 |  | Fiberglass Reinforced Plastic | Pressurized
PPG INDUSTRIES | 801 VALLEY DR | PERRY | Houston | 9076142 | 2 | [5 empty] | Closed in Ground | Gas (Historical Use) | 500 | Concrete | 1992-06-01 | 1992-06-01 | Galvanized Steel
CONOCO #10065 | I-75 @ 1501 SAM NUNN BLVD | PERRY | Houston | 760075 | 3 | Ball Float | 1989-07-01 | FALSE | 1989-07-01 | FALSE | Currently in Use | Premium | 10000 | Fiberglass | 1989-07-01 |  | Fiberglass Reinforced Plastic | Pressurized
FRIENDS & FAMILY STORE | 6001 WATSON BLVD | WARNER ROBINS | Houston | 10002440 | 1 |  | 2014-09-01 | FALSE | 2014-09-01 | FALSE | Currently in Use | Gas (Historical Use) | 20000 | Composite Double Walled | 2014-09-01 |  | Double-Walled Fiberglass | Pressurized
JUMP IN | 915 LAKEJOY RD | WARNER ROBINS | Houston | 10002082 | 3 |  | 2012-01-12 | FALSE | 2012-01-12 | FALSE | Currently in Use | Diesel | 5000 | Composite Double Walled | 2012-01-12 |  | Double-Walled Fiberglass | Pressurized
SPEEDY FOODS | 1200 S HOUSTON LAKE RD | WARNER ROBINS | Houston | 10002119 | 2B | Ball Float | 2012-05-18 | FALSE | 2012-05-18 | FALSE | Currently in Use | Diesel | 5000 | Tank Jacket | 2012-05-18 |  | Double-Walled Fiberglass | Pressurized
REGISTERS DYNOMISER | 1313 WATSON BLVD | WARNER ROBINS | Houston | 10000601 | 2 |  |  | FALSE |  | FALSE | Removed from Ground | Gas (Historical Use) | 6000 | Bare Steel | 1970-01-01 | 1970-01-01 | Galvanized Steel | Pressurized
QUICK STOP #3 | 1063 RUSSELL PKWY | WARNER ROBINS | Houston | 9076166 | 2 | Ball Float | 1991-01-01 | FALSE | 1991-01-01 | FALSE | Currently in Use | Gas (Historical Use) | 8000 | Epoxy | 1991-01-01 |  | Fiberglass Reinforced Plastic | Pressurized
PACIFIC PRIDE | 523 PERRY PKWY | PERRY | Houston | 10002021 | 2 |  | 2000-11-01 | FALSE | 2000-11-01 | FALSE | Currently in Use | Diesel | 8000 | Composite | 2000-03-07 |  | Fiberglass Reinforced Plastic | Pressurized
Striplings Sausage + Meats, Inc. | 301 Ag Village | PERRY | Houston | 10001995 | 1 | Ball Float | 2006-01-01 | FALSE | 2006-01-01 | FALSE | Currently in Use | Gas (Historical Use) | 12000 | Composite | 2006-01-01 |  | Double-Walled Fiberglass | Pressurized
OSAN CARD LOCK #3/TAYLOR BUS SER | 81 GREEN ST | WARNER ROBINS | Houston | 762000 | 2 | [5 empty] | Removed from Ground | Gas (Historical Use) | 4000 | Bare Steel | 1965-11-09 | 1991-01-01 | Galvanized Steel
BLDG & LOT/FORMER CAR WASH | 514 N DAVIS DR | WARNER ROBINS | Houston | 9076156 | 2 | [5 empty] | Removed from Ground | Gas (Historical Use) | 1000 | Marked Unknown |  | 1899-12-31 | Unknown
PRECISION TUNE | CORNER WATSON BLVD | WARNER ROBINS | Houston | 9076144 | 6 | [5 empty] | Removed from Ground | Kerosene | 5500 | Not Marked/Unknown |  | 1899-12-31 | Not Marked
BOBBY'S UNION 76 | 1881 WATSON BLVD | WARNER ROBINS | Houston | 7000003 | 3 | [5 empty] | Removed from Ground | Gas (Historical Use) | 4000 | Bare Steel | 1968-11-08 | 1987-07-01 | Galvanized Steel
AIRGAS | 212 WATSON BOULEVARD | WARNER ROBINS | Houston | 10002521 | 1 |  |  | FALSE |  | FALSE | Removed from Ground | Used Oil | 0 | Unknown | 2015-11-16 | 2015-11-16 | Unknown
KROGER 407 | 1367 SAM NUNN BLVD | PERRY | Houston | 10002154 | 1 | Overfill Alarm | 2012-08-22 | FALSE | 2012-09-26 | FALSE | Currently in Use | Regular | 20000 | Fiberglass | 2012-07-20 |  | Double-Walled Flex | Pressurized
CIRCLE K 2703143 | 2390 HOUSTON LAKE RD | PERRY | Houston | 10001308 | 1A | Ball Float | 2007-03-01 | FALSE | 2007-03-01 | FALSE | Currently in Use | Diesel | 6000 | Tank Jacket | 2006-11-01 |  | Double-Walled Fiberglass | Pressurized
DEVI FOOD | 2328 HWY 41 N | PERRY | Houston | 10001823 | 1 | Flapper Valve | 2010-03-01 | FALSE | 2009-09-01 | FALSE | Currently in Use | Gas (Historical Use) | 10000 | Tank Jacket Double Walled | 2009-09-01 |  | Double-Walled Fiberglass | Pressurized
HOUSTON COUNTY PURCHASING DEPT | 2018 KINGS CHAPEL RD | PERRY | Houston | 9076173 | 2 |  | 1996-04-01 |  | 1996-04-01 |  | Currently in Use | Gas (Historical Use) | 10000 | Steel-Impressed Current | 1983-01-01 |  | Steel (Impressed Current) | Safe Suction (Euro)
PERRY HOSPITAL | 1120 MORNINGSIDE DR | PERRY | Houston | 9076213 | 1 | [5 empty] | Removed from Ground | Diesel | 6000 | Not Marked/Unknown | 1998-06-28 | 1998-06-28 | Not Marked
VAHIN 2016 LLC/ SHOP N GO | 1114 MACON ST | PERRY | Houston | 9076143 | 2 | Ball Float | 1989-01-01 | FALSE | 1989-01-01 | FALSE | Currently in Use | Gas (Historical Use) | 8000 | Composite | 1989-01-01 |  | Fiberglass Reinforced Plastic | Pressurized
STOP N SHOP | 109 ASSEMBLY LN | WARNER ROBINS | Houston | 10002136 | 3 |  | 2012-08-23 | FALSE | 2012-09-23 | FALSE | Currently in Use | Diesel | 4000 | Composite Double Walled | 2012-08-23 |  | Double-Walled Fiberglass | Pressurized
AMBE KRUPA LLC | 200 HWY 96 | BONAIRE | Houston | 10002159 | 1B | Ball Float | 2013-02-01 | FALSE | 2012-10-05 | FALSE | Currently in Use | Gas (Historical Use) | 5000 | Tank Jacket | 2012-10-05 |  | Double-Walled Fiberglass | Pressurized
ANDYS FOOD MART #4 | 355 HWY 247 & SANDY RUN RD | BONAIRE | Houston | 9076179 | 3 | Ball Float | 1988-08-31 |  | 1988-08-31 |  | Currently in Use | Gas (Historical Use) | 8000 | Fiberglass | 1988-08-31 |  | Fiberglass Reinforced Plastic | Pressurized
DAVIDSON GROCERY | 122 GA 96 (Old SR 96) | BONAIRE | Houston | 760157 | 1 |  | 1997-01-15 | FALSE | 1997-01-15 | FALSE | Removed from Ground | Gas (Historical Use) | 6000 | Steel-Impressed Current | 1981-05-08 | 2019-02-06 |  | Safe Suction (Euro)
DAVIDSON GROCERY | 122 GA 96 (Old SR 96) | BONAIRE | Houston | 760157 | 4 |  | 1997-01-15 | FALSE | 1997-01-15 | FALSE | Removed from Ground | Diesel | 6000 | Steel-Impressed Current | 1981-05-08 | 2019-02-06 |  | Pressurized
FINE FOODS | 545 N DAVIS DRIVE | WARNER ROBINS | Houston | 9076201 | 3 | Flapper Valve | 1997-04-27 |  | 1997-04-27 |  | Currently in Use | Gas (Historical Use) | 4000 | Steel-Impressed Current | 1981-04-01 |  | Steel (Impressed Current) | Pressurized
QUICK MART | 700 N DAVIS DR | WARNER ROBINS | Houston | 9076137 | 6 | Ball Float | 1987-06-29 |  | 1987-06-29 |  | Currently in Use | Gas (Historical Use) | 8000 | Fiberglass | 1987-06-29 |  | Fiberglass Reinforced Plastic | Pressurized
GOODYEAR ASC\RAGAN TIRE & APPLIA | 1208 WATSON BLVD | WARNER ROBINS | Houston | 760010 | 1 |  |  | TRUE |  | TRUE | Removed from Ground | Used Oil | 0 | Bare Steel | 1973-05-08 | 1994-05-11 | Bare Steel
PACIFIC PRIDE | 523 PERRY PKWY | PERRY | Houston | 10002021 | 1 |  | 2000-11-01 | FALSE | 2000-11-01 | FALSE | Currently in Use | Diesel | 12000 | Composite | 2000-03-07 |  | Fiberglass Reinforced Plastic | Pressurized
CIRCLE UNION 76 | 1115 WATSON BLVD | WARNER ROBINS | Houston | 9000683 | 6 |  |  | TRUE |  | TRUE | Removed from Ground | Kerosene | 550 | Bare Steel | 1967-05-04 | 2001-06-01 | Galvanized Steel
MCCORMICK GROCERY | US HWY 341 | HAYNEVILLE | Houston | 760004 | 1 | [5 empty] | Removed from Ground | Gas (Historical Use) | 2000 | Bare Steel | 1978-05-10 | 1995-01-01 | Unknown
DANFAIR EXPRESS | 1400 RUSSELL PKWY | WARNER ROBINS | Houston | 760061 | 4 |  |  | TRUE |  | TRUE | Removed from Ground | Used Oil | 550 | Bare Steel | 1968-02-18 | 1997-03-01 | Galvanized Steel
DANFAIR EXPRESS | 1400 RUSSELL PKWY | WARNER ROBINS | Houston | 760061 | 5 |  | 1997-03-22 |  | 1997-03-22 |  | Currently in Use | Gas (Historical Use) | 10000 | Epoxy | 1997-03-20 |  | Fiberglass Reinforced Plastic | Pressurized
CIRCLE K 2703143 | 2390 HOUSTON LAKE RD | PERRY | Houston | 10001308 | 1C | Ball Float | 2007-03-01 | FALSE | 2007-03-01 | FALSE | Currently in Use | E-85 | 8000 | Tank Jacket | 2006-11-01 |  | Double-Walled Fiberglass | Pressurized
PACIFIC PRIDE | 523 PERRY PKWY | PERRY | Houston | 10002021 | 5 |  | 2000-11-01 | FALSE | 2000-11-01 | FALSE | Currently in Use | Gas (Historical Use) | 4000 | Composite | 2000-03-07 |  | Fiberglass Reinforced Plastic | Pressurized
PACIFIC PRIDE | 523 PERRY PKWY | PERRY | Houston | 10002021 | 4 |  | 2000-11-01 | FALSE | 2000-11-01 | FALSE | Currently in Use | Gas (Historical Use) | 8000 | Composite | 2000-03-07 |  | Fiberglass Reinforced Plastic | Pressurized
Striplings Sausage + Meats, Inc. | 301 Ag Village | PERRY | Houston | 10001995 | 2 | Ball Float | 2006-01-01 | FALSE | 2006-01-01 | FALSE | Currently in Use | Diesel | 8000 | Composite | 2006-01-01 |  | Double-Walled Fiberglass | Pressurized
Circle K 2704722 | 285 PERRY PKWY | PERRY | Houston | 10001620 | 2A | Ball Float | 2008-09-24 | FALSE | 2018-08-18 | FALSE | Currently in Use | Gas (Historical Use) | 8000 | Fiberglass Double Walled | 2008-07-24 |  | Double-Walled Fiberglass | Pressurized
PERRY FULL SERVICE | 1012 MAIN ST | PERRY | Houston | 7000002 | 2 |  | 1998-02-11 | FALSE | 1998-02-11 | FALSE | Removed from Ground | Gas (Historical Use) | 3000 | Steel-Impressed Current | 1963-11-10 | 2018-05-30 |  | Pressurized
Circle K 2745090 | 107 IFFIE RD | PERRY | Houston | 9076210 | 2 | Flapper Valve | 1997-09-19 | FALSE | 1997-09-19 | FALSE | Currently in Use |  | 12000 | Composite Double Walled | 1997-09-19 |  | Double-Walled Fiberglass | Pressurized
CONOCO #10065 | I-75 @ 1501 SAM NUNN BLVD | PERRY | Houston | 760075 | 2 | Ball Float | 1989-07-01 | FALSE | 1989-07-01 | FALSE | Currently in Use | Plus | 10000 | Fiberglass | 1989-07-01 |  | Fiberglass Reinforced Plastic | Pressurized
JUMP IN | 915 LAKEJOY RD | WARNER ROBINS | Houston | 10002082 | 2 |  | 2012-01-12 | FALSE | 2012-01-12 | FALSE | Currently in Use | Gas (Historical Use) | 5000 | Composite Double Walled | 2012-01-12 |  | Double-Walled Fiberglass | Pressurized
KROGER GA 641 | 774 GA HWY 96 | BONAIRE | Houston | 10001829 | 2B |  | 2009-08-25 | FALSE | 2009-10-14 | FALSE | Currently in Use | Premium | 8000 | Fiberglass Double Walled | 2009-08-25 |  | Double-Walled Flex | Pressurized
ANDYS FOOD MART #4 | 355 HWY 247 & SANDY RUN RD | BONAIRE | Houston | 9076179 | 1 | Ball Float | 1988-08-31 |  | 1988-08-31 |  | Currently in Use | Gas (Historical Use) | 8000 | Fiberglass | 1988-08-31 |  | Fiberglass Reinforced Plastic | Pressurized
JP PERRY | 517 N PERRY PKWY | PERRY | Houston | 9076138 | 4 | Ball Float | 1988-12-20 | FALSE | 1988-12-20 | FALSE | Currently in Use | Diesel | 20000 | Composite | 1988-12-20 |  | Fiberglass Reinforced Plastic | Pressurized
Pepo Food Mart | 504 PERRY PKWY | PERRY | Houston | 10001106 | 1 | Ball Float | 2006-03-01 | FALSE | 2006-03-01 | FALSE | Currently in Use | Gas (Historical Use) | 14000 | Composite | 2005-12-01 |  | Double-Walled Fiberglass | Pressurized
DONALD E CROWE | 600 VALLEY DR | PERRY | Houston | 9076193 | 1 | [5 empty] | Removed from Ground | Diesel | 10000 | Epoxy | 1987-06-01 | 2012-04-23 | Galvanized Steel | Pressurized
DANFAIR EXPRESS | 1400 RUSSELL PKWY | WARNER ROBINS | Houston | 760061 | 3 | [5 empty] | Removed from Ground | Gas (Historical Use) | 3000 | Bare Steel | 1969-12-15 | 1997-03-25 | Galvanized Steel | Pressurized
KROGER 407 | 1367 SAM NUNN BLVD | PERRY | Houston | 10002154 | 2A | Overfill Alarm | 2012-08-22 | FALSE | 2012-09-26 | FALSE | Currently in Use | Premium | 8000 | Fiberglass | 2012-07-20 |  | Double-Walled Flex | Pressurized
PERRY FULL SERVICE | 1012 MAIN ST | PERRY | Houston | 7000002 | 1 |  | 1998-02-11 | FALSE | 1998-02-11 | FALSE | Removed from Ground | Gas (Historical Use) | 4000 | Steel-Impressed Current | 1963-11-10 | 2018-05-30
DOT PRJ #GIP341 21 HOUSTON | HWY 341/STA #570 + 30 34 FT RT | PERRY | Houston | 9076162 | B | [5 empty] | Removed from Ground | Gas (Historical Use) | 500 | Bare Steel | 1994-05-05 | 1994-05-05 | Galvanized Steel | Safe Suction (Euro)
HAMBY CHRYLER-PLYMOUTH DODGE-JEE | 100 IFFIE RD | PERRY | Houston | 9076228 | 1 | [5 empty] | Removed from Ground | Other | 500 | Bare Steel | 1999-03-30 | 1999-03-30 | Bare Steel
MURPHY STORE #8742 | 1429 SAM NUNN BLVD | PERRY | Houston | 760076 | 3 | [5 empty] | Removed from Ground | Gas (Historical Use) | 4000 | Bare Steel | 1966-04-28 | 1899-12-31 | Galvanized Steel
Jeet Food LLC | 6310 LAKEVIEW RD | WARNER ROBINS | Houston | 10002060 | 2B | Ball Float | 2011-12-15 | FALSE |  | TRUE | Currently in Use | Diesel | 4000 | Composite Double Walled | 2011-12-15 |  | Double-Walled Fiberglass | Pressurized
STOP N SHOP | 109 ASSEMBLY LN | WARNER ROBINS | Houston | 10002136 | 1 |  | 2012-08-23 | FALSE | 2012-09-23 | FALSE | Currently in Use | Gas (Historical Use) | 1200 | Composite Double Walled | 2012-08-23 |  | Double-Walled Fiberglass | Pressurized
CIRCLE K 2703143 | 2390 HOUSTON LAKE RD | PERRY | Houston | 10001308 | 2A | Ball Float | 2007-03-01 | FALSE | 2007-03-01 | FALSE | Currently in Use | Gas (Historical Use) | 15000 | Tank Jacket | 2006-11-01 |  | Double-Walled Fiberglass | Pressurized
CIRCLE K 2703143 | 2390 HOUSTON LAKE RD | PERRY | Houston | 10001308 | 2B | Ball Float | 2007-03-01 | FALSE | 2007-03-01 | FALSE | Currently in Use | Gas (Historical Use) | 5000 | Tank Jacket | 2006-11-01 |  | Double-Walled Fiberglass | Pressurized
Pepo Food Mart | 504 PERRY PKWY | PERRY | Houston | 10001106 | 3 | Overfill Alarm | 2023-09-12 | FALSE | 2023-09-12 | FALSE | Currently in Use | Diesel | 4000 | Composite Double Walled | 2023-08-30 |  | Double-Walled Fiberglass | Pressurized
CIRCLE 9 FOOD MART | 423 GENERAL COURTNEY HODGES BLVD | PERRY | Houston | 9076234 | 1 | Ball Float | 2001-09-01 | FALSE | 2001-09-01 | FALSE | Currently in Use | Gas (Historical Use) | 10000 | Composite | 2001-09-01 |  | Fiberglass Reinforced Plastic | Pressurized
H W COOK | 2501 MARSHALLVILLE RD | PERRY | Houston | 9076131 | 1 | [5 empty] | Removed from Ground | Diesel | 0 | Marked Unknown | 1995-06-01 | 1995-06-01 | Unknown
MURPHY STORE #8742 | 1429 SAM NUNN BLVD | PERRY | Houston | 760076 | 11 |  | 1987-01-01 |  | 1987-01-01 |  | Removed from Ground | Gas (Historical Use) | 10000 | Fiberglass | 1987-01-01 | 2014-07-31 | Galvanized Steel | Pressurized
Jeet Food LLC | 6310 LAKEVIEW RD | WARNER ROBINS | Houston | 10002060 | 1 | Ball Float | 2011-12-15 | FALSE |  | TRUE | Currently in Use | Regular | 15000 | Composite Double Walled | 2011-12-15 |  | Double-Walled Fiberglass | Pressurized
ABANDONED TANKS | 409 GA HIGHWAY 96 | BONAIRE | Houston | 10002368 | 2 |  |  | FALSE |  | FALSE | Removed from Ground | Gas (Historical Use) | 1000 | Bare Steel | 2014-10-06 | 2014-10-06
Happy Food Store | 3001 MOODY ROAD | BONAIRE | Houston | 760022 | 5A | Overfill Alarm | 2019-09-05 | FALSE | 2019-09-02 | FALSE | Currently in Use | Regular | 10000 | Tank Jacket Double Walled | 2019-08-30 |  | Double-Walled Fiberglass | Pressurized
Happy Food Store | 3001 MOODY ROAD | BONAIRE | Houston | 760022 | 3 | Flapper Valve | 1994-06-17 | FALSE | 1994-06-17 | FALSE | Removed from Ground | Gas (Historical Use) | 2000 | Bare Steel | 1979-05-01 | 2019-08-29 | Steel/FG Secondary containment | Safe Suction (Euro)
BETTY A MONATH/DEPENDABLE TRANS | 114 BELL ST | WARNER ROBINS | Houston | 9760003 | 3 | [5 empty] | Removed from Ground | Diesel | 4000 | Marked Unknown | 1955-01-01 | 1994-03-08 | Unknown
DANFAIR EXPRESS | 1400 RUSSELL PKWY | WARNER ROBINS | Houston | 760061 | 2 | [5 empty] | Removed from Ground | Gas (Historical Use) | 6000 | Bare Steel | 1969-12-15 | 1997-03-25 | Galvanized Steel | Pressurized
CIRCLE K 2703144 | 1424 SAM NUNN BLVD | PERRY | Houston | 760150 | 4 | Flapper Valve | 1997-11-01 | FALSE | 1997-11-01 | FALSE | Currently in Use | Gas (Historical Use) | 8000 | Galvanic (STIP-3) | 1986-01-01 |  | Fiberglass Reinforced Plastic | Pressurized
CIRCLE K 2703144 | 1424 SAM NUNN BLVD | PERRY | Houston | 760150 | 1 | [5 empty] | Removed from Ground | Gas (Historical Use) | 6000 | Bare Steel | 1972-05-10 | 1986-01-01 | Galvanized Steel
CIRCLE K 2703144 | 1424 SAM NUNN BLVD | PERRY | Houston | 760150 | 7 | Flapper Valve | 1997-11-01 |  | 1997-11-01 |  | Closed in Ground | Diesel | 6000 | Lined Interior | 1986-01-01 | 2014-12-11 | Fiberglass Reinforced Plastic | Pressurized
PERRY RAINBOW CENTER | 610 SMITH DR | PERRY | Houston | 760104 | 1 | [5 empty] | Removed from Ground | Gas (Historical Use) | 1000 | Bare Steel | 1974-05-02 | 1989-01-01 | Unknown
GA FORESTRY/HOUSTON CO FORESTRY | 2454 GA HWY 41 SOUTH | PERRY | Houston | 760080 | 4 |  | 1992-01-20 |  | 1992-01-20 |  | Removed from Ground | Diesel | 1000 | Galvanic (STIP-3) | 1992-01-20 | 2007-03-20 | Cathodically Protected | Safe Suction (Euro)
SPEEDY #4 | 101 Marshallville Road | PERRY | Houston | 760156 | 3 | Flapper Valve | 1997-01-16 | FALSE | 1997-01-16 | FALSE | Currently in Use | Gas (Historical Use) | 6000 | Cathodically Protected Steel | 1997-01-16 |  | Fiberglass Reinforced Plastic | Pressurized
CIRCLE K 2703144 | 1424 SAM NUNN BLVD | PERRY | Houston | 760150 | 2 | [5 empty] | Removed from Ground | Gas (Historical Use) | 5000 | Bare Steel | 1966-05-12 | 1986-01-01 | Galvanized Steel
QWIK STOP #2 | 1409 SAM NUNN BLVD | PERRY | Houston | 760151 | 1 | [5 empty] | Removed from Ground | Gas (Historical Use) | 4000 | Bare Steel | 1979-05-09 | 1991-09-11 | Galvanized Steel | Suction (American)
MARGARET'S SERVICE STATION | BALL ST | PERRY | Houston | 760144 | 1 | [5 empty] | Removed from Ground | Gas (Historical Use) | 3955 | Bare Steel | 1956-05-14 | 1987-07-01 | Galvanized Steel
MARGARET'S SERVICE STATION | BALL ST | PERRY | Houston | 760144 | 3 | [5 empty] | Removed from Ground | Diesel | 2000 | Bare Steel | 1956-05-14 | 1987-07-01 | Galvanized Steel
RETAIL OUTLET (HAMMOCK WELDING) | US HWY 41 NORTH | PERRY | Houston | 760120 | 2 | [5 empty] | Removed from Ground | Empty | 1000 | Bare Steel | 1973-05-02 | 1987-09-09 | Unknown
W E & E M BECKHAM INC | 705 BALL ST | PERRY | Houston | 760121 | 3 | [5 empty] | Removed from Ground | Gas (Historical Use) | 1000 | Bare Steel | 1961-05-05 | 1999-04-19 | Unknown
FREE ACCOMODATIONS LLC | 1508 SAM NUNN BLVD | PERRY | Houston | 760123 | 1 |  |  | TRUE |  | TRUE | Removed from Ground | Used Oil | 550 | Bare Steel | 1966-05-04 | 1994-10-07 | Galvanized Steel | Gravity Fed
Circle K 2703138 | 1505 SAM NUNN BLVD | PERRY | Houston | 760078 | 8 | Flapper Valve | 1998-05-13 | FALSE | 1998-05-13 | FALSE | Currently in Use | Diesel | 6000 | Epoxy | 1998-05-13 |  | Double-Walled Fiberglass | Pressurized
Circle K 2703138 | 1505 SAM NUNN BLVD | PERRY | Houston | 760078 | 2 | [5 empty] | Removed from Ground | Gas (Historical Use) | 3000 | Bare Steel | 1964-04-28 | 1990-08-22 | Galvanized Steel
GA FORESTRY/HOUSTON CO FORESTRY | 2454 GA HWY 41 SOUTH | PERRY | Houston | 760080 | 3 |  | 1992-01-20 |  | 1992-01-20 |  | Removed from Ground | Gas (Historical Use) | 1000 | Galvanic (STIP-3) | 1992-01-20 | 2007-03-20 | Cathodically Protected | Safe Suction (Euro)
S V Food Mart | 1542 HOUSTON LAKE RD | PERRY | Houston | 760154 | 3 |  | 1997-01-17 |  | 1997-01-17 |  | Currently in Use | Diesel | 5000 | Steel-Impressed Current | 1979-05-09 |  | Steel (Impressed Current) | Pressurized
GPM# 4550 | 1417 SAM NUNN BLVD | PERRY | Houston | 760136 | 1 |  | 1996-05-01 |  | 1996-05-01 |  | Currently in Use | Diesel | 20000 | Steel-Impressed Current | 1983-03-18 |  | Fiberglass Reinforced Plastic | Pressurized
HAMMOCK MACH & WELDING CO INC | US HWY 41 NORTH | PERRY | Houston | 760127 | 1 | [5 empty] | Removed from Ground | Gas (Historical Use) | 560 | Bare Steel | 1986-04-23 | 1899-12-31 | Galvanized Steel | Safe Suction (Euro)
FREE ACCOMODATIONS LLC | 1508 SAM NUNN BLVD | PERRY | Houston | 760123 | 5 | [5 empty] | Removed from Ground | Gas (Historical Use) | 6000 | Bare Steel | 1966-05-04 | 1994-10-07 | Galvanized Steel | Pressurized
GILBERT ELECTRIC CO | 925 JERNIGAN ST | PERRY | Houston | 760113 | 1 | [5 empty] | Closed in Ground | Gas (Historical Use) | 550 | Bare Steel | 1970-05-03 | 1999-10-01 | Unknown
CITY OF PERRY (SOUTH STREET PROP | SOUTH ST | PERRY | Houston | 760116 | 1 | [5 empty] | Removed from Ground | Empty | 2000 | Bare Steel | 1973-05-02 | 1987-01-01 | Unknown
VILLAGE CAR WASH | CARROLL ST | PERRY | Houston | 760147 | 3 | [5 empty] | Removed from Ground | Gas (Historical Use) | 6000 | Bare Steel | 1973-05-10 | 1986-06-01 | Galvanized Steel
MINI FOOD MART | 2214 -2216 WATSON BLVD | WARNER ROBINS | Houston | 760002 | 3 | Flapper Valve | 1997-07-30 |  | 1997-07-30 |  | Currently in Use | Gas (Historical Use) | 6000 | Steel-Impressed Current | 1975-05-11 |  | Double-Walled Fiberglass | Pressurized
HOLIDAY FOOD STORE | 413 GREEN ST | WARNER ROBINS | Houston | 760058 | 2 | [5 empty] | Removed from Ground | Gas (Historical Use) | 6000 | Bare Steel | 1977-02-15 | 1988-07-01 | Galvanized Steel
MR B'S #137 | 220 CORDER RD | WARNER ROBINS | Houston | 760021 | 2 | [5 empty] | Removed from Ground | Gas (Historical Use) | 8000 | Marked Unknown | 1981-05-08 | 1899-12-31 | Galvanized Steel
CIRCLE K | 820 HOUSTON LAKE RD N | WARNER ROBINS | Houston | 760024 | 2 |  | 1984-05-01 |  | 1984-05-01 |  | Removed from Ground | Gas (Historical Use) | 8000 | Steel-Impressed Current | 1984-05-07 | 2007-08-16 | Cathodically Protected | Pressurized
7-11-8 GAS & FOOD MART | 1660 WATSON BLVD | WARNER ROBINS | Houston | 760079 | 1 | [5 empty] | Removed from Ground | Gas (Historical Use) | 6000 | Cathodically Protected Steel | 1960-04-29 | 1987-02-01 | Galvanized Steel | Pressurized
Circle K 2745053 | 10136 HAWKINSVILLE RD HWY 247 | WARNER ROBINS | Houston | 760092 | 3 |  | 1996-04-16 |  | 1996-04-16 |  | Removed from Ground | Empty | 8000 | Cathodically Protected Steel | 1981-05-01 | 1999-04-12 | Galvanized Steel | Pressurized
CONOCO #10074 | 100 RUSSELL PKWY | WARNER ROBINS | Houston | 760072 | 1 |  | 1988-06-01 |  | 1988-06-01 |  | Removed from Ground | Gas (Historical Use) | 10000 | Composite | 1985-04-17 | 2005-04-16 | Fiberglass Reinforced Plastic | Pressurized
NORTH DAVIS SERVICE | NORTH DAVIS DR | WARNER ROBINS | Houston | 760145 | 1 | [5 empty] | Removed from Ground | Empty | 4000 | Bare Steel | 1956-05-14 | 1987-06-01 | Galvanized Steel
Circle K 2703138 | 1505 SAM NUNN BLVD | PERRY | Houston | 760078 | 5 |  |  | TRUE |  | TRUE | Removed from Ground | Used Oil | 550 | Bare Steel | 1964-04-28 | 1990-08-22 | Galvanized Steel
KMART #9244 | 1444 SAM NUNN BLVD | PERRY | Houston | 760082 | 1 |  |  | TRUE |  | TRUE | Removed from Ground | Used Oil | 1000 | Bare Steel | 1977-04-06 | 1990-06-06 | Galvanized Steel
S V Food Mart | 1542 HOUSTON LAKE RD | PERRY | Houston | 760154 | 1 |  | 1997-01-13 |  | 1997-01-13 |  | Currently in Use | Gas (Historical Use) | 6000 | Steel-Impressed Current | 1979-05-09 |  | Steel (Impressed Current) | Pressurized
SPEEDY #4 | 101 Marshallville Road | PERRY | Houston | 760156 | 4 | Flapper Valve | 2006-11-01 | FALSE | 2006-11-01 | FALSE | Currently in Use | E-10 | 6000 | Composite | 2006-11-01 |  | Fiberglass Reinforced Plastic | Pressurized
GA ARNG/CO-D 1/121ST INF (M) | 1211 MACON ST | PERRY | Houston | 760140 | 2 | [5 empty] | Permanently Out of Use - historical purposes | Gas (Historical Use) | 500 | Bare Steel | 1966-05-06 | 1899-12-31 | Galvanized Steel
FREE ACCOMODATIONS LLC | 1508 SAM NUNN BLVD | PERRY | Houston | 760123 | 3 | [5 empty] | Removed from Ground | Gas (Historical Use) | 6000 | Bare Steel | 1965-05-04 | 1994-10-07 | Galvanized Steel | Pressurized
DANFAIR EXPRESS | 1400 RUSSELL PKWY | WARNER ROBINS | Houston | 760061 | 6 |  | 1997-03-22 |  | 1997-03-22 |  | Currently in Use | Gas (Historical Use) | 6000 | Epoxy | 1997-03-20 |  | Fiberglass Reinforced Plastic | Pressurized
FORMER CT BONE PROPERTY | 114 NORTH SECOND STREET | WARNER ROBINS | Houston | 10002059 | 2 |  |  | FALSE |  | FALSE | Removed from Ground | Diesel | 4000 | Bare Steel | 2011-11-14 | 2011-11-14
CIRCLE K 2703143 | 2390 HOUSTON LAKE RD | PERRY | Houston | 10001308 | 1B | Ball Float | 2007-03-01 | FALSE | 2007-03-01 | FALSE | Currently in Use | Diesel | 6000 | Tank Jacket | 2006-11-01 |  | Double-Walled Fiberglass | Pressurized
DEVI FOOD | 2328 HWY 41 N | PERRY | Houston | 10001823 | 2 |  | 2010-03-01 | FALSE | 2009-09-01 | FALSE | Currently in Use | Gas (Historical Use) | 5000 | Tank Jacket Double Walled | 2009-09-01 |  | Double-Walled Fiberglass | Pressurized
TRENDLINE HOME FASHIONS | 200 KELLWOOD DRIVE | PERRY | Houston | 9076221 | 1 | [5 empty] | Removed from Ground | Gas (Historical Use) | 500 | Marked Unknown | 1970-01-01 | 1999-02-09 | Unknown
MURPHY STORE #8742 | 1429 SAM NUNN BLVD | PERRY | Houston | 760076 | 10 |  | 1987-01-01 |  | 1987-01-01 |  | Removed from Ground | Gas (Historical Use) | 10000 | Fiberglass | 1987-01-01 | 2014-07-30 | Galvanized Steel | Pressurized
SPEEDY FOODS | 1200 S HOUSTON LAKE RD | WARNER ROBINS | Houston | 10002119 | 2A | Ball Float | 2012-05-18 | FALSE | 2012-05-18 | FALSE | Currently in Use | Gas (Historical Use) | 5000 | Tank Jacket | 2012-05-18 |  | Double-Walled Fiberglass | Pressurized
DHANRAJ INC | 1080 HWY 96 | WARNER ROBINS | Houston | 10001967 | 3 |  | 2011-01-01 | FALSE | 2011-01-01 | FALSE | Currently in Use | Diesel | 4000 | Composite Double Walled | 2011-01-01 |  | Double-Walled Fiberglass | Pressurized
EXXON FOOD MART | 1001 ELBERTA RD | WARNER ROBINS | Houston | 10002503 | 2 |  | 2015-08-01 | FALSE | 2015-08-01 | FALSE | Currently in Use | Gas (Historical Use) | 10000 | Composite Double Walled | 2015-08-01 |  | Double-Walled Fiberglass | Pressurized
ABANDONED TANKS | 409 GA HIGHWAY 96 | BONAIRE | Houston | 10002368 | 1 |  |  | FALSE |  | FALSE | Removed from Ground | Gas (Historical Use) | 1000 | Bare Steel | 2014-10-06 | 2014-10-06
ANDYS FOOD MART #4 | 355 HWY 247 & SANDY RUN RD | BONAIRE | Houston | 9076179 | 2 | Ball Float | 1988-08-31 |  | 1988-08-31 |  | Currently in Use | Gas (Historical Use) | 8000 | Fiberglass | 1988-08-31 |  | Fiberglass Reinforced Plastic | Pressurized
KLONDIKE STORE | HWY 341 SOUTH | PERRY | Houston | 9076202 | 1 | [5 empty] | Installed | Gas (Historical Use) | 0 | Not Marked/Unknown |  |  | Not Marked
CONOCO #10065 | I-75 @ 1501 SAM NUNN BLVD | PERRY | Houston | 760075 | 4 | Ball Float | 1989-07-01 | FALSE | 1989-07-01 | FALSE | Currently in Use | Diesel | 20000 | Fiberglass | 1989-07-01 |  | Fiberglass Reinforced Plastic | Pressurized
CONOCO #10065 | I-75 @ 1501 SAM NUNN BLVD | PERRY | Houston | 760075 | 5 | [5 empty] | Removed from Ground | Gas (Historical Use) | 6000 | Bare Steel | 1966-04-22 | 1899-12-31 | Fiberglass Reinforced Plastic
QUICK STOP #3 | 1063 RUSSELL PKWY | WARNER ROBINS | Houston | 9076166 | 1 | Ball Float | 1991-01-01 | FALSE | 1991-01-01 | FALSE | Currently in Use | Gas (Historical Use) | 8000 | Epoxy | 1991-01-01 |  | Fiberglass Reinforced Plastic | Pressurized
HOLIDAY FOODMART #4 | 4800 RUSSELL PKWY | WARNER ROBINS | Houston | 10002316 | 2 |  | 2012-11-01 | FALSE |  | FALSE | Currently in Use | Gas (Historical Use) | 4000 | Composite Double Walled | 2012-11-01 |  | Double-Walled Fiberglass | Pressurized
JUMP IN | 915 LAKEJOY RD | WARNER ROBINS | Houston | 10002082 | 1 |  | 2012-01-12 | FALSE | 2012-01-12 | FALSE | Currently in Use | Gas (Historical Use) | 15000 | Composite Double Walled | 2012-01-12 |  | Double-Walled Fiberglass | Pressurized
DAVIDSON GROCERY | 122 GA 96 (Old SR 96) | BONAIRE | Houston | 760157 | 2 |  | 1997-01-15 | FALSE | 1997-01-15 | FALSE | Removed from Ground | Gas (Historical Use) | 5000 | Steel-Impressed Current | 1981-05-08 | 2019-02-06 |  | Safe Suction (Euro)
FLASH FOODS #130 | GA HWY 247 & GA HWY 96 | BONAIRE | Houston | 760094 | 2 | [5 empty] | Removed from Ground | Empty | 6000 | Bare Steel | 1980-01-01 | 1899-12-31 | Galvanized Steel | Pressurized
PACIFIC PRIDE | 523 PERRY PKWY | PERRY | Houston | 10002021 | 3 |  | 2000-11-01 | FALSE | 2000-11-01 | FALSE | Currently in Use | Diesel | 4000 | Composite | 2000-03-07 |  | Fiberglass Reinforced Plastic | Pressurized
KROGER 407 | 1367 SAM NUNN BLVD | PERRY | Houston | 10002154 | 2B | Overfill Alarm | 2012-08-22 | FALSE | 2012-09-26 | FALSE | Currently in Use | Diesel | 10000 | Fiberglass | 2012-07-20 |  | Double-Walled Flex | Pressurized
HOUSTON COUNTY PURCHASING DEPT | 2018 KINGS CHAPEL RD | PERRY | Houston | 9076173 | 3 |  | 1996-04-01 |  | 1996-04-01 |  | Currently in Use | Diesel | 10000 | Steel-Impressed Current | 1983-01-01 |  | Steel (Impressed Current) | Safe Suction (Euro)
VAHIN 2016 LLC/ SHOP N GO | 1114 MACON ST | PERRY | Houston | 9076143 | 3 | Ball Float | 1989-01-01 | FALSE | 1989-01-01 | FALSE | Currently in Use | Diesel | 8000 | Composite | 1989-01-01 |  | Fiberglass Reinforced Plastic | Pressurized
EASTGATE SHOPPING CTR | MAIN ST/INTERSECTION OF HOUSTON | PERRY | Houston | 9076147 | 1 | [5 empty] | Removed from Ground | Gas (Historical Use) | 10000 | Not Marked/Unknown |  | 1899-12-31 | Not Marked
PERRY RADIO RELAY STATION (GA 63 | LAKE JOY RD | PERRY | Houston | 760071 | 1 | [5 empty] | Removed from Ground | Diesel | 6000 | Cathodically Protected Steel | 1975-01-01 | 1996-04-11 | Copper | Suction (American)
AMBE KRUPA LLC | 200 HWY 96 | BONAIRE | Houston | 10002159 | 1A | Ball Float | 2013-02-01 | FALSE | 2012-10-05 | FALSE | Currently in Use | Gas (Historical Use) | 10000 | Tank Jacket | 2012-10-05 |  | Fiberglass Reinforced Plastic | Pressurized
Circle K 2745052 | 498 GA HWY 247 | BONAIRE | Houston | 9076212 | 2 |  | 1998-01-12 |  | 1998-01-12 |  | Currently in Use | Gas (Historical Use) | 12000 | Double Walled | 1997-12-19 |  |  | Pressurized
FLASH FOODS #130 | GA HWY 247 & GA HWY 96 | BONAIRE | Houston | 760094 | 1 | [5 empty] | Removed from Ground | Empty | 6000 | Bare Steel | 1980-01-01 | 1899-12-31 | Galvanized Steel | Pressurized
JP PERRY | 517 N PERRY PKWY | PERRY | Houston | 9076138 | 5 | Flapper Valve | 1988-12-20 | FALSE | 1988-12-20 | FALSE | Currently in Use | Diesel | 20000 | Composite | 1988-12-20 |  | Fiberglass Reinforced Plastic | Pressurized
MURPHY STORE #8742 | 1429 SAM NUNN BLVD | PERRY | Houston | 760076 | 12 | Ball Float | 2014-08-06 | FALSE | 2014-11-24 | FALSE | Currently in Use | Regular | 20000 | Fiberglass Double Walled | 2014-08-06 |  | Double-Walled Fiberglass | Pressurized
Jeet Food LLC | 6310 LAKEVIEW RD | WARNER ROBINS | Houston | 10002060 | 2A | Ball Float | 2011-12-15 | FALSE |  | TRUE | Currently in Use | Premium | 6000 | Composite Double Walled | 2011-12-15 |  | Double-Walled Fiberglass | Pressurized
DHANRAJ INC | 1080 HWY 96 | WARNER ROBINS | Houston | 10001967 | 1 |  | 2011-01-01 | FALSE | 2011-01-01 | FALSE | Currently in Use | Gas (Historical Use) | 12000 | Composite Double Walled | 2011-01-01 |  | Double-Walled Fiberglass | Pressurized
Happy Food Store | 3001 MOODY ROAD | BONAIRE | Houston | 760022 | 4C | Overfill Alarm | 2019-09-05 | FALSE | 2019-09-02 | FALSE | Currently in Use | Diesel | 4000 | Tank Jacket Double Walled | 2019-08-30 |  | Double-Walled Fiberglass | Pressurized
BONAIRE ELEMENTARY SCHOOL | ELM ST | BONAIRE | Houston | 760036 | 1 |  |  | FALSE |  | FALSE | Permanently Out of Use - historical purposes |  | 2000 | Bare Steel | 1961-01-15 |  | Galvanized Steel
FORMER CT BONE PROPERTY | 114 NORTH SECOND STREET | WARNER ROBINS | Houston | 10002059 | 1 |  |  | FALSE |  | FALSE | Removed from Ground | Empty | 2100 | Bare Steel | 2011-10-18 | 2011-10-18
VAHIN 2016 LLC/ SHOP N GO | 1114 MACON ST | PERRY | Houston | 9076143 | 1 | Ball Float | 1989-01-01 | FALSE | 1989-01-01 | FALSE | Currently in Use | Gas (Historical Use) | 8000 | Composite | 1989-01-01 |  | Fiberglass Reinforced Plastic | Pressurized
MURPHY STORE #8742 | 1429 SAM NUNN BLVD | PERRY | Houston | 760076 | 2 | [5 empty] | Removed from Ground | Gas (Historical Use) | 4000 | Bare Steel | 1966-04-28 | 1899-12-31 | Galvanized Steel
EXXON FOOD MART | 1001 ELBERTA RD | WARNER ROBINS | Houston | 10002503 | 3 |  | 2015-08-01 | FALSE | 2015-08-01 | FALSE | Currently in Use | Diesel | 5000 | Composite Double Walled | 2015-08-01 |  | Double-Walled Fiberglass | Pressurized
AMBE KRUPA LLC | 200 HWY 96 | BONAIRE | Houston | 10002159 | 1C | Ball Float | 2013-02-01 | FALSE | 2012-10-05 | FALSE | Currently in Use | Diesel | 5000 | Tank Jacket | 2012-10-05 |  | Double-Walled Fiberglass | Pressurized
KROGER GA 641 | 774 GA HWY 96 | BONAIRE | Houston | 10001829 | 1 |  | 2009-08-25 | FALSE | 2009-10-14 | FALSE | Currently in Use | Gas (Historical Use) | 20000 | Fiberglass Double Walled | 2009-07-30 |  | Double-Walled Flex | Pressurized
Happy Food Store | 3001 MOODY ROAD | BONAIRE | Houston | 760022 | 5B | Overfill Alarm | 2019-09-05 | FALSE | 2019-09-02 | FALSE | Currently in Use | Premium | 5000 | Tank Jacket Double Walled | 2019-08-30 |  | Double-Walled Fiberglass | Pressurized
DAVIDSON GROCERY | 122 GA 96 (Old SR 96) | BONAIRE | Houston | 760157 | 3 |  | 1997-01-15 | FALSE | 1997-01-15 | FALSE | Removed from Ground | Gas (Historical Use) | 5000 | Steel-Impressed Current | 1981-05-08 | 2019-02-06 |  | Safe Suction (Euro)
FLASH FOODS #130 | GA HWY 247 & GA HWY 96 | BONAIRE | Houston | 760094 | 3 | [5 empty] | Removed from Ground | Empty | 3000 | Bare Steel | 1980-01-01 | 1899-12-31 | Galvanized Steel | Pressurized
HOUSTON COUNTY PURCHASING DEPT | 2018 KINGS CHAPEL RD | PERRY | Houston | 9076173 | 1 |  | 1996-04-01 |  | 1996-04-01 |  | Currently in Use | Gas (Historical Use) | 10000 | Steel-Impressed Current | 1983-01-01 |  | Steel (Impressed Current) | Safe Suction (Euro)
XPRESS STOP | 105 MARSHALLVILLE RD | PERRY | Houston | 9076205 | 3 | Ball Float | 1990-04-30 |  | 1990-04-30 |  | Currently in Use | Gas (Historical Use) | 8000 | Composite | 1990-04-30 |  | Fiberglass Reinforced Plastic | Pressurized
EASTGATE SHOPPING CTR | MAIN ST/INTERSECTION OF HOUSTON | PERRY | Houston | 9076147 | 2 | [5 empty] | Removed from Ground | Gas (Historical Use) | 10000 | Not Marked/Unknown |  | 1899-12-31 | Not Marked
MURPHY STORE #8742 | 1429 SAM NUNN BLVD | PERRY | Houston | 760076 | 13A | Ball Float | 2014-08-06 | FALSE | 2014-11-24 | FALSE | Currently in Use | Diesel | 12000 | Fiberglass Double Walled | 2014-08-06 |  | Double-Walled Fiberglass | Pressurized
DHANRAJ INC | 1080 HWY 96 | WARNER ROBINS | Houston | 10001967 | 2 |  | 2011-01-01 | FALSE | 2011-01-01 | FALSE | Currently in Use | Gas (Historical Use) | 4000 | Composite Double Walled | 2011-01-01 |  | Fiberglass Reinforced Plastic | Pressurized
Circle K 2745052 | 498 GA HWY 247 | BONAIRE | Houston | 9076212 | 1 |  | 1998-01-12 |  | 1998-01-12 |  | Currently in Use | Gas (Historical Use) | 15000 | Double Walled | 1997-12-19 |  |  | Pressurized
Happy Food Store | 3001 MOODY ROAD | BONAIRE | Houston | 760022 | 4B | Overfill Alarm | 2019-09-05 | FALSE | 2019-09-02 | FALSE | Currently in Use | E-0 | 5000 | Tank Jacket Double Walled | 2019-08-30 |  | Double-Walled Fiberglass | Pressurized
SPEEDY FOODS | 1200 S HOUSTON LAKE RD | WARNER ROBINS | Houston | 10002119 | 1 | Ball Float | 2012-05-18 | FALSE | 2012-05-18 | FALSE | Currently in Use | Gas (Historical Use) | 12000 | Tank Jacket | 2012-05-18 |  | Double-Walled Fiberglass | Pressurized
KROGER GA 641 | 774 GA HWY 96 | BONAIRE | Houston | 10001829 | 2A |  | 2009-07-30 | FALSE | 2009-10-14 | FALSE | Currently in Use | Diesel | 10000 | Fiberglass Double Walled | 2009-07-30 |  | Double-Walled Flex | Pressurized
CONLEYS SVC STATION | GA HWY 247 & US 96 | BONAIRE | Houston | 9076160 | 3 | [5 empty] | Removed from Ground | Gas (Historical Use) | 3000 | Bare Steel | 1991-08-30 | 1991-08-30 | Galvanized Steel | Safe Suction (Euro)
Happy Food Store | 3001 MOODY ROAD | BONAIRE | Houston | 760022 | 1 | Flapper Valve | 1994-06-17 | FALSE | 1994-06-17 | FALSE | Removed from Ground | Gas (Historical Use) | 10000 | Galvanic (STIP-3) | 1981-05-01 | 2019-08-29 | Steel/FG Secondary containment | Pressurized
Circle K 2704722 | 285 PERRY PKWY | PERRY | Houston | 10001620 | 1 | Ball Float | 2008-09-24 | FALSE | 2008-08-18 | FALSE | Currently in Use | Gas (Historical Use) | 20000 | Fiberglass Double Walled | 2008-07-24 |  | Double-Walled Fiberglass | Pressurized
FORMER MARK POWELL AUTO DEALERSH | 33 SAM NUNN BLVD | PERRY | Houston | 9076146 | 1 |  |  | TRUE |  | TRUE | Removed from Ground | Used Oil | 500 | Not Marked/Unknown | 1993-07-28 | 1993-07-28 | Not Marked
MURPHY STORE #8742 | 1429 SAM NUNN BLVD | PERRY | Houston | 760076 | 9 |  | 1987-01-01 |  | 1987-01-01 |  | Removed from Ground | Gas (Historical Use) | 10000 | Fiberglass | 1987-01-01 | 2014-07-30 | Galvanized Steel | Pressurized
MURPHY STORE #8742 | 1429 SAM NUNN BLVD | PERRY | Houston | 760076 | 6 | [5 empty] | Removed from Ground | Gas (Historical Use) | 4000 | Bare Steel | 1964-04-28 | 1899-12-31 | Galvanized Steel
Happy Food Store | 3001 MOODY ROAD | BONAIRE | Houston | 760022 | 4A | Overfill Alarm | 2019-09-05 | FALSE | 2019-09-02 | FALSE | Currently in Use | E-0 | 6000 | Tank Jacket Double Walled | 2019-08-30 |  | Double-Walled Fiberglass | Pressurized
JP PERRY | 517 N PERRY PKWY | PERRY | Houston | 9076138 | 2 | Flapper Valve | 1988-12-20 | FALSE | 1988-12-20 | FALSE | Currently in Use | Gas (Historical Use) | 10000 | Composite | 1988-12-20 |  | Fiberglass Reinforced Plastic | Pressurized
PPG INDUSTRIES | 801 VALLEY DR | PERRY | Houston | 9076142 | 1 |  |  | TRUE |  | TRUE | Removed from Ground | Used Oil | 1000 | Bare Steel | 1992-06-11 | 1992-06-11 | Galvanized Steel
QUICK STOP #3 | 1063 RUSSELL PKWY | WARNER ROBINS | Houston | 9076166 | 3 | Ball Float | 1991-01-01 | FALSE | 1991-01-01 | FALSE | Currently in Use | Gas (Historical Use) | 10000 | Epoxy | 1991-01-01 |  | Fiberglass Reinforced Plastic | Pressurized
XPRESS STOP | 105 MARSHALLVILLE RD | PERRY | Houston | 9076205 | 1 | Ball Float | 1990-04-30 |  | 1990-04-30 |  | Currently in Use | Gas (Historical Use) | 8000 | Composite | 1990-04-30 |  | Fiberglass Reinforced Plastic | Pressurized
Circle K 2745090 | 107 IFFIE RD | PERRY | Houston | 9076210 | 1 | Flapper Valve | 1998-09-19 | FALSE | 1997-09-19 | FALSE | Currently in Use |  | 15000 | Composite Double Walled | 1997-09-19 |  | Double-Walled Fiberglass | Pressurized
JP PERRY | 517 N PERRY PKWY | PERRY | Houston | 9076138 | 3 | Flapper Valve | 1988-12-20 | FALSE | 2088-01-22 | FALSE | Currently in Use | Gas (Historical Use) | 10000 | Composite | 1988-12-20 |  | Fiberglass Reinforced Plastic | Pressurized
MURPHY STORE #8742 | 1429 SAM NUNN BLVD | PERRY | Houston | 760076 | 5 | [5 empty] | Removed from Ground | Gas (Historical Use) | 4000 | Bare Steel | 1964-04-28 | 1899-12-31 | Galvanized Steel
MURPHY STORE #8742 | 1429 SAM NUNN BLVD | PERRY | Houston | 760076 | 7 | [5 empty] | Removed from Ground | Gas (Historical Use) | 4000 | Bare Steel | 1964-04-28 | 1899-12-31 | Galvanized Steel
MURPHY STORE #8742 | 1429 SAM NUNN BLVD | PERRY | Houston | 760076 | 4 | [5 empty] | Removed from Ground | Gas (Historical Use) | 4000 | Bare Steel | 1964-04-28 | 1899-12-31 | Galvanized Steel
STOP N SHOP | 109 ASSEMBLY LN | WARNER ROBINS | Houston | 10002136 | 2 |  | 2012-08-23 | FALSE | 2012-09-23 | FALSE | Currently in Use | Gas (Historical Use) | 4000 | Composite Double Walled | 2012-08-23 |  | Double-Walled Fiberglass | Pressurized
CONLEYS SVC STATION | GA HWY 247 & US 96 | BONAIRE | Houston | 9076160 | 1 | [5 empty] | Removed from Ground | Gas (Historical Use) | 4000 | Bare Steel | 1991-08-30 | 1991-08-30 | Galvanized Steel | Safe Suction (Euro)
CONLEYS SVC STATION | GA HWY 247 & US 96 | BONAIRE | Houston | 9076160 | 4 | [5 empty] | Removed from Ground | Gas (Historical Use) | 3000 | Bare Steel | 1991-08-30 | 1991-08-30 | Galvanized Steel | Safe Suction (Euro)
H W COOK | 2501 MARSHALLVILLE RD | PERRY | Houston | 9076131 | 2 | [5 empty] | Removed from Ground | Gas (Historical Use) | 0 | Marked Unknown | 1995-06-01 | 1995-06-01 | Unknown
MURPHY STORE #8742 | 1429 SAM NUNN BLVD | PERRY | Houston | 760076 | 13B | Ball Float | 2014-08-06 | FALSE | 2014-11-24 | FALSE | Currently in Use | Premium | 8000 | Fiberglass Double Walled | 2014-08-06 |  | Double-Walled Fiberglass | Pressurized
G HEILEMAN BREWING CO | 250 GA HWY 247 SPUR | PERRY | Houston | 760097 | 2 |  |  | TRUE |  | TRUE | Removed from Ground | Used Oil | 500 | Bare Steel | 1970-04-11 | 1991-01-01 | Unknown
FRIENDS & FAMILY STORE | 6001 WATSON BLVD | WARNER ROBINS | Houston | 10002440 | 2 |  | 2014-09-01 | FALSE | 2014-09-01 | FALSE | Currently in Use | Gas (Historical Use) | 5000 | Composite Double Walled | 2014-09-01 |  | Double-Walled Fiberglass | Pressurized
PERRY FULL SERVICE | 1012 MAIN ST | PERRY | Houston | 7000002 | 3 |  | 1998-02-11 | FALSE | 1998-02-11 | FALSE | Removed from Ground | Gas (Historical Use) | 3000 | Steel-Impressed Current | 1963-11-10 | 2018-05-30 |  | Pressurized
Pepo Food Mart | 504 PERRY PKWY | PERRY | Houston | 10001106 | 2 | Ball Float | 2006-03-01 | FALSE | 2006-03-01 | FALSE | Currently in Use | Gas (Historical Use) | 6000 | Composite | 2005-12-01 |  | Double-Walled Fiberglass | Pressurized
CONOCO #10065 | I-75 @ 1501 SAM NUNN BLVD | PERRY | Houston | 760075 | 1 | Ball Float | 1989-07-01 | FALSE | 1989-07-01 | FALSE | Currently in Use | Regular | 10000 | Fiberglass | 1989-07-01 |  | Fiberglass Reinforced Plastic | Pressurized
MURPHY STORE #8742 | 1429 SAM NUNN BLVD | PERRY | Houston | 760076 | 1 | [5 empty] | Removed from Ground | Gas (Historical Use) | 4000 | Bare Steel | 1970-04-27 | 1899-12-31 | Galvanized Steel
G HEILEMAN BREWING CO | 250 GA HWY 247 SPUR | PERRY | Houston | 760097 | 1 | [5 empty] | Removed from Ground | Gas (Historical Use) | 2026 | Bare Steel | 1970-04-11 | 1993-01-05 | Unknown
FRIENDS & FAMILY STORE | 6001 WATSON BLVD | WARNER ROBINS | Houston | 10002440 | 3 |  | 2014-09-01 | FALSE | 2014-09-01 | FALSE | Currently in Use | Diesel | 5000 | Composite Double Walled | 2014-09-01 |  | Double-Walled Fiberglass | Pressurized
CONLEYS SVC STATION | GA HWY 247 & US 96 | BONAIRE | Houston | 9076160 | 5 | [5 empty] | Removed from Ground | Diesel | 2000 | Bare Steel | 1991-08-30 | 1991-08-30 | Galvanized Steel | Safe Suction (Euro)
CONLEYS SVC STATION | GA HWY 247 & US 96 | BONAIRE | Houston | 9076160 | 2 | [5 empty] | Removed from Ground | Gas (Historical Use) | 4000 | Bare Steel | 1991-08-30 | 1991-08-30 | Galvanized Steel | Safe Suction (Euro)
Happy Food Store | 3001 MOODY ROAD | BONAIRE | Houston | 760022 | 2 | Flapper Valve | 1994-06-17 | FALSE | 1994-06-17 | FALSE | Removed from Ground | Gas (Historical Use) | 2000 | Galvanic (STIP-3) | 1979-05-01 | 2019-08-29 | Steel/FG Secondary containment | Safe Suction (Euro)
SHELL FOOD MART | 270 GA HWY 26 EAST | ELKO | Houston | 760155 | 3 | Ball Float | 1997-04-08 |  | 1997-04-08 | TRUE | Currently in Use | Gas (Historical Use) | 6000 | Steel-Impressed Current | 1972-05-10 |  | Steel/FG Secondary containment | Pressurized
U-HAUL #77966 | 1235 WATSON BLVD | WARNER ROBINS | Houston | 760163 | 1 | [5 empty] | Removed from Ground | Gas (Historical Use) | 10000 | Bare Steel | 1981-05-06 | 1997-01-01 | Bare Steel
HOUSTON PAVING & EXCAVATING INC | 107 HOUSTON LAKE BLVD | CENTERVILLE | Houston | 760042 | 2 | [5 empty] | Removed from Ground | Diesel | 6000 | Bare Steel | 1976-03-07 | 1989-10-27 | Galvanized Steel
CONOCO #10075 | 2835 WATSON BLVD | WARNER ROBINS | Houston | 760130 | 4 |  | 1987-11-04 |  | 1987-11-04 |  | Removed from Ground | Gas (Historical Use) | 10000 | Epoxy | 1987-11-04 | 2007-07-12 | Fiberglass Reinforced Plastic | Pressurized
WALMART NEIGHBORHOOD MARKET #0920 | 3009 RUSSELL PKWY | WARNER ROBINS | Houston | 10002470 | 1 |  | 2015-05-15 | FALSE | 2015-05-15 | FALSE | Currently in Use | Gas (Historical Use) | 15000 | Fiberglass Double Walled | 2015-05-15 |  | Double-Walled Flex | Pressurized
INTERFOR U S INC | 905 JERNIGAN ST | PERRY | Houston | 760102 | 2 | [5 empty] | Removed from Ground | Empty | 550 | Bare Steel | 1969-05-03 | 1978-12-01 | Galvanized Steel
THOMPSON WAREHOUSE | JERNIGAN ST | PERRY | Houston | 760100 | 1 | [5 empty] | Removed from Ground | Empty | 550 | Bare Steel | 1965-05-04 | 1988-12-15 | Unknown
INTERFOR U S INC | 905 JERNIGAN ST | PERRY | Houston | 760102 | 3 |  | 1997-10-13 |  | 1997-10-13 |  | Currently in Use | Diesel | 5000 | Steel-Impressed Current | 1962-01-01 |  |  | Safe Suction (Euro)
Circle K 2703138 | 1505 SAM NUNN BLVD | PERRY | Houston | 760078 | 1 | [5 empty] | Removed from Ground | Gas (Historical Use) | 3000 | Bare Steel | 1964-04-28 | 1990-08-22 | Galvanized Steel
Circle K 2703138 | 1505 SAM NUNN BLVD | PERRY | Houston | 760078 | 4 | [5 empty] | Removed from Ground | Gas (Historical Use) | 10000 | Bare Steel | 1968-04-27 | 1990-08-22 | Galvanized Steel
Circle K 2703138 | 1505 SAM NUNN BLVD | PERRY | Houston | 760078 | 7 | Flapper Valve | 1998-05-13 | FALSE | 1998-05-13 | FALSE | Currently in Use | Gas (Historical Use) | 8000 | Epoxy | 1998-05-13 |  | Double-Walled Fiberglass | Pressurized
SPEEDY #4 | 101 Marshallville Road | PERRY | Houston | 760156 | 1 | Flapper Valve | 1997-01-16 |  | 1997-01-16 |  | Currently in Use | Gas (Historical Use) | 6000 | Cathodically Protected Steel | 1967-05-12 |  | Fiberglass Reinforced Plastic | Pressurized
GPM# 4550 | 1417 SAM NUNN BLVD | PERRY | Houston | 760136 | 3 |  | 1996-05-01 |  | 1996-05-01 |  | Currently in Use | Gas (Historical Use) | 12000 | Steel-Impressed Current | 1983-03-18 |  | Fiberglass Reinforced Plastic | Pressurized
W E & E M BECKHAM INC | 705 BALL ST | PERRY | Houston | 760121 | 1 | [5 empty] | Removed from Ground | Diesel | 550 | Bare Steel | 1961-05-05 | 1999-04-19 | Unknown
BECKHAM BROTHERS #6 | 1025 MACON ST | PERRY | Houston | 760124 | 1 |  | 1998-12-18 |  | 1998-12-18 |  | Removed from Ground | Gas (Historical Use) | 2000 | Cathodically Protected Steel | 1948-05-08 | 2004-07-26 | Fiberglass Reinforced Plastic | Suction (American)
VILLAGE CAR WASH | CARROLL ST | PERRY | Houston | 760147 | 2 | [5 empty] | Removed from Ground | Gas (Historical Use) | 6000 | Bare Steel | 1973-05-10 | 1986-06-01 | Galvanized Steel
Circle K 2745112 | 2818 WATSON BLVD | CENTERVILLE | Houston | 760170 | 3 | [5 empty] | Removed from Ground | Gas (Historical Use) | 6000 | Bare Steel | 1979-05-10 | 1995-07-06 | Galvanized Steel | Pressurized
PEACH STATE SANITATION CO INC | PO BOX 297 | CENTERVILLE | Houston | 760067 | 2 | [5 empty] | Removed from Ground | Gas (Historical Use) | 3000 | Bare Steel | 1976-03-16 | 1993-01-01 | Galvanized Steel
J MART FOOD STORE | 303 NORTH HOUSTON LAKE RD | CENTERVILLE | Houston | 760043 | 2 | [5 empty] | Removed from Ground | Gas (Historical Use) | 3000 | Marked Unknown | 1986-02-03 | 1899-12-31 | Unknown
QUICK CHECK | 100 A SUITE GUNN RD | CENTERVILLE | Houston | 10001451 | 1 | Flapper Valve | 2007-09-01 | FALSE | 2007-09-01 | FALSE | Currently in Use | Gas (Historical Use) | 12000 | Composite Double Walled | 2007-09-01 |  | Double-Walled Fiberglass | Pressurized
CIRCLE K 2703144 | 1424 SAM NUNN BLVD | PERRY | Houston | 760150 | 6 | Flapper Valve | 1997-11-01 | FALSE | 1997-11-01 | FALSE | Currently in Use | Gas (Historical Use) | 8000 | Galvanic (STIP-3) | 1986-01-01 |  | Fiberglass Reinforced Plastic | Pressurized
STATION ON US HWY 341 PERRY | US HWY 341 | PERRY | Houston | 760131 | 2 | [5 empty] | Permanently Out of Use - historical purposes | Empty | 3000 | Bare Steel | 1961-05-05 | 1899-12-31 | Galvanized Steel
HOUSE | 648 EAST TOLLERSON ST | PERRY | Houston | 760112 | 1 | [5 empty] | Removed from Ground | Empty | 550 | Bare Steel | 1954-05-07 | 1981-11-01 | Unknown
HOUSTON LAKE COUNTRY CLUB | 2323 GA HWY 127/CENTERVILLE RD | PERRY | Houston | 760108 | 1 | [5 empty] | Removed from Ground | Empty | 550 | Bare Steel | 1971-05-03 | 1981-04-01 | Unknown
WALKER THOMPSON SUPPLY CO | 905 JERNIGAN ST | PERRY | Houston | 760103 | 1 | [5 empty] | Removed from Ground | Gas (Historical Use) | 550 | Bare Steel | 1969-05-03 | 1995-04-01 | Unknown
Circle K 2703138 | 1505 SAM NUNN BLVD | PERRY | Houston | 760078 | 3 | [5 empty] | Removed from Ground | Gas (Historical Use) | 10000 | Bare Steel | 1968-04-27 | 1990-08-22 | Galvanized Steel
CIRCLE K 2703144 | 1424 SAM NUNN BLVD | PERRY | Houston | 760150 | 5 | Flapper Valve | 1997-11-01 | FALSE | 1997-11-01 | FALSE | Currently in Use | Gas (Historical Use) | 10000 | Galvanic (STIP-3) | 1986-01-01 |  | Fiberglass Reinforced Plastic | Pressurized
W E & E M BECKHAM INC | 705 BALL ST | PERRY | Houston | 760121 | 2 | [5 empty] | Removed from Ground | Gas (Historical Use) | 1000 | Bare Steel | 1961-05-05 | 1999-04-19 | Unknown
FREE ACCOMODATIONS LLC | 1508 SAM NUNN BLVD | PERRY | Houston | 760123 | 2 | [5 empty] | Removed from Ground | Gas (Historical Use) | 6000 | Bare Steel | 1965-05-04 | 1994-10-07 | Galvanized Steel | Pressurized
FREE ACCOMODATIONS LLC | 1508 SAM NUNN BLVD | PERRY | Houston | 760123 | 8 |  | 1994-10-07 |  | 1994-10-07 |  | Removed from Ground | Gas (Historical Use) | 8000 | Composite | 1994-10-01 | 2008-04-10 | Double Walled | Pressurized
BECKHAM BROS #2 | 101 CARROLL ST ALSO | PERRY | Houston | 760125 | 3 | [5 empty] | Removed from Ground | Gas (Historical Use) | 6000 | Bare Steel | 1972-05-02 | 1989-12-01 | Galvanized Steel
RETAIL OUTLET (CLOSED) | 1101 BALL ST | PERRY | Houston | 760118 | 2 | [5 empty] | Removed from Ground | Empty | 2000 | Bare Steel | 1948-05-08 | 1988-11-10 | Unknown
ATLANTA JOURNAL | 408 CARROLL ST | PERRY | Houston | 760158 | 1 | [5 empty] | Removed from Ground | Diesel | 0 | Bare Steel | 1986-05-07 | 1999-12-06 | Galvanized Steel
HOUSTON FERTILIZER & GRAIN | 801 GA HWY 247 | BONAIRE | Houston | 760109 | 1 | [5 empty] | Removed from Ground | Empty | 550 | Bare Steel | 1967-05-04 | 1980-09-01 | Unknown
STOP AND SHOP | 820 N HOUSTON LAKE RD | CENTERVILLE | Houston | 10001446 | 3 |  | 2007-12-01 | FALSE | 2007-12-01 | FALSE | Currently in Use | Diesel | 4000 | Composite | 2007-12-01 |  | Double-Walled Fiberglass | Pressurized
PERRY FOOD MART | 719 CARROLL ST | PERRY | Houston | 760152 | 3 | Flapper Valve | 1997-01-22 |  | 1997-01-22 |  | Currently in Use | Gas (Historical Use) | 4000 | Steel-Impressed Current | 1972-05-10 |  | Cathodically Protected | Pressurized
FKC CORPORATION | 203 GENERAL COURTNEY HODGES BLVD | PERRY | Houston | 760117 | 4 | [5 empty] | Removed from Ground | Gas (Historical Use) | 2000 | Bare Steel | 1947-05-09 | 1992-09-20 | Unknown
FKC CORPORATION | 203 GENERAL COURTNEY HODGES BLVD | PERRY | Houston | 760117 | 5 | [5 empty] | Removed from Ground | Gas (Historical Use) | 2000 | Bare Steel | 1947-05-09 | 1992-09-20 | Unknown
FKC CORPORATION | 203 GENERAL COURTNEY HODGES BLVD | PERRY | Houston | 760117 | 7 | Flapper Valve | 1993-01-02 |  | 1993-01-02 |  | Currently in Use | Gas (Historical Use) | 12000 | Composite | 1993-01-02 |  | Fiberglass Reinforced Plastic | Pressurized
ATLANTA JOURNAL | 408 CARROLL ST | PERRY | Houston | 760158 | 2 | [5 empty] | Removed from Ground | Diesel | 0 | Bare Steel | 1986-05-07 | 1999-12-06 | Galvanized Steel
FKC CORPORATION | 203 GENERAL COURTNEY HODGES BLVD | PERRY | Houston | 760117 | 10 | Flapper Valve | 2004-04-27 | FALSE | 2011-11-22 | FALSE | Currently in Use | Diesel | 6000 | Composite | 2004-04-27 |  | Fiberglass Reinforced Plastic | Pressurized
FKC CORPORATION | 203 GENERAL COURTNEY HODGES BLVD | PERRY | Houston | 760117 | 1 | [5 empty] | Removed from Ground | Gas (Historical Use) | 550 | Bare Steel | 1947-05-09 | 1992-09-20 | Unknown
RETAIL OUTLET (CLOSED) | 1101 BALL ST | PERRY | Houston | 760118 | 3 | [5 empty] | Removed from Ground | Gas (Historical Use) | 3000 | Bare Steel | 1958-05-06 | 1988-11-10 | Unknown
FORTUNE MGT 2023 LLC | 1438 SWIFT ST | PERRY | Houston | 760160 | 1 | Ball Float | 1997-02-17 |  | 1997-02-17 |  | Currently in Use | Gas (Historical Use) | 2000 | Steel-Impressed Current | 1978-05-09 |  | Steel/FG Secondary containment | Suction (American)
CROWN CORK & SEAL/CONTINENTAL CA | 240 GA HWY 247 SPUR | PERRY | Houston | 760190 | 4 | [5 empty] | Removed from Ground | Empty | 12000 | Bare Steel | 1977-05-10 | 1993-09-30 | Unknown
CROWN CORK & SEAL/CONTINENTAL CA | 240 GA HWY 247 SPUR | PERRY | Houston | 760190 | 1 | [5 empty] | Removed from Ground | Empty | 10000 | Bare Steel | 1973-05-11 | 1993-09-30 | Bare Steel
CROWN CORK & SEAL/CONTINENTAL CA | 240 GA HWY 247 SPUR | PERRY | Houston | 760190 | 7 | [5 empty] | Removed from Ground | Other | 12000 | Bare Steel | 1970-05-12 | 1993-09-30 | Unknown
ALLTEL GEORGIA INC | US HWY 41 S | PERRY | Houston | 760032 | 3 | [5 empty] | Removed from Ground | Diesel | 1000 | Bare Steel | 1981-01-01 | 1992-07-06 | Galvanized Steel
PERRY SCHOOL BUS SHOP | HOUSTON LAKE RD | PERRY | Houston | 760039 | 5 | [5 empty] | Permanently Out of Use - historical purposes | Diesel | 0 | Not Marked/Unknown |  | 1899-12-31 | Not Marked
Circle K 2745141 | 201 MARSHALLVILLE RD | PERRY | Houston | 9000748 | 9 | Flapper Valve | 1990-07-01 | FALSE | 1990-07-01 | FALSE | Currently in Use |  | 10000 | Fiberglass | 1990-04-30 |  | Fiberglass Reinforced Plastic | Pressurized
INTERFOR U S INC | 905 JERNIGAN ST | PERRY | Houston | 760102 | 4 |  | 1997-10-13 |  | 1997-10-13 |  | Currently in Use | Gas (Historical Use) | 6000 | Steel-Impressed Current | 1967-01-01 |  |  | Safe Suction (Euro)
Circle K 2703138 | 1505 SAM NUNN BLVD | PERRY | Houston | 760078 | 6 | Flapper Valve | 1998-05-13 | FALSE | 1998-05-13 | FALSE | Currently in Use | Gas (Historical Use) | 12000 | Epoxy | 1998-05-13 |  | Double-Walled Fiberglass | Pressurized
S V Food Mart | 1542 HOUSTON LAKE RD | PERRY | Houston | 760154 | 2 |  | 1997-01-17 |  | 1997-01-01 |  | Currently in Use | Gas (Historical Use) | 5000 | Steel-Impressed Current | 1979-05-09 |  | Steel (Impressed Current) | Pressurized
QWIK STOP #2 | 1409 SAM NUNN BLVD | PERRY | Houston | 760151 | 4 | [5 empty] | Removed from Ground | Diesel | 10000 | Bare Steel | 1984-05-09 | 1991-09-16 | Galvanized Steel | Pressurized
GA ARNG/CO-D 1/121ST INF (M) | 1211 MACON ST | PERRY | Houston | 760140 | 1 | [5 empty] | Permanently Out of Use - historical purposes | Gas (Historical Use) | 500 | Bare Steel | 1966-05-06 | 1899-12-31 | Galvanized Steel
SHELL FOOD MART | 270 GA HWY 26 EAST | ELKO | Houston | 760155 | 1 | Ball Float | 1997-04-08 |  | 1997-04-08 | TRUE | Currently in Use | Gas (Historical Use) | 6000 | Steel-Impressed Current | 1967-05-12 |  | Steel/FG Secondary containment | Pressurized
SAI QUICK STOP | 1401 WATSON BLVD | WARNER ROBINS | Houston | 760046 | 1 | [5 empty] | Removed from Ground | Gas (Historical Use) | 10000 | Bare Steel | 1963-01-20 | 1994-07-15 | Galvanized Steel
SAI QUICK STOP | 1401 WATSON BLVD | WARNER ROBINS | Houston | 760046 | 4 |  | 1994-07-01 | FALSE | 1994-07-01 | FALSE | Currently in Use | Regular | 10000 | Composite | 1994-07-01 |  | Fiberglass Reinforced Plastic | Pressurized
Circle K 2745112 | 2818 WATSON BLVD | CENTERVILLE | Houston | 760170 | 1 | [5 empty] | Removed from Ground | Gas (Historical Use) | 8000 | Bare Steel | 1979-05-10 | 1995-07-06 | Galvanized Steel | Pressurized
RICHARDS BAIT & TACKLE | 520 HOUSTON LAKE RD | CENTERVILLE | Houston | 9076180 | 1 | [5 empty] | Removed from Ground | Gas (Historical Use) | 6000 | Bare Steel | 1985-05-06 | 1999-02-17 | Galvanized Steel | Pressurized
R & K COUNTRY STORE | 2919 US 341 S,GOLDEN ISLES PKWY | HAWKINSVILLE | Houston | 9076230 | 4 | Ball Float | 1999-01-15 |  | 1999-01-15 |  | Currently in Use | Diesel | 6110 | Epoxy | 1999-01-12 |  | Fiberglass Reinforced Plastic | Pressurized
Circle K 2745112 | 2818 WATSON BLVD | CENTERVILLE | Houston | 760170 | 7 |  | 1995-07-26 |  | 1995-07-26 |  | Currently in Use | Gas (Historical Use) | 10000 | Composite | 1995-07-26 |  | Double-Walled Flex | Pressurized
Circle K 2745112 | 2818 WATSON BLVD | CENTERVILLE | Houston | 760170 | 5 |  | 1995-07-26 |  | 1995-07-26 |  | Removed from Ground | Gas (Historical Use) | 10000 | Composite | 1995-07-26 | 2000-01-06 | Cathodically Protected | Pressurized
Circle K 2745112 | 2818 WATSON BLVD | CENTERVILLE | Houston | 760170 | 4 |  | 1995-07-26 |  | 1995-07-26 |  | Removed from Ground | Gas (Historical Use) | 10000 | Composite | 1995-07-26 | 2000-01-06 | Cathodically Protected | Pressurized
PEACH STATE SANITATION CO INC | PO BOX 297 | CENTERVILLE | Houston | 760067 | 1 | [5 empty] | Removed from Ground | Diesel | 6000 | Bare Steel | 1976-03-16 | 1994-05-01 | Galvanized Steel
GA FORESTRY/HOUSTON CO FORESTRY | 2454 GA HWY 41 SOUTH | PERRY | Houston | 760080 | 1 | [5 empty] | Removed from Ground | Gas (Historical Use) | 560 | Bare Steel | 1959-09-10 | 1992-02-13 | Galvanized Steel | Safe Suction (Euro)
RETAIL OUTLET (HAMMOCK WELDING) | US HWY 41 NORTH | PERRY | Houston | 760120 | 1 | [5 empty] | Removed from Ground | Empty | 1000 | Bare Steel | 1973-05-02 | 1987-09-09 | Unknown
W E & E M BECKHAM INC | 705 BALL ST | PERRY | Houston | 760121 | 4 | [5 empty] | Removed from Ground | Empty | 3000 | Bare Steel | 1966-05-04 | 1999-04-19 | Unknown
BECKHAM BROS #2 | 101 CARROLL ST ALSO | PERRY | Houston | 760125 | 1 | [5 empty] | Removed from Ground | Gas (Historical Use) | 4000 | Bare Steel | 1972-05-02 | 1989-12-01 | Galvanized Steel
DAVIS BULK PLANT | 898 JERNIGAN ST | PERRY | Houston | 760159 | 1 |  | 1997-01-23 | FALSE | 1997-01-23 | FALSE | Removed from Ground | Gas (Historical Use) | 15000 | Steel-Impressed Current | 1975-05-10 |  | Aboveground | Pressurized
GTE SOUTH/EMERGENCY GENERATOR/CE | 911 SOUTH MAIN ST | PERRY | Houston | 760031 | 1 | [5 empty] | Removed from Ground | Diesel | 3000 | Bare Steel | 1978-03-08 | 1992-07-08 | Galvanized Steel
PERRY ELEMENTARY SCHOOL | 906 SCHOOL ST | PERRY | Houston | 760038 | 1 |  |  | FALSE |  | FALSE | Permanently Out of Use - historical purposes | Diesel | 1000 | Bare Steel | 1953-01-17 |  | Copper
PINEY GROVE SERVICE STATION | 250 PINEY GROVE ROAD | KATHLEEN | Houston | 10001695 | 1 |  |  | FALSE |  | FALSE | Removed from Ground | Gas (Historical Use) | 1000 | Bare Steel | 1970-01-01 | 2009-05-01 | Bare Steel
FRITO-LAY INC KATHLEEN FACILITY | 1200 GA HWY 247 SOUTH | KATHLEEN | Houston | 9076145 | 3 | [5 empty] | Removed from Ground | Diesel | 40000 | Bare Steel | 1987-01-01 | 1996-12-12 | Bare Steel | Pressurized
HOUSTON LAKE FOOD STORE | 1946 S HOUSTON LAKE RD | KATHLEEN | Houston | 760030 | 2PLUS |  | 1993-05-17 | FALSE | 1993-05-17 | FALSE | Currently in Use | Diesel | 10000 | Epoxy | 1993-05-17 |  | Fiberglass Reinforced Plastic | Pressurized
F WARREN & ALMA L CARTER | 300 CANNON RD | WARNER ROBINS | Houston | 760181 | 4 | [5 empty] | Closed in Ground | Kerosene | 1000 | Not Marked/Unknown | 2001-09-05 | 2001-09-05 | Not Marked
F WARREN & ALMA L CARTER | 300 CANNON RD | WARNER ROBINS | Houston | 760181 | 1 | [5 empty] | Removed from Ground | Gas (Historical Use) | 3000 | Not Marked/Unknown | 1998-06-01 | 1998-06-01 | Not Marked
FORTUNE MGT 2023 LLC | 1438 SWIFT ST | PERRY | Houston | 760160 | 4 | Ball Float | 1997-02-17 |  | 1997-02-17 |  | Currently in Use | Gas (Historical Use) | 6000 | Steel-Impressed Current | 1983-05-08 |  | Steel/FG Secondary containment | Suction (American)
FORTUNE MGT 2023 LLC | 1438 SWIFT ST | PERRY | Houston | 760160 | 5 | Ball Float | 1997-02-17 |  | 1997-02-17 |  | Currently in Use | Gas (Historical Use) | 6000 | Steel-Impressed Current | 1983-05-08 |  | Steel/FG Secondary containment | Suction (American)
ANCHOR GLASS CONTAINER CORP | BOOTH RD | WARNER ROBINS | Houston | 760189 | 1 | [5 empty] | Removed from Ground | Gas (Historical Use) | 500 | Bare Steel | 1978-05-10 | 1989-06-05 | Galvanized Steel
LOLO #3 | 750 RUSSELL PKWY | WARNER ROBINS | Houston | 760135 | 3 | Flapper Valve | 1994-09-14 |  | 1994-09-14 |  | Currently in Use | Gas (Historical Use) | 10000 | Cathodically Protected Steel | 1985-04-30 |  | Fiberglass Reinforced Plastic | Pressurized
MARGARET'S SERVICE STATION | BALL ST | PERRY | Houston | 760144 | 2 | [5 empty] | Removed from Ground | Gas (Historical Use) | 3955 | Bare Steel | 1956-05-14 | 1987-07-01 | Galvanized Steel
RETAIL OUTLET (HAMMOCK WELDING) | US HWY 41 NORTH | PERRY | Houston | 760120 | 3 | [5 empty] | Removed from Ground | Empty | 1000 | Bare Steel | 1973-05-02 | 1987-09-09 | Unknown
FREE ACCOMODATIONS LLC | 1508 SAM NUNN BLVD | PERRY | Houston | 760123 | 6 | [5 empty] | Removed from Ground | Gas (Historical Use) | 6000 | Bare Steel | 1972-05-02 | 1994-10-07 | Galvanized Steel | Pressurized
CITY OF PERRY (SOUTH STREET PROP | SOUTH ST | PERRY | Houston | 760116 | 2 | [5 empty] | Removed from Ground | Empty | 2000 | Bare Steel | 1973-05-02 | 1987-01-01 | Unknown
NEIGHBOR GROCERY | 1205 MAIN ST | PERRY | Houston | 760162 | 1A | Ball Float | 1993-10-15 |  | 1993-10-15 |  | Currently in Use | Gas (Historical Use) | 10000 | Fiberglass | 1993-10-15 |  | Fiberglass Reinforced Plastic | Pressurized
RACEWAY #948 PERRY | 1515 SAM NUNN BLVD | PERRY | Houston | 760011 | 1 |  | 1982-01-01 |  | 1982-01-01 |  | Removed from Ground | Gas (Historical Use) | 12000 | Steel-Impressed Current | 1968-05-12 | 2005-11-10 | Cathodically Protected | Pressurized
RACEWAY #948 PERRY | 1515 SAM NUNN BLVD | PERRY | Houston | 760011 | 4 |  | 1982-01-01 |  | 1982-01-01 |  | Closed in Ground | Gas (Historical Use) | 11300 | Fiberglass | 1982-05-09 | 1998-08-01 | Fiberglass Reinforced Plastic
ALLTEL GEORGIA INC | US HWY 41 S | PERRY | Houston | 760032 | 2 | [5 empty] | Removed from Ground | Gas (Historical Use) | 10000 | Bare Steel | 1981-01-01 | 1992-07-06 | Galvanized Steel
Circle K 2745141 | 201 MARSHALLVILLE RD | PERRY | Houston | 9000748 | 3 | [5 empty] | Removed from Ground | Gas (Historical Use) | 6000 | Bare Steel | 1977-11-01 | 1990-07-11 | Galvanized Steel
MEDUSA CEMENT CO/CLINCHFIELD PLA | US HWY 341 S | CLINCHFIELD | Houston | 760012 | 3 | [5 empty] | Removed from Ground | Other | 1000 | Not Marked/Unknown | 1998-06-10 | 1998-06-10 | Not Marked
OAKY WOODS WILDLIFE MGT AREA | OFF GA HWY 247 | KATHLEEN | Houston | 760087 | 1 | [5 empty] | Removed from Ground | Gas (Historical Use) | 550 | Bare Steel | 1971-04-13 | 1999-12-27 | Galvanized Steel
HOLIDAY MART | 599 S HOUSTON LAKE RD STE A | WARNER ROBINS | Houston | 760178 | 1 | Flapper Valve | 1998-08-21 | TRUE | 1998-08-21 | FALSE | Currently in Use | Premium | 8000 | Galvanic (STIP-3) | 1986-08-01 |  | Fiberglass Reinforced Plastic | Pressurized
GEORGE C NUNN & SON | JERNIGAN ST | PERRY | Houston | 760105 | 1 | [5 empty] | Removed from Ground | Gas (Historical Use) | 550 | Bare Steel | 1963-05-05 | 1988-12-15 | Unknown
GA FORESTRY/HOUSTON CO FORESTRY | 2454 GA HWY 41 SOUTH | PERRY | Houston | 760080 | 2 | [5 empty] | Removed from Ground | Diesel | 560 | Bare Steel | 1959-09-10 | 1992-02-13 | Galvanized Steel | Safe Suction (Euro)
GPM# 4550 | 1417 SAM NUNN BLVD | PERRY | Houston | 760136 | 2 |  | 1996-05-01 |  | 1996-05-01 |  | Currently in Use | Gas (Historical Use) | 12000 | Steel-Impressed Current | 1983-03-18 |  | Fiberglass Reinforced Plastic | Pressurized
BECKHAM BROS #2 | 101 CARROLL ST ALSO | PERRY | Houston | 760125 | 2 | [5 empty] | Removed from Ground | Gas (Historical Use) | 4000 | Bare Steel | 1972-05-02 | 1989-12-01 | Galvanized Steel
L M HARTLEY | 604 HARPER RD | PERRY | Houston | 760110 | 1 | [5 empty] | Removed from Ground | Empty | 550 | Bare Steel | 1957-05-06 | 1979-03-01 | Unknown
FRANK BLEDSOE | RT 2 BOX 133 A | PERRY | Houston | 760176 | 1 | [5 empty] | Removed from Ground | Gas (Historical Use) | 3000 | Bare Steel | 1983-01-02 | 1998-12-01 | Galvanized Steel | Suction (American)
NEIGHBOR GROCERY | 1205 MAIN ST | PERRY | Houston | 760162 | 2A | Ball Float | 1993-10-15 |  | 1993-10-15 |  | Currently in Use | Gas (Historical Use) | 10000 | Fiberglass | 1993-10-15 |  | Fiberglass Reinforced Plastic | Pressurized
CROWN CORK & SEAL/CONTINENTAL CA | 240 GA HWY 247 SPUR | PERRY | Houston | 760190 | 6 |  |  | TRUE |  | TRUE | Removed from Ground | Used Oil | 12000 | Bare Steel | 1977-05-10 | 1993-09-30 | Unknown
GA STATE PATROL POST POST 15 | 200 JULIANN ST | PERRY | Houston | 760033 | 1 | [5 empty] | Closed in Ground | Gas (Historical Use) | 10000 | Bare Steel | 1976-03-08 | 2000-01-05 | Fiberglass Reinforced Plastic | Safe Suction (Euro)
BECKHAM BROTHERS #6 | 1025 MACON ST | PERRY | Houston | 760124 | 4 |  |  | TRUE |  | TRUE | Closed in Ground | Used Oil | 550 | Bare Steel | 1926-05-14 | 1999-12-01 | Unknown | Gravity Fed
NEIGHBOR GROCERY | 1205 MAIN ST | PERRY | Houston | 760162 | 3 |  | 1993-10-15 |  | 1993-10-15 |  | Removed from Ground | Diesel | 10000 | Fiberglass | 1993-09-01 | 1993-09-01 | Fiberglass Reinforced Plastic | Pressurized
RACEWAY #948 PERRY | 1515 SAM NUNN BLVD | PERRY | Houston | 760011 | 2 |  | 1982-01-01 |  | 1982-01-01 |  | Removed from Ground | Gas (Historical Use) | 12000 | Steel-Impressed Current | 1968-05-12 | 2011-02-08 | Cathodically Protected | Pressurized
INTERSTATE PERRY | US HWY 341 & 2ND AVE | PERRY | Houston | 760026 | 2 | [5 empty] | Removed from Ground | Gas (Historical Use) | 6000 | Bare Steel | 1970-05-11 | 1990-09-01 | Galvanized Steel
PERRY FOOD MART | 719 CARROLL ST | PERRY | Houston | 760152 | 2 |  | 1997-01-22 |  | 1997-01-22 |  | Temporarily out of use | Empty | 5000 | Steel-Impressed Current | 1961-05-13 |  | Cathodically Protected | Pressurized
BECKHAM BROS #2 | 101 CARROLL ST ALSO | PERRY | Houston | 760125 | 4 | [5 empty] | Removed from Ground | Gas (Historical Use) | 10000 | Bare Steel | 1972-05-02 | 1989-12-01 | Galvanized Steel
FKC CORPORATION | 203 GENERAL COURTNEY HODGES BLVD | PERRY | Houston | 760117 | 9 | Flapper Valve | 1993-01-02 |  | 1993-01-02 |  | Currently in Use | Diesel | 10000 | Composite | 1993-01-02 |  | Fiberglass Reinforced Plastic | Pressurized
FKC CORPORATION | 203 GENERAL COURTNEY HODGES BLVD | PERRY | Houston | 760117 | 2 | [5 empty] | Removed from Ground | Gas (Historical Use) | 2000 | Bare Steel | 1947-05-09 | 1992-09-20 | Unknown
FKC CORPORATION | 203 GENERAL COURTNEY HODGES BLVD | PERRY | Houston | 760117 | 8 | Flapper Valve | 1993-01-02 |  | 1993-01-02 |  | Currently in Use | Gas (Historical Use) | 8000 | Composite | 1993-01-02 |  | Fiberglass Reinforced Plastic | Pressurized
Circle K 2745141 | 201 MARSHALLVILLE RD | PERRY | Houston | 9000748 | 1 | [5 empty] | Removed from Ground | Gas (Historical Use) | 6000 | Bare Steel | 1977-11-01 | 1990-07-11 | Galvanized Steel
MEDUSA CEMENT CO/CLINCHFIELD PLA | US HWY 341 S | CLINCHFIELD | Houston | 760012 | 1 | [5 empty] | Closed in Ground | Gas (Historical Use) | 600 | Bare Steel | 1939-05-19 | 1986-04-01 | Galvanized Steel
PERRY/CITY BARN | 605 BALL STREET | PERRY | Houston | 760025 | 4 |  |  | TRUE |  | TRUE | Permanently Out Of Use | Used Oil | 200 | Bare Steel | 1981-06-15 | 1998-12-22 | Galvanized Steel | Gravity Fed
PERRY/CITY BARN | 605 BALL STREET | PERRY | Houston | 760025 | 5 |  | 1997-10-01 |  | 1997-10-01 |  | Removed from Ground | Gas (Historical Use) | 8000 | Epoxy | 1997-10-01 | 2012-05-02 | Fiberglass Reinforced Plastic | Suction (American)
CLOSED CONVENIENCE STORE | 116 MACON RD | PERRY | Houston | 760050 | 1 | [5 empty] | Removed from Ground | Empty | 3000 | Bare Steel | 1977-02-15 | 1987-03-19 | Galvanized Steel
Circle K 2745141 | 201 MARSHALLVILLE RD | PERRY | Houston | 9000748 | 11 | Flapper Valve | 1990-09-01 | FALSE | 1990-09-01 | FALSE | Currently in Use | Diesel | 10000 | Fiberglass | 1990-09-05 |  | Fiberglass Reinforced Plastic | Pressurized
FRITO-LAY INC KATHLEEN FACILITY | 1200 GA HWY 247 SOUTH | KATHLEEN | Houston | 9076145 | 2 | [5 empty] | Removed from Ground | Other | 3000 | Bare Steel | 1987-01-01 | 1995-03-15 | Bare Steel | Gravity Fed
CITY OF WARNER ROBINS | 200 BAY ST | WARNER ROBINS | Houston | 760192 | 2 | [5 empty] | Removed from Ground | Gas (Historical Use) | 6000 | Bare Steel | 1980-05-01 | 1899-12-31 | Galvanized Steel | Pressurized
HARSHID INC | 1001 LEVERETTE RD | WARNER ROBINS | Houston | 760057 | 2 |  | 1997-05-20 |  | 1997-05-20 |  | Currently in Use | Gas (Historical Use) | 6000 | Steel-Impressed Current | 1983-02-14 |  | Steel (Impressed Current) | Pressurized
GODFREY MECHANICAL INC | 102 STORY ST | WARNER ROBINS | Houston | 9076189 | 2 | [5 empty] | Removed from Ground | Diesel | 1000 | Bare Steel | 1988-05-01 | 1998-12-01 | Galvanized Steel | Safe Suction (Euro)
HOUSTON COUNTY ANNEX BUILDING | 200 CARL VINSON PKWY | WARNER ROBINS | Houston | 9076176 | 4 |  | 1996-09-01 |  | 1996-09-01 |  | Currently in Use | Gas (Historical Use) | 10000 | Double Walled | 1985-09-01 |  | Double Walled | Pressurized
Circle K 2703140 | 801 HWY 96 WEST | WARNER ROBINS | Houston | 9076226 | 3 | Ball Float | 1998-12-30 |  | 1998-12-30 |  | Currently in Use | Diesel | 6000 | Composite | 1998-12-30 |  | Fiberglass Reinforced Plastic | Pressurized
Circle K 2745130 | 2699 WATSON BLVD | WARNER ROBINS | Houston | 9076225 | 2 |  | 1999-01-01 |  | 1999-01-01 |  | Currently in Use | Gas (Historical Use) | 10000 | Fiberglass | 1998-12-01 |  | Double-Walled Flex | Pressurized
ENK832 | 217 RICHARD RUSSELL PKWY | WARNER ROBINS | Houston | 9076222 | 2 |  | 1998-11-09 | FALSE | 1998-11-09 | FALSE | Currently in Use | Gas (Historical Use) | 8000 | Fiberglass Double Walled | 1998-11-02 |  | Fiberglass Reinforced Plastic | Pressurized
PERRY/CITY BARN | 605 BALL STREET | PERRY | Houston | 760025 | 1 | [5 empty] | Removed from Ground | Gas (Historical Use) | 8000 | Bare Steel | 1975-05-11 | 1997-10-01 | Galvanized Steel | Suction (American)
CEMEX SOUTHEAST LLC | 2720 HIGHWAY 341 SOUTH | CLINCHFIELD | Houston | 10002619 | 1 |  |  | FALSE |  | FALSE | Removed from Ground | Gas (Historical Use) | 500 | Bare Steel | 2016-09-20 | 2016-09-20
MIDDLE GA QUICK FOOD MART | 1601 SOUTH HOUSTON LAKE RD | KATHLEEN | Houston | 9076130 | 5 |  | 1998-11-01 | FALSE | 1998-11-01 | FALSE | Removed from Ground | Gas (Historical Use) | 3000 | Galvanic (STIP-3) | 1990-12-01 | 2008-05-01 | Not Marked | Pressurized
MIDDLE GA QUICK FOOD MART | 1601 SOUTH HOUSTON LAKE RD | KATHLEEN | Houston | 9076130 | 4 |  | 1998-11-01 | FALSE | 1998-11-01 | FALSE | Removed from Ground | Gas (Historical Use) | 5000 | Galvanic (STIP-3) | 1990-12-01 | 2008-05-01 | Not Marked | Pressurized
E Z TRIP | 1054 HWY 247 | KATHLEEN | Houston | 9076197 | 6A |  | 2009-09-01 | FALSE | 2009-09-01 | FALSE | Currently in Use | Gas (Historical Use) | 12000 | Epoxy Double-Walled | 2009-09-01 |  | Double-Walled Fiberglass | Pressurized
E Z TRIP | 1054 HWY 247 | KATHLEEN | Houston | 9076197 | 6B |  | 2009-09-01 | FALSE | 2009-09-01 | FALSE | Currently in Use | Gas (Historical Use) | 4000 | Epoxy Double-Walled | 2009-09-01 |  | Double-Walled Fiberglass | Pressurized
HOLIDAY MART | 599 S HOUSTON LAKE RD STE A | WARNER ROBINS | Houston | 760178 | 2 | Flapper Valve | 1998-08-21 | TRUE | 1998-08-21 | FALSE | Currently in Use | Regular | 8000 | Galvanic (STIP-3) | 1986-08-01 |  | Fiberglass Reinforced Plastic | Pressurized
WARNER ROBINS BUS SHOP | 305 B WATSON BLVD | WARNER ROBINS | Houston | 760041 | 4 | [5 empty] | Removed from Ground | Gas (Historical Use) | 8500 | Bare Steel | 1968-01-01 | 1983-01-01 | Galvanized Steel
WARNER ROBINS BUS SHOP | 305 B WATSON BLVD | WARNER ROBINS | Houston | 760041 | 5 | [5 empty] | Removed from Ground | Diesel | 8500 | Bare Steel | 1973-01-01 | 1983-01-01 | Galvanized Steel
ROCKY'S FOOD VAPORE | 2509 MOODY RD | WARNER ROBINS | Houston | 9076183 | 1 | Ball Float | 1998-11-09 | FALSE | 1998-11-09 | FALSE | Currently in Use | Gas (Historical Use) | 8000 | Steel-Impressed Current | 1978-01-01 |  | Double-Walled Fiberglass | Pressurized
FKC CORPORATION | 203 GENERAL COURTNEY HODGES BLVD | PERRY | Houston | 760117 | 6 | [5 empty] | Removed from Ground | Gas (Historical Use) | 3000 | Bare Steel | 1958-05-06 | 1992-09-20 | Unknown
FORTUNE MGT 2023 LLC | 1438 SWIFT ST | PERRY | Houston | 760160 | 2 | Ball Float | 1997-02-17 |  | 1997-02-17 |  | Currently in Use | Gas (Historical Use) | 2000 | Steel-Impressed Current | 1978-05-09 |  | Steel/FG Secondary containment | Suction (American)
KINGS CHAPEL ELEMENTARY SCHOOL | ARENA RD | PERRY | Houston | 760037 | 1 | [5 empty] | Currently in Use | Diesel | 5000 | Bare Steel | 1963-01-15 |  | Galvanized Steel
MEDUSA CEMENT CO/CLINCHFIELD PLA | US HWY 341 S | CLINCHFIELD | Houston | 760012 | 4 | [5 empty] | Removed from Ground | Empty | 550 | Bare Steel | 1963-05-05 | 1987-01-01 | Unknown
MEDUSA CEMENT CO/CLINCHFIELD PLA | US HWY 341 S | CLINCHFIELD | Houston | 760012 | 5 | [5 empty] | Removed from Ground | Gas (Historical Use) | 1000 | Bare Steel | 1961-05-05 | 1987-01-01 | Unknown
DAVIS FOOD MART | 1202 S DAVIS DR | WARNER ROBINS | Houston | 760035 | 2 | Flapper Valve | 1996-08-20 | FALSE | 1996-08-20 | FALSE | Currently in Use | Premium | 8000 | Steel-Impressed Current | 1980-01-01 |  | Steel (Impressed Current) | Pressurized
ROCKYS FOOD MART | 405 S PLEASANT HILL RD | WARNER ROBINS | Houston | 760019 | 2 |  | 1998-12-01 | FALSE | 1998-12-01 | FALSE | Currently in Use | Gas (Historical Use) | 10000 | Steel-Impressed Current | 1977-05-09 |  | Steel (Impressed Current) | Safe Suction (Euro)
SPEEDY #2 | 2601 MOODY RD | WARNER ROBINS | Houston | 9076192 | 4B | Ball Float | 2007-01-01 | FALSE | 2007-01-01 | FALSE | Currently in Use | Diesel | 6000 | Composite | 2007-01-01 |  | Fiberglass Reinforced Plastic | Pressurized
ALLGOOD ELECTRIC | 616 HOUSTON LAKE RD | WARNER ROBINS | Houston | 9076186 | 1 | [5 empty] | Closed in Ground | Gas (Historical Use) | 560 | Bare Steel | 1980-01-01 | 1899-12-31 | Galvanized Steel | Suction (American)
FLINT EMC | 900 HWY 96 | WARNER ROBINS | Houston | 9076171 | 20 | Ball Float | 1991-02-01 |  | 1991-02-01 |  | Currently in Use | Diesel | 10000 | Composite | 1991-02-01 |  | Fiberglass Reinforced Plastic | Pressurized
HARSHID INC | 1001 LEVERETTE RD | WARNER ROBINS | Houston | 760057 | 1 |  | 1997-05-20 |  | 1997-05-20 |  | Currently in Use | Gas (Historical Use) | 6000 | Steel-Impressed Current | 1983-02-14 |  | Steel (Impressed Current) | Pressurized
WARNER ROBINS BUS SHOP | 305 B WATSON BLVD | WARNER ROBINS | Houston | 760041 | 1 |  | 1998-08-17 |  | 1998-08-17 |  | Removed from Ground | Gas (Historical Use) | 10000 | Steel-Impressed Current | 1984-01-10 | 2002-01-10 | Cathodically Protected | Pressurized
O M FOOD MART | 700 FEAGIN MILL RD STE 200 | WARNER ROBINS | Houston | 10001716 | 1B | Flapper Valve | 2009-01-01 | FALSE | 2009-01-01 | FALSE | Currently in Use | Gas (Historical Use) | 4000 | Composite Double Walled | 2009-01-01 |  | Double-Walled Fiberglass | Pressurized
CHEVRON/SNP FOODS | 1009 S HOUSTON LAKE RD | WARNER ROBINS | Houston | 10001822 | 1 | Ball Float | 2008-12-15 | FALSE | 2009-12-15 | FALSE | Currently in Use | Gas (Historical Use) | 15000 | Tank Jacket | 2009-12-15 |  | Double-Walled Fiberglass | Pressurized
KROGER GA-696 | 3094 WATSON BLVD | WARNER ROBINS | Houston | 10001449 | A.106180 | Flapper Valve | 2007-10-15 | FALSE | 2007-10-15 | FALSE | Currently in Use | Premium | 20000 | Fiberglass Double Walled | 2007-09-24 |  | Double-Walled Fiberglass | Pressurized
INDUSTRIAL INC/INTROSUL INC | 404 SEARS RD | PERRY | Houston | 760115 | 2 | [5 empty] | Removed from Ground | Empty | 1000 | Bare Steel | 1964-05-04 | 1976-11-01 | Unknown
NEIGHBOR GROCERY | 1205 MAIN ST | PERRY | Houston | 760162 | 3A | Ball Float | 1993-10-15 |  | 1993-10-15 |  | Currently in Use | Gas (Historical Use) | 10000 | Fiberglass | 1993-10-15 |  | Fiberglass Reinforced Plastic | Pressurized
E Z TRIP | 1054 HWY 247 | KATHLEEN | Houston | 9076197 | 6C |  | 2009-09-01 | FALSE | 2009-09-01 | FALSE | Currently in Use | Diesel | 4000 | Epoxy Double-Walled | 2009-09-01 |  | Double-Walled Fiberglass | Pressurized
HOLIDAY MART | 599 S HOUSTON LAKE RD STE A | WARNER ROBINS | Houston | 760178 | 3 | Flapper Valve | 1998-08-21 | TRUE | 1998-08-21 | FALSE | Currently in Use | Plus | 8000 | Galvanic (STIP-3) | 1986-08-01 |  | Fiberglass Reinforced Plastic | Pressurized
GODFREY MECHANICAL INC | 812 CORDER RD | WARNER ROBINS | Houston | 760034 | 1 | [5 empty] | Closed in Ground | Diesel | 1 | Bare Steel | 1976-03-01 | 1988-04-01 | Galvanized Steel
HARSHID INC | 1001 LEVERETTE RD | WARNER ROBINS | Houston | 760057 | 3 |  | 1997-05-20 |  | 1997-05-20 |  | Currently in Use | Gas (Historical Use) | 4000 | Steel-Impressed Current | 1983-02-14 |  | Steel (Impressed Current) | Pressurized
WARNER ROBINS BUS SHOP | 305 B WATSON BLVD | WARNER ROBINS | Houston | 760041 | 3 | [5 empty] | Removed from Ground | Gas (Historical Use) | 1000 | Bare Steel | 1971-01-13 | 1983-01-01 | Bare Steel
DAVIS EXCAVATING & GRADING | 1260 HOUSTON LAKE | WARNER ROBINS | Houston | 9076196 | 1 | Flapper Valve | 1998-10-01 |  | 1998-10-01 |  | Currently in Use | Diesel | 8000 | Fiberglass | 1993-03-01 |  | Fiberglass Reinforced Plastic | Pressurized
ROCKY'S FOOD VAPORE | 2509 MOODY RD | WARNER ROBINS | Houston | 9076183 | 2 | Ball Float | 1998-11-09 | FALSE | 1998-11-09 | FALSE | Currently in Use | Gas (Historical Use) | 6000 | Steel-Impressed Current | 1978-01-01 |  | Double-Walled Fiberglass | Pressurized
QWIK STOP #2 | 1409 SAM NUNN BLVD | PERRY | Houston | 760151 | 3 | [5 empty] | Removed from Ground | Gas (Historical Use) | 2000 | Bare Steel | 1979-05-09 | 1991-09-11 | Galvanized Steel | Suction (American)
BECKHAM BROTHERS #6 | 1025 MACON ST | PERRY | Houston | 760124 | 3 |  | 1998-12-18 |  | 1998-12-18 |  | Removed from Ground | Gas (Historical Use) | 3000 | Cathodically Protected Steel | 1957-05-06 | 2004-07-26 | Cathodically Protected | Suction (American)
VILLAGE CAR WASH | CARROLL ST | PERRY | Houston | 760147 | 1 | [5 empty] | Removed from Ground | Gas (Historical Use) | 6000 | Bare Steel | 1973-05-10 | 1986-06-01 | Galvanized Steel
CROWN CORK & SEAL/CONTINENTAL CA | 240 GA HWY 247 SPUR | PERRY | Houston | 760190 | 8 |  |  | TRUE |  | TRUE | Removed from Ground | Used Oil | 12000 | Bare Steel | 1970-05-12 | 1993-09-30 | Unknown
CROWN CORK & SEAL/CONTINENTAL CA | 240 GA HWY 247 SPUR | PERRY | Houston | 760190 | 2 | [5 empty] | Removed from Ground | Other | 10000 | Bare Steel | 1973-05-11 | 1993-09-30 | Bare Steel
INTERSTATE PERRY | US HWY 341 & 2ND AVE | PERRY | Houston | 760026 | 1 | [5 empty] | Removed from Ground | Gas (Historical Use) | 8000 | Bare Steel | 1970-05-11 | 1990-09-01 | Galvanized Steel
HOP IN SHELL | 1104 HWY 96 | KATHLEEN | Houston | 10001110 | P329103 | Ball Float | 2006-02-10 | FALSE | 2006-02-10 | FALSE | Currently in Use | Gas (Historical Use) | 12000 | Composite | 2006-01-04 |  | Fiberglass Reinforced Plastic | Pressurized
E Z TRIP | 1054 HWY 247 | KATHLEEN | Houston | 9076197 | 4 |  | 1998-12-20 | FALSE | 1998-12-20 | FALSE | Removed from Ground | Gas (Historical Use) | 2000 | Steel-Impressed Current | 1998-12-18 | 2009-08-20 | Steel (Impressed Current) | Safe Suction (Euro)
E Z TRIP | 1054 HWY 247 | KATHLEEN | Houston | 9076197 | 5 |  |  | FALSE |  | FALSE | Removed from Ground | Gas (Historical Use) | 1000 | Steel-Impressed Current | 1998-12-18 | 2009-08-20 | Steel (Impressed Current) | Safe Suction (Euro)
FREE ACCOMODATIONS LLC | 1508 SAM NUNN BLVD | PERRY | Houston | 760123 | 4 | [5 empty] | Removed from Ground | Gas (Historical Use) | 6000 | Bare Steel | 1965-05-04 | 1994-10-07 | Galvanized Steel | Pressurized
FREE ACCOMODATIONS LLC | 1508 SAM NUNN BLVD | PERRY | Houston | 760123 | 7 |  | 1994-10-07 |  | 1994-10-07 |  | Removed from Ground | Gas (Historical Use) | 12000 | Composite | 1994-10-01 | 2008-04-10 | Double Walled | Pressurized
WALKER RHODER TRACTOR CO INC | 912 JERNIGAN ST | PERRY | Houston | 760111 | 1 | [5 empty] | Closed in Ground | Gas (Historical Use) | 550 | Bare Steel | 1956-05-06 | 1999-10-01 | Unknown
FKC CORPORATION | 203 GENERAL COURTNEY HODGES BLVD | PERRY | Houston | 760117 | 3 | [5 empty] | Removed from Ground | Gas (Historical Use) | 2000 | Bare Steel | 1947-05-09 | 1992-09-20 | Unknown
RETAIL OUTLET (CLOSED) | 1101 BALL ST | PERRY | Houston | 760118 | 1 | [5 empty] | Removed from Ground | Empty | 2000 | Bare Steel | 1948-05-08 | 1988-11-10 | Unknown
FORTUNE MGT 2023 LLC | 1438 SWIFT ST | PERRY | Houston | 760160 | 3 | Ball Float | 1997-02-17 |  | 1997-02-17 |  | Currently in Use | Diesel | 2000 | Steel-Impressed Current | 1978-05-09 |  | Steel/FG Secondary containment | Suction (American)
NEIGHBOR GROCERY | 1205 MAIN ST | PERRY | Houston | 760162 | 1 |  | 1993-10-15 |  | 1993-10-15 |  | Removed from Ground | Gas (Historical Use) | 10000 | Fiberglass | 1993-09-01 | 1993-09-01 | Fiberglass Reinforced Plastic | Pressurized
INTERSTATE PERRY | US HWY 341 & 2ND AVE | PERRY | Houston | 760026 | 4 | [5 empty] | Removed from Ground | Diesel | 6000 | Bare Steel | 1970-05-11 | 1990-09-01 | Galvanized Steel
ALLTEL GEORGIA INC | US HWY 41 S | PERRY | Houston | 760032 | 1 | [5 empty] | Removed from Ground | Gas (Historical Use) | 10000 | Bare Steel | 1971-03-10 | 1992-07-01 | Galvanized Steel
PERRY/CITY BARN | 605 BALL STREET | PERRY | Houston | 760025 | 2 | [5 empty] | Removed from Ground | Diesel | 560 | Bare Steel | 1975-05-11 | 1993-06-01 | Galvanized Steel
CLOSED CONVENIENCE STORE | 116 MACON RD | PERRY | Houston | 760050 | 3 | [5 empty] | Removed from Ground | Empty | 3000 | Bare Steel | 1977-02-15 | 1987-03-19 | Galvanized Steel
PINEY GROVE SERVICE STATION | 250 PINEY GROVE ROAD | KATHLEEN | Houston | 10001695 | 2 |  |  | FALSE |  | FALSE | Removed from Ground | Gas (Historical Use) | 2000 | Bare Steel | 1970-01-01 | 2009-05-01 | Bare Steel
NEIGHBOR GROCERY | 1205 MAIN ST | PERRY | Houston | 760162 | 2 |  | 1993-10-15 |  | 1993-10-15 |  | Removed from Ground | Gas (Historical Use) | 10000 | Fiberglass | 1993-09-01 | 1993-09-01 | Fiberglass Reinforced Plastic | Pressurized
CROWN CORK & SEAL/CONTINENTAL CA | 240 GA HWY 247 SPUR | PERRY | Houston | 760190 | 5 |  |  | TRUE |  | TRUE | Removed from Ground | Used Oil | 12000 | Bare Steel | 1977-05-10 | 1993-09-30 | Unknown
RACEWAY #948 PERRY | 1515 SAM NUNN BLVD | PERRY | Houston | 760011 | 3 |  | 1982-01-01 |  | 1982-01-01 |  | Removed from Ground | Gas (Historical Use) | 8000 | Steel-Impressed Current | 1968-05-12 | 2011-02-08 | Cathodically Protected | Pressurized
INTERSTATE PERRY | US HWY 341 & 2ND AVE | PERRY | Houston | 760026 | 3 | [5 empty] | Removed from Ground | Gas (Historical Use) | 8000 | Bare Steel | 1970-05-11 | 1990-09-01 | Galvanized Steel
PERRY SCHOOL BUS SHOP | HOUSTON LAKE RD | PERRY | Houston | 760039 | 4 | [5 empty] | Permanently Out of Use - historical purposes | Diesel | 0 | Not Marked/Unknown |  | 1899-12-31 | Not Marked
HOUSTON LAKE FOOD STORE | 1946 S HOUSTON LAKE RD | KATHLEEN | Houston | 760030 | 3PREM |  | 1993-05-17 | FALSE | 1993-05-17 | FALSE | Currently in Use | Gas (Historical Use) | 10000 | Epoxy | 1993-05-17 |  | Fiberglass Reinforced Plastic | Pressurized
WARNER ROBINS BUS SHOP | 305 B WATSON BLVD | WARNER ROBINS | Houston | 760041 | 6 | [5 empty] | Removed from Ground | Gas (Historical Use) | 500 | Not Marked/Unknown | 1998-10-26 | 1998-10-26 | Not Marked
CERTIFIED AUTO SALES | 604 NORTH HOUSTON | WARNER ROBINS | Houston | 9076206 | 3 | [5 empty] | Removed from Ground | Gas (Historical Use) | 6000 | Not Marked/Unknown | 1998-11-16 | 1998-11-16 | Not Marked
SPEEDY #2 | 2601 MOODY RD | WARNER ROBINS | Houston | 9076192 | 4A | Ball Float | 2007-01-01 | FALSE | 2007-01-01 | FALSE | Currently in Use | E-10 | 4000 | Composite | 2007-01-01 |  | Fiberglass Reinforced Plastic | Pressurized
F WARREN & ALMA L CARTER | 300 CANNON RD | WARNER ROBINS | Houston | 760181 | 2 | [5 empty] | Removed from Ground | Gas (Historical Use) | 3000 | Not Marked/Unknown | 1998-06-01 | 1998-06-01 | Not Marked
WARNER ROBINS BUS SHOP | 305 B WATSON BLVD | WARNER ROBINS | Houston | 760041 | 2 |  | 1998-08-12 |  | 1998-08-12 |  | Removed from Ground | Diesel | 10000 | Steel-Impressed Current | 1984-01-10 | 2002-01-10 | Cathodically Protected | Pressurized
PERRY SCHOOL BUS SHOP | HOUSTON LAKE RD | PERRY | Houston | 760039 | 1 |  | 1998-08-15 |  | 1998-08-15 |  | Removed from Ground | Diesel | 8000 | Steel-Impressed Current | 1959-01-16 | 2002-01-10 | Cathodically Protected | Safe Suction (Euro)
CLOSED CONVENIENCE STORE | 116 MACON RD | PERRY | Houston | 760050 | 2 | [5 empty] | Removed from Ground | Empty | 3000 | Bare Steel | 1977-02-15 | 1987-03-19 | Galvanized Steel
Circle K 2745141 | 201 MARSHALLVILLE RD | PERRY | Houston | 9000748 | 6 | [5 empty] | Removed from Ground | Gas (Historical Use) | 10000 | Bare Steel | 1977-11-01 | 1990-07-11 | Galvanized Steel
Circle K 2745141 | 201 MARSHALLVILLE RD | PERRY | Houston | 9000748 | 10 | Flapper Valve | 1990-09-01 | FALSE | 1990-09-01 | FALSE | Currently in Use |  | 10000 | Fiberglass | 1995-04-30 |  | Fiberglass Reinforced Plastic | Pressurized
HOP IN SHELL | 1104 HWY 96 | KATHLEEN | Houston | 10001110 | P329101B | Ball Float | 2006-02-10 | FALSE | 2006-02-10 | FALSE | Currently in Use | Diesel | 4000 | Composite | 2006-01-04 |  | Fiberglass Reinforced Plastic | Pressurized
MIDDLE GA QUICK FOOD MART | 1601 SOUTH HOUSTON LAKE RD | KATHLEEN | Houston | 9076130 | 3 |  | 1998-11-01 | FALSE | 1998-11-01 | FALSE | Removed from Ground | Gas (Historical Use) | 8000 | Galvanic (STIP-3) | 1990-12-01 | 2008-05-01 | Not Marked | Pressurized
CERTIFIED AUTO SALES | 604 NORTH HOUSTON | WARNER ROBINS | Houston | 9076206 | 1 | [5 empty] | Removed from Ground | Gas (Historical Use) | 0 | Marked Unknown | 1997-03-18 | 1997-03-18 | Unknown
GODFREY MECHANICAL INC | 102 STORY ST | WARNER ROBINS | Houston | 9076189 | 1 | [5 empty] | Removed from Ground | Gas (Historical Use) | 550 | Bare Steel | 1988-05-01 | 1998-12-01 | Galvanized Steel | Safe Suction (Euro)
EXPRESS STOP | 700 RUSSELL PKWY | WARNER ROBINS | Houston | 9076170 | 2 | Ball Float | 1989-08-01 | FALSE | 1989-08-01 | FALSE | Currently in Use | Gas (Historical Use) | 8200 |  | 1989-08-01 |  |  | Pressurized
SPEEDY #4 | 101 Marshallville Road | PERRY | Houston | 760156 | 2 | Flapper Valve | 1997-01-16 | FALSE | 1997-01-16 | FALSE | Currently in Use | Gas (Historical Use) | 6000 | Cathodically Protected Steel | 1967-05-12 |  | Fiberglass Reinforced Plastic | Pressurized
CIRCLE K 2703144 | 1424 SAM NUNN BLVD | PERRY | Houston | 760150 | 3 | [5 empty] | Removed from Ground | Gas (Historical Use) | 5000 | Bare Steel | 1966-05-12 | 1986-01-01 | Galvanized Steel
PERRY FOOD MART | 719 CARROLL ST | PERRY | Houston | 760152 | 1 | Flapper Valve | 1997-01-22 |  | 1997-01-22 |  | Currently in Use | Gas (Historical Use) | 5000 | Steel-Impressed Current | 1961-05-13 |  | Cathodically Protected | Pressurized
Circle K 2745141 | 201 MARSHALLVILLE RD | PERRY | Houston | 9000748 | 4 | [5 empty] | Removed from Ground | Gas (Historical Use) | 15000 | Bare Steel | 1977-11-01 | 1990-07-11 | Galvanized Steel
Circle K 2745141 | 201 MARSHALLVILLE RD | PERRY | Houston | 9000748 | 7 | [5 empty] | Removed from Ground | Diesel | 10000 | Bare Steel | 1977-11-01 | 1990-07-11 | Galvanized Steel
Circle K 2745141 | 201 MARSHALLVILLE RD | PERRY | Houston | 9000748 | 5 | [5 empty] | Removed from Ground | Gas (Historical Use) | 12000 | Bare Steel | 1976-02-16 | 1990-07-11 | Galvanized Steel
AT&T | OAKLEY WOODS RD/OFF HWY 247 | KATHLEEN | Houston | 760014 | 1 | [5 empty] | Closed in Ground | Empty | 2000 | Cathodically Protected Steel | 1956-05-15 | 1993-01-01 | Copper | Safe Suction (Euro)
SPEEDY #2 | 2601 MOODY RD | WARNER ROBINS | Houston | 9076192 | 3 | Ball Float | 1993-08-01 |  | 1993-08-01 |  | Temporarily out of use | E-10 | 8000 | Composite | 1993-08-01 |  | Fiberglass Reinforced Plastic | Pressurized
WARNER ROBINS AIR PARK | 123 AIR PARK DR | WARNER ROBINS | Houston | 9076194 | 1 | Flapper Valve | 1999-12-21 |  | 1999-12-21 |  | Currently in Use | Gas (Historical Use) | 8000 | Steel-Impressed Current | 1999-12-21 |  | Cathodically Protected
FLINT EMC | 900 HWY 96 | WARNER ROBINS | Houston | 9076171 | 18 | Ball Float | 1991-02-01 |  | 1991-02-01 |  | Currently in Use | Diesel | 10000 | Composite | 1991-02-01 |  | Fiberglass Reinforced Plastic | Pressurized
HOUSTON COUNTY ANNEX BUILDING | 200 CARL VINSON PKWY | WARNER ROBINS | Houston | 9076176 | 2 | [5 empty] | Removed from Ground | Gas (Historical Use) | 3000 | Not Marked/Unknown | 1978-01-01 | 1995-08-01 | Not Marked
ROCKY'S FOOD VAPORE | 2509 MOODY RD | WARNER ROBINS | Houston | 9076183 | 3 | Ball Float | 1998-11-09 | FALSE | 1998-11-09 | FALSE | Currently in Use | Gas (Historical Use) | 6000 | Steel-Impressed Current | 1978-01-01 |  | Double-Walled Fiberglass | Pressurized
CENTRAL GA TECHNICAL COLLEGE | 80 COHEN WALKER DRIVE | WARNER ROBINS | Houston | 9076219 | 1 | Flapper Valve | 1998-05-15 | FALSE | 1998-05-15 | FALSE | Temporarily out of use | Aviaion gas/AV Gas | 1000 | Fiberglass Double Walled | 1998-05-15 |  | Fiberglass Reinforced Plastic | Safe Suction (Euro)
OLD TEXACO SITE | 1007 WATSON BLVD | WARNER ROBINS | Houston | 10000363 | 2 |  |  | FALSE |  | FALSE | Removed from Ground | Gas (Historical Use) | 4000 | Bare Steel | 2003-04-11 | 2003-04-11 | Galvanized Steel | Safe Suction (Euro)
Circle K 2745141 | 201 MARSHALLVILLE RD | PERRY | Houston | 9000748 | 8 | Flapper Valve | 1990-07-01 | FALSE | 1990-07-01 | FALSE | Currently in Use |  | 10000 | Fiberglass | 1995-04-30 |  | Fiberglass Reinforced Plastic | Pressurized
Circle K 2745141 | 201 MARSHALLVILLE RD | PERRY | Houston | 9000748 | 2 | [5 empty] | Removed from Ground | Gas (Historical Use) | 6000 | Bare Steel | 1977-11-01 | 1990-07-11 | Galvanized Steel
MEDUSA CEMENT CO/CLINCHFIELD PLA | US HWY 341 S | CLINCHFIELD | Houston | 760012 | 2 | [5 empty] | Closed in Ground | Gas (Historical Use) | 1000 | Bare Steel | 1939-05-19 | 1986-04-01 | Galvanized Steel
E Z TRIP | 1054 HWY 247 | KATHLEEN | Houston | 9076197 | 2 |  | 1998-12-20 | FALSE | 1998-12-20 | FALSE | Closed in Ground | Gas (Historical Use) | 4000 | Steel-Impressed Current | 1998-12-18 | 2009-08-20 | Steel (Impressed Current) | Safe Suction (Euro)
E Z TRIP | 1054 HWY 247 | KATHLEEN | Houston | 9076197 | 3 |  | 1998-12-20 | FALSE | 1998-12-20 | FALSE | Removed from Ground | Gas (Historical Use) | 2000 | Steel-Impressed Current | 1998-12-18 | 2009-08-20 | Steel (Impressed Current) | Safe Suction (Euro)
F WARREN & ALMA L CARTER | 300 CANNON RD | WARNER ROBINS | Houston | 760181 | 3 |  |  | TRUE |  | TRUE | Closed in Ground | Used Oil | 500 | Not Marked/Unknown | 2001-09-05 | 2001-09-05 | Not Marked
LOLO #3 | 750 RUSSELL PKWY | WARNER ROBINS | Houston | 760135 | 1 | Flapper Valve | 1995-09-14 |  | 1995-09-14 |  | Currently in Use | Gas (Historical Use) | 10000 | Cathodically Protected Steel | 1985-04-30 |  | Fiberglass Reinforced Plastic | Pressurized
FLINT EMC | 900 HWY 96 | WARNER ROBINS | Houston | 9076171 | 19 | Ball Float | 1991-02-01 |  | 1991-02-01 |  | Currently in Use | Gas (Historical Use) | 10000 | Composite | 1991-02-01 |  | Fiberglass Reinforced Plastic | Pressurized
MINI QUICK MART | 516 FEAGIN MILL RD | WARNER ROBINS | Houston | 9076174 | 3 |  | 1998-12-16 | FALSE | 1998-12-16 | FALSE | Currently in Use | Gas (Historical Use) | 1000 | Steel-Impressed Current | 1976-01-01 |  |  | Suction (American)
MURPHY EXPRESS #8568 | 2718 WATSON BLVD | WARNER ROBINS | Houston | 10001810 | 1 | Flapper Valve | 2011-04-07 | FALSE | 2011-04-07 | FALSE | Currently in Use | Regular | 20000 | Fiberglass Double Walled | 2009-12-03 |  | Double-Walled Flex | Pressurized
Circle K 2703140 | 801 HWY 96 WEST | WARNER ROBINS | Houston | 9076226 | 2 | Ball Float | 1998-12-30 |  | 1998-12-30 |  | Currently in Use | Gas (Historical Use) | 8000 | Composite | 1998-12-30 |  | Fiberglass Reinforced Plastic | Pressurized
Circle K 2745130 | 2699 WATSON BLVD | WARNER ROBINS | Houston | 9076225 | 3 |  | 1999-01-01 |  | 1999-01-01 |  | Currently in Use | Gas (Historical Use) | 12000 | Fiberglass | 1998-12-01 |  | Double-Walled Flex | Pressurized
C-USA I LLC #1011 | 2512 MOODY RD | WARNER ROBINS | Houston | 9076132 | 2 | Ball Float | 1990-01-01 | FALSE | 1990-01-01 | FALSE | Currently in Use | Gas (Historical Use) | 6000 | Steel-Impressed Current | 1984-01-01 |  | Bare Steel | Pressurized
ANDYS FOOD MART #2 | 1101 HOUSTON RD | WARNER ROBINS | Houston | 9076129 | 2 | Flapper Valve | 1987-01-01 |  | 1987-01-01 |  | Currently in Use | Gas (Historical Use) | 8000 | Galvanic (STIP-3) | 1987-01-01 |  | Fiberglass Reinforced Plastic | Pressurized
KROGER GA-696 | 3094 WATSON BLVD | WARNER ROBINS | Houston | 10001449 | 1B | Flapper Valve | 2007-10-15 | FALSE | 2007-10-15 | FALSE | Currently in Use | Regular | 8000 | Fiberglass Double Walled | 2007-09-24 |  | Double-Walled Fiberglass | Pressurized
KROGER 257 | 115 RUSSELL PKWY | WARNER ROBINS | Houston | 10002187 | 2A | Overfill Alarm | 2012-12-11 | FALSE | 2013-01-21 | FALSE | Currently in Use | Diesel | 10000 | Fiberglass Double Walled | 2012-11-14 |  | Double-Walled Flex | Pressurized
EXPRESS STOP | 700 RUSSELL PKWY | WARNER ROBINS | Houston | 9076170 | 4 | Ball Float | 1989-08-01 | FALSE | 1989-08-01 | FALSE | Currently in Use | Diesel | 3000 |  | 1989-08-01 |  |  | Pressurized
EXPRESS STOP | 700 RUSSELL PKWY | WARNER ROBINS | Houston | 9076170 | 5 | Ball Float | 1989-08-01 | FALSE | 1989-08-01 | FALSE | Currently in Use | Kerosene | 1000 |  | 1989-08-01 |  |  | Pressurized
ANDYS FOOD MART #2 | 1101 HOUSTON RD | WARNER ROBINS | Houston | 9076129 | 1 | Flapper Valve | 1987-01-01 |  | 1987-01-01 |  | Currently in Use | Gas (Historical Use) | 8000 | Galvanic (STIP-3) | 1987-01-01 |  | Fiberglass Reinforced Plastic | Pressurized
HOUSTON COUNTY ANNEX BUILDING | 200 CARL VINSON PKWY | WARNER ROBINS | Houston | 9076176 | 1 | [5 empty] | Removed from Ground | Gas (Historical Use) | 3000 | Not Marked/Unknown | 1978-01-01 | 1995-08-01 | Not Marked
MINI QUICK MART | 516 FEAGIN MILL RD | WARNER ROBINS | Houston | 9076174 | 1 |  | 1998-12-16 | FALSE | 1998-12-16 | FALSE | Currently in Use | Gas (Historical Use) | 4000 | Steel-Impressed Current | 1976-01-01 |  |  | Suction (American)
Circle K 2703140 | 801 HWY 96 WEST | WARNER ROBINS | Houston | 9076226 | 1 | Ball Float | 1998-12-30 |  | 1998-12-30 |  | Currently in Use | Gas (Historical Use) | 15000 | Composite | 1998-12-30 |  | Fiberglass Reinforced Plastic | Pressurized
CENTRAL GA TECHNICAL COLLEGE | 80 COHEN WALKER DRIVE | WARNER ROBINS | Houston | 9076219 | 2 | Flapper Valve | 1998-05-15 | FALSE | 1998-05-15 | FALSE | Temporarily out of use | Jet fuel | 1000 | Fiberglass Double Walled | 1998-05-15 |  | Fiberglass Reinforced Plastic | Safe Suction (Euro)
C-USA I LLC #1011 | 2512 MOODY RD | WARNER ROBINS | Houston | 9076132 | 1 | Ball Float | 1990-01-01 | FALSE | 1990-01-01 | FALSE | Currently in Use | Gas (Historical Use) | 6000 | Steel-Impressed Current | 1984-01-01 |  | Bare Steel | Pressurized
C-USA I LLC #1011 | 2512 MOODY RD | WARNER ROBINS | Houston | 9076132 | 4 | Ball Float | 1990-01-01 | FALSE | 1990-01-01 | FALSE | Currently in Use | Diesel | 3000 | Steel-Impressed Current | 1984-01-01 |  | Bare Steel | Pressurized
HUGHES HONDA | 2260 MOODY RD | WARNER ROBINS | Houston | 9076155 | 1 |  |  | TRUE |  | TRUE | Removed from Ground | Used Oil | 550 | Bare Steel | 1986-04-01 | 1994-05-03 | Galvanized Steel | Gravity Fed
LOLO #3 | 750 RUSSELL PKWY | WARNER ROBINS | Houston | 760135 | 2 | Flapper Valve | 1994-09-14 |  | 1994-09-14 |  | Currently in Use | Gas (Historical Use) | 10000 | Cathodically Protected Steel | 1985-04-30 |  | Fiberglass Reinforced Plastic | Pressurized
CITY OF WARNER ROBINS | 200 BAY ST | WARNER ROBINS | Houston | 760192 | 3 | [5 empty] | Removed from Ground | Diesel | 10000 | Bare Steel | 1980-05-01 | 1899-12-31 | Galvanized Steel | Pressurized
SPEEDY #2 | 2601 MOODY RD | WARNER ROBINS | Houston | 9076192 | 1 | Ball Float | 1993-08-01 |  | 1993-08-01 |  | Currently in Use | Gas (Historical Use) | 10000 | Composite | 1993-08-01 |  | Fiberglass Reinforced Plastic | Pressurized
US POSTAL SERVICE | 904 RUSSELL PKWY | WARNER ROBINS | Houston | 9076175 | NO1 | [5 empty] | Removed from Ground | Used Oil | 550 | Not Marked/Unknown | 1987-12-18 | 1997-01-14 | Not Marked | Safe Suction (Euro)
OLD TEXACO SITE | 1007 WATSON BLVD | WARNER ROBINS | Houston | 10000363 | 4 |  |  | FALSE |  | FALSE | Removed from Ground | Gas (Historical Use) | 3000 | Bare Steel | 2003-04-11 | 2003-04-11 | Galvanized Steel | Safe Suction (Euro)
OLD TEXACO SITE | 1007 WATSON BLVD | WARNER ROBINS | Houston | 10000363 | 5 |  |  | FALSE |  | FALSE | Removed from Ground | Used Oil | 550 | Bare Steel | 2003-04-11 | 2003-04-11 | Galvanized Steel | Safe Suction (Euro)
MURPHY EXPRESS #8568 | 2718 WATSON BLVD | WARNER ROBINS | Houston | 10001810 | 2A | Flapper Valve | 2011-04-07 | FALSE | 2011-04-07 | FALSE | Currently in Use | Diesel | 12000 | Fiberglass Double Walled | 2009-12-03 |  | Double-Walled Flex | Pressurized
PERRY SCHOOL BUS SHOP | HOUSTON LAKE RD | PERRY | Houston | 760039 | 3 | [5 empty] | Permanently Out of Use - historical purposes | Diesel | 0 | Not Marked/Unknown |  | 1899-12-31 | Not Marked
HOUSTON COUNTY LANDFILL - UST | 2080 HWY 247 S MM2 | KATHLEEN | Houston | 10000421 | 2 |  | 2002-10-09 | FALSE | 2002-10-09 | FALSE | Currently in Use | Regular | 1000 | Composite | 2002-10-08 |  | Fiberglass Reinforced Plastic | Safe Suction (Euro)
MIDDLE GA QUICK FOOD MART | 1601 SOUTH HOUSTON LAKE RD | KATHLEEN | Houston | 9076130 | 7 |  | 1998-11-01 | FALSE | 1998-11-01 | FALSE | Removed from Ground | Diesel | 500 | Galvanic (STIP-3) | 1990-12-01 | 2008-05-01 | Not Marked | Safe Suction (Euro)
MIDDLE GA QUICK FOOD MART | 1601 SOUTH HOUSTON LAKE RD | KATHLEEN | Houston | 9076130 | 1 | [5 empty] | Removed from Ground | Gas (Historical Use) | 1000 | Marked Unknown | 1990-12-01 | 1990-12-01 | Unknown
E Z TRIP | 1054 HWY 247 | KATHLEEN | Houston | 9076197 | 1 |  | 1998-12-20 | FALSE | 1998-12-20 | FALSE | Removed from Ground | Diesel | 4000 | Steel-Impressed Current | 1998-12-18 | 2009-08-20 | Steel (Impressed Current) | Safe Suction (Euro)
DAVIS FOOD MART | 1202 S DAVIS DR | WARNER ROBINS | Houston | 760035 | 1 | Flapper Valve | 1996-08-20 | FALSE | 1996-08-20 | FALSE | Currently in Use | Regular | 8000 | Steel-Impressed Current | 1980-01-01 |  | Steel (Impressed Current) | Pressurized
EXPRESS STOP | 700 RUSSELL PKWY | WARNER ROBINS | Houston | 9076170 | 1 | Ball Float | 1989-08-01 | FALSE | 1989-08-01 | FALSE | Currently in Use | Gas (Historical Use) | 8200 |  | 1989-08-01 |  |  | Pressurized
MURPHY USA #7317 | 501 BOOTH RD | WARNER ROBINS | Houston | 10001067 | 1 | Flapper Valve | 2006-02-10 | FALSE | 2006-02-10 | FALSE | Currently in Use | Regular | 20000 | Fiberglass Double Walled | 2006-01-18 |  | Double-Walled Flex | Pressurized
O M FOOD MART | 700 FEAGIN MILL RD STE 200 | WARNER ROBINS | Houston | 10001716 | 1A | Flapper Valve | 2009-01-01 | FALSE | 2009-01-01 | FALSE | Currently in Use | Gas (Historical Use) | 12000 | Composite Double Walled | 2009-01-01 |  | Double-Walled Fiberglass | Pressurized
CHEVRON/SNP FOODS | 1009 S HOUSTON LAKE RD | WARNER ROBINS | Houston | 10001822 | 2 | Ball Float | 2009-12-15 | FALSE | 2009-12-15 | FALSE | Currently in Use | Gas (Historical Use) | 6000 | Tank Jacket | 2009-12-15 |  | Double-Walled Fiberglass | Pressurized
KROGER 257 | 115 RUSSELL PKWY | WARNER ROBINS | Houston | 10002187 | 1 | Overfill Alarm | 2012-12-11 | FALSE | 2013-01-21 | FALSE | Currently in Use | Gas (Historical Use) | 20000 | Fiberglass Double Walled | 2012-11-14 |  | Double-Walled Flex | Pressurized
SHIPWRECK RESTAURANT | 100 A HWY 247 SOUTH | WARNER ROBINS | Houston | 9076227 | 1 | [5 empty] | Removed from Ground | Used Oil | 550 | Not Marked/Unknown | 1998-10-05 | 1998-10-05 | Not Marked
Circle K 2745129 | 1242 RUSSELL PKWY | WARNER ROBINS | Houston | 9076220 | 1 |  | 1998-12-01 |  | 1998-12-01 |  | Currently in Use | Gas (Historical Use) | 10000 | Fiberglass | 1998-11-01 |  | Double-Walled Flex | Pressurized
H & R AUTO CARE INC D/B/A MIKE H | 1207 RUSSELL PKWY | WARNER ROBINS | Houston | 9076231 | 1 |  |  | TRUE |  | TRUE | Permanently Out of Use - historical purposes | Used Oil | 550 | Cathodically Protected Steel | 1989-09-01 | 1899-12-31 | Fiberglass Reinforced Plastic | Gravity Fed
KROGER GA-696 | 3094 WATSON BLVD | WARNER ROBINS | Houston | 10001449 | 1A | Flapper Valve | 2007-10-15 | FALSE | 2007-10-15 | FALSE | Currently in Use | Diesel | 8000 | Fiberglass Double Walled | 2007-09-24 |  | Double-Walled Fiberglass | Pressurized
ANDYS FOOD MART #2 | 1101 HOUSTON RD | WARNER ROBINS | Houston | 9076129 | 3 | Flapper Valve | 1987-01-01 |  | 1987-01-01 |  | Currently in Use | Gas (Historical Use) | 8000 | Galvanic (STIP-3) | 1987-01-01 |  | Fiberglass Reinforced Plastic | Pressurized
MURPHY EXPRESS #8568 | 2718 WATSON BLVD | WARNER ROBINS | Houston | 10001810 | 2B | Flapper Valve | 2011-04-07 | FALSE | 2011-04-07 | FALSE | Currently in Use | Premium | 8000 | Fiberglass Double Walled | 2009-12-03 |  | Double-Walled Flex | Pressurized
US POSTAL SERVICE | 904 RUSSELL PKWY | WARNER ROBINS | Houston | 9076175 | RU1 | [5 empty] | Removed from Ground | Gas (Historical Use) | 12000 | Double Walled | 1987-12-18 | 1998-04-10 | Unknown | Pressurized
Circle K 2745129 | 1242 RUSSELL PKWY | WARNER ROBINS | Houston | 9076220 | 2 |  | 1998-12-01 |  | 1998-12-01 |  | Currently in Use | Diesel | 10000 | Fiberglass | 1998-11-01 |  | Double-Walled Flex | Pressurized
C-USA I LLC #1011 | 2512 MOODY RD | WARNER ROBINS | Houston | 9076132 | 3 | Flapper Valve | 1990-01-01 | FALSE | 1990-01-01 | FALSE | Currently in Use | Gas (Historical Use) | 4000 | Steel-Impressed Current | 1984-01-01 |  | Bare Steel | Pressurized
TUCKER FARMS | 1011 KATHRYN RYALS RD | WARNER ROBINS | Houston | 10002242 | 3 |  |  | FALSE |  | FALSE | Removed from Ground | Diesel | 500 | Bare Steel | 2013-05-31 | 2013-05-31 | Bare Steel
HOLIDAY FOODMART #4 | 4800 RUSSELL PKWY | WARNER ROBINS | Houston | 10002316 | 3 |  | 2012-11-01 | FALSE |  | FALSE | Currently in Use | Diesel | 4000 | Composite Double Walled | 2012-11-01 |  | Double-Walled Fiberglass | Pressurized
GODFREY MECHANICAL INC | 102 STORY ST | WARNER ROBINS | Houston | 9076189 | 3 | [5 empty] | Removed from Ground | Diesel | 1000 | Bare Steel | 1988-05-01 | 1998-12-01 | Galvanized Steel | Safe Suction (Euro)
Circle K 2745130 | 2699 WATSON BLVD | WARNER ROBINS | Houston | 9076225 | 1 |  | 1999-01-01 |  | 1999-01-01 |  | Currently in Use | Diesel | 10000 | Fiberglass | 1998-12-01 |  | Double-Walled Flex | Pressurized
O M FOOD MART | 700 FEAGIN MILL RD STE 200 | WARNER ROBINS | Houston | 10001716 | 1C | Flapper Valve | 2009-01-01 | FALSE | 2009-01-01 | FALSE | Currently in Use | Diesel | 4000 | Composite Double Walled | 2009-01-01 |  | Double-Walled Fiberglass | Pressurized
VANN'S SERVICE STATION | 127 NORTH DAVIS DR | WARNER ROBINS | Houston | 760180 | 3 | [5 empty] | Removed from Ground | Gas (Historical Use) | 2000 | Bare Steel | 1986-05-13 | 1899-12-31 | Unknown
HOUSTON COUNTY ANNEX BUILDING | 200 CARL VINSON PKWY | WARNER ROBINS | Houston | 9076176 | 3 |  |  | FALSE |  | FALSE
US POSTAL SERVICE | 904 RUSSELL PKWY | WARNER ROBINS | Houston | 9076175 | UO1 |  |  | TRUE |  | TRUE | Removed from Ground | Used Oil | 550 | Not Marked/Unknown | 1987-12-18 | 1997-01-14 | Not Marked | Gravity Fed
VANN'S SERVICE STATION | 127 NORTH DAVIS DR | WARNER ROBINS | Houston | 760180 | 4 | [5 empty] | Removed from Ground | Kerosene | 2000 | Bare Steel | 1986-05-13 | 1899-12-31 | Unknown
VANN'S SERVICE STATION | 127 NORTH DAVIS DR | WARNER ROBINS | Houston | 760180 | 1 | [5 empty] | Removed from Ground | Gas (Historical Use) | 10000 | Bare Steel | 1986-05-13 | 1899-12-31 | Unknown
TUCKER FARMS | 1011 KATHRYN RYALS RD | WARNER ROBINS | Houston | 10002242 | 1 |  |  | FALSE |  | FALSE | Removed from Ground | Gas (Historical Use) | 1000 | Bare Steel | 2013-05-31 | 2013-05-31 | Bare Steel
TUCKER FARMS | 1011 KATHRYN RYALS RD | WARNER ROBINS | Houston | 10002242 | 2 |  |  | FALSE |  | FALSE | Removed from Ground | Diesel | 500 | Bare Steel | 2013-05-31 | 2013-05-31 | Bare Steel
MIDDLE GA TECH INST | 1311 CORDER RD | WARNER ROBINS | Houston | 9076161 | 1 | [5 empty] | Removed from Ground | Gas (Historical Use) | 550 | Marked Unknown | 2000-01-03 | 2000-01-03 | Not Marked
SHIPWRECK RESTAURANT | 100 A HWY 247 SOUTH | WARNER ROBINS | Houston | 9076227 | 2 | [5 empty] | Removed from Ground | Gas (Historical Use) | 550 | Not Marked/Unknown | 1998-10-05 | 1998-10-05 | Not Marked
HOLIDAY FOODMART #4 | 4800 RUSSELL PKWY | WARNER ROBINS | Houston | 10002316 | 1 |  | 2012-11-01 | FALSE |  | FALSE | Currently in Use | Gas (Historical Use) | 12000 | Composite Double Walled | 2012-11-01 |  | Double-Walled Fiberglass | Pressurized
DAVIS BULK PLANT | 898 JERNIGAN ST | PERRY | Houston | 760159 | 2 |  | 1997-01-23 | FALSE | 1997-01-23 | FALSE | Removed from Ground | Gas (Historical Use) | 15000 | Steel-Impressed Current | 1975-05-10 |  | Aboveground | Pressurized
PERRY SCHOOL BUS SHOP | HOUSTON LAKE RD | PERRY | Houston | 760039 | 2 |  | 1998-08-15 |  | 1998-08-15 |  | Removed from Ground | Gas (Historical Use) | 2000 | Steel-Impressed Current | 1983-01-10 | 2002-01-10 | Cathodically Protected | Safe Suction (Euro)
CENTRAL GA POOLS INC | 2622 HWY 341 SOUTH | CLINCHFIELD | Houston | 9076139 | 1 |  | 1993-05-01 |  | 1993-05-01 |  | Temporarily out of use | Diesel | 10000 | Steel-Impressed Current | 1981-01-01 |  | Fiberglass Reinforced Plastic | Pressurized
HOUSTON COUNTY LANDFILL - UST | 2080 HWY 247 S MM2 | KATHLEEN | Houston | 10000421 | 1 |  | 2002-10-09 | FALSE | 2002-10-09 | FALSE | Currently in Use | Diesel | 15000 | Composite | 2002-10-08 |  | Fiberglass Reinforced Plastic | Safe Suction (Euro)
FRITO-LAY INC KATHLEEN FACILITY | 1200 GA HWY 247 SOUTH | KATHLEEN | Houston | 9076145 | 7 | Flapper Valve | 2010-02-01 | FALSE | 2010-02-01 | FALSE | Currently in Use | Diesel | 20000 | Fiberglass Double Walled | 2010-02-01 |  | Double-Walled Fiberglass | Pressurized
FRITO-LAY INC KATHLEEN FACILITY | 1200 GA HWY 247 SOUTH | KATHLEEN | Houston | 9076145 | 5 | Flapper Valve | 1997-02-01 |  | 1997-02-01 |  | Currently in Use | Diesel | 20000 | Fiberglass Double Walled | 1997-02-01 |  | Double-Walled Fiberglass | Pressurized
FRITO-LAY INC KATHLEEN FACILITY | 1200 GA HWY 247 SOUTH | KATHLEEN | Houston | 9076145 | 4 | [5 empty] | Removed from Ground | Diesel | 30000 | Bare Steel | 1987-01-01 | 1997-06-20 | Bare Steel | Pressurized
MIDDLE GA QUICK FOOD MART | 1601 SOUTH HOUSTON LAKE RD | KATHLEEN | Houston | 9076130 | 6 |  | 1998-11-01 | FALSE | 1998-11-01 | FALSE | Removed from Ground | Diesel | 1000 | Galvanic (STIP-3) | 1990-12-01 | 2008-05-01 | Not Marked | Safe Suction (Euro)
SPEEDY #2 | 2601 MOODY RD | WARNER ROBINS | Houston | 9076192 | 2 | Ball Float | 1993-08-01 |  | 1993-08-01 |  | Currently in Use | Gas (Historical Use) | 8000 | Composite | 1993-08-01 |  | Fiberglass Reinforced Plastic | Pressurized
OLD TEXACO SITE | 1007 WATSON BLVD | WARNER ROBINS | Houston | 10000363 | 3 |  |  | FALSE |  | FALSE | Removed from Ground | Gas (Historical Use) | 3000 | Bare Steel | 2003-04-11 | 2003-04-11 | Galvanized Steel | Safe Suction (Euro)
CHEVRON/SNP FOODS | 1009 S HOUSTON LAKE RD | WARNER ROBINS | Houston | 10001822 | 3 | Ball Float | 2009-12-15 | FALSE | 2009-12-15 | FALSE | Currently in Use | Diesel | 6000 | Tank Jacket | 2009-12-15 |  | Double-Walled Fiberglass | Pressurized
VANN'S SERVICE STATION | 127 NORTH DAVIS DR | WARNER ROBINS | Houston | 760180 | 2 | [5 empty] | Removed from Ground | Gas (Historical Use) | 10000 | Bare Steel | 1986-05-13 | 1899-12-31 | Unknown
ELBERTA 1989 LLC | 800 ELBERTA RD | WARNER ROBINS | Houston | 10002042 | 1 |  | 2009-12-30 | FALSE | 2009-12-30 | FALSE | Currently in Use | Gas (Historical Use) | 12000 | Tank Jacket | 2009-12-30 |  | Double-Walled Fiberglass | Pressurized
WALMART NEIGHBORHOOD MARKET #0840 | 519 N HOUSTON RD | WARNER ROBINS | Houston | 10002479 | 2B |  | 2015-05-14 | FALSE | 2015-05-14 | FALSE | Currently in Use | Diesel | 7000 | Fiberglass Double Walled | 2015-10-20 |  | Double-Walled Flex | Pressurized
ROCKYS FOOD MART | 405 S PLEASANT HILL RD | WARNER ROBINS | Houston | 760019 | 1 |  | 1998-12-01 | FALSE | 1998-12-01 | FALSE | Currently in Use | Gas (Historical Use) | 10000 | Steel-Impressed Current | 1977-05-09 |  | Steel (Impressed Current) | Safe Suction (Euro)
CERTIFIED AUTO SALES | 604 NORTH HOUSTON | WARNER ROBINS | Houston | 9076206 | 4 | [5 empty] | Removed from Ground | Gas (Historical Use) | 6000 | Not Marked/Unknown | 1998-01-16 | 1998-01-16 | Not Marked
WARNER ROBINS AIR PARK | 123 AIR PARK DR | WARNER ROBINS | Houston | 9076194 | 2 | Flapper Valve | 1999-12-21 |  | 1999-12-21 |  | Currently in Use | Gas (Historical Use) | 6000 | Steel-Impressed Current | 1999-12-21 |  | Cathodically Protected
MINI QUICK MART | 516 FEAGIN MILL RD | WARNER ROBINS | Houston | 9076174 | 2 |  | 1998-12-16 | FALSE | 1998-12-16 | FALSE | Currently in Use | Gas (Historical Use) | 3000 | Steel-Impressed Current | 1976-01-01 |  |  | Suction (American)
EDDIE WIGGINS FORD | 900 RUSSELL PKWY | WARNER ROBINS | Houston | 9076207 | 1 |  |  | TRUE |  | TRUE | Removed from Ground | Used Oil | 550 | Not Marked/Unknown | 1997-01-20 | 1997-01-20 | Not Marked
OLD TEXACO SITE | 1007 WATSON BLVD | WARNER ROBINS | Houston | 10000363 | 1 |  |  | FALSE |  | FALSE | Removed from Ground | Gas (Historical Use) | 3000 | Bare Steel | 2003-04-11 | 2003-04-11 | Galvanized Steel | Safe Suction (Euro)
MURPHY USA #7317 | 501 BOOTH RD | WARNER ROBINS | Houston | 10001067 | 2A | Flapper Valve | 2006-02-10 | FALSE | 2006-02-10 | FALSE | Currently in Use | Diesel | 12000 | Fiberglass Double Walled | 2006-01-18 |  | Double-Walled Flex | Pressurized
VANN'S SERVICE STATION | 127 NORTH DAVIS DR | WARNER ROBINS | Houston | 760180 | 5 |  |  | TRUE |  | TRUE | Removed from Ground | Used Oil | 500 | Bare Steel | 1986-05-13 | 1899-12-31 | Unknown
MILDRED'S COUNTRY STORE | 1201 HOUSTON LAKE RD | WARNER ROBINS | Houston | 760149 | 2 | [5 empty] | Removed from Ground | Gas (Historical Use) | 560 | Bare Steel | 1986-05-07 | 1999-12-06 | Galvanized Steel
FINE FOODS | 545 N DAVIS DRIVE | WARNER ROBINS | Houston | 9076201 | 1 | Flapper Valve | 1997-04-27 |  | 1997-04-27 |  | Currently in Use | Gas (Historical Use) | 8000 | Steel-Impressed Current | 1981-04-01 |  | Steel (Impressed Current) | Pressurized
LO LO'S | 701 N HOUSTON RD | WARNER ROBINS | Houston | 9076190 | 1C |  | 1998-09-22 |  | 1998-09-22 |  | Removed from Ground | Gas (Historical Use) | 8000 | Steel-Impressed Current | 1969-01-01 | 2009-03-09 | Cathodically Protected | Pressurized
FLINT ELECTRIC MEMBERSHIP CORP | 1600 ELBERTA RD | WARNER ROBINS | Houston | 9076135 | 17 |  | 1989-04-17 |  | 1989-09-01 |  | Removed from Ground | Gas (Historical Use) | 10000 | Steel-Impressed Current | 1980-01-01 | 2000-06-20 | Fiberglass Reinforced Plastic | Pressurized
BLDG & LOT/FORMER CAR WASH | 514 N DAVIS DR | WARNER ROBINS | Houston | 9076156 | 1 | [5 empty] | Removed from Ground | Gas (Historical Use) | 1000 | Marked Unknown |  | 1899-12-31 | Unknown
QUICK MART | 700 N DAVIS DR | WARNER ROBINS | Houston | 9076137 | 8 | Ball Float | 1987-06-29 |  | 1987-06-29 |  | Currently in Use | Kerosene | 2000 | Fiberglass | 1987-06-29 |  | Fiberglass Reinforced Plastic | Pressurized
QUICK MART | 700 N DAVIS DR | WARNER ROBINS | Houston | 9076137 | 2 | [5 empty] | Removed from Ground | Gas (Historical Use) | 6000 | Bare Steel | 1970-01-01 | 1987-09-15 | Galvanized Steel
ENK838 | 3098 WATSON BLVD | WARNER ROBINS | Houston | 10000707 | 2 |  | 2004-04-01 | FALSE | 2004-04-01 | FALSE | Currently in Use | Gas (Historical Use) | 12000 | Composite | 2004-04-01 |  | Fiberglass Reinforced Plastic | Pressurized
WARNER ROBINS SUPPLY | 2736 WATSON BLVD | WARNER ROBINS | Houston | 760064 | 1 |  |  | FALSE |  | FALSE | Closed in Ground | Gas (Historical Use) | 2000 | Bare Steel | 1971-02-17 |  | Galvanized Steel
DEPARTMENT OF TRANSPORTATION HEN | RT 1 BOX 250 | ELKO | Houston | 9076164 | 10341-1 | [5 empty] | Removed from Ground | Gas (Historical Use) | 560 | Bare Steel | 1978-01-01 | 1993-08-13 | Galvanized Steel | Safe Suction (Euro)
WHITFIELD BROTHERS | RT 1 BOX 94 | ELKO | Houston | 9076187 | 2 |  | 1999-02-25 |  | 1999-02-25 |  | Removed from Ground | Gas (Historical Use) | 4000 | Cathodically Protected Steel | 1991-01-01 | 2013-08-13 | Galvanized Steel | Suction (American)
SAI QUICK STOP | 1401 WATSON BLVD | WARNER ROBINS | Houston | 760046 | 3 | [5 empty] | Removed from Ground | Gas (Historical Use) | 15000 | Bare Steel | 1963-01-20 | 1994-07-15 | Galvanized Steel
Circle K 2745112 | 2818 WATSON BLVD | CENTERVILLE | Houston | 760170 | 2 | [5 empty] | Removed from Ground | Gas (Historical Use) | 8000 | Bare Steel | 1979-05-10 | 1995-07-06 | Galvanized Steel | Pressurized
SHELL FOOD MART | 270 GA HWY 26 EAST | ELKO | Houston | 760155 | 2 | Ball Float | 1997-04-08 |  | 1997-04-08 | TRUE | Currently in Use | Gas (Historical Use) | 6000 | Steel-Impressed Current | 1967-05-12 |  | Steel/FG Secondary containment | Pressurized
Circle K 2745112 | 2818 WATSON BLVD | CENTERVILLE | Houston | 760170 | 6 |  | 1995-07-26 |  | 1995-07-26 |  | Currently in Use | Gas (Historical Use) | 10000 | Composite | 1995-07-26 |  | Double-Walled Flex | Pressurized
RETAIL OUTLET (CLOSED) | 220 HOUSTON LAKE BLVD | CENTERVILLE | Houston | 760119 | 1 | [5 empty] | Removed from Ground | Empty | 550 | Bare Steel | 1955-05-07 | 1988-11-09 | Unknown
Circle K 2703142 | 3500 HWY 41 N | CENTERVILLE | Houston | 10002072 | 1 |  | 2006-04-01 | FALSE | 2006-04-01 | FALSE | Currently in Use | Gas (Historical Use) | 12000 | Composite | 2005-09-01 |  | Double-Walled Fiberglass | Pressurized
Circle K 2703142 | 3500 HWY 41 N | CENTERVILLE | Houston | 10002072 | 4 | Ball Float | 2006-04-01 | FALSE | 2006-04-01 | FALSE | Currently in Use | E-10 | 4000 | Composite | 2005-09-01 |  | Double-Walled Fiberglass | Pressurized
EXXON FOOD MART | 611 N HOUSTON LAKE BLVD | CENTERVILLE | Houston | 10002505 | 3 |  | 2015-10-01 | FALSE | 2015-10-01 | FALSE | Currently in Use | Diesel | 5000 | Composite Double Walled | 2015-10-01 |  | Double-Walled Fiberglass | Pressurized
MORGAN MEMORIAL NURSERY | RTE #1 BOX 355 | BYRON | Houston | 760081 | 4 | [5 empty] | Removed from Ground | Diesel | 560 | Bare Steel | 1961-04-28 | 1994-07-15 | Galvanized Steel
MORGAN MEMORIAL NURSERY | RTE #1 BOX 355 | BYRON | Houston | 760081 | 5 | [5 empty] | Removed from Ground | Gas (Historical Use) | 2000 | Bare Steel | 1983-04-23 | 1994-07-15 | Galvanized Steel
DEPARTMENT OF TRANSPORTATION #10 | 1950 KINGS CHAPEL RD | PERRY | Houston | 760086 | 10342-2 | [5 empty] | Removed from Ground | Diesel | 560 | Bare Steel | 1972-05-02 | 1993-05-18 | Galvanized Steel | Safe Suction (Euro)
FREEMAN JENKIN ESTATE | 104 ELLIS RD | HAWKINSVILLE | Houston | 760107 | 1 | [5 empty] | Removed from Ground | Empty | 550 | Bare Steel | 1957-05-06 | 1975-07-01 | Unknown
SHELL FOOD MART | 270 GA HWY 26 EAST | ELKO | Houston | 760155 | 4 | Ball Float | 1997-04-08 |  | 1997-04-08 | TRUE | Temporarily out of use | Gas (Historical Use) | 5000 | Steel-Impressed Current | 1967-05-12 |  | Steel/FG Secondary containment | Pressurized
SHELL FOOD MART | 270 GA HWY 26 EAST | ELKO | Houston | 760155 | 5 | Ball Float | 1997-04-08 |  | 1997-04-08 | TRUE | Currently in Use | Diesel | 5000 | Steel-Impressed Current | 1967-05-12 |  | Steel/FG Secondary containment | Pressurized
QUICK CHECK | 100 A SUITE GUNN RD | CENTERVILLE | Houston | 10001451 | 2 | Flapper Valve | 2007-09-01 | FALSE | 2007-09-01 | FALSE | Currently in Use | Gas (Historical Use) | 8000 | Composite Double Walled | 2007-09-01 |  | Double-Walled Fiberglass | Pressurized
GUNN ROAD FOOD MART | 3501 HWY 41 N | BYRON | Houston | 10001190 | 329203A |  | 2006-08-11 | FALSE | 2006-08-11 | FALSE | Currently in Use | Gas (Historical Use) | 8000 | Fiberglass | 2006-06-14 |  | Double-Walled Fiberglass | Pressurized
PEPOS #7 | 1521 MACON RD | PERRY | Houston | 10002260 | 3 |  | 2012-12-06 | FALSE | 2012-12-06 | FALSE | Currently in Use | Diesel | 5000 | Tank Jacket | 2012-12-06 |  | Double-Walled Fiberglass | Pressurized
RICHARDS BAIT & TACKLE | 520 HOUSTON LAKE RD | CENTERVILLE | Houston | 9076180 | 2 | [5 empty] | Removed from Ground | Gas (Historical Use) | 6000 | Not Marked/Unknown | 1985-05-06 | 1999-02-17 | Not Marked
CHEVRON FOOD MART | 500 WILSON DR | CENTERVILLE | Houston | 10001109 | 329118A |  | 2006-03-03 | FALSE | 2006-03-03 | FALSE | Currently in Use | Gas (Historical Use) | 8000 | Fiberglass | 2006-01-23 |  | Double Walled | Pressurized
KMART #3289 | 2063 WATSON BLVD | WARNER ROBINS | Houston | 760083 | 1 |  |  | TRUE |  | TRUE | Removed from Ground | Used Oil | 1000 | Bare Steel | 1974-04-07 | 1991-06-04 | Galvanized Steel
R & K COUNTRY STORE | 2919 US 341 S,GOLDEN ISLES PKWY | HAWKINSVILLE | Houston | 9076230 | 3 | Ball Float | 1999-01-15 |  | 1999-01-15 |  | Currently in Use | Gas (Historical Use) | 6110 | Epoxy | 1999-01-12 |  | Fiberglass Reinforced Plastic | Pressurized
ALLTELL GA INC | 109 WEST CHURCH ST | CENTERVILLE | Houston | 9076141 | 2 |  |  | TRUE |  | TRUE | Removed from Ground | Used Oil | 550 | Marked Unknown | 1991-12-18 | 1991-12-18 | Unknown
Circle K 2703142 | 3500 HWY 41 N | CENTERVILLE | Houston | 10002072 | 2 |  | 2006-04-01 | FALSE | 2006-04-01 | FALSE | Currently in Use | Gas (Historical Use) | 8000 | Composite | 2005-09-01 |  | Double-Walled Fiberglass | Pressurized
QUICK CHECK | 100 A SUITE GUNN RD | CENTERVILLE | Houston | 10001451 | 3 |  |  | FALSE |  | FALSE | Currently in Use | Diesel |  | Composite Double Walled |  |  | Double-Walled Fiberglass | Pressurized
EXXON FOOD MART | 611 N HOUSTON LAKE BLVD | CENTERVILLE | Houston | 10002505 | 1 |  | 2015-10-01 | FALSE | 2015-10-01 | FALSE | Currently in Use | Gas (Historical Use) | 5000 | Composite Double Walled | 2015-10-01 |  | Double-Walled Fiberglass | Pressurized
CRESTVIEW SERVICE CENTER | 3216 N HWY 41 | BYRON | Houston | 760029 | 4 | Flapper Valve | 1998-08-01 | FALSE | 1998-08-01 | FALSE | Currently in Use | Gas (Historical Use) | 2000 | Steel-Impressed Current | 1980-01-30 |  | Flex | Suction (American)
MORGAN MEMORIAL NURSERY | RTE #1 BOX 355 | BYRON | Houston | 760081 | 6 | [5 empty] | Removed from Ground | Other | 1000 | Bare Steel | 1961-04-28 | 1899-12-31 | Galvanized Steel
DEPARTMENT OF TRANSPORTATION #10 | 1950 KINGS CHAPEL RD | PERRY | Houston | 760086 | 10342-1 | [5 empty] | Removed from Ground | Gas (Historical Use) | 560 | Bare Steel | 1972-05-02 | 1993-05-18 | Galvanized Steel | Safe Suction (Euro)
ALLTELL GA INC | 109 WEST CHURCH ST | CENTERVILLE | Houston | 9076141 | 1 | [5 empty] | Removed from Ground | Diesel | 1000 | Marked Unknown | 1991-12-18 | 1991-12-18 | Unknown
CHEVRON FOOD MART | 500 WILSON DR | CENTERVILLE | Houston | 10001109 | 329117 |  | 2006-03-03 | FALSE | 2006-03-03 | FALSE | Currently in Use | Gas (Historical Use) | 12000 | Fiberglass | 2006-01-23 |  | Double Walled | Pressurized
CHEVRON FOOD MART | 500 WILSON DR | CENTERVILLE | Houston | 10001109 | 329118B |  | 2006-03-03 | FALSE | 2006-03-03 | FALSE | Currently in Use | Diesel | 4000 | Fiberglass | 2006-01-23 |  | Double Walled | Pressurized
STOP AND SHOP | 820 N HOUSTON LAKE RD | CENTERVILLE | Houston | 10001446 | 2 |  | 2007-11-01 | FALSE | 2007-11-01 | FALSE | Currently in Use | Gas (Historical Use) | 8000 | Composite | 2007-11-01 |  | Double-Walled Fiberglass | Pressurized
CRESTVIEW SERVICE CENTER | 3216 N HWY 41 | BYRON | Houston | 760029 | 1 | Flapper Valve | 1998-08-01 | FALSE | 1998-08-01 | FALSE | Currently in Use | Gas (Historical Use) | 3000 | Steel-Impressed Current | 1980-01-30 |  | Flex | Suction (American)
CONOCO #10075 | 2835 WATSON BLVD | WARNER ROBINS | Houston | 760130 | 2 |  | 1987-11-04 |  | 1987-11-04 |  | Removed from Ground | Gas (Historical Use) | 10000 | Epoxy | 1987-11-04 | 2007-07-12 | Fiberglass Reinforced Plastic | Pressurized
DEPARTMENT OF TRANSPORTATION HEN | RT 1 BOX 250 | ELKO | Houston | 9076164 | 341G1 | [5 empty] | Removed from Ground | Gas (Historical Use) | 1060 | Bare Steel | 1972-01-01 | 1999-11-01 | Galvanized Steel | Safe Suction (Euro)
SAI QUICK STOP | 1401 WATSON BLVD | WARNER ROBINS | Houston | 760046 | 2 | [5 empty] | Removed from Ground | Gas (Historical Use) | 10000 | Bare Steel | 1963-01-20 | 1994-07-15 | Galvanized Steel
RETAIL OUTLET (CLOSED) | 220 HOUSTON LAKE BLVD | CENTERVILLE | Houston | 760119 | 3 | [5 empty] | Removed from Ground | Empty | 1000 | Bare Steel | 1964-05-04 | 1988-11-09 | Unknown
RICHARDS BAIT & TACKLE | 520 HOUSTON LAKE RD | CENTERVILLE | Houston | 9076180 | 3 | [5 empty] | Removed from Ground | Gas (Historical Use) | 6000 | Not Marked/Unknown | 1985-05-06 | 1999-02-17 | Not Marked
RAFB ASR | BLDG 4 RAFB | ROBINS AFB | Houston | 760091 | 1 | [5 empty] | Removed from Ground | Diesel | 1000 | Bare Steel | 1965-05-06 | 1996-07-21 | Bare Steel
R & K COUNTRY STORE | 2919 US 341 S,GOLDEN ISLES PKWY | HAWKINSVILLE | Houston | 9076230 | 2 | Ball Float | 1999-01-15 |  | 1999-01-15 |  | Currently in Use | Gas (Historical Use) | 6110 | Epoxy | 1999-01-12 |  | Fiberglass Reinforced Plastic | Pressurized
WALMART NEIGHBORHOOD MARKET #0920 | 3009 RUSSELL PKWY | WARNER ROBINS | Houston | 10002470 | 2B |  | 2015-05-15 | FALSE | 2015-05-15 | FALSE | Currently in Use | Diesel | 7000 | Fiberglass Double Walled | 2015-05-15 |  | Double-Walled Flex | Pressurized
U-HAUL #77966 | 1235 WATSON BLVD | WARNER ROBINS | Houston | 760163 | 3 |  |  | TRUE |  | TRUE | Removed from Ground | Used Oil | 500 | Bare Steel | 1997-01-01 | 1997-01-01 | Unknown
RETAIL OUTLET (CLOSED) | 220 HOUSTON LAKE BLVD | CENTERVILLE | Houston | 760119 | 2 | [5 empty] | Removed from Ground | Empty | 550 | Bare Steel | 1955-05-07 | 1988-11-09 | Unknown
HOUSTON PAVING & EXCAVATING INC | 107 HOUSTON LAKE BLVD | CENTERVILLE | Houston | 760042 | 1 | [5 empty] | Removed from Ground | Diesel | 6000 | Bare Steel | 1976-03-07 | 1989-10-27 | Galvanized Steel
STOP AND SHOP | 820 N HOUSTON LAKE RD | CENTERVILLE | Houston | 10001446 | 1 |  | 2007-12-01 | FALSE | 2007-12-01 | FALSE | Currently in Use | Gas (Historical Use) | 15000 | Composite | 2007-11-01 |  | Double-Walled Fiberglass | Pressurized
DEPARTMENT OF TRANSPORTATION #10 | 1950 KINGS CHAPEL RD | PERRY | Houston | 760086 | 342G1 | [5 empty] | Removed from Ground | Gas (Historical Use) | 1000 | Bare Steel | 1973-05-02 | 1999-11-02 | Galvanized Steel | Safe Suction (Euro)
R & K COUNTRY STORE | 2919 US 341 S,GOLDEN ISLES PKWY | HAWKINSVILLE | Houston | 9076230 | 1 | Ball Float | 1999-01-15 |  | 1999-01-15 |  | Currently in Use | Gas (Historical Use) | 10152 | Epoxy | 1999-01-15 |  | Fiberglass Reinforced Plastic | Pressurized
WALMART NEIGHBORHOOD MARKET #0920 | 3009 RUSSELL PKWY | WARNER ROBINS | Houston | 10002470 | 2A |  | 2015-05-15 | FALSE | 2015-05-15 | FALSE | Currently in Use | Gas (Historical Use) | 8000 | Fiberglass Double Walled | 2015-05-15 |  | Double-Walled Flex | Pressurized
JACK WEST KOUNTRY STORE | RT 1 | HAWKINSVILLE | Houston | 1160034 | 2 | [5 empty] | Removed from Ground | Gas (Historical Use) | 1000 | Bare Steel | 1998-06-11 | 1998-06-11 | Galvanized Steel | Suction (American)
CONOCO #10075 | 2835 WATSON BLVD | WARNER ROBINS | Houston | 760130 | 3 |  | 1987-11-04 |  | 1987-11-04 |  | Removed from Ground | Diesel | 4000 | Epoxy | 1987-11-04 | 2007-07-12 | Fiberglass Reinforced Plastic | Pressurized
EXXON FOOD MART | 611 N HOUSTON LAKE BLVD | CENTERVILLE | Houston | 10002505 | 2 |  | 2015-10-01 | FALSE | 2015-10-01 | FALSE | Currently in Use | Gas (Historical Use) | 10000 | Composite Double Walled | 2015-10-01 |  | Double-Walled Fiberglass | Pressurized
CRESTVIEW SERVICE CENTER | 3216 N HWY 41 | BYRON | Houston | 760029 | 3 | Flapper Valve | 1998-08-01 | FALSE | 1998-08-01 | FALSE | Currently in Use | Gas (Historical Use) | 2000 | Steel-Impressed Current | 1980-01-30 |  | Flex | Suction (American)
MORGAN MEMORIAL NURSERY | RTE #1 BOX 355 | BYRON | Houston | 760081 | 3 | [5 empty] | Removed from Ground | Other | 6000 | Bare Steel | 1961-04-28 | 1994-07-15 | Galvanized Steel
SOUTHSIDE ELEMENTARY SCHOOL | ELKO RD | ELKO | Houston | 760040 | 1 | [5 empty] | Permanently Out of Use - historical purposes | Diesel | 2000 | Bare Steel | 1956-01-17 | 1899-12-31 | Bare Steel
WHITFIELD BROTHERS | RT 1 BOX 94 | ELKO | Houston | 9076187 | 1 |  | 1999-02-25 |  | 1999-02-25 |  | Removed from Ground | Diesel | 10000 | Cathodically Protected Steel | 1990-01-01 | 2013-08-13 | Galvanized Steel | Suction (American)
SAI QUICK STOP | 1401 WATSON BLVD | WARNER ROBINS | Houston | 760046 | 6 |  | 1994-07-01 |  | 1994-07-01 |  | Currently in Use | Gas (Historical Use) | 10000 | Composite | 1994-07-01 |  | Fiberglass Reinforced Plastic | Pressurized
J MART FOOD STORE | 303 NORTH HOUSTON LAKE RD | CENTERVILLE | Houston | 760043 | 3 | [5 empty] | Removed from Ground | Gas (Historical Use) | 6000 | Marked Unknown | 1986-02-03 | 1899-12-31 | Unknown
GUNN ROAD FOOD MART | 3501 HWY 41 N | BYRON | Houston | 10001190 | 329201 |  | 2006-08-11 | FALSE | 2006-08-11 | FALSE | Currently in Use | Gas (Historical Use) | 12000 | Fiberglass | 2006-06-14 |  | Double-Walled Fiberglass | Pressurized
GUNN ROAD FOOD MART | 3501 HWY 41 N | BYRON | Houston | 10001190 | 329203B |  | 2006-08-11 | FALSE | 2006-08-11 | FALSE | Currently in Use | Diesel | 4000 | Fiberglass | 2006-06-14 |  | Double-Walled Fiberglass | Pressurized
MORGAN MEMORIAL NURSERY | RTE #1 BOX 355 | BYRON | Houston | 760081 | 2 | [5 empty] | Removed from Ground | Other | 250 | Bare Steel | 1961-04-28 | 1994-07-15 | Galvanized Steel
PEPOS #7 | 1521 MACON RD | PERRY | Houston | 10002260 | 2 |  | 2012-12-06 | FALSE | 2012-12-06 | FALSE | Currently in Use | Gas (Historical Use) | 5000 | Tank Jacket | 2012-12-06 |  | Double-Walled Fiberglass | Pressurized
DANFAIR EXPRESS | 1400 RUSSELL PKWY | WARNER ROBINS | Houston | 760061 | 1 | [5 empty] | Removed from Ground | Gas (Historical Use) | 6000 | Bare Steel | 1969-12-15 | 1997-03-25 | Galvanized Steel | Pressurized
EXXON FOOD MART | 1001 ELBERTA RD | WARNER ROBINS | Houston | 10002503 | 1 |  | 2015-08-01 | FALSE | 2015-08-01 | FALSE | Currently in Use | Gas (Historical Use) | 5000 | Composite Double Walled | 2015-08-01 |  | Double-Walled Fiberglass | Pressurized
J MART FOOD STORE | 303 NORTH HOUSTON LAKE RD | CENTERVILLE | Houston | 760043 | 1 | [5 empty] | Removed from Ground | Gas (Historical Use) | 3000 | Marked Unknown | 1986-02-03 | 1899-12-31 | Unknown
MORGAN MEMORIAL NURSERY | RTE #1 BOX 355 | BYRON | Houston | 760081 | 1 | [5 empty] | Removed from Ground | Other | 250 | Bare Steel | 1961-04-28 | 1994-07-15 | Galvanized Steel
PEPOS #7 | 1521 MACON RD | PERRY | Houston | 10002260 | 1 |  | 2012-12-06 | FALSE | 2012-12-06 | FALSE | Currently in Use | Gas (Historical Use) | 15000 | Tank Jacket | 2012-12-06 |  | Double-Walled Fiberglass | Pressurized
JACK WEST KOUNTRY STORE | RT 1 | HAWKINSVILLE | Houston | 1160034 | 1 | [5 empty] | Removed from Ground | Gas (Historical Use) | 2000 | Bare Steel | 1998-06-11 | 1998-06-11 | Galvanized Steel | Suction (American)
CRESTVIEW SERVICE CENTER | 3216 N HWY 41 | BYRON | Houston | 760029 | 2 | Flapper Valve | 1998-08-01 | FALSE | 1998-08-01 | FALSE | Currently in Use | Gas (Historical Use) | 2000 | Steel-Impressed Current | 1980-01-30 |  | Flex | Suction (American)
CONOCO #10075 | 2835 WATSON BLVD | WARNER ROBINS | Houston | 760130 | 1 |  | 1987-11-04 |  | 1987-11-04 |  | Removed from Ground | Gas (Historical Use) | 10000 | Epoxy | 1987-11-04 | 2007-07-12 | Fiberglass Reinforced Plastic | Pressurized
INTERFOR U S INC | 905 JERNIGAN ST | PERRY | Houston | 760102 | 1 | [5 empty] | Removed from Ground | Diesel | 550 | Bare Steel | 1969-05-03 | 1978-12-01 | Galvanized Steel
QWIK STOP #2 | 1409 SAM NUNN BLVD | PERRY | Houston | 760151 | 2 | [5 empty] | Removed from Ground | Gas (Historical Use) | 4000 | Bare Steel | 1979-05-09 | 1991-09-11 | Galvanized Steel | Suction (American)
STATION ON US HWY 341 PERRY | US HWY 341 | PERRY | Houston | 760131 | 1 | [5 empty] | Permanently Out of Use - historical purposes | Empty | 3000 | Bare Steel | 1961-05-05 | 1899-12-31 | Galvanized Steel
GPM# 4550 | 1417 SAM NUNN BLVD | PERRY | Houston | 760136 | 5 |  | 1996-05-01 |  | 1996-05-01 |  | Currently in Use | Kerosene | 3000 | Steel-Impressed Current | 1983-03-18 |  | Fiberglass Reinforced Plastic | Safe Suction (Euro)
GPM# 4550 | 1417 SAM NUNN BLVD | PERRY | Houston | 760136 | 4 |  | 1996-05-01 |  | 1996-05-01 |  | Currently in Use | Gas (Historical Use) | 8000 | Steel-Impressed Current | 1983-03-18 |  | Fiberglass Reinforced Plastic | Pressurized
BECKHAM BROTHERS #6 | 1025 MACON ST | PERRY | Houston | 760124 | 2 |  | 1998-12-18 |  | 1998-12-18 |  | Removed from Ground | Gas (Historical Use) | 2000 | Cathodically Protected Steel | 1951-05-08 | 2004-07-26 | Fiberglass Reinforced Plastic | Suction (American)
RAINER GLASS CO | 723 CARROLL ST | PERRY | Houston | 760114 | 1 | [5 empty] | Removed from Ground | Empty | 550 | Bare Steel | 1969-05-03 | 1976-03-01 | Unknown
INDUSTRIAL INC/INTROSUL INC | 404 SEARS RD | PERRY | Houston | 760115 | 1 | [5 empty] | Removed from Ground | Empty | 1000 | Bare Steel | 1963-05-05 | 1976-11-01 | Unknown
FRANK BLEDSOE | RT 2 BOX 133 A | PERRY | Houston | 760176 | 2 | [5 empty] | Removed from Ground | Diesel | 8000 | Bare Steel | 1983-01-02 | 1998-12-01 | Galvanized Steel | Suction (American)
SAI QUICK STOP | 1401 WATSON BLVD | WARNER ROBINS | Houston | 760046 | 5 |  | 1994-07-01 | FALSE | 1994-07-01 | FALSE | Currently in Use | Premium | 10000 | Composite | 1994-07-01 |  | Fiberglass Reinforced Plastic | Pressurized
U-HAUL #77966 | 1235 WATSON BLVD | WARNER ROBINS | Houston | 760163 | 2 | [5 empty] | Removed from Ground | Gas (Historical Use) | 10000 | Bare Steel | 1981-05-06 | 1997-01-01 | Bare Steel
Circle K 2703142 | 3500 HWY 41 N | CENTERVILLE | Houston | 10002072 | 3 | Ball Float | 2006-04-01 | FALSE | 2006-04-01 | FALSE | Currently in Use | Diesel | 8000 | Composite | 2005-09-01 |  | Double-Walled Fiberglass | Pressurized
CROWN CORK & SEAL/CONTINENTAL CA | 240 GA HWY 247 SPUR | PERRY | Houston | 760190 | 3 |  |  | TRUE |  | TRUE | Removed from Ground | Used Oil | 10000 | Bare Steel | 1973-05-11 | 1993-09-30 | Bare Steel
PERRY/CITY BARN | 605 BALL STREET | PERRY | Houston | 760025 | 3 |  | 1993-06-18 |  | 1993-06-18 |  | Removed from Ground | Diesel | 3000 | Composite | 1993-06-18 | 2012-05-02 | Fiberglass Reinforced Plastic | Suction (American)
HOP IN SHELL | 1104 HWY 96 | KATHLEEN | Houston | 10001110 | P329101A | Ball Float | 2006-02-10 | FALSE | 2006-02-10 | FALSE | Currently in Use | Gas (Historical Use) | 8000 | Composite | 2006-01-04 |  | Fiberglass Reinforced Plastic | Pressurized
FRITO-LAY INC KATHLEEN FACILITY | 1200 GA HWY 247 SOUTH | KATHLEEN | Houston | 9076145 | 1 |  |  | TRUE |  | TRUE | Removed from Ground | Used Oil | 1000 | Bare Steel | 1987-01-01 | 1995-03-16 | Bare Steel | Gravity Fed
MIDDLE GA QUICK FOOD MART | 1601 SOUTH HOUSTON LAKE RD | KATHLEEN | Houston | 9076130 | 2 | [5 empty] | Removed from Ground | Gas (Historical Use) | 1000 | Marked Unknown | 1990-12-01 | 1990-12-01 | Unknown
HOUSTON LAKE FOOD STORE | 1946 S HOUSTON LAKE RD | KATHLEEN | Houston | 760030 | 1UNL |  | 1993-05-17 | FALSE | 1993-05-17 | FALSE | Currently in Use | Gas (Historical Use) | 10000 | Epoxy | 1993-05-17 |  | Fiberglass Reinforced Plastic | Pressurized
CITY OF WARNER ROBINS | 200 BAY ST | WARNER ROBINS | Houston | 760192 | 1 | [5 empty] | Removed from Ground | Gas (Historical Use) | 6000 | Bare Steel | 1980-05-01 | 1899-12-31 | Galvanized Steel | Pressurized
DAVIS FOOD MART | 1202 S DAVIS DR | WARNER ROBINS | Houston | 760035 | 3 | Flapper Valve | 1996-08-20 | FALSE | 1996-08-20 | FALSE | Currently in Use | Diesel | 8000 | Steel-Impressed Current | 1980-01-01 |  | Steel (Impressed Current) | Pressurized
CERTIFIED AUTO SALES | 604 NORTH HOUSTON | WARNER ROBINS | Houston | 9076206 | 2 | [5 empty] | Removed from Ground | Gas (Historical Use) | 6000 | Not Marked/Unknown | 1998-01-16 | 1998-01-16 | Not Marked
EXPRESS STOP | 700 RUSSELL PKWY | WARNER ROBINS | Houston | 9076170 | 3 | Ball Float | 1989-08-01 | FALSE | 1989-08-01 | FALSE | Currently in Use | Gas (Historical Use) | 8200 |  | 1989-08-01 |  |  | Pressurized
Circle K 2745129 | 1242 RUSSELL PKWY | WARNER ROBINS | Houston | 9076220 | 3 | Flapper Valve | 1998-12-01 | FALSE | 1998-12-01 | FALSE | Currently in Use |  | 12000 | Fiberglass | 1998-11-01 |  | Double-Walled Flex | Pressurized
ENK832 | 217 RICHARD RUSSELL PKWY | WARNER ROBINS | Houston | 9076222 | 1 |  | 1998-11-09 |  | 1998-11-09 |  | Currently in Use | Gas (Historical Use) | 20000 | Double Walled | 1998-11-02 |  | Fiberglass Reinforced Plastic | Pressurized
MURPHY USA #7317 | 501 BOOTH RD | WARNER ROBINS | Houston | 10001067 | 2B | Flapper Valve | 2006-02-10 | FALSE | 2006-02-10 | FALSE | Currently in Use | Premium | 8000 | Fiberglass Double Walled | 2006-01-18 |  | Double-Walled Flex | Pressurized
KROGER 257 | 115 RUSSELL PKWY | WARNER ROBINS | Houston | 10002187 | 2B | Overfill Alarm | 2012-12-11 | FALSE | 2013-01-21 | FALSE | Currently in Use | Gas (Historical Use) | 8000 | Fiberglass Double Walled | 2012-11-14 |  | Double-Walled Flex | Pressurized
YOGIS FOOD MART | 2403 MOODY RD | WARNER ROBINS | Houston | 760015 | 1 | Flapper Valve | 1998-08-26 |  | 1998-08-26 |  | Currently in Use | Gas (Historical Use) | 8000 | Bare Steel | 1985-05-01 |  | Steel (Impressed Current) | Pressurized
YOGIS FOOD MART | 2403 MOODY RD | WARNER ROBINS | Houston | 760015 | 2 | Flapper Valve | 1998-08-26 |  | 1998-08-26 |  | Currently in Use | Gas (Historical Use) | 8000 | Bare Steel | 1985-05-07 |  | Steel (Impressed Current) | Pressurized
YOGIS FOOD MART | 2403 MOODY RD | WARNER ROBINS | Houston | 760015 | 3 | Flapper Valve | 1998-08-26 |  | 1998-08-26 |  | Currently in Use | Gas (Historical Use) | 8000 | Bare Steel | 1985-05-07 |  | Steel (Impressed Current) | Pressurized
EXTRA MILE WARNER ROBINS | 1057 N HOUSTON RD | WARNER ROBINS | Houston | 10003467 | 1A | Flapper Valve | 2023-10-13 | FALSE | 2023-10-13 | FALSE | Currently in Use | Regular | 12000 | Composite Double Walled | 2023-10-13 |  | Double-Walled Fiberglass | Pressurized
EXTRA MILE WARNER ROBINS | 1057 N HOUSTON RD | WARNER ROBINS | Houston | 10003467 | 1C | Flapper Valve | 2023-10-13 | FALSE | 2023-10-13 | FALSE | Currently in Use | Diesel | 4000 | Composite Double Walled | 2023-10-13 |  | Double-Walled Fiberglass | Pressurized
EXTRA MILE WARNER ROBINS | 1057 N HOUSTON RD | WARNER ROBINS | Houston | 10003467 | 1B | Flapper Valve | 2023-10-13 | FALSE | 2023-10-13 | FALSE | Currently in Use | Premium | 4000 | Composite Double Walled | 2023-10-13 |  | Double-Walled Fiberglass | Pressurized
CHEVRON EXTRAMILE WATSON | 2062 WATSON BLVD | WARNER ROBINS | Houston | 10003495 | 3 | Flapper Valve | 2023-09-01 | FALSE | 2023-09-01 | FALSE | Currently in Use | Diesel | 4000 |  | 2023-09-01 |  | Double-Walled Flex | Pressurized
SHELL | 1020 CARL VINSON PKWY | WARNER ROBINS | Houston | 10003521 | 1A | Flapper Valve | 2024-07-17 | FALSE | 2024-07-17 | FALSE | Currently in Use | Regular | 12000 | Composite Double Walled | 2024-07-17 |  | Double-Walled Flex | Pressurized
CHEVRON EXTRAMILE WATSON | 2062 WATSON BLVD | WARNER ROBINS | Houston | 10003495 | 1 | Flapper Valve | 2023-09-01 | FALSE | 2023-09-01 | FALSE | Currently in Use | Regular | 12000 | Composite Double Walled | 2023-09-01 |  | Double-Walled Flex | Pressurized
QuikTrip#1735 | 2701 Watson Blvd | Warner Robins | Houston | 10003220 | 4 | Overfill Alarm | 2022-05-01 | FALSE | 2022-03-01 | FALSE | Currently in Use | E-10 | 15000 | Fiberglass Double Walled | 2021-12-01 |  | Flex | Pressurized
SHELL | 1020 CARL VINSON PKWY | WARNER ROBINS | Houston | 10003521 | 1C | Flapper Valve | 2024-07-17 | FALSE | 2024-07-17 | FALSE | Currently in Use | Diesel | 4000 | Composite Double Walled | 2024-07-17 |  | Double-Walled Flex | Pressurized
QuikTrip#1735 | 2701 Watson Blvd | Warner Robins | Houston | 10003220 | 1 | Overfill Alarm | 2022-05-01 | FALSE | 2022-03-01 | FALSE | Currently in Use | E-10 | 15000 | Fiberglass Double Walled | 2021-12-01 |  | Flex | Pressurized
QuikTrip#1735 | 2701 Watson Blvd | Warner Robins | Houston | 10003220 | 2 | Overfill Alarm | 2022-05-01 | FALSE | 2022-03-01 | FALSE |  | E-10 | 15000 | Fiberglass Double Walled | 2021-12-01 |  | Flex | Pressurized
QuikTrip#1735 | 2701 Watson Blvd | Warner Robins | Houston | 10003220 | 5 | Overfill Alarm | 2022-05-01 | FALSE | 2022-03-01 | FALSE | Currently in Use | E-10 | 15000 | Fiberglass Double Walled | 2021-12-01 |  | Flex | Pressurized
QuikTrip#1735 | 2701 Watson Blvd | Warner Robins | Houston | 10003220 | 3 | Overfill Alarm | 2022-05-01 | FALSE | 2022-03-01 | FALSE | Currently in Use | E-10 | 15000 | Fiberglass Double Walled | 2021-12-01 |  | Flex | Pressurized
ROBINS FOOD MART | 81 MLK JR BLVD | WARNER ROBINS | Houston | 9076151 | 2 | Ball Float | 1993-11-30 | FALSE | 1993-11-30 | FALSE | Removed from Ground | Gas (Historical Use) | 10000 | Fiberglass Double Walled | 1993-11-30 |  | Double-Walled Fiberglass | Pressurized
ROBINS FOOD MART | 81 MLK JR BLVD | WARNER ROBINS | Houston | 9076151 | 1 | Ball Float | 1993-11-30 | FALSE | 1993-11-30 | FALSE | Removed from Ground | Gas (Historical Use) | 10000 | Fiberglass Double Walled | 1993-11-30 |  | Double-Walled Fiberglass | Pressurized
ROBINS AIR FORCE BASE | 775 Macon St | Warner Robins | Houston | UST-SLOC-9076061 | 922-2 |  | 1992-02-01 | FALSE | 1992-02-01 | FALSE | Removed from Ground | Gas (Historical Use) | 10000 | Fiberglass | 1973-05-11 | 2010-05-04 | Fiberglass Reinforced Plastic | Pressurized
ROBINS AIR FORCE BASE | 775 Macon St | Warner Robins | Houston | UST-SLOC-9076061 | 922-5 |  | 1992-02-01 | FALSE | 1992-02-01 | FALSE | Removed from Ground | Gas (Historical Use) | 10000 | Fiberglass | 1973-05-11 | 2010-05-04 | Fiberglass Reinforced Plastic | Pressurized
ROBINS AIR FORCE BASE | 775 Macon St | Warner Robins | Houston | UST-SLOC-9076029 | 196-1 | [5 empty] | Removed from Ground | Diesel | 280 | Bare Steel | 1963-05-14 | 1994-01-05 | Bare Steel
ROBINS AIR FORCE BASE | 775 Macon St | Warner Robins | Houston | UST-SLOC-10002835 | 4 |  |  | FALSE |  | FALSE | Temporarily out of use | Jet fuel | 50000 | Steel-Impressed Current | 1960-01-01 |  | Steel (Impressed Current) | Suction (American)
ROBINS AIR FORCE BASE | 775 Macon St | Warner Robins | Houston | UST-SLOC-9076148 | 3 |  |  | FALSE |  | FALSE | Removed from Ground |  | 50000 |  |  | 2019-11-11
ROBINS AIR FORCE BASE | 775 Macon St | Warner Robins | Houston | UST-SLOC-10002835 | 5 |  |  | FALSE |  | FALSE | Temporarily out of use | Jet fuel | 50000 | Steel-Impressed Current | 1960-01-01 |  | Steel (Impressed Current) | Suction (American)
ROBINS AIR FORCE BASE | 775 Macon St | Warner Robins | Houston | UST-SLOC-9076012 | 127-1 |  | 1992-02-01 |  | 1992-02-01 |  | Removed from Ground | Diesel | 6000 | Fiberglass | 1987-01-01 | 2004-04-21 | Galvanized Steel | Suction (American)
ROBINS AIR FORCE BASE | 775 Macon St | Warner Robins | Houston | UST-SLOC-9076061 | 922-4 |  | 1992-02-01 | FALSE | 1992-02-01 | FALSE | Removed from Ground | Gas (Historical Use) | 10000 | Fiberglass | 1973-05-11 | 2010-05-04 | Fiberglass Reinforced Plastic | Pressurized
ROBINS AIR FORCE BASE | 775 Macon St | Warner Robins | Houston | UST-SLOC-9076061 | 922-1 |  |  | TRUE |  | TRUE | Removed from Ground | Used Oil | 100 | Bare Steel | 1964-01-01 | 2000-10-21 | Bare Steel | Gravity Fed
ROBINS AIR FORCE BASE | 775 Macon St | Warner Robins | Houston | UST-SLOC-9076061 | 922-8U | Flapper Valve | 2010-03-02 | FALSE | 2010-03-02 | FALSE | Removed from Ground | Gas (Historical Use) | 15000 | Tank Jacket Double Walled | 2010-03-02 |  | Double-Walled Flex | Pressurized
ROBINS AIR FORCE BASE | 775 Macon St | Warner Robins | Houston | UST-SLOC-9076047 | 2072-4 | [5 empty] | Removed from Ground | Other | 50000 | Cathodically Protected Steel | 1958-05-15 | 1999-08-26 | Bare Steel | Pressurized
ROBINS AIR FORCE BASE | 775 Macon St | Warner Robins | Houston | UST-SLOC-10002834 | 2 | Ball Float | 2012-05-22 | FALSE |  | FALSE | Currently in Use | Jet fuel | 50000 | Steel-Impressed Current | 1967-01-01 |  | Steel (Impressed Current) | Suction (American)
ROBINS AIR FORCE BASE | 775 Macon St | Warner Robins | Houston | UST-SLOC-10002834 | 2 | Ball Float | 2012-05-22 | FALSE |  | FALSE | Currently in Use | Jet fuel | 50000 | Steel-Impressed Current | 1967-01-01 |  | Steel (Impressed Current) | Suction (American)
ROBINS AIR FORCE BASE | 775 Macon St | Warner Robins | Houston | UST-SLOC-9076021 | 140-1 | [5 empty] | Removed from Ground | Kerosene | 10000 | Bare Steel | 1971-01-01 | 1990-11-01 | Bare Steel
ROBINS AIR FORCE BASE | 775 Macon St | Warner Robins | Houston | UST-SLOC-9076005 | 33-1 |  |  | TRUE |  | TRUE | Removed from Ground | Other | 2000 | Cathodically Protected Steel | 1985-05-08 | 1990-02-01 | Bare Steel
ROBINS AIR FORCE BASE | 775 Macon St | Warner Robins | Houston | UST-SLOC-9076148 | 2 |  |  | FALSE |  | FALSE | Removed from Ground |  | 50000 |  |  | 2019-11-11
ROBINS AIR FORCE BASE | 775 Macon St | Warner Robins | Houston | UST-SLOC-9076005 | 33-4 |  | 1989-09-01 | FALSE | 1989-09-01 | FALSE | Removed from Ground | Gas (Historical Use) | 4000 |  | 1989-09-01 |  | Fiberglass Reinforced Plastic | Pressurized
ROBINS AIR FORCE BASE | 775 Macon St | Warner Robins | Houston | UST-SLOC-9076150 | 1364-1 |  |  | TRUE |  | TRUE | Removed from Ground | Used Oil | 600 | Fiberglass | 1992-10-19 | 2000-10-20 | Cathodically Protected | Gravity Fed
ROBINS AIR FORCE BASE | 775 Macon St | Warner Robins | Houston | UST-SLOC-9076074 | 295-2 | [5 empty] | Removed from Ground | Hazardous Substance | 0 | Marked Unknown | 1962-05-14 | 1989-11-14 | Unknown
ROBINS AIR FORCE BASE | 775 Macon St | Warner Robins | Houston | UST-SLOC-9076068 | 10B |  |  | FALSE |  | FALSE | Currently in Use |  | 500 | Fiberglass | 1980-05-09
ROBINS AIR FORCE BASE | 775 Macon St | Warner Robins | Houston | UST-SLOC-9076148 | 4 |  |  | FALSE |  | FALSE | Removed from Ground |  | 50000 |  |  | 2019-11-11
ROBINS AIR FORCE BASE | 775 Macon St | Warner Robins | Houston | UST-SLOC-9076148 | 1 |  |  | FALSE |  | FALSE | Removed from Ground |  | 50000 |  |  | 2019-11-11
ROBINS AIR FORCE BASE | 775 Macon St | Warner Robins | Houston | UST-SLOC-10002835 | 1 |  |  | FALSE |  | FALSE | Temporarily out of use | Jet fuel | 50000 | Steel-Impressed Current | 1960-01-01 |  | Steel (Impressed Current) | Suction (American)
ROBINS AIR FORCE BASE | 775 Macon St | Warner Robins | Houston | UST-SLOC-9076005 | 33-3 |  | 1989-09-01 | FALSE | 1989-09-01 | FALSE | Removed from Ground | Jet fuel | 4000 | Composite Double Walled | 1989-09-01 |  | Fiberglass Reinforced Plastic | Pressurized
ROBINS AIR FORCE BASE | 775 Macon St | Warner Robins | Houston | UST-SLOC-9076001 | 449-4 | [5 empty] | Removed from Ground | Diesel | 10000 | Not Marked/Unknown | 1991-11-14 | 1991-11-14 | Not Marked
ROBINS AIR FORCE BASE | 775 Macon St | Warner Robins | Houston | UST-SLOC-9076092 | 360-1 | [5 empty] | Permanently Out of Use - historical purposes | Diesel | 300 | Bare Steel | 1981-05-09 | 1899-12-31 | Copper
ROBINS AIR FORCE BASE | 775 Macon St | Warner Robins | Houston | UST-SLOC-9076148 | 5 |  |  | FALSE |  | FALSE | Removed from Ground |  | 50000 |  |  | 2019-11-11
ROBINS AIR FORCE BASE | 775 Macon St | Warner Robins | Houston | UST-SLOC-9076061 | 922-3 |  | 1992-02-01 | FALSE | 1992-02-01 | FALSE | Removed from Ground | Gas (Historical Use) | 10000 | Fiberglass | 1973-05-11 | 2010-05-04 | Fiberglass Reinforced Plastic | Pressurized
ROBINS AIR FORCE BASE | 775 Macon St | Warner Robins | Houston | UST-SLOC-9076040 | 315-2 | [5 empty] | Removed from Ground | Other | 500 | Fiberglass | 1980-05-09 | 1990-02-01 | Not Marked
ROBINS AIR FORCE BASE | 775 Macon St | Warner Robins | Houston | UST-SLOC-10002835 | 3 |  |  | FALSE |  | FALSE | Temporarily out of use | Jet fuel | 50000 | Steel-Impressed Current | 1960-01-01 |  | Steel (Impressed Current) | Suction (American)
ROBINS AIR FORCE BASE | 775 Macon St | Warner Robins | Houston | UST-SLOC-9076061 | 922-7U | Flapper Valve | 2010-03-02 | FALSE | 2010-03-02 | FALSE | Removed from Ground | Gas (Historical Use) | 15000 | Fiberglass Double Walled | 2010-03-02 |  | Double-Walled Flex | Pressurized
ROBINS AIR FORCE BASE | 775 Macon St | Warner Robins | Houston | UST-SLOC-9076061 | 922-9U | Flapper Valve | 2010-03-02 | FALSE | 2010-03-02 | FALSE | Removed from Ground | Gas (Historical Use) | 15000 | Fiberglass Double Walled | 2010-03-02 |  | Double-Walled Flex | Pressurized
ROBINS AIR FORCE BASE | 775 Macon St | Warner Robins | Houston | UST-SLOC-9076039 | 303-11 | [5 empty] | Removed from Ground | Diesel | 2018 | Bare Steel | 1964-05-13 | 1991-03-15 | Unknown
ROBINS AIR FORCE BASE | 775 Macon St | Warner Robins | Houston | UST-SLOC-9076001 | 5 | [5 empty] | Permanently Out of Use - historical purposes | Gas (Historical Use) | 3000 | Not Marked/Unknown |  | 1899-12-31 | Not Marked
CHEVRON EXTRAMILE WATSON | 2062 WATSON BLVD | WARNER ROBINS | Houston | 10003495 | 2 | Flapper Valve | 2023-09-01 | FALSE | 2023-09-01 | FALSE | Currently in Use | Premium | 4000 | Composite Double Walled | 2023-09-01 |  | Double-Walled Flex | Pressurized
ROBINS AIR FORCE BASE | 775 Macon St | Warner Robins | Houston | UST-SLOC-9076094 | 370-1 | [5 empty] | Permanently Out of Use - historical purposes | Diesel | 1000 | Bare Steel | 1981-05-09 | 1899-12-31 | Bare Steel
ROBINS AIR FORCE BASE | 775 Macon St | Warner Robins | Houston | UST-SLOC-9076005 | 33-2 |  | 1989-09-01 | FALSE | 1989-09-01 | FALSE | Removed from Ground | Diesel | 6000 | Tank Jacket | 1989-09-01 |  | Fiberglass Reinforced Plastic | Pressurized
ROBINS AIR FORCE BASE | 775 Macon St | Warner Robins | Houston | UST-SLOC-9076111 | 614-1 | [5 empty] | Removed from Ground | Diesel | 3000 | Bare Steel | 1965-05-13 | 1989-08-01 | Unknown
ROBINS AIR FORCE BASE | 775 Macon St | Warner Robins | Houston | UST-SLOC-9076050 | 2079-2 |  | 1991-09-01 |  | 1991-09-01 |  | Removed from Ground | Diesel | 300 | Double Walled | 1991-08-01 | 1999-12-03 | Galvanized Steel | Suction (American)
ROBINS AIR FORCE BASE | 775 Macon St | Warner Robins | Houston | UST-SLOC-9076024 | 177-1 | [5 empty] | Removed from Ground | Other | 500 | Bare Steel | 1969-05-12 | 1992-05-01 | Unknown
ROBINS AIR FORCE BASE | 775 Macon St | Warner Robins | Houston | UST-SLOC-9076046 | 1400-1 | Overfill Alarm | 1992-02-01 | FALSE | 1992-02-01 | FALSE | Removed from Ground | Diesel | 50000 | Fiberglass | 1985-05-08 | 2017-11-07 | Double-Walled Fiberglass | Safe Suction (Euro)
ROBINS AIR FORCE BASE | 775 Macon St | Warner Robins | Houston | UST-SLOC-9076011 | 110-1 | [5 empty] | Removed from Ground | Diesel | 250 | Bare Steel | 1944-01-01 | 1988-01-01 | Bare Steel
ROBINS AIR FORCE BASE | 775 Macon St | Warner Robins | Houston | UST-SLOC-9076007 | 39-2 | [5 empty] | Currently in Use | Other | 50000 | Bare Steel | 1958-05-15 |  | Galvanized Steel | Pressurized
ROBINS AIR FORCE BASE | 775 Macon St | Warner Robins | Houston | UST-SLOC-9076009 | 65-1 | [5 empty] | Removed from Ground | Empty | 375 | Bare Steel | 1962-05-14 | 1989-09-01 | Unknown
ROBINS AIR FORCE BASE | 775 Macon St | Warner Robins | Houston | UST-SLOC-9076067 | 9B |  |  | FALSE |  | FALSE | Removed from Ground | Diesel | 2000 |  | 1978-01-01 | 1990-02-01
ROBINS AIR FORCE BASE | 775 Macon St | Warner Robins | Houston | UST-SLOC-9076039 | 303-2 | [5 empty] | Removed from Ground | Diesel | 3000 | Marked Unknown | 1964-01-01 | 1964-01-01 | Unknown
ROBINS AIR FORCE BASE | 775 Macon St | Warner Robins | Houston | UST-SLOC-9076045 | 371-1 |  | 1992-02-01 |  | 1992-02-01 |  | Permanently Out of Use - historical purposes | Diesel | 1500 | Cathodically Protected Steel | 1983-05-09 | 1899-12-31 | Bare Steel | Suction (American)
ROBINS AIR FORCE BASE | 775 Macon St | Warner Robins | Houston | UST-SLOC-9076046 | 1400-2 | Overfill Alarm | 1992-02-01 | FALSE | 1992-02-01 | FALSE | Removed from Ground | Diesel | 50000 | Fiberglass | 1985-05-08 | 2017-11-07 | Double-Walled Fiberglass | Safe Suction (Euro)
ROBINS AIR FORCE BASE | 775 Macon St | Warner Robins | Houston | UST-SLOC-9076052 | 14-1 | [5 empty] | Currently in Use | Diesel | 560 | Bare Steel | 1955-05-16 |  | Bare Steel | Suction (American)
ROBINS AIR FORCE BASE | 775 Macon St | Warner Robins | Houston | UST-SLOC-9076001 | 7 | [5 empty] | Permanently Out of Use - historical purposes | Gas (Historical Use) | 3000 | Not Marked/Unknown |  | 1899-12-31 | Not Marked
ROBINS AIR FORCE BASE | 775 Macon St | Warner Robins | Houston | UST-SLOC-9076126 | 955-1 | [5 empty] | Removed from Ground | Diesel | 2000 | Bare Steel | 1955-05-16 | 1988-12-01 | Bare Steel
ROBINS AIR FORCE BASE | 775 Macon St | Warner Robins | Houston | UST-SLOC-9076082 | 1602-1 | [5 empty] | Removed from Ground | Diesel | 2000 | Bare Steel | 1989-01-01 | 1995-02-01 | Unknown
ROBINS AIR FORCE BASE | 775 Macon St | Warner Robins | Houston | UST-SLOC-9076071 | 263-1 | [5 empty] | Removed from Ground | Diesel | 300 | Bare Steel | 1968-05-12 | 1992-05-01 | Bare Steel
ROBINS AIR FORCE BASE | 775 Macon St | Warner Robins | Houston | UST-SLOC-9076028 | 195-2 | [5 empty] | Removed from Ground | Empty | 23500 | Bare Steel | 1942-05-19 | 1988-06-01 | Unknown
ROBINS AIR FORCE BASE | 775 Macon St | Warner Robins | Houston | UST-SLOC-9076027 | 190-2 | [5 empty] | Currently in Use | Other | 750 | Bare Steel | 1964-05-13 |  | Galvanized Steel | Gravity Fed
ROBINS AIR FORCE BASE | 775 Macon St | Warner Robins | Houston | UST-SLOC-9076083 | 194-1 | [5 empty] | Removed from Ground | Diesel | 500 | Bare Steel | 1956-05-15 | 1986-01-01 | Copper
ROBINS AIR FORCE BASE | 775 Macon St | Warner Robins | Houston | UST-SLOC-9076036 | 300-2 | [5 empty] | Removed from Ground | Other | 1000 | Fiberglass | 1987-01-01 | 1996-06-01 | Fiberglass Reinforced Plastic
ROBINS AIR FORCE BASE | 775 Macon St | Warner Robins | Houston | UST-SLOC-9076019 | 45-1 | [5 empty] | Removed from Ground | Other | 2000 | Bare Steel | 1990-11-01 | 1990-11-01 | Bare Steel
ROBINS AIR FORCE BASE | 775 Macon St | Warner Robins | Houston | UST-SLOC-9076049 | 78-1 | [5 empty] | Removed from Ground | Diesel | 500 | Bare Steel | 1960-05-14 | 1990-03-01 | Copper
ROBINS AIR FORCE BASE | 775 Macon St | Warner Robins | Houston | UST-SLOC-9076020 | 128-5 | [5 empty] | Removed from Ground | Diesel | 265 | Bare Steel | 1951-01-01 | 1990-10-17 | Unknown
ROBINS AIR FORCE BASE | 775 Macon St | Warner Robins | Houston | UST-SLOC-9076118 | 69-1 | [5 empty] | Removed from Ground | Diesel | 250 | Bare Steel | 1961-05-14 | 1995-02-01 | Bare Steel | Suction (American)
MAGIC MARKET | 860 HWY 96 | WARNER ROBINS | Houston | 10003622 | 1B | Overfill Alarm | 2025-03-06 | FALSE | 2025-03-06 | FALSE | Currently in Use | Gas (Historical Use) | 12000 | Composite Double Walled | 2025-02-20 |  | Double-Walled Fiberglass | Pressurized
ROBINS AIR FORCE BASE | 775 Macon St | Warner Robins | Houston | UST-SLOC-9076127 | 993-1 | [5 empty] | Removed from Ground | Diesel | 1000 | Bare Steel | 1955-05-16 | 1995-02-01 | Copper
ROBINS AIR FORCE BASE | 775 Macon St | Warner Robins | Houston | UST-SLOC-9076079 | 100-1 | [5 empty] | Currently in Use | Other | 5000 | Bare Steel | 1974-05-11 |  | Bare Steel | Suction (American)
ROBINS AIR FORCE BASE | 775 Macon St | Warner Robins | Houston | UST-SLOC-9076060 | 701-1 |  | 1992-02-01 |  | 1992-02-01 |  | Removed from Ground | Other | 500 | Fiberglass | 1986-01-01 | 1995-11-16 | Galvanized Steel | Suction (American)
ROBINS AIR FORCE BASE | 775 Macon St | Warner Robins | Houston | UST-SLOC-9076047 | 2072-1 | [5 empty] | Removed from Ground | Other | 50000 | Bare Steel | 1958-05-15 | 1997-08-01 | Bare Steel | Pressurized
ROBINS AIR FORCE BASE | 775 Macon St | Warner Robins | Houston | UST-SLOC-9076115 | 645-1 | [5 empty] | Removed from Ground | Hazardous Substance | 5000 | Marked Unknown | 1942-01-01 | 1985-03-01 | Unknown
ROBINS AIR FORCE BASE | 775 Macon St | Warner Robins | Houston | UST-SLOC-9076046 | 1400-3 | Overfill Alarm | 1992-02-01 | FALSE | 1992-02-01 | FALSE | Removed from Ground | Diesel | 50000 | Fiberglass | 1985-05-08 | 2017-11-07 | Double-Walled Fiberglass | Safe Suction (Euro)
ROBINS AIR FORCE BASE | 775 Macon St | Warner Robins | Houston | UST-SLOC-9076093 | 3631 | [5 empty] | Currently in Use | Diesel | 0 | Not Marked/Unknown |  |  | Not Marked
ROBINS AIR FORCE BASE | 775 Macon St | Warner Robins | Houston | UST-SLOC-9076017 | 184-1 |  | 1992-02-01 |  | 1992-02-01 |  | Removed from Ground | Other | 8000 | Galvanic (STIP-3) | 1980-05-09 | 2000-08-14 | Galvanized Steel | Suction (American)
ROBINS AIR FORCE BASE | 775 Macon St | Warner Robins | Houston | UST-SLOC-9076105 | 557-1 | [5 empty] | Removed from Ground | Diesel | 1500 | Bare Steel | 1989-01-01 | 1989-01-01 | Unknown
ROBINS AIR FORCE BASE | 775 Macon St | Warner Robins | Houston | UST-SLOC-9076047 | 2072-6 | [5 empty] | Removed from Ground | Other | 50000 | Cathodically Protected Steel | 1958-05-15 | 1999-08-26 | Bare Steel | Pressurized
ROBINS AIR FORCE BASE | 775 Macon St | Warner Robins | Houston | UST-SLOC-9076032 | 225-1 |  | 1992-02-01 |  | 1992-02-01 |  | Removed from Ground | Diesel | 5000 | Cathodically Protected Steel | 1957-05-15 | 1995-10-05 | Bare Steel | Suction (American)
ROBINS AIR FORCE BASE | 775 Macon St | Warner Robins | Houston | UST-SLOC-9076093 | 363-1 | [5 empty] | Removed from Ground | Diesel | 6000 | Bare Steel | 1983-05-09 | 1899-12-31 | Galvanized Steel
ROBINS AIR FORCE BASE | 775 Macon St | Warner Robins | Houston | UST-SLOC-9076124 | 930-1 | [5 empty] | Removed from Ground | Diesel | 275 | Bare Steel | 1967-05-13 | 1995-02-01 | Bare Steel
ROBINS AIR FORCE BASE | 775 Macon St | Warner Robins | Houston | UST-SLOC-9076039 | 303-10 | [5 empty] | Removed from Ground | Gas (Historical Use) | 11445 | Bare Steel | 1964-05-13 | 1991-03-15 | Unknown
ROBINS AIR FORCE BASE | 775 Macon St | Warner Robins | Houston | UST-SLOC-9076076 | 377-1 | [5 empty] | Removed from Ground | Diesel | 250 | Bare Steel | 1977-05-10 | 1992-03-19 | Bare Steel
ROBINS AIR FORCE BASE | 775 Macon St | Warner Robins | Houston | UST-SLOC-9076038 | 302-1 | [5 empty] | Removed from Ground | Empty | 500 | Bare Steel | 1967-01-01 | 1989-09-01 | Unknown
ROBINS AIR FORCE BASE | 775 Macon St | Warner Robins | Houston | UST-SLOC-9076064 | 948-1 | [5 empty] | Removed from Ground | Diesel | 500 | Bare Steel | 1978-05-10 | 1992-05-01 | Bare Steel
ROBINS AIR FORCE BASE | 775 Macon St | Warner Robins | Houston | UST-SLOC-9076028 | 195-6 | [5 empty] | Removed from Ground | Empty | 16954 | Bare Steel | 1942-05-19 | 1988-06-01 | Unknown
ROBINS AIR FORCE BASE | 775 Macon St | Warner Robins | Houston | UST-SLOC-9076028 | 195-8 | [5 empty] | Removed from Ground | Gas (Historical Use) | 19951 | Bare Steel | 1971-05-12 | 1990-10-20 | Unknown
ROBINS AIR FORCE BASE | 775 Macon St | Warner Robins | Houston | UST-SLOC-9076063 | 944-1 | [5 empty] | Removed from Ground | Diesel | 1000 | Bare Steel | 1990-02-01 | 1990-02-01 | Bare Steel
ROBINS AIR FORCE BASE | 775 Macon St | Warner Robins | Houston | UST-SLOC-9076107 | 560-1 | [5 empty] | Removed from Ground | Diesel | 2000 | Bare Steel | 1960-05-14 | 1989-01-01 | Bare Steel
ROBINS AIR FORCE BASE | 775 Macon St | Warner Robins | Houston | UST-SLOC-9076081 | 12B |  |  | FALSE |  | FALSE | Removed from Ground | Diesel | 500 |  | 1983-05-09 | 1995-02-01 | Bare Steel
ROBINS AIR FORCE BASE | 775 Macon St | Warner Robins | Houston | UST-SLOC-9076075 | 376-1 | [5 empty] | Removed from Ground | Diesel | 250 | Bare Steel | 1975-05-11 | 1992-05-01 | Bare Steel
ROBINS AIR FORCE BASE | 775 Macon St | Warner Robins | Houston | UST-SLOC-9076152 | 109-1 |  | 1993-01-01 |  | 1993-01-01 |  | Removed from Ground | Diesel | 1000 | Double Walled | 1993-01-01 | 2001-08-01 | Cathodically Protected | Suction (American)
ROBINS AIR FORCE BASE | 775 Macon St | Warner Robins | Houston | UST-SLOC-9076091 | 352-1 | [5 empty] | Removed from Ground | Diesel | 500 | Bare Steel | 1979-05-10 | 1995-02-01 | Bare Steel
ROBINS AIR FORCE BASE | 775 Macon St | Warner Robins | Houston | UST-SLOC-9076101 | 52-1 | [5 empty] | Removed from Ground | Diesel | 20000 | Bare Steel | 1962-05-14 | 1992-06-01 | Bare Steel
ROBINS AIR FORCE BASE | 775 Macon St | Warner Robins | Houston | UST-SLOC-9076070 | 74-1 |  | 1992-02-01 |  | 1992-02-01 |  | Removed from Ground | Diesel | 5000 | Cathodically Protected Steel | 1980-05-09 | 1995-02-23 | Bare Steel
ROBINS AIR FORCE BASE | 775 Macon St | Warner Robins | Houston | UST-SLOC-9076016 | 142-1 | [5 empty] | Removed from Ground | Diesel | 1000 | Fiberglass | 1984-05-08 | 1990-02-01 | Bare Steel
ROBINS AIR FORCE BASE | 775 Macon St | Warner Robins | Houston | UST-SLOC-9076077 | 511-2 | [5 empty] | Removed from Ground | Diesel | 1000 | Bare Steel | 1979-05-10 | 1989-11-13 | Unknown
ROBINS AIR FORCE BASE | 775 Macon St | Warner Robins | Houston | UST-SLOC-9076048 | 2075-1 | [5 empty] | Currently in Use | Diesel | 550 | Bare Steel | 1960-05-14 |  | Bare Steel
ROBINS AIR FORCE BASE | 775 Macon St | Warner Robins | Houston | UST-SLOC-9076104 | 552-1 | [5 empty] | Removed from Ground | Diesel | 1500 | Bare Steel | 1989-01-01 | 1989-01-01 | Unknown
ROBINS AIR FORCE BASE | 775 Macon St | Warner Robins | Houston | UST-SLOC-9076028 | 195-1 |  |  | TRUE |  | TRUE | Removed from Ground | Used Oil | 23500 | Bare Steel | 1942-01-01 | 1988-06-01 | Unknown
ROBINS AIR FORCE BASE | 775 Macon St | Warner Robins | Houston | UST-SLOC-9076030 | 210-1 | [5 empty] | Removed from Ground | Other | 250 | Bare Steel | 1964-05-13 | 1995-02-01 | Bare Steel
ROBINS AIR FORCE BASE | 775 Macon St | Warner Robins | Houston | UST-SLOC-9076031 | 214-1 |  | 1992-02-01 |  | 1992-02-01 |  | Removed from Ground | Diesel | 2000 | Cathodically Protected Steel | 1959-05-15 | 1995-10-03 | Bare Steel | Suction (American)
ROBINS AIR FORCE BASE | 775 Macon St | Warner Robins | Houston | UST-SLOC-9076040 | 315-1 | [5 empty] | Removed from Ground | Diesel | 1500 | Bare Steel | 1966-05-13 | 1990-02-01 | Unknown
ROBINS AIR FORCE BASE | 775 Macon St | Warner Robins | Houston | UST-SLOC-9076001 | 6 | [5 empty] | Permanently Out of Use - historical purposes | Gas (Historical Use) | 3000 | Not Marked/Unknown |  | 1899-12-31 | Not Marked
ROBINS AIR FORCE BASE | 775 Macon St | Warner Robins | Houston | UST-SLOC-9076078 | 812-1 |  | 1992-02-01 |  | 1992-02-01 |  | Removed from Ground | Diesel | 1500 | Cathodically Protected Steel | 1981-05-09 | 1995-11-15 | Bare Steel | Suction (American)
ROBINS AIR FORCE BASE | 775 Macon St | Warner Robins | Houston | UST-SLOC-9076001 | 449-3 | [5 empty] | Removed from Ground | Diesel | 10000 | Not Marked/Unknown | 1991-11-14 | 1991-11-14 | Not Marked
ROBINS AIR FORCE BASE | 775 Macon St | Warner Robins | Houston | UST-SLOC-9076085 | 205-1 | [5 empty] | Removed from Ground | Diesel | 700 | Bare Steel | 1981-05-09 | 1995-02-01 | Unknown
ROBINS AIR FORCE BASE | 775 Macon St | Warner Robins | Houston | UST-SLOC-9076103 | 551-1 | [5 empty] | Removed from Ground | Diesel | 1500 | Bare Steel | 1989-01-01 | 1989-01-01 | Unknown
ROBINS AIR FORCE BASE | 775 Macon St | Warner Robins | Houston | UST-SLOC-9076125 | 94-1 | [5 empty] | Removed from Ground | Diesel | 550 | Bare Steel | 1960-05-14 | 1988-01-01 | Bare Steel
ROBINS AIR FORCE BASE | 775 Macon St | Warner Robins | Houston | UST-SLOC-9076020 | 128-2 | [5 empty] | Removed from Ground | Other | 3000 | Bare Steel | 1951-01-01 | 1990-10-24 | Bare Steel
ROBINS AIR FORCE BASE | 775 Macon St | Warner Robins | Houston | UST-SLOC-9076049 | 78-3 | [5 empty] | Removed from Ground | Other | 550 | Double Walled | 1989-10-03 | 1995-03-10 | Galvanized Steel | Suction (American)
ROBINS AIR FORCE BASE | 775 Macon St | Warner Robins | Houston | UST-SLOC-9076001 | 449-1 | [5 empty] | Removed from Ground | Other | 10000 | Not Marked/Unknown | 1991-11-14 | 1991-11-14 | Not Marked
ROBINS AIR FORCE BASE | 775 Macon St | Warner Robins | Houston | UST-SLOC-9076028 | 195-5 | [5 empty] | Removed from Ground | Empty | 21500 | Bare Steel | 1942-05-19 | 1988-06-01 | Unknown
ROBINS AIR FORCE BASE | 775 Macon St | Warner Robins | Houston | UST-SLOC-9076028 | 195-7 | [5 empty] | Removed from Ground | Gas (Historical Use) | 17387 | Bare Steel | 1977-05-10 | 1990-10-18 | Unknown
ROBINS AIR FORCE BASE | 775 Macon St | Warner Robins | Houston | UST-SLOC-9076065 | 963-1 |  | 1992-02-01 |  | 1992-02-01 |  | Removed from Ground | Diesel | 500 | Fiberglass | 1985-05-08 | 2004-04-19 | Galvanized Steel | Suction (American)
ROBINS AIR FORCE BASE | 775 Macon St | Warner Robins | Houston | UST-SLOC-9076028 | 195-4 | [5 empty] | Removed from Ground | Empty | 20227 | Bare Steel | 1942-05-19 | 1988-06-01 | Unknown
ROBINS AIR FORCE BASE | 775 Macon St | Warner Robins | Houston | UST-SLOC-9076052 | 14-2 | [5 empty] | Removed from Ground | Diesel | 250 | Marked Unknown | 1978-01-01 | 1992-03-19 | Unknown
ROBINS AIR FORCE BASE | 775 Macon St | Warner Robins | Houston | UST-SLOC-9076153 | 255-1 | Flapper Valve | 1993-03-01 |  | 1993-03-01 |  | Removed from Ground | Diesel | 2000 | Fiberglass Double Walled | 1993-03-01 | 2007-10-25 | Galvanized Steel | Safe Suction (Euro)
ROBINS AIR FORCE BASE | 775 Macon St | Warner Robins | Houston | UST-SLOC-9076100 | 495-1 | [5 empty] | Removed from Ground | Empty | 500 | Bare Steel | 1942-01-01 | 1989-08-01 | Bare Steel
ROBINS AIR FORCE BASE | 775 Macon St | Warner Robins | Houston | UST-SLOC-9076003 | 19-1 | [5 empty] | Removed from Ground | Diesel | 250 | Cathodically Protected Steel | 1984-01-01 | 1992-06-01 | Cathodically Protected
ROBINS AIR FORCE BASE | 775 Macon St | Warner Robins | Houston | UST-SLOC-9076106 | 56-1 | [5 empty] | Removed from Ground | Diesel | 3000 | Bare Steel | 1959-05-15 | 1994-03-30 | Copper | Suction (American)
ROBINS AIR FORCE BASE | 775 Macon St | Warner Robins | Houston | UST-SLOC-9076077 | 511-1 | [5 empty] | Removed from Ground | Diesel | 300 | Bare Steel | 1943-05-19 | 1979-05-01 | Bare Steel
ROBINS AIR FORCE BASE | 775 Macon St | Warner Robins | Houston | UST-SLOC-9000545 | 181-1 | [5 empty] | Removed from Ground | Diesel | 500 | Bare Steel | 1990-02-01 | 1990-02-01 | Unknown
ROBINS AIR FORCE BASE | 775 Macon St | Warner Robins | Houston | UST-SLOC-9076067 | 9A |  |  | FALSE |  | FALSE | Removed from Ground | Diesel | 500 | Bare Steel | 1982-05-09 | 1994-04-01
ROBINS AIR FORCE BASE | 775 Macon St | Warner Robins | Houston | UST-SLOC-9076112 | 629-1 | [5 empty] | Removed from Ground | Diesel | 2000 | Bare Steel | 1952-05-16 | 1994-01-15 | Unknown
MAGIC MARKET | 860 HWY 96 | WARNER ROBINS | Houston | 10003622 | 1A | Overfill Alarm | 2025-03-06 | FALSE | 2025-03-06 | FALSE | Currently in Use | Diesel | 4000 | Composite Double Walled | 2025-02-20 |  | Double-Walled Fiberglass | Pressurized
ROBINS AIR FORCE BASE | 775 Macon St | Warner Robins | Houston | UST-SLOC-9076035 | 231-1 | Flapper Valve | 1992-02-01 |  | 1992-02-01 |  | Removed from Ground | Diesel | 2000 | Fiberglass | 1988-01-01 | 2004-07-19 | Galvanized Steel | Suction (American)
ROBINS AIR FORCE BASE | 775 Macon St | Warner Robins | Houston | UST-SLOC-9000544 | 173-1 | [5 empty] | Removed from Ground | Diesel | 1500 | Bare Steel | 1942-01-01 | 1989-10-18 | Bare Steel
ROBINS AIR FORCE BASE | 775 Macon St | Warner Robins | Houston | UST-SLOC-9076058 | 644-1 | [5 empty] | Currently in Use | Diesel | 30000 | Bare Steel | 1962-05-14 |  | Bare Steel
ROBINS AIR FORCE BASE | 775 Macon St | Warner Robins | Houston | UST-SLOC-9076080 | 107-1 | [5 empty] | Removed from Ground | Diesel | 2000 | Bare Steel | 1960-01-01 | 1991-05-01 | Unknown
ROBINS AIR FORCE BASE | 775 Macon St | Warner Robins | Houston | UST-SLOC-9076006 | 36-1 | Flapper Valve | 1992-02-01 |  | 1992-02-01 |  | Removed from Ground | Diesel | 2500 | Galvanic (STIP-3) | 1985-05-08 | 2004-08-25 | Galvanized Steel | Safe Suction (Euro)
ROBINS AIR FORCE BASE | 775 Macon St | Warner Robins | Houston | UST-SLOC-9076008 | 64-1 | [5 empty] | Removed from Ground | Empty | 375 | Bare Steel | 1962-05-14 | 1988-01-01 | Unknown
ROBINS AIR FORCE BASE | 775 Macon St | Warner Robins | Houston | UST-SLOC-9076004 | 26-1 | [5 empty] | Removed from Ground | Other | 160 | Bare Steel | 1980-05-09 | 1995-09-12 | Unknown
ROBINS AIR FORCE BASE | 775 Macon St | Warner Robins | Houston | UST-SLOC-9076051 | 85-1 | [5 empty] | Removed from Ground | Other | 500 | Concrete | 1962-05-14 | 1993-11-01 | Unknown
ROBINS AIR FORCE BASE | 775 Macon St | Warner Robins | Houston | UST-SLOC-9076020 | 128-3 | [5 empty] | Removed from Ground | Other | 3000 | Bare Steel | 1951-01-01 | 1990-10-22 | Bare Steel
ROBINS AIR FORCE BASE | 775 Macon St | Warner Robins | Houston | UST-SLOC-9076102 | 54-1 | [5 empty] | Currently in Use | Diesel | 25000 | Bare Steel | 1978-05-10 |  | Bare Steel | Suction (American)
ROBINS AIR FORCE BASE | 775 Macon St | Warner Robins | Houston | UST-SLOC-9076123 | 2086-1 | [5 empty] | Removed from Ground | Diesel | 1500 | Bare Steel | 1960-05-14 | 1994-03-30 | Unknown
ROBINS AIR FORCE BASE | 775 Macon St | Warner Robins | Houston | UST-SLOC-9076007 | 39-1 | [5 empty] | Currently in Use | Other | 50000 | Bare Steel | 1958-05-15 |  | Galvanized Steel | Pressurized
ROBINS AIR FORCE BASE | 775 Macon St | Warner Robins | Houston | UST-SLOC-9076048 | 2075-2 |  |  | TRUE |  | TRUE | Removed from Ground | Used Oil | 500 | Fiberglass | 1980-05-09 | 1990-02-01 | Not Marked
ROBINS AIR FORCE BASE | 775 Macon St | Warner Robins | Houston | UST-SLOC-9076119 | 76-1 | [5 empty] | Removed from Ground | Diesel | 6000 | Bare Steel | 1960-05-14 | 1988-01-01 | Bare Steel
ROBINS AIR FORCE BASE | 775 Macon St | Warner Robins | Houston | UST-SLOC-9076059 | 700-1 | [5 empty] | Removed from Ground | Diesel | 2500 | Bare Steel | 1967-05-13 | 1992-05-01 | Unknown
ROBINS AIR FORCE BASE | 775 Macon St | Warner Robins | Houston | UST-SLOC-9076004 | 26-2 |  | 1995-03-25 |  | 1995-03-25 |  | Removed from Ground | Other | 1000 | Double Walled | 1995-03-24 | 1998-04-01 | Double Walled | Suction (American)
ROBINS AIR FORCE BASE | 775 Macon St | Warner Robins | Houston | UST-SLOC-9076218 | 3 | [5 empty] | Removed from Ground | Gas (Historical Use) | 10000 | Not Marked/Unknown | 1976-01-01 | 1991-03-15 | Not Marked
ROBINS AIR FORCE BASE | 775 Macon St | Warner Robins | Houston | UST-SLOC-9076097 | 40-1 | [5 empty] | Removed from Ground | Diesel | 300 | Bare Steel | 1976-01-01 | 1995-09-14 | Not Marked
ROBINS AIR FORCE BASE | 775 Macon St | Warner Robins | Houston | UST-SLOC-9076090 | 314-1 | [5 empty] | Removed from Ground | Diesel | 1500 | Bare Steel | 1979-05-10 | 1995-02-01 | Bare Steel
ROBINS AIR FORCE BASE | 775 Macon St | Warner Robins | Houston | UST-SLOC-9076096 | 393-1 | [5 empty] | Removed from Ground | Diesel | 1000 | Bare Steel | 1988-01-01 | 1995-02-01 | Bare Steel
MAGIC MARKET | 860 HWY 96 | WARNER ROBINS | Houston | 10003622 | 1C | Overfill Alarm | 2025-03-06 | FALSE | 2025-03-06 | FALSE | Currently in Use | Gas (Historical Use) | 4000 | Composite Double Walled | 2025-02-20 |  | Double-Walled Fiberglass | Pressurized
ROBINS AIR FORCE BASE | 775 Macon St | Warner Robins | Houston | UST-SLOC-9076044 | 350-1U |  | 1992-02-01 |  | 1992-02-01 |  | Removed from Ground | Diesel | 2000 | Fiberglass | 1987-01-01 | 2003-12-16 | Bare Steel | Suction (American)
ROBINS AIR FORCE BASE | 775 Macon St | Warner Robins | Houston | UST-SLOC-9076074 | 295-1 | [5 empty] | Removed from Ground | Hazardous Substance | 2500 | Bare Steel | 1968-05-12 | 1989-11-14 | Unknown
ROBINS AIR FORCE BASE | 775 Macon St | Warner Robins | Houston | UST-SLOC-9076047 | 2072-7 | [5 empty] | Removed from Ground | Other | 2000 | Cathodically Protected Steel | 1983-05-09 | 1997-08-01 | Bare Steel | Gravity Fed
ROBINS AIR FORCE BASE | 775 Macon St | Warner Robins | Houston | UST-SLOC-9076039 | 303-1 | [5 empty] | Removed from Ground | Gas (Historical Use) | 3000 | Marked Unknown | 1964-01-01 | 1964-01-01 | Unknown
ROBINS AIR FORCE BASE | 775 Macon St | Warner Robins | Houston | UST-SLOC-9076033 | 226-2 |  | 1992-02-01 |  | 1992-02-01 |  | Removed from Ground | Diesel | 1500 | Galvanic (STIP-3) | 1983-01-01 | 2002-11-04 | Bare Steel | Suction (American)
ROBINS AIR FORCE BASE | 775 Macon St | Warner Robins | Houston | UST-SLOC-9076010 | 68-1 | [5 empty] | Removed from Ground | Empty | 375 | Bare Steel | 1962-05-14 | 1988-01-01 | Unknown
ROBINS AIR FORCE BASE | 775 Macon St | Warner Robins | Houston | UST-SLOC-9076047 | 2072-5 | [5 empty] | Removed from Ground | Other | 50000 | Cathodically Protected Steel | 1958-05-15 | 1999-08-26 | Bare Steel | Pressurized
ROBINS AIR FORCE BASE | 775 Macon St | Warner Robins | Houston | UST-SLOC-9076218 | 2 | [5 empty] | Removed from Ground | Gas (Historical Use) | 2000 | Not Marked/Unknown | 1964-01-01 | 1991-03-15 | Not Marked
ROBINS AIR FORCE BASE | 775 Macon St | Warner Robins | Houston | UST-SLOC-9076042 | 319-2 |  |  | TRUE | 1992-02-01 | TRUE | Removed from Ground | Used Oil | 1500 | Cathodically Protected Steel | 1986-01-01 | 2000-10-18 | Cathodically Protected | Gravity Fed
ROBINS AIR FORCE BASE | 775 Macon St | Warner Robins | Houston | UST-SLOC-9076037 | 301-1 |  | 1992-02-01 |  | 1992-02-01 |  | Removed from Ground | Other | 500 | Fiberglass | 1986-01-01 | 1899-12-31 | Galvanized Steel
ROBINS AIR FORCE BASE | 775 Macon St | Warner Robins | Houston | UST-SLOC-9076041 | 318-3 | [5 empty] | Currently in Use | Other | 1300 | Bare Steel | 1972-05-11 |  | Unknown | Gravity Fed
ROBINS AIR FORCE BASE | 775 Macon St | Warner Robins | Houston | UST-SLOC-9076046 | 1400-4 | Overfill Alarm | 2000-06-15 | TRUE | 1992-02-01 | TRUE | Removed from Ground | Used Oil | 1500 | Fiberglass | 1986-01-01 | 2017-11-07 | Fiberglass Reinforced Plastic
ROBINS AIR FORCE BASE | 775 Macon St | Warner Robins | Houston | UST-SLOC-9076217 | 1 | [5 empty] | Removed from Ground | Diesel | 250 | Not Marked/Unknown | 1990-10-18 | 1990-10-18 | Not Marked
ROBINS AIR FORCE BASE | 775 Macon St | Warner Robins | Houston | UST-SLOC-9076001 | 449-2 | [5 empty] | Removed from Ground | Gas (Historical Use) | 10000 | Not Marked/Unknown | 1991-11-14 | 1991-11-14 | Not Marked
ROBINS AIR FORCE BASE | 775 Macon St | Warner Robins | Houston | UST-SLOC-9076020 | 128-1 | [5 empty] | Removed from Ground | Other | 5000 | Bare Steel | 1951-01-01 | 1990-11-01 | Bare Steel
ROBINS AIR FORCE BASE | 775 Macon St | Warner Robins | Houston | UST-SLOC-9076073 | 288-1 | [5 empty] | Removed from Ground | Empty | 2000 | Bare Steel | 1959-05-15 | 1989-01-01 | Unknown
ROBINS AIR FORCE BASE | 775 Macon St | Warner Robins | Houston | UST-SLOC-9076116 | 651-1 | [5 empty] | Removed from Ground | Diesel | 500 | Bare Steel | 1958-05-15 | 1993-01-01 | Bare Steel
ROBINS AIR FORCE BASE | 775 Macon St | Warner Robins | Houston | UST-SLOC-9076013 | 131-2 |  |  | TRUE |  | TRUE | Currently in Use | Other | 1900 | Concrete | 1981-05-09 |  | Unknown
ROBINS AIR FORCE BASE | 775 Macon St | Warner Robins | Houston | UST-SLOC-9076053 | 22-1 | [5 empty] | Removed from Ground | Other | 500 | Fiberglass | 1980-05-09 | 1990-02-01 | Not Marked
ROBINS AIR FORCE BASE | 775 Macon St | Warner Robins | Houston | UST-SLOC-9076050 | 2079-1 | [5 empty] | Removed from Ground | Diesel | 300 | Bare Steel | 1971-05-12 | 1991-08-01 | Unknown
ROBINS AIR FORCE BASE | 775 Macon St | Warner Robins | Houston | UST-SLOC-9076098 | 43-1 | [5 empty] | Removed from Ground | Diesel | 3000 | Bare Steel | 1959-05-15 | 1994-01-20 | Unknown
ROBINS AIR FORCE BASE | 775 Macon St | Warner Robins | Houston | UST-SLOC-9076120 | 8A |  |  | FALSE |  | FALSE | Removed from Ground | Diesel | 200 | Bare Steel | 1965-05-13 | 1995-02-01 | Copper
ROBINS AIR FORCE BASE | 775 Macon St | Warner Robins | Houston | UST-SLOC-9076084 | 2A |  |  | FALSE |  | FALSE | Removed from Ground |  | 1500 | Bare Steel | 1971-05-12 | 1989-07-01
ROBINS AIR FORCE BASE | 775 Macon St | Warner Robins | Houston | UST-SLOC-9076058 | 644-2 | [5 empty] | Removed from Ground | Diesel | 250 | Marked Unknown | 1967-01-01 | 1992-06-01 | Unknown
ROBINS AIR FORCE BASE | 775 Macon St | Warner Robins | Houston | UST-SLOC-9076054 | 61-2 | [5 empty] | Removed from Ground | Diesel | 1000 | Bare Steel | 1958-05-15 | 1990-02-01 | Unknown
ROBINS AIR FORCE BASE | 775 Macon St | Warner Robins | Houston | UST-SLOC-9076087 | 294-1 | [5 empty] | Removed from Ground | Empty | 5000 | Bare Steel | 1947-01-01 | 1988-01-01 | Unknown
ROBINS AIR FORCE BASE | 775 Macon St | Warner Robins | Houston | UST-SLOC-9076025 | 186-2 | [5 empty] | Removed from Ground | Other | 1000 | Bare Steel | 1974-05-11 | 1989-11-14 | Unknown
ROBINS AIR FORCE BASE | 775 Macon St | Warner Robins | Houston | UST-SLOC-9076108 | 59-1 | [5 empty] | Removed from Ground | Diesel | 3000 | Bare Steel | 1961-05-14 | 1899-12-31 | Bare Steel | Pressurized
ROBINS AIR FORCE BASE | 775 Macon St | Warner Robins | Houston | UST-SLOC-9076033 | 226-1 |  | 1992-02-01 |  | 1992-02-01 |  | Removed from Ground | Diesel | 2000 | Cathodically Protected Steel | 1979-05-10 | 2002-11-04 | Bare Steel | Suction (American)
ROBINS AIR FORCE BASE | 775 Macon St | Warner Robins | Houston | UST-SLOC-9076086 | 245-1 | [5 empty] | Removed from Ground | Diesel | 300 | Bare Steel | 1955-05-16 | 1899-12-31 | Bare Steel
ROBINS AIR FORCE BASE | 775 Macon St | Warner Robins | Houston | UST-SLOC-9076047 | 2072-2 | [5 empty] | Removed from Ground | Other | 50000 | Bare Steel | 1958-05-15 | 1997-08-01 | Bare Steel | Pressurized
FEAGIN MILL BP | 1201 S HOUSTON LAKE RD | WARNER ROBINS | Houston | 10003616 | 1B | Overfill Alarm | 2023-08-05 | FALSE | 2023-07-30 | FALSE | Currently in Use | Regular | 15000 | Composite Double Walled | 2023-07-23 |  | Double-Walled Fiberglass | Pressurized
ROBINS AIR FORCE BASE | 775 Macon St | Warner Robins | Houston | UST-SLOC-9076041 | 318-2 | [5 empty] | Removed from Ground | Other | 15000 | Bare Steel | 1985-06-01 | 1985-06-01 | Not Marked
ROBINS AIR FORCE BASE | 775 Macon St | Warner Robins | Houston | UST-SLOC-9076122 | 83-1 | [5 empty] | Removed from Ground | Diesel | 10000 | Bare Steel | 1960-05-14 | 1993-11-01 | Unknown
ROBINS AIR FORCE BASE | 775 Macon St | Warner Robins | Houston | UST-SLOC-9000545 | 181-2 | [5 empty] | Removed from Ground | Diesel | 500 | Bare Steel | 1990-02-01 | 1990-02-01 | Unknown
ROBINS AIR FORCE BASE | 775 Macon St | Warner Robins | Houston | UST-SLOC-9076025 | 186-1 | [5 empty] | Removed from Ground | Diesel | 300 | Bare Steel | 1942-05-19 | 1986-01-01 | Unknown
ROBINS AIR FORCE BASE | 775 Macon St | Warner Robins | Houston | UST-SLOC-9076011 | 110-2 | Flapper Valve | 1992-02-01 |  | 1992-02-01 |  | Removed from Ground | Other | 1000 | Fiberglass | 1988-01-01 | 2004-08-23 | Galvanized Steel | Suction (American)
ROBINS AIR FORCE BASE | 775 Macon St | Warner Robins | Houston | UST-SLOC-9076128 | 994-1 | [5 empty] | Removed from Ground | Diesel | 1000 | Bare Steel | 1955-05-16 | 1995-02-01 | Bare Steel
ROBINS AIR FORCE BASE | 775 Macon St | Warner Robins | Houston | UST-SLOC-9076014 | 134-1 | [5 empty] | Removed from Ground | Diesel | 500 | Bare Steel | 1980-01-01 | 1992-06-01 | Unknown
ROBINS AIR FORCE BASE | 775 Macon St | Warner Robins | Houston | UST-SLOC-9076066 | 1-1U | [5 empty] | Removed from Ground | Diesel | 5000 | Bare Steel | 1980-05-09 | 2003-11-13 | Unknown
ROBINS AIR FORCE BASE | 775 Macon St | Warner Robins | Houston | UST-SLOC-9076218 | 1 | [5 empty] | Removed from Ground | Gas (Historical Use) | 10000 | Not Marked/Unknown | 1964-01-01 | 1991-03-15 | Not Marked
ROBINS AIR FORCE BASE | 775 Macon St | Warner Robins | Houston | UST-SLOC-9076148 | 6 |  |  | FALSE |  | FALSE | Removed from Ground |  | 50000 |  |  | 2019-11-11
ROBINS AIR FORCE BASE | 775 Macon St | Warner Robins | Houston | UST-SLOC-9076061 | 922-6 |  | 1992-02-01 | FALSE | 1992-02-01 | FALSE | Removed from Ground | Gas (Historical Use) | 10000 | Fiberglass | 1973-05-11 | 2010-05-04 | Fiberglass Reinforced Plastic | Pressurized
ROBINS AIR FORCE BASE | 775 Macon St | Warner Robins | Houston | UST-SLOC-10002835 | 2 |  |  | FALSE |  | FALSE | Temporarily out of use | Jet fuel | 50000 | Steel-Impressed Current | 1960-01-01 |  | Steel (Impressed Current) | Suction (American)
ROBINS AIR FORCE BASE | 775 Macon St | Warner Robins | Houston | UST-SLOC-9076068 | 10A |  |  | FALSE |  | FALSE |  | Diesel | 250 | Bare Steel | 1975-05-11 | 1899-12-31 | Copper
ROBINS AIR FORCE BASE | 775 Macon St | Warner Robins | Houston | UST-SLOC-9076109 | 595-1 | [5 empty] | Removed from Ground | Diesel | 2000 | Bare Steel | 1977-05-10 | 1899-12-31 | Bare Steel | Suction (American)
ROBINS AIR FORCE BASE | 775 Macon St | Warner Robins | Houston | UST-SLOC-9076152 | 4036-1 |  | 1993-06-01 |  | 1993-06-01 |  | Removed from Ground | Diesel | 550 | Double Walled | 1993-06-01 | 2009-08-13 | Cathodically Protected | Suction (American)
ROBINS AIR FORCE BASE | 775 Macon St | Warner Robins | Houston | UST-SLOC-9076043 | 340-1U |  | 1992-02-01 |  | 1992-02-01 |  | Removed from Ground | Diesel | 1000 | Fiberglass | 1988-01-01 | 2003-11-19 | Fiberglass Reinforced Plastic | Suction (American)
ROBINS AIR FORCE BASE | 775 Macon St | Warner Robins | Houston | UST-SLOC-9000545 | 181-4 | [5 empty] | Removed from Ground | Other | 20000 | Bare Steel | 1989-10-19 | 1989-10-19 | Unknown
ROBINS AIR FORCE BASE | 775 Macon St | Warner Robins | Houston | UST-SLOC-9076020 | 128-4 | [5 empty] | Removed from Ground | Other | 3000 | Bare Steel | 1951-01-01 | 1990-10-22 | Bare Steel
ROBINS AIR FORCE BASE | 775 Macon St | Warner Robins | Houston | UST-SLOC-9076102 | 54-3 | [5 empty] | Removed from Ground | Hazardous Substance | 10000 | Bare Steel | 1960-05-14 | 1963-01-01 | Unknown
ROBINS AIR FORCE BASE | 775 Macon St | Warner Robins | Houston | UST-SLOC-9076030 | 210-2 |  | 1992-06-01 |  | 1992-06-01 |  | Removed from Ground | Diesel | 2000 | Double Walled | 1992-06-01 | 2003-11-03 | Galvanized Steel | Suction (American)
ROBINS AIR FORCE BASE | 775 Macon St | Warner Robins | Houston | UST-SLOC-9076049 | 78-2 | [5 empty] | Removed from Ground | Diesel | 6000 | Bare Steel | 1970-05-12 | 1989-10-01 | Unknown
ROBINS AIR FORCE BASE | 775 Macon St | Warner Robins | Houston | UST-SLOC-9076054 | 61-1 | [5 empty] | Removed from Ground | Diesel | 300 | Bare Steel | 1960-05-14 | 1989-09-01 | Unknown
SHELL | 1020 CARL VINSON PKWY | WARNER ROBINS | Houston | 10003521 | 1B | Flapper Valve | 2024-07-17 | FALSE | 2024-07-17 | FALSE | Currently in Use | Premium | 4000 | Composite Double Walled | 2024-07-17 |  | Double-Walled Flex | Pressurized
ROBINS AIR FORCE BASE | 775 Macon St | Warner Robins | Houston | UST-SLOC-10002835 | 6 |  |  | FALSE |  | FALSE | Temporarily out of use | Jet fuel | 50000 | Steel-Impressed Current | 1960-01-01 |  | Steel (Impressed Current) | Suction (American)
ROBINS AIR FORCE BASE | 775 Macon St | Warner Robins | Houston | UST-SLOC-10002834 | 1 |  |  | FALSE |  | FALSE |  |  | 2000 |  | 1967-01-01 |  | Steel (Impressed Current) | Suction (American)
ROBINS AIR FORCE BASE | 775 Macon St | Warner Robins | Houston | UST-SLOC-10002834 | 1 |  |  | FALSE |  | FALSE |  |  | 2000 |  | 1967-01-01 |  | Steel (Impressed Current)
FEAGIN MILL BP | 1201 S HOUSTON LAKE RD | WARNER ROBINS | Houston | 10003616 | 1A | Overfill Alarm | 2023-08-05 | FALSE | 2023-07-30 | FALSE | Currently in Use | Premium | 5000 | Composite Double Walled | 2023-07-23 |  | Double-Walled Fiberglass | Pressurized
ROBINS AIR FORCE BASE | 775 Macon St | Warner Robins | Houston | UST-SLOC-9076028 | 195-3 | [5 empty] | Removed from Ground | Empty | 13380 | Bare Steel | 1942-05-19 | 1988-06-01 | Unknown
ROBINS AIR FORCE BASE | 775 Macon St | Warner Robins | Houston | UST-SLOC-9076149 | 5A | [5 empty] | Currently in Use | Other | 2000 | Double Walled | 1987-08-08 |  | Fiberglass Reinforced Plastic | Gravity Fed
ROBINS AIR FORCE BASE | 775 Macon St | Warner Robins | Houston | UST-SLOC-9076039 | 303-9 | [5 empty] | Removed from Ground | Kerosene | 9988 | Bare Steel | 1976-05-10 | 1991-03-15 | Unknown
ROBINS AIR FORCE BASE | 775 Macon St | Warner Robins | Houston | UST-SLOC-9076029 | 196-2 | [5 empty] | Currently in Use | Other | 500 | Fiberglass | 1985-05-08 |  | Unknown | Gravity Fed
ROBINS AIR FORCE BASE | 775 Macon St | Warner Robins | Houston | UST-SLOC-9076069 | 25-1 | [5 empty] | Removed from Ground | Diesel | 500 | Bare Steel | 1960-05-14 | 1991-07-24 | Unknown
ROBINS AIR FORCE BASE | 775 Macon St | Warner Robins | Houston | UST-SLOC-9076015 | 137-1 | [5 empty] | Removed from Ground | Diesel | 1500 | Bare Steel | 1982-05-09 | 1995-03-25 | Bare Steel
ROBINS AIR FORCE BASE | 775 Macon St | Warner Robins | Houston | UST-SLOC-9076211 | 2081-1 | [5 empty] | Removed from Ground | Empty | 1000 | Bare Steel | 1997-11-20 | 1997-11-20 | Bare Steel | Pressurized
ROBINS AIR FORCE BASE | 775 Macon St | Warner Robins | Houston | UST-SLOC-9076022 | 3823-1 | [5 empty] | Removed from Ground | Diesel | 1000 | Cathodically Protected Steel | 1977-05-10 | 1990-10-17 | Bare Steel
ROBINS AIR FORCE BASE | 775 Macon St | Warner Robins | Houston | UST-SLOC-9076047 | 2072-3 | [5 empty] | Removed from Ground | Other | 50000 | Cathodically Protected Steel | 1958-05-15 | 1999-08-25 | Bare Steel | Pressurized
ROBINS AIR FORCE BASE | 775 Macon St | Warner Robins | Houston | UST-SLOC-9000545 | 181-3 |  | 1992-02-01 |  | 1992-02-01 |  | Removed from Ground | Other | 10000 | Fiberglass | 1986-01-01 | 1899-12-31 | Galvanized Steel | Suction (American)
ROBINS AIR FORCE BASE | 775 Macon St | Warner Robins | Houston | UST-SLOC-9076034 | 228-1 |  | 1992-02-01 |  | 1992-02-01 |  | Removed from Ground | Other | 10000 | Fiberglass | 1987-01-01 | 1996-06-01 | Galvanized Steel | Suction (American)
ROBINS AIR FORCE BASE | 775 Macon St | Warner Robins | Houston | UST-SLOC-9076007 | 39-3 | [5 empty] | Currently in Use | Other | 50000 | Bare Steel | 1958-05-15 |  | Galvanized Steel | Pressurized
ROBINS AIR FORCE BASE | 775 Macon St | Warner Robins | Houston | UST-SLOC-9076027 | 190-1 | [5 empty] | Removed from Ground | Diesel | 1500 | Bare Steel | 1983-05-09 | 1990-11-20 | Unknown
ROBINS AIR FORCE BASE | 775 Macon St | Warner Robins | Houston | UST-SLOC-9076081 | 12A |  |  | FALSE |  | FALSE | Removed from Ground | Diesel | 5000 | Bare Steel | 1983-05-09 | 1995-02-01
ROBINS AIR FORCE BASE | 775 Macon St | Warner Robins | Houston | UST-SLOC-9076148 | HYD-SYST |  |  | FALSE |  | FALSE | Removed from Ground |  | 0 |  |  |  | Not Marked | Pressurized
USAF ROBINS AIR FORCE BASE | Hwy 247 & Watson Blvd. | Warner Robins | Houston | UST-SLOC-10002834 | 1 | Ball Float | 2012-05-22 | FALSE |  | FALSE | Currently in Use | Jet fuel | 50000 | Steel-Impressed Current | 1967-01-01 |  | Steel (Impressed Current) | Suction (American)
USAF ROBINS AIR FORCE BASE | Hwy 247 & Watson Blvd. | Warner Robins | Houston | UST-SLOC-10002834 | 1 | Ball Float | 2012-05-22 | FALSE |  | FALSE | Currently in Use | Jet fuel | 50000 | Steel-Impressed Current | 1967-01-01 |  | Steel (Impressed Current)
Lakejoy Stop & Shop | 705 Lakejoy Rd. | Warner Robins | Houston | 10002768 | 1A | Flapper Valve | 2017-08-12 | FALSE | 2017-08-12 | FALSE | Currently in Use | Gas (Historical Use) | 4000 | Composite Double Walled | 2017-08-12 |  | Double-Walled Flex | Pressurized
Lakejoy Stop & Shop | 705 Lakejoy Rd. | Warner Robins | Houston | 10002768 | 1B | Flapper Valve | 2017-08-12 | FALSE | 2017-08-12 | FALSE | Currently in Use | Gas (Historical Use) | 12000 | Composite Double Walled | 2017-08-12 |  | Double-Walled Flex | Pressurized
Lakejoy Stop & Shop | 705 Lakejoy Rd. | Warner Robins | Houston | 10002768 | 2 | Flapper Valve | 2017-08-12 | FALSE | 2017-08-12 | FALSE | Currently in Use | Gas (Historical Use) | 6000 | Composite Double Walled | 2017-08-12 |  | Double-Walled Flex | Pressurized
41 SHOP | 3530 HIGHWAY 41 N | CENTERVILLE | Houston | 10002823 | 1 |  |  | FALSE |  | FALSE | Removed from Ground | Gas (Historical Use) | 1000 | Bare Steel |  | 2018-04-25
USAF ROBINS AIR FORCE BASE | Hwy 247 & Watson Blvd. | Warner Robins | Houston | UST-SLOC-10002834 | 2 | Ball Float | 2012-05-22 | FALSE |  | FALSE | Currently in Use | Jet fuel | 50000 | Steel-Impressed Current | 1967-01-01 |  | Steel (Impressed Current) | Suction (American)
USAF ROBINS AIR FORCE BASE | Hwy 247 & Watson Blvd. | Warner Robins | Houston | UST-SLOC-10002834 | 2 | Ball Float | 2012-05-22 | FALSE |  | FALSE | Currently in Use | Jet fuel | 50000 | Steel-Impressed Current | 1967-01-01 |  | Steel (Impressed Current) | Suction (American)
CARMAX #6116 | 551 HOUSTON LAKE RD | WARNER ROBINS | Houston | 10002803 | 1 | Flapper Valve | 2018-05-01 | FALSE | 2018-03-01 | FALSE | Currently in Use | E-10 | 4000 | Fiberglass Double Walled | 2018-03-19 |  | Double-Walled Fiberglass | Pressurized
CITGO GAS STATION | 2991 MOODY RD | BONAIRE | Houston | 9076167 | 2 | Ball Float | 1993-01-01 |  | 1993-01-01 |  | Currently in Use | Gas (Historical Use) | 8000 | Epoxy | 1993-01-01 |  | Fiberglass Reinforced Plastic | Pressurized
THE RIGHT STUFF | 800 GA HWY 96 | WARNER ROBINS | Houston | 9076224 | 1 |  | 1998-09-01 |  | 1998-09-01 |  | Removed from Ground | Gas (Historical Use) | 12000 | Composite | 1998-09-01 | 2004-05-18 | Secondary Containment | Pressurized
Raceway 6968 | 1882 Russell Pkwy | Warner Robins | Houston | 9076232 | 5B | Overfill Alarm | 2020-12-05 | FALSE | 2020-12-05 | FALSE | Currently in Use | Diesel | 12000 | Fiberglass Double Walled | 2020-11-05 |  | Double-Walled Fiberglass | Pressurized
Raceway 6968 | 1882 Russell Pkwy | Warner Robins | Houston | 9076232 | 1 |  | 2000-04-26 | FALSE | 2000-04-26 | FALSE | Removed from Ground | Gas (Historical Use) | 10152 | Composite | 2000-04-26 | 2020-10-01 | Double-Walled Fiberglass | Pressurized
FASTRIP | 4070 US 41 N | WARNER ROBINS | Houston | 10002180 | 3 |  | 2013-01-05 | FALSE | 2013-01-05 | FALSE | Currently in Use | Diesel | 5 | Composite Double Walled | 2013-01-05 |  | Double-Walled Fiberglass
Raceway 6968 | 1882 Russell Pkwy | Warner Robins | Houston | 9076232 | 3 |  | 2000-04-26 | FALSE | 2000-04-26 | FALSE | Removed from Ground | Diesel | 6110 | Composite | 2000-04-26 | 2020-10-01 | Double-Walled Fiberglass | Pressurized
BUZZEL HEATING AND PLUMBING | 107 RUSSLE PARKWAY | WARNER ROBINS | Houston | 9076195 | 1 |  |  | TRUE |  | TRUE | Removed from Ground | Used Oil | 550 | Marked Unknown | 1995-09-29 | 1995-09-29 | Unknown
Raceway 6968 | 1882 Russell Pkwy | Warner Robins | Houston | 9076232 | 2 |  | 2000-04-26 | FALSE | 2000-04-26 | FALSE | Removed from Ground | Gas (Historical Use) | 15266 | Composite | 2000-04-26 | 2020-10-01 | Double-Walled Fiberglass | Pressurized
CASTLE FARMS | PYLES RD | GROVANIA | Houston | 9076140 | 1 | [5 empty] | Removed from Ground | Diesel | 2000 | Bare Steel | 1985-01-01 | 1992-01-01 | Galvanized Steel
CITGO GAS STATION | 2991 MOODY RD | BONAIRE | Houston | 9076167 | 3 | Ball Float | 1993-01-01 |  | 1993-01-01 |  | Currently in Use | Gas (Historical Use) | 8000 | Epoxy | 1993-01-01 |  | Fiberglass Reinforced Plastic | Pressurized
CASTLE FARMS | PYLES RD | GROVANIA | Houston | 9076140 | 2 | [5 empty] | Removed from Ground | Gas (Historical Use) | 250 | Bare Steel | 1985-01-01 | 1992-01-01 | Galvanized Steel
Raceway 6968 | 1882 Russell Pkwy | Warner Robins | Houston | 9076232 | 6B | Overfill Alarm | 2020-12-05 | FALSE | 2020-12-05 | FALSE | Currently in Use | E-0 | 10000 | Fiberglass Double Walled | 2020-11-05 |  | Double-Walled Fiberglass | Pressurized
FASTRIP | 4070 US 41 N | WARNER ROBINS | Houston | 10002180 | 2 |  | 2013-01-05 | FALSE | 2013-01-05 | FALSE | Currently in Use | Gas (Historical Use) | 5 | Composite Double Walled | 2013-01-05 |  | Double-Walled Fiberglass
Raceway 6968 | 1882 Russell Pkwy | Warner Robins | Houston | 9076232 | 4 | Overfill Alarm | 2020-12-05 | FALSE | 2020-12-05 | FALSE | Currently in Use | Regular | 20000 | Fiberglass Double Walled | 2020-11-05 |  | Double-Walled Fiberglass | Pressurized
JENKINS LOGGING INC | 215 ELKO GROVANIA RD | HAWKINSVILLE | Houston | 9076133 | 2 | [5 empty] | Removed from Ground | Gas (Historical Use) | 550 | Cathodically Protected Steel | 1987-01-01 | 1899-12-31 | Galvanized Steel
FASTRIP | 4070 US 41 N | WARNER ROBINS | Houston | 10002180 | 1 |  | 2013-01-05 | FALSE | 2013-01-05 | FALSE | Currently in Use | Gas (Historical Use) | 15000 | Composite Double Walled | 2013-01-05 |  | Double-Walled Fiberglass
ENK834 | 609 S HOUSTON LAKE ROAD | WARNER ROBINS | Houston | 9076229 | 2 |  | 1999-03-01 |  | 1999-03-01 |  | Currently in Use | Gas (Historical Use) | 12000 | Double Walled | 1999-03-01 |  | Fiberglass Reinforced Plastic | Pressurized
CITGO GAS STATION | 2991 MOODY RD | BONAIRE | Houston | 9076167 | 1 | Ball Float | 1993-01-01 |  | 1993-01-01 |  | Currently in Use | Gas (Historical Use) | 10000 | Epoxy | 1993-01-01 |  | Fiberglass Reinforced Plastic | Pressurized
Raceway 6968 | 1882 Russell Pkwy | Warner Robins | Houston | 9076232 | 5A | Overfill Alarm | 2020-12-05 | FALSE | 2020-12-05 | FALSE | Currently in Use | Diesel | 10000 | Fiberglass Double Walled | 2020-11-05 |  | Double-Walled Fiberglass | Pressurized
CASTLE FARMS | PYLES RD | GROVANIA | Houston | 9076140 | 3 | [5 empty] | Removed from Ground | Gas (Historical Use) | 250 | Bare Steel | 1985-01-01 | 1992-01-01 | Galvanized Steel
AAFES Express/Gas Station | 855 Macon St Bldg 979 | Robins AFB | Houston | 10003119 | 2 | Flapper Valve | 2021-04-13 | FALSE | 2021-04-13 | FALSE | Currently in Use | Premium | 15000 | Fiberglass Double Walled | 2020-12-08 |  | Double-Walled Fiberglass | Pressurized
Hwy 96 Stop and Shop | 198 Old Perry Rd | Bonaire | Houston | 10003046 | 2B | Flapper Valve | 2020-08-01 | FALSE | 2020-08-01 | FALSE | Currently in Use | Regular | 5000 | Composite Double Walled | 2020-01-09 |  | Double-Walled Flex | Pressurized
Hwy 96 Stop and Shop | 198 Old Perry Rd | Bonaire | Houston | 10003046 | 2C | Flapper Valve | 2020-08-01 | FALSE | 2020-08-01 | FALSE | Currently in Use | Premium | 5000 | Composite Double Walled | 2020-01-09 |  | Double-Walled Flex | Pressurized
Hwy 96 Stop and Shop | 198 Old Perry Rd | Bonaire | Houston | 10003046 | 2A | Flapper Valve | 2020-08-01 | FALSE | 2020-08-01 | FALSE | Currently in Use | Premium | 5000 | Composite Double Walled | 2020-01-09 |  | Double-Walled Flex | Pressurized
Lake Joy Plaza | 451 Lake Joy Rd | Kathleen | Houston | 10003076 | 2A | Overfill Alarm |  | FALSE | 2019-09-12 | FALSE | Currently in Use | Premium | 4000 | Composite Double Walled | 2019-09-12 |  | Double-Walled Fiberglass | Pressurized
Fas Kat Market | 280 Carl Vinson Pkwy | Warner Robins | Houston | 10003081 | 2A | Overfill Alarm | 2017-03-29 | FALSE |  | FALSE | Currently in Use | Diesel | 4000 | Tank Jacket Double Walled | 2017-03-29 |  | Double-Walled Fiberglass | Pressurized
Fas Kat Market | 280 Carl Vinson Pkwy | Warner Robins | Houston | 10003081 | 2B | Overfill Alarm | 2017-03-29 | FALSE |  | FALSE | Currently in Use | Premium | 4000 | Tank Jacket Double Walled | 2017-03-29 |  | Double-Walled Fiberglass | Pressurized
Fas Kat Market | 280 Carl Vinson Pkwy | Warner Robins | Houston | 10003081 | 1 | Overfill Alarm | 2017-03-29 | FALSE |  | FALSE | Currently in Use | Regular | 12000 | Tank Jacket Double Walled | 2017-03-29 |  | Double-Walled Fiberglass | Pressurized
Hwy 96 Stop and Shop | 198 Old Perry Rd | Bonaire | Houston | 10003046 | 1A | Flapper Valve | 2020-08-01 | FALSE | 2020-08-01 | FALSE | Currently in Use | Regular | 11000 | Composite Double Walled | 2020-01-09 |  | Double-Walled Flex | Pressurized
Lake Joy Plaza | 451 Lake Joy Rd | Kathleen | Houston | 10003076 | 2B | Overfill Alarm |  | FALSE | 2019-09-12 | FALSE | Currently in Use | Diesel | 4000 | Composite Double Walled | 2019-09-12 |  | Double-Walled Fiberglass | Pressurized
FORMER FUELING STATION | 635 GENERAL COURTNEY HODGES BLVD | PERRY | Houston | 10003157 | 1 |  |  | FALSE |  | FALSE | Removed from Ground |  |  |  |  | 2021-11-19
Hwy 96 Stop and Shop | 198 Old Perry Rd | Bonaire | Houston | 10003046 | 1B | Flapper Valve | 2020-08-01 | FALSE | 2020-08-01 | FALSE | Currently in Use | Diesel | 4000 | Composite Double Walled | 2020-01-09 |  | Double-Walled Flex | Pressurized
AAFES Express/Gas Station | 855 Macon St Bldg 979 | Robins AFB | Houston | 10003119 | 1 | Flapper Valve | 2021-04-13 | FALSE | 2021-04-13 | FALSE | Currently in Use | Regular | 20000 | Fiberglass Double Walled | 2020-12-08 |  | Double-Walled Fiberglass | Pressurized
Lake Joy Plaza | 451 Lake Joy Rd | Kathleen | Houston | 10003076 | 1 | Overfill Alarm |  | FALSE | 2019-09-12 | FALSE | Currently in Use | Regular | 12000 | Composite Double Walled | 2019-09-12 |  | Double-Walled Fiberglass | Pressurized
ROBINS AIR FORCE BASE | 775 Macon St | Warner Robins | Houston | UST-SLOC-10002834 | 3 | Ball Float | 2012-05-22 | FALSE |  | FALSE | Currently in Use | Jet fuel | 50000 | Steel-Impressed Current | 1967-01-01 |  | Steel (Impressed Current) | Suction (American)
ROBINS AIR FORCE BASE | 775 Macon St | Warner Robins | Houston | UST-SLOC-10002834 | 3 | Ball Float | 2012-05-22 | FALSE |  | FALSE | Currently in Use | Jet fuel | 50000 | Steel-Impressed Current | 1967-01-01 |  | Steel (Impressed Current) | Suction (American)
ROBINS AIR FORCE BASE | 775 Macon St | Warner Robins | Houston | UST-SLOC-9076233 | 230-1 |  | 2000-01-01 |  | 2000-01-01 |  | Removed from Ground | Diesel | 6000 | Fiberglass | 1995-01-01 | 2008-08-08 | Cathodically Protected | Suction (American)
ROBINS AIR FORCE BASE | 775 Macon St | Warner Robins | Houston | UST-SLOC-9076062 | 937-1 | [5 empty] | Removed from Ground | Diesel | 550 | Bare Steel | 1975-01-01 | 1990-02-01 | Copper | Suction (American)
FEAGIN MILL BP | 1201 S HOUSTON LAKE RD | WARNER ROBINS | Houston | 10003616 | 1C | Overfill Alarm | 2023-08-05 | FALSE | 2023-07-30 | FALSE | Currently in Use | Diesel | 5000 | Composite Double Walled | 2023-07-23 |  | Double-Walled Fiberglass | Pressurized
ROBINS AIR FORCE BASE | 775 Macon St | Warner Robins | Houston | UST-SLOC-9076013 | 131-1 | [5 empty] | Removed from Ground | Diesel | 2500 | Cathodically Protected Steel | 1984-01-01 | 1995-10-17 | Bare Steel
ROBINS AIR FORCE BASE | 775 Macon St | Warner Robins | Houston | UST-SLOC-9076121 | 2082-1 | [5 empty] | Currently in Use | Diesel | 6000 | Bare Steel | 1961-05-14 |  | Bare Steel
ROBINS AIR FORCE BASE | 775 Macon St | Warner Robins | Houston | UST-SLOC-9076102 | 54-2 | [5 empty] | Removed from Ground | Hazardous Substance | 10000 | Bare Steel | 1960-05-14 | 1963-01-01 | Unknown
ROBINS AIR FORCE BASE | 775 Macon St | Warner Robins | Houston | UST-SLOC-9076023 | 174-1 | [5 empty] | Removed from Ground | Diesel | 1000 | Bare Steel | 1974-05-11 | 1990-02-01 | Galvanized Steel
ROBINS AIR FORCE BASE | 775 Macon St | Warner Robins | Houston | UST-SLOC-9076039 | 303-3 | [5 empty] | Removed from Ground | Gas (Historical Use) | 3000 | Marked Unknown | 1964-01-01 | 1964-01-01 | Unknown
ROBINS AIR FORCE BASE | 775 Macon St | Warner Robins | Houston | UST-SLOC-9076041 | 318-1 | [5 empty] | Removed from Ground | Other | 15000 | Bare Steel | 1985-06-01 | 1985-06-01 | Not Marked
USAF ROBINS AIR FORCE BASE | Hwy 247 & Watson Blvd. | Warner Robins | Houston | UST-SLOC-10002834 | 3 | Ball Float | 2012-05-22 | FALSE |  | FALSE | Currently in Use | Jet fuel | 50000 | Steel-Impressed Current | 1967-01-01 |  | Steel (Impressed Current) | Suction (American)
USAF ROBINS AIR FORCE BASE | Hwy 247 & Watson Blvd. | Warner Robins | Houston | UST-SLOC-10002834 | 3 | Ball Float | 2012-05-22 | FALSE |  | FALSE | Currently in Use | Jet fuel | 50000 | Steel-Impressed Current | 1967-01-01 |  | Steel (Impressed Current) | Suction (American)
Lakejoy Stop & Shop | 705 Lakejoy Rd. | Warner Robins | Houston | 10002768 | 1C | Flapper Valve | 2017-08-12 | FALSE | 2017-08-12 | FALSE | Currently in Use | Diesel | 4000 | Composite Double Walled | 2017-08-12 |  | Double-Walled Flex | Pressurized
JENKINS LOGGING INC | 215 ELKO GROVANIA RD | HAWKINSVILLE | Houston | 9076133 | 1 | [5 empty] | Removed from Ground | Diesel | 1000 | Cathodically Protected Steel | 1987-01-01 | 1899-12-31 | Galvanized Steel
THE RIGHT STUFF | 800 GA HWY 96 | WARNER ROBINS | Houston | 9076224 | 2 |  | 1998-09-01 |  | 1998-09-01 |  | Removed from Ground | Gas (Historical Use) | 12000 | Composite | 1998-09-01 | 2004-05-18 | Secondary Containment | Pressurized
ENK834 | 609 S HOUSTON LAKE ROAD | WARNER ROBINS | Houston | 9076229 | 1 | Flapper Valve | 1999-03-01 | FALSE | 1999-03-01 | FALSE | Currently in Use | Gas (Historical Use) | 20000 | Fiberglass Double Walled | 1999-03-01 |  | Fiberglass Reinforced Plastic | Pressurized
Raceway 6968 | 1882 Russell Pkwy | Warner Robins | Houston | 9076232 | 6A | Overfill Alarm | 2020-12-05 | FALSE | 2020-12-05 | FALSE | Currently in Use | Premium | 12000 | Fiberglass Double Walled | 2020-11-05 |  | Double-Walled Fiberglass | Pressurized
Lake Joy Plaza | 451 Lake Joy Rd | Kathleen | Houston | 10003076 | 2C | Overfill Alarm |  | FALSE | 2019-09-12 | FALSE | Currently in Use | E-0 | 4000 | Composite Double Walled | 2019-09-12 |  | Double-Walled Fiberglass | Pressurized
QUICK CHANGE #50 | 1966 HWY 32 | IRWINVILLE | Irwin | 9077012 | 3 | Flapper Valve | 1998-10-01 | FALSE | 1998-10-01 | FALSE | Currently in Use | E-0 | 4000 | Steel-Impressed Current | 1998-02-01 |  | Steel (Impressed Current) | Pressurized
IRWIN COUNTY BOARD OF EDUCATION | 249 CHIEFTON CIRCLE | OCILLA | Irwin | 9077013 | 1 | Flapper Valve | 1997-03-04 | FALSE | 1997-03-04 | FALSE | Currently in Use | Gas (Historical Use) | 10000 | Composite | 1997-03-04 |  | Fiberglass Reinforced Plastic | Pressurized
BARFIELD SERVICE STATION | 410 S IRWIN | OCILLA | Irwin | 9077015 | 1 | Flapper Valve | 1998-11-02 |  | 1998-11-02 |  | Removed from Ground | Diesel | 2000 | Steel-Impressed Current | 1976-01-01 | 2013-09-27 | Steel (Impressed Current) | Safe Suction (Euro)
ROSS OF GEORGIA INC | 281 FITZGERALD HWY | OCILLA | Irwin | 9077009 | 3 | Flapper Valve | 1998-10-01 |  | 1998-10-01 |  | Removed from Ground | Diesel | 20000 | Steel-Impressed Current | 1978-01-01 | 2014-04-21 | Steel (Impressed Current) | Suction (American)
T&W AUTO REPAIR | HWY 129 & MCNEIL DR | OCILLA | Irwin | 9077021 | 3 | [5 empty] | Removed from Ground | Gas (Historical Use) | 10000 | Marked Unknown |  | 1899-12-31 | Unknown
Circle K 2745080 | 802 N IRWIN AVE | OCILLA | Irwin | 9077003 | 1 | Flapper Valve | 1995-02-03 | FALSE | 1995-02-03 | FALSE | Currently in Use | E-10 | 12000 | Steel-Impressed Current | 1985-01-01 |  | Steel (Impressed Current) | Pressurized
QUICK CHANGE #50 | 1966 HWY 32 | IRWINVILLE | Irwin | 9077012 | 1 | Flapper Valve | 1998-10-01 | FALSE | 1998-10-01 | FALSE | Currently in Use | E-10 | 6000 | Steel-Impressed Current | 1998-02-01 |  | Steel (Impressed Current) | Pressurized
ROSS OF GEORGIA INC | 281 FITZGERALD HWY | OCILLA | Irwin | 9077009 | 1 | Flapper Valve | 1998-10-01 |  | 1998-10-01 |  | Removed from Ground | Gas (Historical Use) | 6000 | Steel-Impressed Current | 1978-01-01 | 2014-04-21 | Steel (Impressed Current) | Pressurized
THOMAS SERVICE STATION | 322 E FOURTH ST | OCILLA | Irwin | 9077011 | 2 | [5 empty] | Removed from Ground | Gas (Historical Use) | 5300 | Bare Steel | 1998-10-01 | 1999-01-01 | Galvanized Steel | Safe Suction (Euro)
IRWIN CO MAINTENANCE SHED | LAX HWY | OCILLA | Irwin | 9077020 | 2 | [5 empty] | Removed from Ground | Diesel | 4000 | Not Marked/Unknown |  | 1899-12-31 | Not Marked
QUICK CHANGE #58 | GA HWY 32 - 1120 MYSTIC HWY | MYSTIC | Irwin | 770009 | 3 | Flapper Valve | 1998-10-01 | FALSE | 1998-10-01 | FALSE | Currently in Use | Diesel On Road | 3000 | Steel-Impressed Current | 2013-02-14 |  | Steel (Impressed Current) | Safe Suction (Euro)
BOSS TRANSPORTATION | HWY 32 | IRWINVILLE | Irwin | 9077016 | 1 | [5 empty] | Removed from Ground | Diesel | 8000 | Bare Steel | 1986-01-01 | 2000-03-21 | Galvanized Steel | Safe Suction (Euro)
QUICK CHANGE #50 | 1966 HWY 32 | IRWINVILLE | Irwin | 9077012 | 4 | Flapper Valve | 1998-10-01 | FALSE | 1998-10-01 | FALSE | Currently in Use | Diesel | 3000 | Steel-Impressed Current | 1998-02-01 |  | Steel (Impressed Current) | Safe Suction (Euro)
Circle K 2745080 | 802 N IRWIN AVE | OCILLA | Irwin | 9077003 | 2 | Flapper Valve | 1995-02-03 | FALSE | 1995-02-03 | FALSE | Currently in Use | Premium | 12000 | Steel-Impressed Current | 1985-01-01 |  | Steel (Impressed Current) | Pressurized
TANKERSLEY OIL CO INC | 101 N IRWIN AVE | OCILLA | Irwin | 770015 | 3 |  | 1998-12-03 |  | 1998-12-03 |  | Removed from Ground | Gas (Historical Use) | 4000 | Cathodically Protected Steel | 1979-01-01 | 2011-09-21 | Steel (Impressed Current) | Pressurized
OCILLA QUICK STOP | 101 NORTH ELM STREET | OCILLA | Irwin | 770012 | 1 | Flapper Valve | 1998-04-01 | FALSE | 1998-04-01 | FALSE | Currently in Use | Diesel | 3000 | Steel-Impressed Current | 1976-01-01 |  | Steel (Impressed Current) | Pressurized
IRWIN CO MIDDLE SCHOOL | NORTH OAK ST | OCILLA | Irwin | 770003 | 2 | [5 empty] | Removed from Ground | Diesel | 2000 | Bare Steel | 1952-01-01 | 1997-03-19 | Unknown
GA FC | GA HWY 32 3 MI EAST OF OCILLA | OCILLA | Irwin | 770005 | 3 | [5 empty] | Removed from Ground | Diesel | 560 | Bare Steel | 1956-01-01 | 1993-11-29 | Unknown
IRWIN CO MAINT HQ/GA DOT #10426 | 485 LAX HIGHWAY | OCILLA | Irwin | 770006 | 10426-2 | [5 empty] | Removed from Ground | Gas (Historical Use) | 550 | Bare Steel | 1971-01-01 | 1993-04-16 | Galvanized Steel
F&S SERVICE STATION | 322 E FOURTH ST | OCILLA | Irwin | 770008 | 1 | [5 empty] | Removed from Ground | Gas (Historical Use) | 5300 | Bare Steel | 2001-08-15 | 2001-08-15 | Galvanized Steel | Safe Suction (Euro)
G&G FOOD MART | 111 S IRWIN AVE | OCILLA | Irwin | 770011 | T1 | Overfill Alarm | 1994-12-15 | FALSE | 1994-12-15 | FALSE | Currently in Use | Diesel | 6000 | Steel-Impressed Current | 1998-11-16 |  | Fiberglass Reinforced Plastic | Pressurized
AT&T | PINETTA RD | IRWINVILLE | Irwin | 770001 | 1 | [5 empty] | Closed in Ground | Kerosene | 19000 | Bare Steel | 1967-01-01 | 1899-12-31 | Copper
THOMAS SERVICE STATION | 322 E FOURTH ST | OCILLA | Irwin | 9077011 | 4 | [5 empty] | Removed from Ground | Diesel | 2000 | Bare Steel | 1998-10-01 | 1999-01-01 | Galvanized Steel | Safe Suction (Euro)
THOMAS SERVICE STATION | 322 E FOURTH ST | OCILLA | Irwin | 9077011 | 1 | [5 empty] | Removed from Ground | Gas (Historical Use) | 3000 | Bare Steel | 1998-10-01 | 1999-01-01 | Galvanized Steel | Safe Suction (Euro)
AT&T | PINETTA RD | IRWINVILLE | Irwin | 770001 | 2 | [5 empty] | Closed in Ground | Kerosene | 19000 | Bare Steel | 1967-01-01 | 1899-12-31 | Copper
CROWN/FAST FATE GA-541\ZIPPY MAR | 514 NORTH IRWIN ST | OCILLA | Irwin | 9077001 | 2 | [5 empty] | Removed from Ground | Gas (Historical Use) | 8000 | Cathodically Protected Steel | 1985-01-01 | 1991-10-17 | Galvanized Steel
OMNI FOOD STORE | 911 N IRWIN AVE | OCILLA | Irwin | 770018 | 5 | Flapper Valve | 1994-01-14 | FALSE | 1994-01-14 | FALSE | Temporarily out of use | Gas (Historical Use) | 3000 | Steel-Impressed Current | 2010-07-09 |  | Steel (Impressed Current) | Suction (American)
BARFIELD SERVICE STATION | 410 S IRWIN | OCILLA | Irwin | 9077015 | 3 | Flapper Valve | 1998-11-02 |  | 1998-11-02 |  | Removed from Ground | Gas (Historical Use) | 6000 | Steel-Impressed Current | 1976-01-01 | 2011-08-12 | Steel (Impressed Current) | Safe Suction (Euro)
LAX EXCHANGE | RT 1 | OCILLA | Irwin | 9077010 | 1 | [5 empty] | Permanently Out of Use - historical purposes | Gas (Historical Use) | 560 | Bare Steel | 1976-01-01 | 1899-12-31 | Galvanized Steel | Suction (American)
T&W AUTO REPAIR | HWY 129 & MCNEIL DR | OCILLA | Irwin | 9077021 | 1 | [5 empty] | Removed from Ground | Gas (Historical Use) | 10000 | Marked Unknown |  | 1899-12-31 | Unknown
T&W AUTO REPAIR | HWY 129 & MCNEIL DR | OCILLA | Irwin | 9077021 | 4 | [5 empty] | Removed from Ground | Diesel | 10000 | Marked Unknown |  | 1899-12-31 | Unknown
OMNI FOOD STORE | 911 N IRWIN AVE | OCILLA | Irwin | 770018 | 1 | Flapper Valve | 1994-01-14 | FALSE | 1994-01-14 | FALSE | Currently in Use | Diesel | 8000 | Steel-Impressed Current | 2003-09-01 |  | Steel (Impressed Current) | Pressurized
IRWIN COUNTY EMC | 915 WEST 4TH STREET | OCILLA | Irwin | 10000062 | 1B | Ball Float | 2002-05-01 | FALSE | 2002-05-01 | FALSE | Currently in Use | Gas (Historical Use) | 4000 | Epoxy | 2002-05-01 |  | Double-Walled Flex | Pressurized
LAX EXCHANGE | RT 1 | OCILLA | Irwin | 9077010 | 2 | [5 empty] | Permanently Out of Use - historical purposes | Gas (Historical Use) | 560 | Bare Steel | 1976-01-01 | 1899-12-31 | Galvanized Steel | Suction (American)
T&W AUTO REPAIR | HWY 129 & MCNEIL DR | OCILLA | Irwin | 9077021 | 2 | [5 empty] | Removed from Ground | Gas (Historical Use) | 10000 | Marked Unknown |  | 1899-12-31 | Unknown
CROWN/FAST FATE GA-541\ZIPPY MAR | 514 NORTH IRWIN ST | OCILLA | Irwin | 9077001 | 1 | [5 empty] | Removed from Ground | Gas (Historical Use) | 8000 | Cathodically Protected Steel | 1985-01-01 | 1991-10-17 | Galvanized Steel
F&S SERVICE STATION | 322 E FOURTH ST | OCILLA | Irwin | 770008 | 5 | [5 empty] | Removed from Ground | Gas (Historical Use) | 2000 | Bare Steel | 2001-08-15 | 2001-08-15 | Galvanized Steel | Safe Suction (Euro)
F&S SERVICE STATION | 322 E FOURTH ST | OCILLA | Irwin | 770008 | 4 | [5 empty] | Removed from Ground | Diesel | 2000 | Bare Steel | 2001-08-15 | 2001-08-15 | Galvanized Steel | Safe Suction (Euro)
BARFIELD SERVICE STATION | 410 S IRWIN | OCILLA | Irwin | 9077015 | 2 | Flapper Valve | 1998-11-02 |  | 1998-11-02 |  | Removed from Ground | Gas (Historical Use) | 6000 | Steel-Impressed Current | 1976-01-01 | 2013-10-07 | Steel (Impressed Current) | Safe Suction (Euro)
THOMAS SERVICE STATION | 322 E FOURTH ST | OCILLA | Irwin | 9077011 | 5 | [5 empty] | Removed from Ground | Empty | 2000 | Bare Steel | 1998-10-01 | 1999-01-01 | Galvanized Steel | Safe Suction (Euro)
OCILLA QUICK STOP | 101 NORTH ELM STREET | OCILLA | Irwin | 770012 | 2 | Flapper Valve | 1998-04-01 | FALSE | 1998-04-01 | FALSE | Currently in Use | Premium | 15000 | Steel-Impressed Current | 1976-01-01 |  | Steel (Impressed Current) | Pressurized
F&S SERVICE STATION | 322 E FOURTH ST | OCILLA | Irwin | 770008 | 3 | [5 empty] | Removed from Ground | Gas (Historical Use) | 3000 | Bare Steel | 2001-08-15 | 2001-08-15 | Galvanized Steel | Safe Suction (Euro)
G&G FOOD MART | 111 S IRWIN AVE | OCILLA | Irwin | 770011 | T2 | Overfill Alarm | 1994-12-15 | FALSE | 1994-12-15 | FALSE | Currently in Use | E-10 | 6000 | Steel-Impressed Current | 1998-11-16 |  | Fiberglass Reinforced Plastic | Pressurized
IRWIN COUNTY EMC | 915 WEST 4TH STREET | OCILLA | Irwin | 10000062 | 1A | Ball Float | 2002-05-01 | FALSE | 2002-05-01 | FALSE | Currently in Use | Diesel | 6000 | Epoxy | 2002-05-01 |  | Double-Walled Flex | Pressurized
MOREHEADS COUNTRY STORE | 1962 GA HWY 32 W | OCILLA | Irwin | 10001725 | 1B | Ball Float | 2007-05-24 | FALSE | 2007-05-24 | FALSE | Currently in Use | Gas (Historical Use) | 5000 | Composite Double Walled | 2007-05-22 |  | Double-Walled Fiberglass | Pressurized
IRWIN CO MAINTENANCE SHED | LAX HWY | OCILLA | Irwin | 9077020 | 1 | [5 empty] | Removed from Ground | Gas (Historical Use) | 4000 | Not Marked/Unknown |  | 1899-12-31 | Not Marked
TANKERSLEY OIL CO INC | 101 N IRWIN AVE | OCILLA | Irwin | 770015 | 4 |  | 1998-12-03 |  | 1998-12-03 |  | Removed from Ground | Gas (Historical Use) | 4000 | Cathodically Protected Steel | 1979-01-01 | 2011-09-21 | Steel (Impressed Current) | Pressurized
TANKERSLEY OIL CO INC | 101 N IRWIN AVE | OCILLA | Irwin | 770015 | 5 |  | 1998-12-03 |  | 1998-12-03 |  | Removed from Ground | Diesel | 1000 | Cathodically Protected Steel | 1979-01-01 | 2011-09-21 | Steel (Impressed Current) | Pressurized
TANKERSLEY OIL CO INC | 101 N IRWIN AVE | OCILLA | Irwin | 770015 | 7 | [5 empty] | Permanently Out of Use - historical purposes | Empty | 560 | Bare Steel | 1979-01-01 | 1899-12-31 | Galvanized Steel | Gravity Fed
IRWIN CO MIDDLE SCHOOL | NORTH OAK ST | OCILLA | Irwin | 770003 | 1 | [5 empty] | Removed from Ground | Diesel | 2000 | Bare Steel | 1952-01-01 | 1997-03-19 | Unknown
TANKERSLEY OIL CO INC | 101 N IRWIN AVE | OCILLA | Irwin | 770015 | 6 |  | 1998-12-03 |  | 1998-12-03 |  | Removed from Ground | Kerosene | 1000 | Cathodically Protected Steel | 1979-01-01 | 2011-09-21 | Steel (Impressed Current) | Suction (American)
OMNI FOOD STORE | 911 N IRWIN AVE | OCILLA | Irwin | 770018 | 2 | Flapper Valve | 1994-01-14 | FALSE | 1994-01-14 | FALSE | Currently in Use | Gas (Historical Use) | 8000 | Steel-Impressed Current | 2003-09-01 |  | Steel (Impressed Current) | Pressurized
GA FC | GA HWY 32 3 MI EAST OF OCILLA | OCILLA | Irwin | 770005 | 4 |  | 1993-11-30 |  | 1993-11-30 |  | Removed from Ground | Diesel | 1000 | Galvanic (STIP-3) | 1993-11-30 | 2008-03-10 | Cathodically Protected | Safe Suction (Euro)
GA FC | GA HWY 32 3 MI EAST OF OCILLA | OCILLA | Irwin | 770005 | 1 | [5 empty] | Removed from Ground | Gas (Historical Use) | 1000 | Bare Steel | 1973-03-01 | 1993-11-29 | Galvanized Steel | Safe Suction (Euro)
THOMAS SERVICE STATION | 322 E FOURTH ST | OCILLA | Irwin | 9077011 | 3 | [5 empty] | Removed from Ground | Gas (Historical Use) | 3000 | Bare Steel | 1998-10-01 | 1999-01-01 | Galvanized Steel
OCILLA QUICK STOP | 101 NORTH ELM STREET | OCILLA | Irwin | 770012 | 3 | Flapper Valve | 1998-04-01 | FALSE | 1998-04-01 | FALSE | Currently in Use | E-10 | 12000 | Steel-Impressed Current | 1976-01-01 |  | Steel (Impressed Current) | Pressurized
F&S SERVICE STATION | 322 E FOURTH ST | OCILLA | Irwin | 770008 | 2 | [5 empty] | Removed from Ground | Gas (Historical Use) | 3000 | Bare Steel | 2001-08-15 | 2001-08-15 | Galvanized Steel | Safe Suction (Euro)
IRWIN COUNTY EMC | 915 WEST 4TH STREET | OCILLA | Irwin | 10000062 | 1C | Ball Float | 2002-05-01 | FALSE | 2002-05-01 | FALSE | Currently in Use | Diesel | 2000 | Epoxy | 2002-05-01 |  | Double-Walled Flex | Pressurized
QUICK CHANGE #58 | GA HWY 32 - 1120 MYSTIC HWY | MYSTIC | Irwin | 770009 | 2 | Flapper Valve | 1998-10-01 | FALSE | 1998-10-01 | FALSE | Currently in Use | Diesel Off Road | 3000 | Steel-Impressed Current | 2013-02-14 |  | Steel (Impressed Current) | Safe Suction (Euro)
Circle K 2745080 | 802 N IRWIN AVE | OCILLA | Irwin | 9077003 | 5 | Flapper Valve | 1995-02-03 | FALSE | 1995-02-03 | FALSE | Currently in Use | Diesel | 12000 | Steel-Impressed Current | 1985-01-01 |  | Steel (Impressed Current) | Pressurized
Circle K 2745080 | 802 N IRWIN AVE | OCILLA | Irwin | 9077003 | 4 | Flapper Valve | 1995-02-03 | FALSE | 1995-02-03 | FALSE | Currently in Use | Diesel | 12000 | Steel-Impressed Current | 1985-01-01 |  | Steel (Impressed Current) | Pressurized
MOREHEADS COUNTRY STORE | 1962 GA HWY 32 W | OCILLA | Irwin | 10001725 | 2 | Flapper Valve | 2007-05-24 | FALSE | 2007-05-24 | FALSE | Currently in Use | Diesel | 10000 | Composite Double Walled | 2007-05-22 |  | Double-Walled Fiberglass | Pressurized
IRWIN COUNTY BOARD OF EDUCATION | 249 CHIEFTON CIRCLE | OCILLA | Irwin | 9077013 | 2 | Flapper Valve | 1997-03-04 | FALSE | 1997-03-04 | FALSE | Currently in Use | Diesel | 10000 | Composite | 1997-03-04 |  | Fiberglass Reinforced Plastic | Pressurized
GREENE'S | GA HWY 11 & US HWY 129 NORTH | OCILLA | Irwin | 9077002 | 1 | [5 empty] | Removed from Ground | Other | 5000 | Marked Unknown | 1991-05-15 | 1991-05-15 | Unknown
GA FC | GA HWY 32 3 MI EAST OF OCILLA | OCILLA | Irwin | 770005 | 2 | [5 empty] | Removed from Ground | Diesel | 560 | Bare Steel | 1967-08-01 | 1993-11-29 | Galvanized Steel | Safe Suction (Euro)
TANKERSLEY OIL CO INC | 101 N IRWIN AVE | OCILLA | Irwin | 770015 | 2 |  | 1998-12-03 |  | 1998-12-03 |  | Removed from Ground | Gas (Historical Use) | 4000 | Cathodically Protected Steel | 1979-01-01 | 2011-09-21 | Steel (Impressed Current) | Pressurized
MOREHEADS COUNTRY STORE | 1962 GA HWY 32 W | OCILLA | Irwin | 10001725 | 1A | Ball Float | 2007-05-24 | FALSE | 2007-05-24 | FALSE | Currently in Use | Gas (Historical Use) | 10000 | Composite Double Walled | 2007-05-22 |  | Double-Walled Fiberglass | Pressurized
OMNI FOOD STORE | 911 N IRWIN AVE | OCILLA | Irwin | 770018 | 4 | Flapper Valve | 1994-01-14 | FALSE | 1994-01-14 | FALSE | Temporarily out of use | Kerosene | 4000 | Steel-Impressed Current | 2003-09-01 |  | Steel (Impressed Current) | Safe Suction (Euro)
IRWIN COUNTY BOARD OF EDUCATION | GA HWY 90 | OCILLA | Irwin | 770002 | 1 | [5 empty] | Removed from Ground | Diesel | 10000 | Bare Steel | 1978-01-01 | 1997-08-05 | Galvanized Steel
IRWIN COUNTY HOSPITAL | 710 N IRWIN AVENUE | OCILLA | Irwin | 9077018 | 1 | [5 empty] | Removed from Ground | Gas (Historical Use) | 0 | Not Marked/Unknown | 1996-10-25 | 1996-10-25 | Not Marked
OAK STREET SCHOOL | OAK STREET | OCILLA | Irwin | 9077019 | 1 | [5 empty] | Removed from Ground | Other | 4000 | Not Marked/Unknown | 1997-02-17 | 1997-02-17 | Not Marked
TANKERSLEY OIL CO INC | 101 N IRWIN AVE | OCILLA | Irwin | 770015 | 1 |  | 1998-12-03 |  | 1998-12-03 |  | Removed from Ground | Gas (Historical Use) | 4000 | Cathodically Protected Steel | 1979-01-01 | 2011-09-21 | Steel (Impressed Current) | Pressurized
CITY OF OCILLA | 111 NORTH IRWIN AVE | OCILLA | Irwin | 770017 | 1 | [5 empty] | Removed from Ground | Gas (Historical Use) | 2000 | Bare Steel | 1994-09-28 | 1994-09-28 | Galvanized Steel | Safe Suction (Euro)
OMNI FOOD STORE | 911 N IRWIN AVE | OCILLA | Irwin | 770018 | 3 | Flapper Valve | 1994-01-14 | FALSE | 1994-01-14 | FALSE | Temporarily out of use | E-10 | 8000 | Steel-Impressed Current | 2003-09-01 |  | Steel (Impressed Current) | Pressurized
Circle K 2745080 | 802 N IRWIN AVE | OCILLA | Irwin | 9077003 | 3 | Flapper Valve | 1995-02-03 | FALSE | 1995-02-03 | FALSE | Currently in Use | E-0 | 12000 | Steel-Impressed Current | 1985-01-01 |  | Steel (Impressed Current) | Pressurized
GA FC | GA HWY 32 3 MI EAST OF OCILLA | OCILLA | Irwin | 770005 | 5 |  | 1993-11-30 |  | 1993-11-30 |  | Removed from Ground | Gas (Historical Use) | 1000 | Galvanic (STIP-3) | 1993-11-30 | 2008-03-10 | Cathodically Protected | Safe Suction (Euro)
G&G FOOD MART | 111 S IRWIN AVE | OCILLA | Irwin | 770011 | T3 | Overfill Alarm | 1994-12-15 | FALSE | 1994-12-15 | FALSE | Currently in Use | E-10 | 8000 | Steel-Impressed Current | 1998-11-16 |  | Fiberglass Reinforced Plastic | Pressurized
QUICK CHANGE #58 | GA HWY 32 - 1120 MYSTIC HWY | MYSTIC | Irwin | 770009 | 1 | Flapper Valve | 1998-10-01 | FALSE | 1998-10-01 | FALSE | Currently in Use | Regular | 3000 | Steel-Impressed Current | 2013-02-14 |  | Steel (Impressed Current) | Safe Suction (Euro)
QUICK CHANGE #50 | 1966 HWY 32 | IRWINVILLE | Irwin | 9077012 | 2 | Flapper Valve | 1998-10-01 | FALSE | 1998-10-01 | FALSE | Currently in Use | Premium | 6000 | Steel-Impressed Current | 1998-02-01 |  | Steel (Impressed Current) | Pressurized
ROSS OF GEORGIA INC | 281 FITZGERALD HWY | OCILLA | Irwin | 9077009 | 2 | Flapper Valve | 1998-10-01 |  | 1998-10-01 |  | Removed from Ground | Gas (Historical Use) | 6000 | Steel-Impressed Current | 1978-01-01 | 2014-04-21 | Steel (Impressed Current) | Pressurized
T&W AUTO REPAIR | HWY 129 & MCNEIL DR | OCILLA | Irwin | 9077021 | 5 | [5 empty] | Removed from Ground | Diesel | 10000 | Marked Unknown |  | 1899-12-31 | Unknown
Circle K 2745080 | 802 N IRWIN AVE | OCILLA | Irwin | 9077003 | 6 | Flapper Valve | 1995-02-03 | FALSE | 1995-02-03 | FALSE | Currently in Use | Diesel | 12000 | Steel-Impressed Current | 1985-01-01 |  | Steel (Impressed Current) | Pressurized
IRWIN CO MAINT HQ/GA DOT #10426 | 485 LAX HIGHWAY | OCILLA | Irwin | 770006 | 426G1 |  | 1990-02-12 |  | 1990-02-12 |  | Removed from Ground | Gas (Historical Use) | 1040 | Cathodically Protected Steel | 1990-02-12 | 2004-03-15 | Galvanized Steel | Safe Suction (Euro)
THE JEFFERSON MILLS/PLANT | COBB & MAIN STREETS/HWY 11 | JEFFERSON | Jackson | 9000680 | 1 | [5 empty] | Removed from Ground | Diesel | 18000 | Bare Steel | 1967-01-06 | 1990-04-15 | Bare Steel
CITY OF COMMERCE | 210 WATERWORKS RD | COMMERCE | Jackson | 9078081 | 1 | Ball Float | 2008-08-04 | FALSE | 2007-08-02 | FALSE | Currently in Use | Regular | 10000 | Epoxy | 2000-09-14 |  | Fiberglass Reinforced Plastic | Pressurized
QUIKTRIP #737 | 5240 US HWY 129 N | JEFFERSON | Jackson | 9078080 | 6 | Flapper Valve | 1999-01-13 | FALSE | 1999-01-13 | FALSE | Currently in Use | Diesel | 12000 | Fiberglass | 1999-01-13 |  | Fiberglass Reinforced Plastic | Pressurized
QUIKTRIP #737 | 5240 US HWY 129 N | JEFFERSON | Jackson | 9078080 | 8 | Flapper Valve | 1999-01-13 | FALSE | 1999-01-13 | FALSE | Currently in Use | Diesel | 12000 | Fiberglass | 1999-01-13 |  | Fiberglass Reinforced Plastic | Pressurized
Love's Travel Stop #765 | 4855 MAYSVILLE RD | COMMERCE | Jackson | 9078077 | 7B | Flapper Valve | 2019-08-06 | FALSE | 2019-08-06 | FALSE | Currently in Use | New Oil | 8000 | Fiberglass Double Walled | 2019-04-24 |  | Double-Walled Flex | Suction (American)
QUIKTRIP #737 | 5240 US HWY 129 N | JEFFERSON | Jackson | 9078080 | 7 | Flapper Valve | 1999-01-13 | FALSE | 1999-01-13 | FALSE | Currently in Use | Diesel | 12000 | Fiberglass | 1999-01-13 |  | Fiberglass Reinforced Plastic | Pressurized
QUIKTRIP #737 | 5240 US HWY 129 N | JEFFERSON | Jackson | 9078080 | 4 | Flapper Valve | 1999-01-13 | FALSE | 1999-01-13 | FALSE | Currently in Use | Diesel | 8000 | Fiberglass | 1999-01-13 |  | Fiberglass Reinforced Plastic | Pressurized
QUIKTRIP #737 | 5240 US HWY 129 N | JEFFERSON | Jackson | 9078080 | 5 | Flapper Valve | 1999-01-13 | FALSE | 1999-01-13 | FALSE | Currently in Use | Diesel | 12000 | Fiberglass | 1999-01-13 |  | Fiberglass Reinforced Plastic | Pressurized
THE JEFFERSON MILLS/PLANT | COBB & MAIN STREETS/HWY 11 | JEFFERSON | Jackson | 9000680 | 5 | [5 empty] | Removed from Ground | Gas (Historical Use) | 12293 | Bare Steel | 1970-07-04 | 1990-08-23 | Galvanized Steel
THE JEFFERSON MILLS/PLANT | COBB & MAIN STREETS/HWY 11 | JEFFERSON | Jackson | 9000680 | 4 | [5 empty] | Removed from Ground | Diesel | 500 | Bare Steel | 1966-07-05 | 1990-08-23 | Unknown
Love's Travel Stop #765 | 4855 MAYSVILLE RD | COMMERCE | Jackson | 9078077 | 7A | Flapper Valve | 2019-08-06 | FALSE | 2019-08-06 | FALSE | Currently in Use | New Oil | 3000 | Fiberglass Double Walled | 2019-04-24 |  | Double-Walled Flex | Suction (American)
USPS COMMERCE MAIN POST OFFICE | 6 SYCAMORE STREET | COMMERCE | Jackson | 9078070 | 1 | [5 empty] | Removed from Ground | Other | 3000 | Not Marked/Unknown | 1997-01-27 | 1997-01-27 | Not Marked
THE JEFFERSON MILLS/PLANT | COBB & MAIN STREETS/HWY 11 | JEFFERSON | Jackson | 9000680 | 6 | [5 empty] | Removed from Ground | Other | 500 | Bare Steel | 1966-07-05 | 1990-08-23 | Unknown
THE COUNTRY STORE | 2715 HWY 124 WEST | JEFFERSON | Jackson | 9081006 | 1 | Flapper Valve | 1998-12-20 | FALSE | 1998-12-20 | FALSE | Currently in Use | Regular | 8000 | Galvanic (STIP-3) | 1991-12-01 |  | Fiberglass Reinforced Plastic | Pressurized
Love's Travel Stop #765 | 4855 MAYSVILLE RD | COMMERCE | Jackson | 9078077 | 8C | Flapper Valve | 2019-08-06 | FALSE | 2019-08-06 | FALSE | Currently in Use | New Oil | 7000 | Fiberglass Double Walled | 2019-04-24 |  | Double-Walled Flex | Suction (American)
Love's Travel Stop #765 | 4855 MAYSVILLE RD | COMMERCE | Jackson | 9078077 | 2 | Flapper Valve | 1999-08-01 | FALSE | 1999-08-01 | FALSE | Currently in Use | Gas (Historical Use) | 20000 | Fiberglass Double Walled | 1999-07-19 |  | Double-Walled Fiberglass | Pressurized
ATLANTA DRAG STRIP | 500 EAST RIDGEWAY RD | COMMERCE | Jackson | 9078050 | 3 |  | 1987-10-01 |  | 1987-10-01 |  | Removed from Ground | Gas (Historical Use) | 2000 | Galvanic (STIP-3) | 1987-10-01 | 2003-08-22 | Galvanized Steel | Suction (American)
DRY POND COUNTRY STORE | 4661 HWY 82 SPUR | COMMERCE | Jackson | 9078045 | 6 | Flapper Valve | 1998-09-01 | FALSE | 1998-09-01 | FALSE | Currently in Use | Diesel | 2000 | Composite | 1998-09-01 |  | Fiberglass Reinforced Plastic | Suction (American)
RAYS CORNER STATION | 9195 JEFFERSON ST | COMMERCE | Jackson | 9078037 | 3 | Flapper Valve | 1998-12-21 | FALSE | 1998-12-21 | TRUE | Currently in Use | Regular | 3000 | Steel-Impressed Current | 1973-01-01 |  | Steel (Impressed Current) | Suction (American)
MOSE GORDAN LUMBER INC | MAYESVILLE RD | COMMERCE | Jackson | 9078001 | 2 | [5 empty] | Removed from Ground | Gas (Historical Use) | 4000 | Not Marked/Unknown | 1991-07-26 | 1991-07-26 | Not Marked
JACKSON COUNTY COMMISSION CORRECTIONAL INST | 450 SEVEN DRIVE | JEFFERSON | Jackson | 9078079 | 1 | Ball Float | 1996-09-01 | FALSE | 1996-09-01 | FALSE | Currently in Use | Regular | 10000 | Composite | 1996-09-01 |  | Fiberglass Reinforced Plastic | Pressurized
THE JEFFERSON MILLS/PLANT | COBB & MAIN STREETS/HWY 11 | JEFFERSON | Jackson | 9000680 | 3 | [5 empty] | Removed from Ground | Diesel | 8300 | Marked Unknown | 1966-07-05 | 1990-08-23 | Bare Steel
CITY OF COMMERCE | 210 WATERWORKS RD | COMMERCE | Jackson | 9078081 | 2 | Ball Float | 2008-08-04 | FALSE | 2007-08-02 | FALSE | Currently in Use | Diesel | 10000 | Epoxy | 2000-09-14 |  | Fiberglass Reinforced Plastic | Pressurized
Love's Travel Stop #765 | 4855 MAYSVILLE RD | COMMERCE | Jackson | 9078077 | 1 | Flapper Valve | 1999-08-01 | FALSE | 1999-08-01 | FALSE | Currently in Use | Gas (Historical Use) | 20000 | Fiberglass Double Walled | 1999-07-19 |  | Double-Walled Fiberglass | Pressurized
Love's Travel Stop #765 | 4855 MAYSVILLE RD | COMMERCE | Jackson | 9078077 | 4 | Flapper Valve | 1999-08-01 | FALSE | 1999-08-01 | FALSE | Currently in Use | Diesel | 20000 | Fiberglass Double Walled | 1999-07-19 |  | Double-Walled Fiberglass | Pressurized
COMMERCE IRON COMPANY | 697 S ELM STREET | COMMERCE | Jackson | 9078061 | 3 | Flapper Valve | 1998-10-01 | FALSE | 1998-10-01 | FALSE | Temporarily out of use | Premium | 6000 | STIP-3/Impressed Current | 1978-06-01 |  | Fiberglass Reinforced Plastic | Pressurized
COMMERCE CODY FUELS | 5068 MAYSVILLE ROAD | COMMERCE | Jackson | 9078058 | 1 | Flapper Valve | 1998-12-28 | FALSE | 1998-12-28 | FALSE | Currently in Use | Regular | 10152 | Galvanic (STIP-3) | 1987-01-01 |  | Steel (Impressed Current) | Pressurized
WILLIAMS BROS/COMMERCE PLANT #73 | RT 1 | COMMERCE | Jackson | 9078016 | 2 | [5 empty] | Removed from Ground | Gas (Historical Use) | 500 | Bare Steel | 1970-01-01 | 1991-03-25 | Bare Steel
MOSE GORDAN LUMBER INC | MAYESVILLE RD | COMMERCE | Jackson | 9078001 | 1 | [5 empty] | Removed from Ground | Diesel | 3000 | Not Marked/Unknown | 1991-07-26 | 1991-07-26 | Not Marked
ROPER PUMP CO | 3475 OLD MAYSVILLE RD | COMMERCE | Jackson | 780042 | 4 | [5 empty] | Removed from Ground | Gas (Historical Use) | 550 | Bare Steel | 1978-08-02 | 1991-08-26 | Galvanized Steel | Suction (American)
NICOLON | 420 JOHN B BROOKS | JEFFERSON | Jackson | 9078082 | 1 |  | 1995-07-13 |  | 1995-07-13 |  | Removed from Ground | Diesel | 10000 | Unknown | 1995-07-01 | 2006-12-29 | Secondary Containment | Suction (American)
THE COUNTRY STORE | 2715 HWY 124 WEST | JEFFERSON | Jackson | 9081006 | 2 | Flapper Valve | 1998-12-20 | FALSE | 1998-12-20 | FALSE | Currently in Use | Premium | 8000 | Galvanic (STIP-3) | 1991-12-01 |  | Fiberglass Reinforced Plastic | Pressurized
Love's Travel Stop #765 | 4855 MAYSVILLE RD | COMMERCE | Jackson | 9078077 | 8B | Flapper Valve | 2019-08-06 | FALSE | 2019-08-06 | FALSE | Currently in Use | New Oil | 8000 | Fiberglass Double Walled | 2019-04-24 |  | Double-Walled Flex | Suction (American)
ATLANTA DRAG STRIP | 500 EAST RIDGEWAY RD | COMMERCE | Jackson | 9078050 | 2 |  | 1987-10-01 |  | 1987-10-01 |  | Removed from Ground | Gas (Historical Use) | 1000 | Galvanic (STIP-3) | 1987-10-01 | 2003-08-22 | Galvanized Steel | Suction (American)
DRY POND COUNTRY STORE | 4661 HWY 82 SPUR | COMMERCE | Jackson | 9078045 | 1 | [5 empty] | Removed from Ground | Diesel | 2000 | Bare Steel | 1972-01-01 | 1899-12-31 | Galvanized Steel | Suction (American)
DRY POND COUNTRY STORE | 4661 HWY 82 SPUR | COMMERCE | Jackson | 9078045 | 4 | Flapper Valve | 1998-09-01 | FALSE | 1998-09-01 | FALSE | Currently in Use | Regular | 2000 | Composite | 1998-09-01 |  | Fiberglass Reinforced Plastic | Suction (American)
Love's Travel Stop #765 | 4855 MAYSVILLE RD | COMMERCE | Jackson | 9078077 | 7C | Flapper Valve | 2019-08-06 | FALSE | 2019-08-06 | FALSE | Currently in Use | New Oil | 3000 | Fiberglass Double Walled | 2019-04-24 |  | Double-Walled Flex | Suction (American)
COMMERCE IRON COMPANY | 697 S ELM STREET | COMMERCE | Jackson | 9078061 | 1 | Flapper Valve | 1998-10-01 | FALSE | 1998-10-01 | FALSE | Temporarily out of use | Regular | 6000 | STIP-3/Impressed Current | 1978-06-01 |  | Bare Steel | Suction (American)
CASTLEBERRY GROCERY | RT 1 BOX 95 | COMMERCE | Jackson | 650054 | 2 | [5 empty] | Removed from Ground | Gas (Historical Use) | 2000 | Bare Steel | 1976-05-10 | 1988-05-26 | Galvanized Steel
ATLANTA DRAG STRIP | 500 EAST RIDGEWAY RD | COMMERCE | Jackson | 9078050 | 4 |  | 1987-10-01 |  | 1987-10-01 |  | Removed from Ground | Gas (Historical Use) | 2000 | Galvanic (STIP-3) | 1987-10-01 | 2003-08-22 | Galvanized Steel | Suction (American)
BP FOOD MART #2 | 19 HOMER ST | COMMERCE | Jackson | 9078002 | 3 |  | 2003-10-15 |  | 2003-10-15 |  | Removed from Ground | Gas (Historical Use) | 6000 | Steel-Impressed Current | 1981-01-01 | 2008-04-18 | Fiberglass Reinforced Plastic | Pressurized
RAYS CORNER STATION | 9195 JEFFERSON ST | COMMERCE | Jackson | 9078037 | 2 | Flapper Valve | 1998-12-21 | FALSE | 1998-12-21 | TRUE | Temporarily out of use | Gas (Historical Use) | 3000 | Steel-Impressed Current | 1973-01-01 |  | Steel (Impressed Current) | Suction (American)
WINDSTREAM COMMERCE OFFICE | 45 GEORGIA AVE | COMMERCE | Jackson | 780079 | 3 | Flapper Valve | 1995-02-03 | FALSE | 1995-02-03 | FALSE | Removed from Ground | Diesel | 2000 | Fiberglass Double Walled | 1995-02-03 | 2017-10-04 | Fiberglass Reinforced Plastic | Safe Suction (Euro)
SEAGRAVES WELDING & MACHINE SHOP | 2579 N ELM STREET | COMMERCE | Jackson | 9018020 | 1 | [5 empty] | Removed from Ground | Gas (Historical Use) | 4000 | Marked Unknown | 1995-09-26 | 1995-09-26 | Unknown
FUEL MART | 4868 MAYSVILLE RD | COMMERCE | Jackson | 780031 | 2 | [5 empty] | Permanently Out of Use - historical purposes | Gas (Historical Use) | 8000 | Bare Steel | 1978-04-19 | 1899-12-31 | Galvanized Steel
JACKSON COUNTY COMMISSION CORRECTIONAL INST | 450 SEVEN DRIVE | JEFFERSON | Jackson | 9078079 | 2 | Ball Float | 1996-09-01 | FALSE | 1996-09-01 | FALSE | Currently in Use | Diesel | 10000 | Composite | 1996-09-01 |  | Fiberglass Reinforced Plastic | Pressurized
THE COUNTRY STORE | 2715 HWY 124 WEST | JEFFERSON | Jackson | 9081006 | 3 | Flapper Valve | 1998-12-20 | FALSE | 1998-12-20 | FALSE | Currently in Use | Diesel On Road | 8000 | Galvanic (STIP-3) | 1991-12-01 |  | Fiberglass Reinforced Plastic | Pressurized
Love's Travel Stop #765 | 4855 MAYSVILLE RD | COMMERCE | Jackson | 9078077 | 5 | Flapper Valve | 1999-08-01 | FALSE | 1999-08-01 | FALSE | Currently in Use | Diesel | 20000 | Fiberglass Double Walled | 1999-07-19 |  | Double-Walled Fiberglass | Pressurized
NO FACILITY NAME | PO BOX 346 | COMMERCE | Jackson | 9078014 | 3 | [5 empty] | Removed from Ground | Other | 4000 | Bare Steel | 1960-06-01 | 1964-06-01 | Bare Steel | Suction (American)
BP FOOD MART #2 | 19 HOMER ST | COMMERCE | Jackson | 9078002 | 2 |  | 2003-10-15 |  | 2003-10-15 |  | Removed from Ground | Gas (Historical Use) | 8000 | Steel-Impressed Current | 1981-01-01 | 2008-04-18 | Fiberglass Reinforced Plastic | Pressurized
ABANDONED STATION | HWY 98 | COMMERCE | Jackson | 9078030 | 2 | [5 empty] | Removed from Ground | Diesel | 3000 | Not Marked/Unknown | 1994-01-01 | 1994-01-01 | Not Marked
COMMERCE BOARD OF ED | 270 LAKEVIEW DRIVE | COMMERCE | Jackson | 780013 | 1 | [5 empty] | Permanently Out of Use - historical purposes | Empty | 8000 | Bare Steel | 1965-01-18 | 1899-12-31 | Galvanized Steel
RESTORATION HEALTHCARE OF COMMERCE LLC | 70 MEDICAL CENTER DR | COMMERCE | Jackson | 780017 | 2 |  |  | FALSE |  | FALSE | Removed from Ground | Diesel | 13500 | Galvanic (STIP-3) | 2010-07-19 | 2011-04-25
QUIKTRIP #737 | 5240 US HWY 129 N | JEFFERSON | Jackson | 9078080 | 3 | Flapper Valve | 1999-01-13 | FALSE | 1999-01-13 | FALSE | Currently in Use | Premium | 12000 | Fiberglass | 1999-01-13 |  | Fiberglass Reinforced Plastic | Pressurized
PRESTO FOOD STORE | 2595 N BROAD ST | COMMERCE | Jackson | 9078074 | 1 | Flapper Valve | 1996-06-01 | FALSE | 1996-06-01 | FALSE | Currently in Use | Premium | 6000 | Galvanic (STIP-3) | 1987-01-01 |  | Fiberglass Reinforced Plastic | Pressurized
Love's Travel Stop #765 | 4855 MAYSVILLE RD | COMMERCE | Jackson | 9078077 | 3 | Flapper Valve | 1999-08-01 | FALSE | 1999-08-01 | FALSE | Currently in Use | Gas (Historical Use) | 20000 | Fiberglass Double Walled | 1999-07-19 |  | Double-Walled Fiberglass | Pressurized
Enchem America, LLC | 648 GA HWY 334 | COMMERCE | Jackson | 9078004 | 1 | Flapper Valve | 1989-03-12 | FALSE | 1989-03-12 | FALSE | Temporarily out of use | Regular | 10000 | Fiberglass Double Walled | 1989-03-12 |  | Double-Walled Fiberglass | Pressurized
MURRAY ENTERPRIZES/1ST COMMERCE | 485 CEDAR DR | COMMERCE | Jackson | 9078021 | 1 |  |  | TRUE |  | TRUE | Removed from Ground | Used Oil | 550 | Bare Steel | 1987-01-01 | 1993-07-29 | Galvanized Steel | Gravity Fed
R C JONES | 223 BROAD ST | COMMERCE | Jackson | 780048 | 1 | [5 empty] | Closed in Ground | Gas (Historical Use) | 1000 | Bare Steel | 1961-05-05 | 1981-06-01 | Unknown
FUEL MART | 4868 MAYSVILLE RD | COMMERCE | Jackson | 780031 | 4 | [5 empty] | Permanently Out of Use - historical purposes | Diesel | 12000 | Bare Steel | 1978-04-19 | 1899-12-31 | Galvanized Steel
FUEL MART | 4868 MAYSVILLE RD | COMMERCE | Jackson | 780031 | 5 | [5 empty] | Permanently Out of Use - historical purposes | Diesel | 12000 | Bare Steel | 1978-04-19 | 1899-12-31 | Galvanized Steel
FUEL MART | 4868 MAYSVILLE RD | COMMERCE | Jackson | 780031 | 7 | Overfill Alarm | 1991-04-01 | FALSE | 1991-04-01 | FALSE | Removed from Ground |  | 10000 | Fiberglass Double Walled | 1991-04-04 |  | Double-Walled Fiberglass | Pressurized
PILGRIMS PRIDE FEED MILL | 1056 HWY 334 | COMMERCE | Jackson | 780068 | 3 | Flapper Valve | 1996-11-08 | FALSE | 1996-11-08 | FALSE | Permanently Out of Use - historical purposes | Diesel | 15000 | Composite | 1996-11-04 |  | Double-Walled Flex | Safe Suction (Euro)
SPEEDWAY #111 | 4928 MAYSVILLE | COMMERCE | Jackson | 780065 | 4 |  | 1998-12-01 |  | 1998-12-01 |  | Removed from Ground | Gas (Historical Use) | 8000 | Cathodically Protected Steel | 1985-03-17 | 2002-05-09 | Fiberglass Reinforced Plastic | Pressurized
JACKSON COUNTY FUEL DEPOT | 12 HENDRIX DR | JEFFERSON | Jackson | 9078073 | 1 |  | 1996-02-01 |  | 1996-02-01 |  | Removed from Ground | Diesel | 10000 | Composite | 1996-02-01 | 1998-01-01 | Fiberglass Reinforced Plastic | Pressurized
TEXACO | 614 S. BROAD ST | COMMERCE | Jackson | 690209 | 3 | Flapper Valve | 1992-03-01 | FALSE | 1992-03-01 | FALSE | Currently in Use | Diesel | 6000 | Galvanic (STIP-3) | 1985-05-05 |  | Fiberglass Reinforced Plastic | Pressurized
Shell #1 | 25 S ELM STREET | COMMERCE | Jackson | 9078071 | 2 | Ball Float | 1996-12-10 | FALSE | 1996-12-10 | FALSE | Currently in Use | Premium | 12000 | Fiberglass | 1996-12-10 |  | Fiberglass Reinforced Plastic | Pressurized
ATLANTA DRAG STRIP | 500 EAST RIDGEWAY RD | COMMERCE | Jackson | 9078050 | 1 |  | 1987-10-01 |  | 1987-10-01 |  | Removed from Ground | Gas (Historical Use) | 1000 | Galvanic (STIP-3) | 1987-10-01 | 2003-08-22 | Galvanized Steel | Suction (American)
CIRCLE M FOOD SHOP #22 | 517 S ELM | COMMERCE | Jackson | 580040 | 3 | Flapper Valve | 1998-12-17 | FALSE | 1998-12-17 | FALSE | Currently in Use | Diesel | 8000 | Steel-Impressed Current | 1981-04-30 |  |  | Pressurized
GOLDEN PANTRY #36 | 204 NORTH BROAD ST | COMMERCE | Jackson | 780008 | 1 | [5 empty] | Removed from Ground | Gas (Historical Use) | 10000 | Bare Steel | 1976-04-19 | 1991-06-01 | Galvanized Steel
ROPER PUMP CO | 3475 OLD MAYSVILLE RD | COMMERCE | Jackson | 780042 | 3 | [5 empty] | Removed from Ground | Gas (Historical Use) | 1197 | Concrete | 1973-01-04 | 1980-01-01 | Galvanized Steel
GOLD KIST FIELD OPER TRUCK SHOP | HWY 98 | COMMERCE | Jackson | 780067 | 2 | [5 empty] | Removed from Ground | Gas (Historical Use) | 10000 | Marked Unknown | 1974-05-08 | 1992-03-02 | Galvanized Steel | Safe Suction (Euro)
ALLTEL GEORGIA INC | 103 GEORGIA AVE | COMMERCE | Jackson | 9078008 | 1 | [5 empty] | Removed from Ground | Gas (Historical Use) | 4000 | Bare Steel | 1988-09-01 | 1988-09-01 | Unknown
JACKSON COUNTY FUEL DEPOT | 12 HENDRIX DR | JEFFERSON | Jackson | 9078073 | 2 |  | 1996-02-01 |  | 1996-02-01 |  | Removed from Ground | Gas (Historical Use) | 10000 | Composite | 1996-02-01 | 1998-01-01 | Fiberglass Reinforced Plastic | Pressurized
THE JEFFERSON MILLS/PLANT | COBB & MAIN STREETS/HWY 11 | JEFFERSON | Jackson | 9000680 | 2 | [5 empty] | Removed from Ground | Gas (Historical Use) | 12293 | Marked Unknown | 1970-07-04 | 1990-08-23 | Galvanized Steel
COMMERCE CODY FUELS | 5068 MAYSVILLE ROAD | COMMERCE | Jackson | 9078058 | 3 | Flapper Valve | 1998-12-28 | FALSE | 1998-12-28 | FALSE | Currently in Use | Diesel | 10152 | Galvanic (STIP-3) | 1987-01-01 |  | Steel (Impressed Current) | Pressurized
ABANDONED STATION | HWY 98 | COMMERCE | Jackson | 9078030 | 1 | [5 empty] | Removed from Ground | Gas (Historical Use) | 4000 | Not Marked/Unknown | 1994-01-01 | 1994-01-01 | Not Marked
RAYS CORNER STATION | 9195 JEFFERSON ST | COMMERCE | Jackson | 9078037 | 1 | Flapper Valve | 1998-12-21 | FALSE | 1998-12-21 | TRUE | Currently in Use | Regular | 3000 | Steel-Impressed Current | 1973-01-01 |  | Steel (Impressed Current) | Suction (American)
RAYS CORNER STATION | 9195 JEFFERSON ST | COMMERCE | Jackson | 9078037 | 4 | Flapper Valve | 1998-12-21 | FALSE | 1998-12-21 | TRUE | Currently in Use | Premium | 3000 | Steel-Impressed Current | 1973-01-01 |  | Steel (Impressed Current) | Suction (American)
MOSE GORDAN LUMBER INC | MAYESVILLE RD | COMMERCE | Jackson | 9078001 | 3 | [5 empty] | Removed from Ground | Gas (Historical Use) | 4000 | Not Marked/Unknown | 1991-07-26 | 1991-07-26 | Not Marked
WINDSTREAM COMMERCE OFFICE | 45 GEORGIA AVE | COMMERCE | Jackson | 780079 | 1 |  |  | FALSE |  | FALSE | Removed from Ground | Diesel | 2000 | Bare Steel | 1979-05-10 | 1995-02-03 | Cathodically Protected
SEAGRAVES WELDING & MACHINE SHOP | 2579 N ELM STREET | COMMERCE | Jackson | 9018020 | 2 | [5 empty] | Removed from Ground | Gas (Historical Use) | 2000 | Marked Unknown | 1995-09-26 | 1995-09-26 | Unknown
FUEL MART | 4868 MAYSVILLE RD | COMMERCE | Jackson | 780031 | 1 | [5 empty] | Permanently Out of Use - historical purposes | Gas (Historical Use) | 12000 | Bare Steel | 1978-04-19 | 1899-12-31 | Galvanized Steel
RESTORATION HEALTHCARE OF COMMERCE LLC | 70 MEDICAL CENTER DR | COMMERCE | Jackson | 780017 | 1 | [5 empty] | Removed from Ground | Gas (Historical Use) | 1060 | Composite | 1978-02-22 | 1994-04-26 | Galvanized Steel
INTERSTATE COMMERCE #170 | COMMERCE PLAZA 2223 N ELM ST | COMMERCE | Jackson | 780070 | 4 | [5 empty] | Removed from Ground | Diesel | 4000 | Bare Steel | 1965-05-12 | 1999-02-01 | Galvanized Steel
TEXACO | 614 S. BROAD ST | COMMERCE | Jackson | 690209 | 1 | Flapper Valve |  | FALSE | 1992-03-01 | FALSE | Currently in Use | Regular | 10000 | Galvanic (STIP-3) | 1985-05-05 |  | Fiberglass Reinforced Plastic | Pressurized
Shell #1 | 25 S ELM STREET | COMMERCE | Jackson | 9078071 | 3 | Ball Float | 1996-12-10 | FALSE | 1996-12-10 | FALSE | Currently in Use | Diesel | 6000 | Fiberglass | 1996-12-10 |  | Fiberglass Reinforced Plastic | Pressurized
DRY POND COUNTRY STORE | 4661 HWY 82 SPUR | COMMERCE | Jackson | 9078045 | 3 | [5 empty] | Removed from Ground | Gas (Historical Use) | 2000 | Bare Steel | 1974-03-01 | 1899-12-31 | Galvanized Steel | Suction (American)
CITY OF COMMERCE | 1655 S ELM STREET | COMMERCE | Jackson | 780044 | 1 | [5 empty] | Removed from Ground | Gas (Historical Use) | 1000 | Bare Steel | 1986-04-10 | 1999-11-23 | Galvanized Steel | Safe Suction (Euro)
RALPHS HANDI MART | NORTH BROAD ST | COMMERCE | Jackson | 780054 | 3 | [5 empty] | Removed from Ground | Gas (Historical Use) | 560 | Bare Steel | 1966-04-16 | 1987-09-01 | Galvanized Steel
HARDEN OIL CO | 2611 NORTH ELM STREET | COMMERCE | Jackson | 780056 | 3 | [5 empty] | Closed in Ground | Gas (Historical Use) | 10000 | Bare Steel | 1966-04-16 | 1988-11-01 | Galvanized Steel
THE COUNTRY STORE | 2715 HWY 124 WEST | JEFFERSON | Jackson | 9081006 | 4 | Flapper Valve | 2006-03-01 | FALSE | 2006-03-01 | FALSE | Currently in Use | Diesel Off Road | 6000 | Composite | 2006-03-01 |  | Fiberglass Reinforced Plastic | Safe Suction (Euro)
Love's Travel Stop #765 | 4855 MAYSVILLE RD | COMMERCE | Jackson | 9078077 | 6 | Flapper Valve | 1999-08-01 | FALSE | 1999-08-01 | FALSE | Currently in Use | Diesel | 20000 | Fiberglass Double Walled | 1999-07-19 |  | Double-Walled Fiberglass | Pressurized
CASTLEBERRY GROCERY | RT 1 BOX 95 | COMMERCE | Jackson | 650054 | 1 | [5 empty] | Removed from Ground | Gas (Historical Use) | 2000 | Bare Steel | 1976-05-10 | 1988-05-26 | Galvanized Steel
DRY POND COUNTRY STORE | 4661 HWY 82 SPUR | COMMERCE | Jackson | 9078045 | 2 | [5 empty] | Removed from Ground | Gas (Historical Use) | 2000 | Bare Steel | 1972-01-01 | 1899-12-31 | Galvanized Steel | Suction (American)
COMMERCE CODY FUELS | 5068 MAYSVILLE ROAD | COMMERCE | Jackson | 9078058 | 2 | Flapper Valve | 1998-12-28 | FALSE | 1998-12-28 | FALSE | Currently in Use | Premium | 6110 | Galvanic (STIP-3) | 1987-01-01 |  | Steel (Impressed Current) | Pressurized
BP FOOD MART #2 | 19 HOMER ST | COMMERCE | Jackson | 9078002 | 1 |  | 2003-10-15 |  | 2003-10-15 |  | Removed from Ground | Gas (Historical Use) | 10000 | Steel-Impressed Current | 1981-01-01 | 2008-04-18 | Fiberglass Reinforced Plastic | Pressurized
GOLDEN PANTRY #36 | 204 NORTH BROAD ST | COMMERCE | Jackson | 780008 | 2 | [5 empty] | Removed from Ground | Gas (Historical Use) | 10000 | Bare Steel | 1976-04-19 | 1991-06-01 | Galvanized Steel
R C JONES | 223 BROAD ST | COMMERCE | Jackson | 780048 | 2 | [5 empty] | Closed in Ground | Gas (Historical Use) | 1000 | Bare Steel | 1961-05-05 | 1981-06-01 | Unknown
PILGRIMS PRIDE FEED MILL | 1056 HWY 334 | COMMERCE | Jackson | 780068 | 2 |  |  | FALSE |  | FALSE | Permanently Out of Use - historical purposes | Gas (Historical Use) | 10000 | Bare Steel | 1981-05-06 | 1996-11-04 | Galvanized Steel | Suction (American)
QUINTON FREEMAN | HWY 98 EAST | COMMERCE | Jackson | 780061 | 2 | [5 empty] | Removed from Ground | Gas (Historical Use) | 1000 | Bare Steel | 1974-05-02 | 2004-02-05 | Galvanized Steel
BASSETT WALKER | 255 HOMER STREET | COMMERCE | Jackson | 9078065 | 1 | [5 empty] | Removed from Ground | Other | 10000 | Not Marked/Unknown | 1996-04-12 | 1996-04-12 | Not Marked
Enchem America, LLC | 648 GA HWY 334 | COMMERCE | Jackson | 9078004 | 2 | Ball Float | 2007-03-01 | FALSE | 2007-03-01 | FALSE | Temporarily out of use | Regular | 12000 | Composite Double Walled | 2007-03-01 |  | Double-Walled Fiberglass | Pressurized
CIRCLE M FOOD SHOP #22 | 517 S ELM | COMMERCE | Jackson | 580040 | 1 | Flapper Valve | 1998-12-17 | FALSE | 1998-12-17 | FALSE | Currently in Use | Regular | 8000 | Steel-Impressed Current | 1981-04-30 |  |  | Pressurized
R C JONES | 223 BROAD ST | COMMERCE | Jackson | 780048 | 3 | [5 empty] | Closed in Ground | Gas (Historical Use) | 1000 | Bare Steel | 1962-01-01 | 1981-06-01 | Unknown
HARDEN OIL CO | 2611 NORTH ELM STREET | COMMERCE | Jackson | 780056 | 1 | [5 empty] | Removed from Ground | Kerosene | 2000 | Bare Steel | 1966-04-16 | 1988-11-30 | Galvanized Steel
PETRO II | 2499 US HWY 441 S | COMMERCE | Jackson | 9078059 | 1 |  | 1997-11-16 |  | 1997-11-16 |  | Removed from Ground | Diesel | 3000 | Steel-Impressed Current | 1988-06-01 | 2004-07-28 | Cathodically Protected | Suction (American)
WILLIAMS BROS/COMMERCE PLANT #73 | RT 1 | COMMERCE | Jackson | 9078016 | 1 | [5 empty] | Removed from Ground | Diesel | 12000 | Bare Steel | 1970-01-01 | 1999-01-01 | Bare Steel | Suction (American)
W C WATERS | 788 BROAD ST | COMMERCE | Jackson | 780091 | 2 | [5 empty] | Removed from Ground | Gas (Historical Use) | 500 | Bare Steel | 1986-05-28 | 1998-01-01 | Galvanized Steel
GOLDEN PANTRY #36 | 204 NORTH BROAD ST | COMMERCE | Jackson | 780008 | 3 | [5 empty] | Removed from Ground | Gas (Historical Use) | 8020 | Cathodically Protected Steel | 1987-01-01 | 1991-06-01 | Cathodically Protected
ROPER PUMP CO | 3475 OLD MAYSVILLE RD | COMMERCE | Jackson | 780042 | 1 | [5 empty] | Removed from Ground | Gas (Historical Use) | 1436 | Concrete | 1973-01-04 | 1993-03-01 | Galvanized Steel
HARDEN OIL CO | 2611 NORTH ELM STREET | COMMERCE | Jackson | 780056 | 4 | [5 empty] | Removed from Ground | Empty | 1000 | Cathodically Protected Steel | 1986-01-01 | 1998-05-01 | Cathodically Protected | Safe Suction (Euro)
BAY COUNTY ENTERPRISES LLC | 4928 MAYSVILLE RD | COMMERCE | Jackson | 10001220 | 2B | Ball Float | 2006-08-25 | FALSE | 2006-08-25 | FALSE | Currently in Use | Racing Fuel | 2000 | Composite | 2006-08-15 |  | Fiberglass Reinforced Plastic | Pressurized
SONNYS EXPRESS | 783 ILA RD | COMMERCE | Jackson | 10001670 | 1B | Flapper Valve | 2009-01-14 | FALSE | 2009-01-14 | FALSE | Currently in Use | Kerosene | 1995 | Epoxy | 2009-01-14 |  | Fiberglass Reinforced Plastic | Safe Suction (Euro)
INGLES GAS EXPRESS #419 | 100 HWY 334 | COMMERCE | Jackson | 10001456 | 1 | Flapper Valve | 2007-12-01 | FALSE | 2007-12-01 | FALSE | Currently in Use | Regular | 25000 | Fiberglass Double Walled | 2007-11-14 |  | Double-Walled Flex | Pressurized
QUIKTRIP #737 | 5240 US HWY 129 N | JEFFERSON | Jackson | 9078080 | 1 | Flapper Valve | 1999-01-13 | FALSE | 1999-01-13 | FALSE | Currently in Use | Regular | 12000 | Fiberglass | 1999-01-13 |  | Fiberglass Reinforced Plastic | Pressurized
EVANS GROCERY | ILA RD/APPROX 1 ML S OF COMMERCE | COMMERCE | Jackson | 780053 | 2 | [5 empty] | Removed from Ground | Gas (Historical Use) | 560 | Bare Steel | 1966-04-16 | 1993-08-12 | Galvanized Steel
STANDARD OIL WAREHOUSE | 147 HOMER ST | COMMERCE | Jackson | 780092 | 4 | [5 empty] | Currently in Use | Gas (Historical Use) | 1000 | Bare Steel | 1986-05-28 |  | Galvanized Steel
STANDARD OIL WAREHOUSE | 147 HOMER ST | COMMERCE | Jackson | 780092 | 5 | [5 empty] | Currently in Use | Gas (Historical Use) | 1000 | Bare Steel | 1986-05-28 |  | Galvanized Steel
INGLES GAS EXPRESS #419 | 100 HWY 334 | COMMERCE | Jackson | 10001456 | 4 | Flapper Valve | 2007-12-01 | FALSE | 2007-12-01 | FALSE | Currently in Use | Diesel | 5000 | Fiberglass Double Walled | 2007-11-14 |  | Double-Walled Flex | Pressurized
BAY COUNTY ENTERPRISES LLC | 4928 MAYSVILLE RD | COMMERCE | Jackson | 10001220 | 4 | Ball Float | 2006-08-25 | FALSE | 2006-08-25 | FALSE | Currently in Use | Regular | 12000 | Composite | 2006-08-15 |  | Fiberglass Reinforced Plastic | Pressurized
BAY COUNTY ENTERPRISES LLC | 4928 MAYSVILLE RD | COMMERCE | Jackson | 10001220 | 1A | Ball Float | 2006-08-25 | FALSE | 2006-08-25 | FALSE | Currently in Use | Diesel Off Road | 4000 | Composite | 2006-08-15 |  | Fiberglass Reinforced Plastic | Pressurized
QUINTON FREEMAN | HWY 98 EAST | COMMERCE | Jackson | 780061 | 3 | [5 empty] | Removed from Ground | Gas (Historical Use) | 1000 | Bare Steel | 1974-05-02 | 2005-02-04 | Galvanized Steel
STANDARD OIL WAREHOUSE | 147 HOMER ST | COMMERCE | Jackson | 780092 | 2 | [5 empty] | Currently in Use | Kerosene | 4000 | Bare Steel | 1986-05-28 |  | Galvanized Steel
TEXACO | 614 S. BROAD ST | COMMERCE | Jackson | 690209 | 2 | Flapper Valve |  | FALSE | 1992-03-01 | FALSE | Currently in Use | Premium | 10000 | Galvanic (STIP-3) | 1985-05-05 |  | Fiberglass Reinforced Plastic | Pressurized
Love's Travel Stop #765 | 4855 MAYSVILLE RD | COMMERCE | Jackson | 9078077 | 7D | Flapper Valve | 2019-08-06 | FALSE | 2019-08-06 | FALSE | Currently in Use | New Oil | 3000 | Fiberglass Double Walled | 2019-04-24 |  | Double-Walled Flex | Pressurized
COMMERCE IRON COMPANY | 697 S ELM STREET | COMMERCE | Jackson | 9078061 | 2 | Flapper Valve | 1998-10-01 | FALSE | 1998-10-01 | FALSE | Temporarily out of use | Diesel | 4000 | STIP-3/Impressed Current | 1978-06-01 |  | Bare Steel | Suction (American)
NO FACILITY NAME | PO BOX 346 | COMMERCE | Jackson | 9078014 | 2 | [5 empty] | Removed from Ground | Gas (Historical Use) | 4000 | Bare Steel | 1960-06-01 | 1964-06-01 | Bare Steel | Suction (American)
Enchem America, LLC | 648 GA HWY 334 | COMMERCE | Jackson | 9078004 | 3 | Ball Float | 2007-03-01 | FALSE | 2007-03-01 | FALSE | Temporarily out of use | Regular | 12000 | Composite Double Walled | 2007-03-01 |  | Double-Walled Fiberglass | Pressurized
CITY OF COMMERCE | 1655 S ELM STREET | COMMERCE | Jackson | 780044 | 2 | [5 empty] | Removed from Ground | Gas (Historical Use) | 1000 | Bare Steel | 1986-04-10 | 1999-11-23 | Galvanized Steel | Safe Suction (Euro)
SPEEDWAY #111 | 4928 MAYSVILLE | COMMERCE | Jackson | 780065 | 2 |  | 1998-12-01 |  | 1998-12-01 |  | Removed from Ground | Gas (Historical Use) | 10000 | Cathodically Protected Steel | 1985-03-17 | 2002-05-09 | Fiberglass Reinforced Plastic | Pressurized
FLEET #224 | 549 NORTH ELM ST | COMMERCE | Jackson | 780083 | 3 | [5 empty] | Removed from Ground | Gas (Historical Use) | 8000 | Bare Steel | 1967-05-13 | 1995-06-26 | Galvanized Steel | Suction (American)
HARMONY GROVE MILLS INC | 689 SOUTH ELM ST | COMMERCE | Jackson | 780098 | 3 | [5 empty] | Removed from Ground | Gas (Historical Use) | 2000 | Bare Steel | 1978-05-30 | 1991-01-01 | Galvanized Steel
SEAGRAVES WELDING & MACHINE SHOP | 2579 N ELM STREET | COMMERCE | Jackson | 9018020 | 3 | [5 empty] | Removed from Ground | Gas (Historical Use) | 2000 | Marked Unknown | 1995-09-26 | 1995-09-26 | Unknown
ROPER PUMP CO | 3475 OLD MAYSVILLE RD | COMMERCE | Jackson | 780042 | 2 |  |  | TRUE |  | TRUE | Removed from Ground | Used Oil | 3000 | Concrete | 1973-11-08 | 1991-08-26 | Bare Steel
GOLD KIST FIELD OPER TRUCK SHOP | HWY 98 | COMMERCE | Jackson | 780067 | 1 | [5 empty] | Removed from Ground | Diesel | 10000 | Marked Unknown | 1974-05-08 | 1992-03-02 | Galvanized Steel | Safe Suction (Euro)
BAY COUNTY ENTERPRISES LLC | 4928 MAYSVILLE RD | COMMERCE | Jackson | 10001220 | 1B | Ball Float | 2006-08-25 | FALSE | 2006-08-25 | FALSE | Currently in Use | Kerosene | 2000 | Composite | 2006-08-15 |  | Fiberglass Reinforced Plastic | Pressurized
SONNYS EXPRESS | 783 ILA RD | COMMERCE | Jackson | 10001670 | 2B | Ball Float | 2009-01-14 | FALSE | 2009-01-14 | FALSE | Currently in Use | Diesel | 4073 | Epoxy | 2009-01-14 |  | Fiberglass Reinforced Plastic | Pressurized
INTERSTATE COMMERCE #170 | COMMERCE PLAZA 2223 N ELM ST | COMMERCE | Jackson | 780070 | 3 | [5 empty] | Removed from Ground | Gas (Historical Use) | 6000 | Bare Steel | 1977-05-09 | 1999-02-01 | Galvanized Steel
WINDSTREAM COMMERCE OFFICE | 45 GEORGIA AVE | COMMERCE | Jackson | 780079 | 2 |  |  | FALSE |  | FALSE | Removed from Ground | Diesel | 2000 | Bare Steel | 1979-05-10 | 1995-02-03 | Cathodically Protected
FLEET #224 | 549 NORTH ELM ST | COMMERCE | Jackson | 780083 | 2 | [5 empty] | Removed from Ground | Gas (Historical Use) | 8000 | Bare Steel | 1967-05-13 | 1995-06-26 | Galvanized Steel | Suction (American)
HARMONY GROVE MILLS INC | 689 SOUTH ELM ST | COMMERCE | Jackson | 780098 | 2 | [5 empty] | Removed from Ground | Diesel | 10134 | Bare Steel | 1974-05-31 | 1991-01-01 | Galvanized Steel
INTERSTATE COMMERCE #170 | COMMERCE PLAZA 2223 N ELM ST | COMMERCE | Jackson | 780070 | 1 | [5 empty] | Removed from Ground | Gas (Historical Use) | 10000 | Bare Steel | 1965-05-12 | 1999-02-01 | Galvanized Steel
STANDARD OIL WAREHOUSE | 147 HOMER ST | COMMERCE | Jackson | 780092 | 1 | [5 empty] | Currently in Use | Diesel | 4000 | Bare Steel | 1986-05-28 |  | Galvanized Steel
PRESTO FOOD STORE | 2595 N BROAD ST | COMMERCE | Jackson | 9078074 | 3 | Flapper Valve | 1998-06-01 | FALSE | 1998-06-01 | FALSE | Currently in Use | Kerosene | 6000 | Galvanic (STIP-3) | 1988-01-01 |  | Fiberglass Reinforced Plastic | Pressurized
SPEEDWAY #111 | 4928 MAYSVILLE | COMMERCE | Jackson | 780065 | 3 |  | 1998-12-01 |  | 1998-12-01 |  | Removed from Ground | Gas (Historical Use) | 10000 | Cathodically Protected Steel | 1985-03-17 | 2002-05-09 | Fiberglass Reinforced Plastic | Pressurized
QUINTON FREEMAN | HWY 98 EAST | COMMERCE | Jackson | 780061 | 1 | [5 empty] | Removed from Ground | Gas (Historical Use) | 1000 | Bare Steel | 1974-05-02 | 2004-02-05 | Galvanized Steel
STANDARD OIL WAREHOUSE | 147 HOMER ST | COMMERCE | Jackson | 780092 | 3 | [5 empty] | Currently in Use | Gas (Historical Use) | 1000 | Bare Steel | 1986-05-28 |  | Galvanized Steel
INGLES GAS EXPRESS #419 | 100 HWY 334 | COMMERCE | Jackson | 10001456 | 3 | Flapper Valve | 2007-12-01 | FALSE | 2007-12-01 | FALSE | Currently in Use | Diesel | 5000 | Fiberglass Double Walled | 2007-11-14 |  | Double-Walled Flex | Pressurized
Shell #1 | 25 S ELM STREET | COMMERCE | Jackson | 9078071 | 1 | Ball Float | 1996-12-10 | FALSE | 1996-12-10 | FALSE | Currently in Use | Regular | 12000 | Fiberglass | 1996-12-10 |  | Fiberglass Reinforced Plastic | Pressurized
FUEL MART | 4868 MAYSVILLE RD | COMMERCE | Jackson | 780031 | 3 | [5 empty] | Permanently Out of Use - historical purposes | Gas (Historical Use) | 8000 | Bare Steel | 1978-04-19 | 1899-12-31 | Galvanized Steel
GOLD KIST HATCHERY | 4567 MAYESVILLE HWY | COMMERCE | Jackson | 780066 | 1 |  |  | FALSE |  | FALSE | Closed in Ground | Diesel | 250 | Bare Steel | 1974-05-08 |  | Galvanized Steel
BAY COUNTY ENTERPRISES LLC | 4928 MAYSVILLE RD | COMMERCE | Jackson | 10001220 | 2A | Ball Float | 2006-08-25 | FALSE | 2006-08-25 | FALSE | Currently in Use | Premium | 6000 | Composite | 2006-08-15 |  | Fiberglass Reinforced Plastic | Pressurized
INGLES GAS EXPRESS #419 | 100 HWY 334 | COMMERCE | Jackson | 10001456 | 2 | Flapper Valve | 2007-12-01 | FALSE | 2007-12-01 | FALSE | Currently in Use | Premium | 7000 | Fiberglass Double Walled | 2007-11-14 |  | Double-Walled Flex | Pressurized
RALPHS HANDI MART | NORTH BROAD ST | COMMERCE | Jackson | 780054 | 1 | [5 empty] | Removed from Ground | Empty | 280 | Bare Steel | 1966-04-16 | 1987-09-01 | Galvanized Steel
RALPHS HANDI MART | NORTH BROAD ST | COMMERCE | Jackson | 780054 | 4 | [5 empty] | Removed from Ground | Gas (Historical Use) | 560 | Bare Steel | 1966-04-16 | 1987-09-01 | Galvanized Steel
HARDEN OIL CO | 2611 NORTH ELM STREET | COMMERCE | Jackson | 780056 | 2 | [5 empty] | Closed in Ground | Gas (Historical Use) | 560 | Bare Steel | 1966-04-16 | 1988-11-01 | Galvanized Steel
SPEEDWAY #111 | 4928 MAYSVILLE | COMMERCE | Jackson | 780065 | 5 |  | 1998-12-01 |  | 1998-12-01 |  | Removed from Ground | Kerosene | 4000 | Cathodically Protected Steel | 1985-03-17 | 2002-05-09 | Fiberglass Reinforced Plastic | Safe Suction (Euro)
GOLD KIST HATCHERY | 4567 MAYESVILLE HWY | COMMERCE | Jackson | 780066 | 2 |  |  | FALSE |  | FALSE | Closed in Ground | Diesel | 500 | Bare Steel | 1978-05-07 |  | Galvanized Steel
CIRCLE M FOOD SHOP #22 | 517 S ELM | COMMERCE | Jackson | 580040 | 2 |  | 1998-12-17 | FALSE | 1998-12-17 | FALSE | Currently in Use | Premium | 8000 | Steel-Impressed Current | 1981-04-30 |  |  | Pressurized
FUEL MART | 4868 MAYSVILLE RD | COMMERCE | Jackson | 780031 | 9 | Overfill Alarm | 1991-04-01 | FALSE | 1991-04-01 | FALSE | Removed from Ground | Diesel | 20000 | Fiberglass Double Walled | 1991-04-04 |  | Double-Walled Fiberglass | Pressurized
FUEL MART | 4868 MAYSVILLE RD | COMMERCE | Jackson | 780031 | 8 | Overfill Alarm | 1991-04-01 | FALSE | 1991-04-01 | FALSE | Removed from Ground |  | 10000 | Fiberglass Double Walled | 1991-04-04 |  | Double-Walled Fiberglass | Pressurized
FUEL MART | 4868 MAYSVILLE RD | COMMERCE | Jackson | 780031 | 6 | Overfill Alarm | 1991-04-01 | FALSE | 1991-04-01 | FALSE | Removed from Ground |  | 10000 | Fiberglass Double Walled | 1991-04-04 |  | Double-Walled Fiberglass | Pressurized
EVANS GROCERY | ILA RD/APPROX 1 ML S OF COMMERCE | COMMERCE | Jackson | 780053 | 3 | [5 empty] | Removed from Ground | Gas (Historical Use) | 1000 | Bare Steel | 1971-04-15 | 1993-08-12 | Galvanized Steel
BAY COUNTY ENTERPRISES LLC | 4928 MAYSVILLE RD | COMMERCE | Jackson | 10001220 | 3 | Ball Float | 2006-08-25 | FALSE | 2006-08-25 | FALSE | Currently in Use | Diesel | 12000 | Composite | 2006-08-15 |  | Fiberglass Reinforced Plastic | Pressurized
SONNYS EXPRESS | 783 ILA RD | COMMERCE | Jackson | 10001670 | 1A | Ball Float | 2009-01-14 | FALSE | 2009-01-14 | FALSE | Currently in Use | Regular | 10000 | Epoxy | 2009-01-14 |  | Fiberglass Reinforced Plastic | Pressurized
QUIKTRIP #737 | 5240 US HWY 129 N | JEFFERSON | Jackson | 9078080 | 2 | Flapper Valve | 1999-01-13 | FALSE | 1999-01-13 | FALSE | Currently in Use | Regular | 12000 | Fiberglass | 1999-01-13 |  | Fiberglass Reinforced Plastic | Pressurized
PRESTO FOOD STORE | 2595 N BROAD ST | COMMERCE | Jackson | 9078074 | 2 | Flapper Valve | 1996-06-01 | FALSE | 1996-06-01 | FALSE | Currently in Use | Regular | 6000 | Galvanic (STIP-3) | 1987-01-01 |  | Fiberglass Reinforced Plastic | Pressurized
NO FACILITY NAME | PO BOX 346 | COMMERCE | Jackson | 9078014 | 1 | [5 empty] | Removed from Ground | Diesel | 3000 | Bare Steel | 1960-06-01 | 1964-06-01 | Bare Steel | Suction (American)
W C WATERS | 788 BROAD ST | COMMERCE | Jackson | 780091 | 1 | [5 empty] | Removed from Ground | Gas (Historical Use) | 500 | Bare Steel | 1986-05-28 | 1998-01-01 | Galvanized Steel
SPEEDWAY #111 | 4928 MAYSVILLE | COMMERCE | Jackson | 780065 | 1 |  | 1998-12-01 |  | 1998-12-01 |  | Removed from Ground | Diesel | 20000 | Cathodically Protected Steel | 1985-03-17 | 2002-05-09 | Fiberglass Reinforced Plastic | Pressurized
EVANS GROCERY | ILA RD/APPROX 1 ML S OF COMMERCE | COMMERCE | Jackson | 780053 | 1 | [5 empty] | Removed from Ground | Gas (Historical Use) | 560 | Bare Steel | 1966-04-16 | 1993-08-12 | Galvanized Steel
RALPHS HANDI MART | NORTH BROAD ST | COMMERCE | Jackson | 780054 | 2 | [5 empty] | Removed from Ground | Gas (Historical Use) | 1000 | Bare Steel | 1966-04-16 | 1987-09-01 | Galvanized Steel
RESTORATION HEALTHCARE OF COMMERCE LLC | 70 MEDICAL CENTER DR | COMMERCE | Jackson | 780017 | 3 |  | 2011-05-01 | FALSE | 2011-05-01 | FALSE | Currently in Use | Diesel | 10000 | Tank Jacket Double Walled | 2011-05-01 |  | Double-Walled Flex | Pressurized
INTERSTATE COMMERCE #170 | COMMERCE PLAZA 2223 N ELM ST | COMMERCE | Jackson | 780070 | 2 | [5 empty] | Removed from Ground | Gas (Historical Use) | 6000 | Bare Steel | 1977-05-09 | 1999-02-01 | Galvanized Steel
PILGRIMS PRIDE FEED MILL | 1056 HWY 334 | COMMERCE | Jackson | 780068 | 1 |  |  | FALSE |  | FALSE | Permanently Out of Use - historical purposes | Diesel | 10000 | Bare Steel | 1981-05-06 | 1996-11-04 | Galvanized Steel | Suction (American)
STANDARD OIL WAREHOUSE | 147 HOMER ST | COMMERCE | Jackson | 780092 | 6 | [5 empty] | Currently in Use | Gas (Historical Use) | 2000 | Bare Steel | 1986-05-28 |  | Galvanized Steel
FOOD MART | 4210 HWY 53 | HOSCHTON | Jackson | 9078035 | 4B | Flapper Valve | 2018-04-27 | FALSE | 2018-04-27 | FALSE | Currently in Use | Premium | 4000 | Composite Double Walled | 2018-04-27 |  | Double-Walled Fiberglass | Pressurized
P&G SUPERETTE | 4335 GA HWY 53 | HOSCHTON | Jackson | 580038 | 1 | [5 empty] | Closed in Ground | Kerosene | 550 | Bare Steel | 1966-05-04 | 1998-08-01 | Galvanized Steel | Suction (American)
OLD GAS STATION | 550 PEACH HILL DRIVE | JEFFERSON | Jackson | 10000992 | 1 |  |  | FALSE |  | FALSE | Removed from Ground | Diesel | 600 | Unknown | 2010-05-25 | 2010-05-25
P&G SUPERETTE | 4335 GA HWY 53 | HOSCHTON | Jackson | 580038 | 6 | [5 empty] | Closed in Ground | Empty | 560 | Bare Steel | 1966-01-01 | 1989-11-17 | Galvanized Steel
KROGER GA-638 | 1685 OLD PENDERGRASS RD | JEFFERSON | Jackson | 10001340 | 2A | Flapper Valve | 2007-04-11 | FALSE | 2007-04-11 | FALSE | Currently in Use | Diesel | 8000 | Fiberglass Double Walled | 2007-02-09 |  | Double-Walled Fiberglass | Pressurized
JACKSON COUNTY/SCHOOL ? | 333 MARTIN ST | JEFFERSON | Jackson | 7000070 | 2 | [5 empty] | Removed from Ground | Diesel | 1000 | Bare Steel | 1968-02-25 | 1988-01-01 | Cathodically Protected
JACKSON COUNTY MAINT HW JEFFERSON | 369 OLD AIRPORT RD | JEFFERSON | Jackson | 780047 | 3 | Flapper Valve | 1997-09-24 | FALSE | 1997-09-24 | FALSE | Currently in Use | Regular | 2500 | Fiberglass Double Walled | 1997-09-23 |  | Fiberglass Reinforced Plastic | Safe Suction (Euro)
RUSTYS COUNTRY CONV #11 | ROUTE #4/GA HWY 11 SOUTH | JEFFERSON | Jackson | 580039 | 4 | [5 empty] | Removed from Ground | Gas (Historical Use) | 4000 | Bare Steel | 1965-01-01 | 1993-11-10 | Galvanized Steel | Safe Suction (Euro)
P&G SUPERETTE | 4335 GA HWY 53 | HOSCHTON | Jackson | 580038 | 3 | Flapper Valve | 1998-09-01 | FALSE | 1998-09-01 | FALSE | Removed from Ground | Diesel | 3000 | Steel-Impressed Current | 1978-05-01 | 2019-07-30 | Steel (Impressed Current) | Safe Suction (Euro)
KROGER GA-638 | 1685 OLD PENDERGRASS RD | JEFFERSON | Jackson | 10001340 | 2B | Flapper Valve | 2007-04-11 | FALSE | 2007-04-11 | FALSE | Currently in Use | Premium | 8000 | Fiberglass Double Walled | 2007-02-09 |  | Double-Walled Fiberglass | Pressurized
CIRCLE M 41 - EXXON | 1460 WINDER WAY | JEFFERSON | Jackson | 10001655 | 2B | Ball Float | 2008-05-16 | FALSE | 2008-05-16 | FALSE | Currently in Use | Premium | 10000 | Epoxy Double-Walled | 2008-05-16 |  | Double-Walled Flex
ARCADE SHELL | 3226 ATHENS HWY | JEFFERSON | Jackson | 10000987 | 2B | Ball Float | 2004-10-01 | FALSE | 2004-10-01 | FALSE | Currently in Use | Diesel | 4000 | Composite | 2004-10-01 |  | Fiberglass Reinforced Plastic | Pressurized
STUDIVANT /BP | 76 SYCAMORE ST | JEFFERSON | Jackson | 780050 | 2 | [5 empty] | Removed from Ground | Gas (Historical Use) | 2900 | Bare Steel | 1961-04-17 | 1998-07-01 | Galvanized Steel
JACKSON ELECTRIC MEMBERSHIP CORP | 850 COMMERCE RD | JEFFERSON | Jackson | 780025 | WO |  |  | FALSE |  | FALSE | Removed from Ground | Gas (Historical Use) | 560 | Bare Steel | 1980-01-30 | 1995-12-21 | Galvanized Steel
BP FOOD MART | 2934 HWY 53 | HOSCHTON | Jackson | 9078075 | 1A | Flapper Valve | 1998-07-01 | FALSE | 1998-07-01 | FALSE | Currently in Use | Diesel | 2000 | Composite | 1998-07-01 |  | Flex | Safe Suction (Euro)
FOOD MART | 4210 HWY 53 | HOSCHTON | Jackson | 9078035 | 2 |  | 1997-02-12 | FALSE | 1997-02-12 | FALSE | Removed from Ground | Gas (Historical Use) | 8000 | Steel-Impressed Current | 1977-10-15 | 2018-04-25 |  | Suction (American)
P&G SUPERETTE | 4335 GA HWY 53 | HOSCHTON | Jackson | 580038 | 5 | [5 empty] | Closed in Ground | Empty | 560 | Bare Steel | 1966-01-01 | 1989-11-17 | Galvanized Steel
FOOD MART | 4210 HWY 53 | HOSCHTON | Jackson | 9078035 | 4C | Flapper Valve | 2018-04-27 | FALSE | 2018-04-27 | FALSE | Currently in Use | Diesel | 4000 | Composite Double Walled | 2018-04-27 |  | Double-Walled Fiberglass | Pressurized
QUICK SHOP EXXON II | 6007 HIGHWAY 124 WEST | HOSCHTON | Jackson | 10001975 | 2A | Ball Float | 2011-02-10 | FALSE | 2011-02-10 | FALSE | Currently in Use | Premium | 7000 | Tank Jacket Double Walled | 2011-02-10 |  | Double-Walled Fiberglass | Pressurized
GO LO MINI MARKET | RTE 2 JACKSON TRAIL RD | JEFFERSON | Jackson | 780062 | 1 | [5 empty] | Removed from Ground | Gas (Historical Use) | 1000 | Bare Steel | 1981-04-30 | 1995-01-01 | Galvanized Steel
J A DAVIS | 916 WASHINGTON ST | JEFFERSON | Jackson | 780009 | 1 | [5 empty] | Removed from Ground | Diesel | 3950 | Bare Steel | 1951-03-19 | 1995-11-25 | Galvanized Steel
P&G SUPERETTE | 4335 GA HWY 53 | HOSCHTON | Jackson | 580038 | 4 | [5 empty] | Closed in Ground | Empty | 560 | Bare Steel | 1966-01-01 | 1989-11-17 | Galvanized Steel
Gas Express #157 | 983 HWY 124 | HOSCHTON | Jackson | 10002328 | 3 |  | 2014-02-19 | FALSE | 2014-05-01 | FALSE | Currently in Use | Diesel | 6000 | Tank Jacket | 2014-02-19 |  | Double-Walled Fiberglass | Pressurized
CURRY CREEK SHELL | 689 SYCAMORE ST | JEFFERSON | Jackson | 10000716 | 3A | Ball Float | 2004-03-01 | FALSE | 2004-03-01 | FALSE | Currently in Use | Diesel | 8000 | Composite | 2004-03-01 |  | Fiberglass Reinforced Plastic | Pressurized
JOY & ALLEN WOOD | 3205 BROCKTON RD | JEFFERSON | Jackson | 780069 | 2 | [5 empty] | Removed from Ground | Empty | 560 | Bare Steel | 1966-05-07 | 1899-12-31 | Unknown
J H ADAMS GROCERY | 1135 ATHENS ST | JEFFERSON | Jackson | 780094 | 2 | [5 empty] | Removed from Ground | Gas (Historical Use) | 500 | Bare Steel | 1986-05-28 | 1989-01-01 | Galvanized Steel
JEFFERSON MOTOR CO INC | 141 LEE ST | JEFFERSON | Jackson | 9078022 | 1 | [5 empty] | Removed from Ground | Empty | 1000 | Not Marked/Unknown | 1995-12-16 | 1995-12-16 | Not Marked
SOUTHER CHAMPION CONST GA INC | BOX 1432 DEE KENNEDY RD | HOSCHTON | Jackson | 670130 | 1 | [5 empty] | Removed from Ground | Diesel | 0 | Bare Steel | 1986-04-30 | 1989-01-01 | Galvanized Steel
SCT YARNS BARLOW PLANT | 1881 ATHENS HIGHWAY | JEFFERSON | Jackson | 10002655 | 1 |  |  | FALSE |  | FALSE | Removed from Ground | Diesel | 10000 | Unknown | 1967-01-01 | 1990-01-01
CURRY CREEK SHELL | 689 SYCAMORE ST | JEFFERSON | Jackson | 10000716 | 3B | Ball Float | 2004-03-01 | FALSE | 2004-03-01 | FALSE | Currently in Use | Diesel | 4000 | Composite | 2004-03-01 |  | Fiberglass Reinforced Plastic | Pressurized
OLD GAS STATION | 550 PEACH HILL DRIVE | JEFFERSON | Jackson | 10000992 | 3 |  |  | FALSE |  | FALSE | Removed from Ground | Gas (Historical Use) | 2000 | Unknown | 2010-05-25 | 2010-05-25
JACKSON ELECTRIC MEMBERSHIP CORP | 850 COMMERCE RD | JEFFERSON | Jackson | 780025 | D | Flapper Valve | 1991-09-15 | FALSE | 1991-09-15 | FALSE | Currently in Use | Diesel | 8000 | Galvanic (STIP-3) | 1991-09-15 |  | Fiberglass Reinforced Plastic | Pressurized
RUSTYS COUNTRY CONV #11 | ROUTE #4/GA HWY 11 SOUTH | JEFFERSON | Jackson | 580039 | 3 | [5 empty] | Removed from Ground | Gas (Historical Use) | 3000 | Bare Steel | 1965-01-01 | 1993-11-10 | Galvanized Steel | Safe Suction (Euro)
J H ADAMS GROCERY | 1135 ATHENS ST | JEFFERSON | Jackson | 780094 | 1 | [5 empty] | Removed from Ground | Gas (Historical Use) | 500 | Bare Steel | 1986-05-28 | 1989-01-01 | Galvanized Steel
JACKSON COUNTY MAINT HW JEFFERSON | 369 OLD AIRPORT RD | JEFFERSON | Jackson | 780047 | 137G1 | [5 empty] | Removed from Ground | Gas (Historical Use) | 6000 | Bare Steel | 1981-04-30 | 1997-10-31 | Galvanized Steel | Suction (American)
BP FOOD MART | 2934 HWY 53 | HOSCHTON | Jackson | 9078075 | 2A | Flapper Valve | 1998-07-01 | FALSE | 1998-07-01 | FALSE | Currently in Use | Diesel | 4000 | Composite | 1998-07-01 |  | Flex | Pressurized
HOSCHTON AUTO CENTER | HWY 53 | HOSCHTON | Jackson | 780063 | 2 | [5 empty] | Removed from Ground | Gas (Historical Use) | 0 | Bare Steel | 1974-05-02 | 1985-07-01 | Galvanized Steel
GO LO MINI MARKET | RTE 2 JACKSON TRAIL RD | JEFFERSON | Jackson | 780062 | 2 | [5 empty] | Removed from Ground | Gas (Historical Use) | 1000 | Bare Steel | 1981-04-30 | 1995-01-01 | Galvanized Steel
QUICK STOP #2 | RT 1 HWY 129 | JEFFERSON | Jackson | 780034 | 2 | [5 empty] | Removed from Ground | Gas (Historical Use) | 4000 | Bare Steel | 1980-04-12 | 1991-06-15 | Galvanized Steel
JACKSON COUNTY MAINT HW JEFFERSON | 369 OLD AIRPORT RD | JEFFERSON | Jackson | 780047 | 10137-1 | [5 empty] | Removed from Ground | Gas (Historical Use) | 3000 | Bare Steel | 1981-04-30 | 1899-12-31 | Galvanized Steel | Suction (American)
JACKSON COUNTY MAINT HW JEFFERSON | 369 OLD AIRPORT RD | JEFFERSON | Jackson | 780047 | 137D1 | [5 empty] | Removed from Ground | Diesel | 5000 | Bare Steel | 1981-04-30 | 1997-10-31 | Galvanized Steel | Suction (American)
JACKSON COUNTY MAINT HW JEFFERSON | 369 OLD AIRPORT RD | JEFFERSON | Jackson | 780047 | 4 | Flapper Valve | 1997-09-24 | FALSE | 1997-09-24 | FALSE | Currently in Use | Diesel | 2500 | Fiberglass Double Walled | 1997-09-23 |  | Fiberglass Reinforced Plastic | Safe Suction (Euro)
RUSTYS COUNTRY CONV #11 | ROUTE #4/GA HWY 11 SOUTH | JEFFERSON | Jackson | 580039 | 6 | [5 empty] | Removed from Ground | Kerosene | 250 | Not Marked/Unknown | 1993-11-10 | 1993-11-10 | Not Marked
CARQUEST AUTO PARTS | WINDER HWY | JEFFERSON | Jackson | 780086 | 2 | [5 empty] | Removed from Ground | Diesel | 500 | Bare Steel | 1981-05-09 | 1990-01-01 | Bare Steel
JACKSON CO SCHOOL SYSTEM OLD BUS | 333 MARTIN STREET | JEFFERSON | Jackson | 9078033 | 2 | [5 empty] | Removed from Ground | Diesel | 10000 | Marked Unknown | 1996-08-13 | 1996-08-13 | Unknown
CIRCLE M 41 - EXXON | 1460 WINDER WAY | JEFFERSON | Jackson | 10001655 | 2A | Ball Float | 2008-05-16 | FALSE | 2008-05-16 | FALSE | Currently in Use | Diesel Off Road | 5000 | Epoxy Double-Walled | 2008-04-30 |  | Double-Walled Flex
JACKSON TRAIL FOOD MART | 4001 HWY 124 W | JEFFERSON | Jackson | 10000723 | 2 | Ball Float | 2004-08-15 | FALSE | 2004-08-15 | FALSE | Currently in Use | Premium | 8000 | Composite | 2004-08-15 |  |  | Pressurized
STUDIVANT /BP | 76 SYCAMORE ST | JEFFERSON | Jackson | 780050 | 5 |  |  | TRUE |  | TRUE | Removed from Ground | Used Oil | 500 | Bare Steel | 1964-01-01 | 1998-07-01 | Bare Steel
STUDIVANT /BP | 76 SYCAMORE ST | JEFFERSON | Jackson | 780050 | 4 | [5 empty] | Removed from Ground | Gas (Historical Use) | 2900 | Bare Steel | 1961-04-17 | 1998-07-01 | Galvanized Steel
SHELL FOOD MART | 571 ATHENS STREET | JEFFERSON | Jackson | 780073 | 6 | Ball Float | 1998-08-30 | FALSE | 1998-08-30 | FALSE | Currently in Use | Regular | 12000 | Epoxy | 1998-08-30 |  | Fiberglass Reinforced Plastic | Pressurized
AVERITT EXPRESS | DRY POND RD | JEFFERSON | Jackson | 780012 | 2 | [5 empty] | Removed from Ground | Empty | 10000 | Bare Steel | 1987-01-01 | 1995-01-01 | Cathodically Protected
BENNETT HALL GROC | HWY 124 | JEFFERSON | Jackson | 780036 | 1 | [5 empty] | Permanently Out of Use - historical purposes | Gas (Historical Use) | 1000 | Bare Steel | 1968-04-15 | 1899-12-31 | Galvanized Steel
KROGER GA-638 | 1685 OLD PENDERGRASS RD | JEFFERSON | Jackson | 10001340 | 1 | Flapper Valve | 2007-04-11 | FALSE | 2007-04-11 | FALSE | Currently in Use | Regular | 20000 | Fiberglass Double Walled | 2007-02-09 |  | Double-Walled Fiberglass | Pressurized
RaceTrac #74 - Jefferson | 4752 HWY 129 N | JEFFERSON | Jackson | 10001260 | 2 | Ball Float | 2006-11-20 | FALSE | 2006-11-20 | FALSE | Currently in Use | Premium | 12000 | Composite Double Walled | 2006-11-20 |  | Double-Walled Fiberglass | Pressurized
CURRY CREEK SHELL | 689 SYCAMORE ST | JEFFERSON | Jackson | 10000716 | 2 | Ball Float | 2004-03-01 | FALSE | 2004-03-01 | FALSE | Currently in Use | Gas (Historical Use) | 12000 | Composite | 2004-03-01 |  | Fiberglass Reinforced Plastic | Pressurized
JEFFERSON FOOD MART | 3185 WINDER HWY | JEFFERSON | Jackson | 10000406 | 3 | Ball Float | 2002-10-20 | FALSE | 2002-10-20 | FALSE | Currently in Use | Premium | 10000 | Composite | 2002-10-17 |  | Fiberglass Reinforced Plastic | Pressurized
STUDIVANT /BP | 76 SYCAMORE ST | JEFFERSON | Jackson | 780050 | 3 | [5 empty] | Removed from Ground | Gas (Historical Use) | 2900 | Bare Steel | 1961-04-17 | 1998-07-01 | Galvanized Steel
JIM WALLACE TEXACO 707 | HWY 129 RT 1 BOX 85 | JEFFERSON | Jackson | 780002 | 4 | [5 empty] | Removed from Ground | Diesel | 20000 | Bare Steel | 1983-04-30 | 1997-08-26 | Galvanized Steel
HOSCHTON AUTO CENTER | HWY 53 | HOSCHTON | Jackson | 780063 | 3 | [5 empty] | Removed from Ground | Gas (Historical Use) | 0 | Bare Steel | 1978-05-01 | 1985-07-01 | Galvanized Steel
CIRCLE M 41 - EXXON | 1460 WINDER WAY | JEFFERSON | Jackson | 10001655 | 3 | Ball Float | 2008-05-16 | FALSE | 2008-05-16 | FALSE | Currently in Use | Diesel On Road | 10000 | Epoxy Double-Walled | 2008-05-16 |  | Double-Walled Flex
ARCADE SHELL | 3226 ATHENS HWY | JEFFERSON | Jackson | 10000987 | 2A | Ball Float | 2004-10-01 | FALSE | 2004-10-01 | FALSE | Currently in Use | Premium | 8000 | Composite | 2004-10-01 |  | Fiberglass Reinforced Plastic | Pressurized
BP FOOD MART | 2934 HWY 53 | HOSCHTON | Jackson | 9078075 | 2B | Ball Float | 1998-07-01 | FALSE | 1998-07-01 | FALSE | Currently in Use | Premium | 8000 | Composite | 1998-07-01 |  | Flex | Pressurized
FOOD MART | 4210 HWY 53 | HOSCHTON | Jackson | 9078035 | 4A | Flapper Valve | 2018-04-27 | FALSE | 2018-04-27 | FALSE | Currently in Use | Regular | 8000 | Composite Double Walled | 2018-04-27 |  | Double-Walled Fiberglass | Pressurized
FOOD MART | 4210 HWY 53 | HOSCHTON | Jackson | 9078035 | 3 |  | 1997-02-12 | FALSE | 1997-02-12 | FALSE | Removed from Ground | Gas (Historical Use) | 2000 | Steel-Impressed Current | 1977-10-15 | 2018-04-25 |  | Suction (American)
QUICK SHOP EXXON II | 6007 HIGHWAY 124 WEST | HOSCHTON | Jackson | 10001975 | 1 | Ball Float | 2011-02-10 | FALSE | 2011-02-10 | FALSE | Currently in Use | Regular | 15000 | Tank Jacket Double Walled | 2011-02-10 |  | Double-Walled Fiberglass | Pressurized
RaceTrac #74 - Jefferson | 4752 HWY 129 N | JEFFERSON | Jackson | 10001260 | 3 | Ball Float | 2006-11-20 | FALSE | 2006-11-20 | FALSE | Currently in Use | Diesel | 12000 | Composite Double Walled | 2006-11-20 |  | Double-Walled Fiberglass | Pressurized
JEFFERSON FOOD MART | 3185 WINDER HWY | JEFFERSON | Jackson | 10000406 | 2 | Ball Float | 2002-10-20 | FALSE | 2002-10-20 | FALSE | Currently in Use | Diesel On Road | 8000 | Composite | 2002-10-17 |  | Fiberglass Reinforced Plastic | Pressurized
J A DAVIS | 916 WASHINGTON ST | JEFFERSON | Jackson | 780009 | 3 | [5 empty] | Removed from Ground | Kerosene | 280 | Marked Unknown | 1995-11-25 | 1995-11-25 | Unknown
JACKSON ELECTRIC MEMBERSHIP CORP | 850 COMMERCE RD | JEFFERSON | Jackson | 780025 | U | Ball Float | 1991-09-15 | FALSE | 1991-09-15 | FALSE | Currently in Use | Regular | 10000 | Galvanic (STIP-3) | 1991-09-15 |  | Fiberglass Reinforced Plastic | Pressurized
GOLDEN PANTRY #89 | 95 LEE ST | JEFFERSON | Jackson | 780007 | 1 |  |  |  | 1993-05-01 |  | Removed from Ground | Gas (Historical Use) | 3000 | Bare Steel | 1974-04-20 | 1997-10-01 | Galvanized Steel | Pressurized
BP FOOD MART | 2934 HWY 53 | HOSCHTON | Jackson | 9078075 | 1B | Ball Float | 1998-07-01 | FALSE | 1998-07-01 | FALSE | Currently in Use | Regular | 10000 | Composite | 1998-07-01 |  | Flex | Pressurized
P&G SUPERETTE | 4335 GA HWY 53 | HOSCHTON | Jackson | 580038 | 2 | Flapper Valve | 1998-09-01 | FALSE | 1998-09-01 | FALSE | Removed from Ground | Gas (Historical Use) | 4000 | Steel-Impressed Current | 1978-05-01 | 2019-07-30 | Steel (Impressed Current) | Safe Suction (Euro)
CIRCLE M 41 - EXXON | 1460 WINDER WAY | JEFFERSON | Jackson | 10001655 | 1 | Ball Float | 2008-05-16 | FALSE | 2008-05-16 | FALSE | Currently in Use | Regular | 20000 | Epoxy Double-Walled | 2008-04-30 |  | Double-Walled Flex
ARCADE SHELL | 3226 ATHENS HWY | JEFFERSON | Jackson | 10000987 | 1 | Ball Float | 2004-10-01 | FALSE | 2004-10-01 | FALSE | Currently in Use | Regular | 12000 | Composite | 2004-10-01 |  | Fiberglass Reinforced Plastic | Pressurized
STUDIVANT /BP | 76 SYCAMORE ST | JEFFERSON | Jackson | 780050 | 1 | [5 empty] | Removed from Ground | Gas (Historical Use) | 2900 | Bare Steel | 1961-04-17 | 1998-07-01 | Galvanized Steel
JOY & ALLEN WOOD | 3205 BROCKTON RD | JEFFERSON | Jackson | 780069 | 1 | [5 empty] | Removed from Ground | Empty | 560 | Bare Steel | 1966-05-07 | 1899-12-31 | Unknown
SHELL FOOD MART | 571 ATHENS STREET | JEFFERSON | Jackson | 780073 | 2 | [5 empty] | Removed from Ground | Gas (Historical Use) | 4000 | Bare Steel | 1966-05-13 | 1998-04-02 | Bare Steel | Suction (American)
JACKSON ELECTRIC MEMBERSHIP CORP | 850 COMMERCE RD | JEFFERSON | Jackson | 780025 | WO-TI |  |  | TRUE |  | TRUE | Removed from Ground | Empty | 560 | Bare Steel | 1995-12-21 | 1995-12-21 | Galvanized Steel
QUICK STOP #2 | RT 1 HWY 129 | JEFFERSON | Jackson | 780034 | 1 | [5 empty] | Removed from Ground | Gas (Historical Use) | 4000 | Bare Steel | 1980-04-12 | 2001-06-15 | Galvanized Steel
JIM WALLACE TEXACO 707 | HWY 129 RT 1 BOX 85 | JEFFERSON | Jackson | 780002 | 2 | [5 empty] | Removed from Ground | Gas (Historical Use) | 20000 | Bare Steel | 1983-04-30 | 1997-08-26 | Galvanized Steel
CARQUEST AUTO PARTS | WINDER HWY | JEFFERSON | Jackson | 780086 | 1 | [5 empty] | Removed from Ground | Gas (Historical Use) | 1000 | Bare Steel | 1958-05-15 | 1990-01-01 | Bare Steel
CHILI DAWGS RESTAURANT | 599 SYCAMORE RD/COMMERCE RD | JEFFERSON | Jackson | 9078038 | 2 |  | 1998-12-18 |  | 1998-12-18 |  | Removed from Ground | Gas (Historical Use) | 1000 | Steel-Impressed Current | 1998-12-18 | 2013-11-05 | Cathodically Protected | Safe Suction (Euro)
BP GAS STATION | 110 SYCAMORE ST | JEFFERSON | Jackson | 9078020 | 2 | Ball Float | 1992-12-01 | FALSE | 1992-12-01 | FALSE | Currently in Use | Diesel | 8000 | Galvanic (STIP-3) | 1992-12-01 |  | Fiberglass Reinforced Plastic | Pressurized
QUICK SHOP EXXON II | 6007 HIGHWAY 124 WEST | HOSCHTON | Jackson | 10001975 | 2B | Ball Float | 2011-02-10 | FALSE | 2011-02-10 | FALSE | Currently in Use | Diesel | 8000 | Tank Jacket Double Walled | 2011-02-10 |  | Double-Walled Fiberglass | Pressurized
SHELL FOOD MART | 571 ATHENS STREET | JEFFERSON | Jackson | 780073 | 5 | Ball Float | 1998-08-30 | FALSE | 1998-08-30 | FALSE | Currently in Use | Premium | 10000 | Epoxy | 1998-08-30 |  | Fiberglass Reinforced Plastic | Pressurized
SHELL FOOD MART | 571 ATHENS STREET | JEFFERSON | Jackson | 780073 | 4 | [5 empty] | Removed from Ground | Gas (Historical Use) | 4000 | Bare Steel | 1966-05-13 | 1998-04-02 | Bare Steel | Suction (American)
ABF FREIGHT SYSTEM | RDF 1 DRY POND RD | JEFFERSON | Jackson | 780011 | 2 | [5 empty] | Removed from Ground | Other | 10000 | Bare Steel | 1973-02-16 | 1992-10-01 | Galvanized Steel
JACKSON ELECTRIC MEMBERSHIP CORP | 850 COMMERCE RD | JEFFERSON | Jackson | 780025 | WO-T2 |  |  | FALSE |  | FALSE | Removed from Ground | Empty | 560 | Bare Steel | 1980-01-30 | 1995-12-21 | Galvanized Steel
JACKSON ELECTRIC MEMBERSHIP CORP | 850 COMMERCE RD | JEFFERSON | Jackson | 780025 | D-GEN |  |  | FALSE |  | FALSE | Removed from Ground | Empty | 250 | Bare Steel | 1980-01-30 | 1995-12-21 | Galvanized Steel | Suction (American)
RUSTYS COUNTRY CONV #11 | ROUTE #4/GA HWY 11 SOUTH | JEFFERSON | Jackson | 580039 | 2 | [5 empty] | Removed from Ground | Gas (Historical Use) | 4000 | Bare Steel | 1965-01-01 | 1993-11-10 | Galvanized Steel | Safe Suction (Euro)
DRY POND GULF STATION | I-85 & DRY POND RD | JEFFERSON | Jackson | 9078041 | 1 |  |  | TRUE |  | TRUE | Removed from Ground | Used Oil | 6000 | Marked Unknown | 1995-09-11 | 1995-09-11 | Unknown
JACKSON CO-CO ADMIN COMPLEX | 67 ATHENS ST/117 ATHENS ST | JEFFERSON | Jackson | 9078024 | 1 | [5 empty] | Removed from Ground | Gas (Historical Use) | 10000 | Bare Steel | 1976-02-23 | 1994-04-27 | Bare Steel
BP GAS STATION | 110 SYCAMORE ST | JEFFERSON | Jackson | 9078020 | 4 | Flapper Valve | 1992-12-01 | FALSE | 1992-12-01 | FALSE | Currently in Use | Diesel | 2000 | Galvanic (STIP-3) | 1992-12-01 |  | Fiberglass Reinforced Plastic | Safe Suction (Euro)
SILVER DOLPHIN | 3156 ATHENS HWY | JEFFERSON | Jackson | 9078042 | 3 | Flapper Valve | 1998-09-01 | FALSE | 1998-09-01 | FALSE | Currently in Use | Gas (Historical Use) | 4010 | Steel-Impressed Current | 1981-01-01 |  | Fiberglass Reinforced Plastic | Pressurized
RaceTrac #74 - Jefferson | 4752 HWY 129 N | JEFFERSON | Jackson | 10001260 | 1 | Ball Float | 2006-11-20 | FALSE | 2006-11-20 | FALSE | Currently in Use | Regular | 20000 | Composite Double Walled | 2006-11-20 |  | Double-Walled Fiberglass | Pressurized
CURRY CREEK SHELL | 689 SYCAMORE ST | JEFFERSON | Jackson | 10000716 | 1 | Ball Float | 2004-03-01 | FALSE | 2004-03-01 | FALSE | Currently in Use | Gas (Historical Use) | 10000 | Composite | 2004-03-01 |  | Fiberglass Reinforced Plastic | Pressurized
OLD GAS STATION | 550 PEACH HILL DRIVE | JEFFERSON | Jackson | 10000992 | 2 |  |  | FALSE |  | FALSE | Removed from Ground | Gas (Historical Use) | 600 | Unknown | 2010-05-25 | 2010-05-25
JEFFERSON FOOD MART | 3185 WINDER HWY | JEFFERSON | Jackson | 10000406 | 1 | Ball Float | 2002-10-20 | FALSE | 2002-10-20 | FALSE | Currently in Use | Diesel Off Road | 4000 | Composite | 2002-10-17 |  | Fiberglass Reinforced Plastic | Pressurized
JEFFERSON FOOD MART | 3185 WINDER HWY | JEFFERSON | Jackson | 10000406 | 4 | Ball Float | 2002-10-20 | FALSE | 2002-10-20 | FALSE | Currently in Use | Regular | 12000 | Composite | 2002-10-17 |  | Fiberglass Reinforced Plastic | Pressurized
MCR INC-RYAN HOMES INC | 200 MLK JR DR | JEFFERSON | Jackson | 780072 | 1 | [5 empty] | Removed from Ground | Gas (Historical Use) | 2000 | Bare Steel | 1980-05-06 | 1991-08-09 | Galvanized Steel
J A DAVIS | 916 WASHINGTON ST | JEFFERSON | Jackson | 780009 | 2 | [5 empty] | Removed from Ground | Gas (Historical Use) | 3950 | Bare Steel | 1951-03-19 | 1995-11-25 | Galvanized Steel
GOLDEN PANTRY #89 | 95 LEE ST | JEFFERSON | Jackson | 780007 | 2 |  |  |  | 1993-05-01 |  | Removed from Ground | Gas (Historical Use) | 4000 | Bare Steel | 1974-04-20 | 1997-10-01 | Galvanized Steel | Pressurized
JACKSON CO FORESTRY UNIT | RT 4 BOX 4228 | JEFFERSON | Jackson | 9078017 | 3 |  | 1991-01-01 |  | 1991-01-01 |  | Removed from Ground | Gas (Historical Use) | 1000 | Galvanic (STIP-3) | 1991-01-01 | 2007-04-09 | Cathodically Protected | Safe Suction (Euro)
SHOP-N-SAVE | 3115 COMMERCE RD | JEFFERSON | Jackson | 9078052 | 4 | Flapper Valve | 1999-01-01 | FALSE | 1987-03-01 | FALSE | Currently in Use | Plus | 1000 | Bare Steel | 1987-03-01 |  | Steel/Sacrificial Anodes | Safe Suction (Euro)
SHOP-N-SAVE | 3115 COMMERCE RD | JEFFERSON | Jackson | 9078052 | 5 | Flapper Valve | 1999-01-01 |  | 1987-03-01 |  | Currently in Use | Diesel | 3000 | Bare Steel | 1987-03-01 |  | Steel/Sacrificial Anodes | Suction (American)
CITY OF JEFFERSON POLICE DEPT | 140 MAHAFFEY STREET | JEFFERSON | Jackson | 9078063 | 1 | [5 empty] | Removed from Ground | Gas (Historical Use) | 1000 | Marked Unknown | 1998-11-01 | 1998-11-01 | Not Marked
B P FOOD MART | 1406 JACKSON TRAIL RD | JEFFERSON | Jackson | 9078064 | 1B |  | 1995-08-01 | FALSE | 1995-08-01 | FALSE | Currently in Use | Diesel On Road | 2000 | Composite | 1995-08-01 |  | Fiberglass Reinforced Plastic | Pressurized
FOOD MART | 4210 HWY 53 | HOSCHTON | Jackson | 9078035 | 1 |  | 1997-02-12 | FALSE | 1997-02-12 | FALSE | Removed from Ground | Gas (Historical Use) | 10000 | Steel-Impressed Current | 1977-10-15 | 2018-04-25 |  | Suction (American)
Gas Express #157 | 983 HWY 124 | HOSCHTON | Jackson | 10002328 | 1 |  |  | FALSE |  | FALSE | Currently in Use | Regular | 15000 | Tank Jacket | 2014-02-19 |  | Double-Walled Fiberglass | Pressurized
JACKSON TRAIL FOOD MART | 4001 HWY 124 W | JEFFERSON | Jackson | 10000723 | 4 | Flapper Valve | 2004-08-15 | FALSE | 2004-08-15 | FALSE | Temporarily out of use | Diesel Off Road | 6000 | Composite | 2004-08-15 |  | Fiberglass Reinforced Plastic | Pressurized
ALLTEL GA INC | LEE ST/RANDOLPH ST | JEFFERSON | Jackson | 780077 | 1 | [5 empty] | Removed from Ground | Diesel | 1000 | Bare Steel | 1984-05-08 | 1993-10-20 | Cathodically Protected
JIM WALLACE TEXACO 707 | HWY 129 RT 1 BOX 85 | JEFFERSON | Jackson | 780002 | 3 | [5 empty] | Removed from Ground | Gas (Historical Use) | 20000 | Bare Steel | 1983-04-30 | 1997-08-26 | Galvanized Steel
COUNTRY FOODS | 418 LEE Street | JEFFERSON | Jackson | 780088 | 1 | Flapper Valve | 1994-03-23 | FALSE | 1994-03-23 | TRUE | Currently in Use | Regular | 8000 | Steel-Impressed Current | 1982-05-01 |  | Fiberglass Reinforced Plastic | Safe Suction (Euro)
CLINKOCO #1 | 4832 US 129 NORTH | JEFFERSON | Jackson | 9078039 | 2 |  | 1996-01-01 |  | 1996-01-01 |  | Removed from Ground | Gas (Historical Use) | 10000 | Steel-Impressed Current | 1998-12-21 | 2006-10-18 | Fiberglass Reinforced Plastic | Pressurized
JACKSON CO C I/MAINT BARN | 170 FOWLER DR | JEFFERSON | Jackson | 9078031 | 4 | [5 empty] | Removed from Ground | Diesel | 3000 | Bare Steel | 1987-01-01 | 1996-08-13 | Galvanized Steel | Suction (American)
B P FOOD MART | 1406 JACKSON TRAIL RD | JEFFERSON | Jackson | 9078064 | 2B |  | 1995-08-01 | FALSE | 1995-08-01 | FALSE | Currently in Use | Racing Fuel | 4000 | Composite | 1995-08-01 |  | Fiberglass Reinforced Plastic | Pressurized
ABF FREIGHT SYSTEM | RDF 1 DRY POND RD | JEFFERSON | Jackson | 780011 | 1 | [5 empty] | Removed from Ground | Diesel | 10000 | Bare Steel | 1973-02-16 | 1992-10-01 | Galvanized Steel
AVERITT EXPRESS | DRY POND RD | JEFFERSON | Jackson | 780012 | 1 | [5 empty] | Removed from Ground | Diesel | 10000 | Bare Steel | 1987-01-01 | 1995-01-01 | Cathodically Protected
DRY POND GULF STATION | I-85 & DRY POND RD | JEFFERSON | Jackson | 9078041 | 2 | [5 empty] | Removed from Ground | Gas (Historical Use) | 6000 | Marked Unknown | 1995-09-11 | 1995-09-11 | Unknown
FUEL MARKET #2 | 492 ATHENS ST | JEFFERSON | Jackson | 9078034 | 1 | Flapper Valve | 1998-12-23 | FALSE | 1998-12-23 | FALSE | Currently in Use | Diesel | 6000 | Steel-Impressed Current | 1999-01-13 |  | Steel (Impressed Current) | Pressurized
AVERITT EXPRESS INC | 175 HORACE HEAD RD | JEFFERSON | Jackson | 9078025 | 2 | [5 empty] | Removed from Ground | Diesel | 10000 | Bare Steel | 1994-07-15 | 1994-07-15 | Galvanized Steel
I W DAVIS PROBATION DETENTION CT | RT 3 BOX 250/265I W DAVIS RD | JEFFERSON | Jackson | 9078027 | 1 | [5 empty] | Removed from Ground | Gas (Historical Use) | 5000 | Marked Unknown | 1989-01-01 | 2007-04-10 | Galvanized Steel | Suction (American)
JACKSON CO SHERIFF DEPT | 268 CURTIS H SPENCE RD | JEFFERSON | Jackson | 9078032 | 1 |  | 1989-12-01 |  | 1995-02-01 |  | Removed from Ground | Gas (Historical Use) | 8000 | Cathodically Protected Steel | 1989-12-01 | 1996-08-13 | Cathodically Protected | Pressurized
AVERITT EXPRESS INC | 175 HORACE HEAD RD | JEFFERSON | Jackson | 9078025 | 1 | [5 empty] | Removed from Ground | Diesel | 10000 | Bare Steel | 1994-07-15 | 1994-07-15 | Galvanized Steel
JEFFERSON MOTOR CO INC | 141 LEE ST | JEFFERSON | Jackson | 9078022 | 3 | [5 empty] | Removed from Ground | Empty | 1000 | Not Marked/Unknown | 1995-12-16 | 1995-12-16 | Not Marked
ATLANTA UNION MISSION | 655 POTTER HOUSE ROAD | JEFFERSON | Jackson | 9078057 | 1 | [5 empty] | Removed from Ground | Gas (Historical Use) | 4000 | Bare Steel | 1980-01-01 | 1998-11-11 | Galvanized Steel | Suction (American)
SILVER DOLPHIN | 3156 ATHENS HWY | JEFFERSON | Jackson | 9078042 | 4 | Flapper Valve | 1998-09-01 | FALSE | 1998-09-01 | FALSE | Currently in Use | Diesel | 3008 | Steel-Impressed Current | 1981-01-01 |  | Fiberglass Reinforced Plastic | Pressurized
SCHOOL BUS GARAGE | 1660 WINDER HWY | JEFFERSON | Jackson | 9078047 | 3 | Flapper Valve | 1992-12-01 | FALSE | 1992-12-01 | FALSE | Currently in Use | Regular | 550 | Fiberglass Double Walled | 1992-12-01 |  | Double-Walled Fiberglass | Safe Suction (Euro)
JACKSON ELECTRIC MEMBERSHIP CORP | 850 COMMERCE RD | JEFFERSON | Jackson | 780025 | WO-T3 |  |  | FALSE |  | FALSE | Removed from Ground | Empty | 560 | Bare Steel | 1980-01-30 | 1995-12-21 | Galvanized Steel
GOLDEN PANTRY #89 | 95 LEE ST | JEFFERSON | Jackson | 780007 | 3 |  |  |  | 1993-05-01 |  | Removed from Ground | Gas (Historical Use) | 3000 | Bare Steel | 1974-04-20 | 1997-10-01 | Galvanized Steel | Pressurized
RUSTYS COUNTRY CONV #11 | ROUTE #4/GA HWY 11 SOUTH | JEFFERSON | Jackson | 580039 | 1 | [5 empty] | Removed from Ground | Gas (Historical Use) | 4000 | Bare Steel | 1965-01-01 | 1993-11-10 | Galvanized Steel | Safe Suction (Euro)
CHILI DAWGS RESTAURANT | 599 SYCAMORE RD/COMMERCE RD | JEFFERSON | Jackson | 9078038 | 1 |  | 1998-12-18 |  | 1998-12-18 |  | Removed from Ground | Gas (Historical Use) | 1000 | Steel-Impressed Current | 1998-12-18 | 2013-11-05 | Cathodically Protected | Safe Suction (Euro)
J's Corner | 57 LEE STREET | JEFFERSON | Jackson | 9078043 | 4 |  |  | TRUE |  | TRUE | Closed in Ground | Used Oil | 500 | Steel-Impressed Current | 1972-03-01 | 1999-02-02 | Steel (Impressed Current) | Suction (American)
FUEL MARKET #2 | 492 ATHENS ST | JEFFERSON | Jackson | 9078034 | 4 | Flapper Valve | 1998-12-23 | FALSE | 1998-12-23 | FALSE | Currently in Use | Plus | 6000 | Steel-Impressed Current | 1999-01-13 |  | Steel (Impressed Current) | Pressurized
JACKSON CO-CO ADMIN COMPLEX | 67 ATHENS ST/117 ATHENS ST | JEFFERSON | Jackson | 9078024 | 2 | [5 empty] | Removed from Ground | Gas (Historical Use) | 1000 | Bare Steel | 1976-02-23 | 1994-04-26 | Bare Steel
SHOP-N-SAVE | 3115 COMMERCE RD | JEFFERSON | Jackson | 9078052 | 1 | Flapper Valve | 1999-01-01 | FALSE | 1987-03-01 | FALSE | Currently in Use | Regular | 6000 | Bare Steel | 1987-03-01 |  | Steel/Sacrificial Anodes | Suction (American)
P & P FOOD MART | 1885 WINDER HWY | JEFFERSON | Jackson | 9078055 | 4 |  | 1998-12-01 |  | 1998-12-01 |  | Removed from Ground | Gas (Historical Use) | 3000 | Steel-Impressed Current | 1974-04-01 | 2001-08-09 | Cathodically Protected | Suction (American)
REDSTONE GROCERY | 6345 ATHENS HWY | JEFFERSON | Jackson | 9078053 | 3 |  | 1999-01-07 |  | 1999-01-07 |  | Removed from Ground | Diesel | 4000 | Steel-Impressed Current | 1980-06-01 | 2005-04-11 | Cathodically Protected | Suction (American)
B P FOOD MART | 1406 JACKSON TRAIL RD | JEFFERSON | Jackson | 9078064 | 3 | Flapper Valve | 1997-06-30 | FALSE | 1997-06-30 | FALSE | Currently in Use | Diesel Off Road | 2000 | Composite | 1997-06-30 |  | Fiberglass Reinforced Plastic | Safe Suction (Euro)
P & P FOOD MART | 1885 WINDER HWY | JEFFERSON | Jackson | 9078055 | 5 |  | 1998-12-01 |  | 1997-10-01 |  | Removed from Ground | Diesel | 3000 | Steel-Impressed Current | 1974-04-01 | 2001-08-09 | Cathodically Protected | Suction (American)
CITY OF JEFFERSON | 415 PEACH HILL DR | JEFFERSON | Jackson | 9078060 | 3 |  |  | TRUE |  | TRUE | Removed from Ground | Used Oil | 280 | Marked Unknown | 1998-11-01 | 1998-11-01 | Galvanized Steel | Suction (American)
B P FOOD MART | 1406 JACKSON TRAIL RD | JEFFERSON | Jackson | 9078064 | 2A |  | 1995-08-01 | FALSE | 1995-08-01 | FALSE | Currently in Use | Premium | 6000 | Composite | 1995-08-01 |  | Fiberglass Reinforced Plastic | Pressurized
PORTER INSULATION | 75 STOREY STREET | JEFFERSON | Jackson | 9078066 | 1 | [5 empty] | Removed from Ground | Gas (Historical Use) | 1000 | Not Marked/Unknown | 1996-07-01 | 1996-07-01 | Not Marked
JACKSON TRAIL FOOD MART | 4001 HWY 124 W | JEFFERSON | Jackson | 10000723 | 1 | Ball Float | 2004-08-15 | FALSE | 2004-08-15 | FALSE | Currently in Use | Regular | 12000 | Composite | 2004-08-15 |  |  | Pressurized
JACKSON COUNTY/SCHOOL ? | 333 MARTIN ST | JEFFERSON | Jackson | 7000070 | 1 | [5 empty] | Removed from Ground | Diesel | 500 | Bare Steel | 1961-02-26 | 1988-01-01 | Cathodically Protected
SHELL FOOD MART | 571 ATHENS STREET | JEFFERSON | Jackson | 780073 | 1 | [5 empty] | Removed from Ground | Gas (Historical Use) | 4000 | Bare Steel | 1966-05-13 | 1998-04-02 | Bare Steel | Suction (American)
JACKSON ELECTRIC MEMBERSHIP CORP | 850 COMMERCE RD | JEFFERSON | Jackson | 780025 | WO-1 | Ball Float | 1995-05-01 | TRUE | 1995-12-01 | TRUE | Currently in Use | Used Oil | 560 | Composite | 1995-12-01 |  | Fiberglass Reinforced Plastic
J H ADAMS GROCERY | 1135 ATHENS ST | JEFFERSON | Jackson | 780094 | 3 | [5 empty] | Removed from Ground | Gas (Historical Use) | 1000 | Bare Steel | 1986-05-28 | 1989-01-01 | Galvanized Steel
JACKSON CO C I/MAINT BARN | 170 FOWLER DR | JEFFERSON | Jackson | 9078031 | 1 |  |  | TRUE |  | TRUE | Removed from Ground | Used Oil | 1000 | Not Marked/Unknown | 1971-01-01 | 1995-01-17 | Unknown
REDSTONE GROCERY | 6345 ATHENS HWY | JEFFERSON | Jackson | 9078053 | 2 |  | 1999-01-07 |  | 1999-01-07 |  | Removed from Ground | Gas (Historical Use) | 2000 | Steel-Impressed Current | 1980-06-01 | 2005-04-11 | Cathodically Protected | Suction (American)
B P FOOD MART | 1406 JACKSON TRAIL RD | JEFFERSON | Jackson | 9078064 | 1A |  | 1995-08-01 | FALSE | 1995-08-01 | FALSE | Currently in Use | Regular | 8000 | Composite | 1995-08-01 |  | Fiberglass Reinforced Plastic | Pressurized
PRESTO FOOD STORE | 2595 N BROAD ST | COMMERCE | Jackson | 9078074 | 4 | Flapper Valve | 1998-06-01 | FALSE | 1998-06-01 | FALSE | Currently in Use | Diesel | 3000 | Galvanic (STIP-3) | 1988-01-01 |  | Fiberglass Reinforced Plastic | Pressurized
Love's Travel Stop #765 | 4855 MAYSVILLE RD | COMMERCE | Jackson | 9078077 | 8A | Flapper Valve | 2019-08-06 | FALSE | 2019-08-06 | FALSE | Currently in Use | New Oil | 3000 | Fiberglass Double Walled | 2019-04-24 |  | Double-Walled Flex | Suction (American)
JENNY HARRISON | 3701 MAYSVILLE RD | COMMERCE | Jackson | 9078068 | G-91993 | [5 empty] | Removed from Ground | Gas (Historical Use) | 550 | Not Marked/Unknown | 1996-11-03 | 1996-11-03 | Not Marked
DRY POND COUNTRY STORE | 4661 HWY 82 SPUR | COMMERCE | Jackson | 9078045 | 5 | Flapper Valve | 1998-09-01 | FALSE | 1998-09-01 | FALSE | Currently in Use | Regular | 4000 | Composite | 1998-09-01 |  | Fiberglass Reinforced Plastic | Suction (American)
Enchem America, LLC | 648 GA HWY 334 | COMMERCE | Jackson | 9078004 | 4 | Ball Float | 2007-03-01 | FALSE | 2007-03-01 | FALSE | Temporarily out of use | Regular | 12000 | Composite Double Walled | 2007-03-01 |  | Double-Walled Fiberglass | Pressurized
FLEET #224 | 549 NORTH ELM ST | COMMERCE | Jackson | 780083 | 1 | [5 empty] | Removed from Ground | Gas (Historical Use) | 8000 | Bare Steel | 1967-05-13 | 1995-06-26 | Galvanized Steel | Suction (American)
HARMONY GROVE MILLS INC | 689 SOUTH ELM ST | COMMERCE | Jackson | 780098 | 1 | [5 empty] | Removed from Ground | Diesel | 20080 | Bare Steel | 1974-05-31 | 1991-01-01 | Galvanized Steel
HARMONY GROVE MILLS INC | 689 SOUTH ELM ST | COMMERCE | Jackson | 780098 | 4 | [5 empty] | Removed from Ground | Gas (Historical Use) | 5000 | Not Marked/Unknown | 1991-01-01 | 1991-01-01 | Not Marked
R C JONES | 223 BROAD ST | COMMERCE | Jackson | 780048 | 4 | [5 empty] | Removed from Ground | Gas (Historical Use) | 3000 | Bare Steel | 1967-01-01 | 1988-08-08 | Galvanized Steel
RALPHS HANDI MART | NORTH BROAD ST | COMMERCE | Jackson | 780054 | 5 | [5 empty] | Removed from Ground | Kerosene | 2000 | Bare Steel | 1976-04-13 | 1987-09-01 | Galvanized Steel
SONNYS EXPRESS | 783 ILA RD | COMMERCE | Jackson | 10001670 | 2A | Ball Float | 2009-01-14 | FALSE | 2009-01-14 | FALSE | Currently in Use | Premium | 6078 | Epoxy | 2009-01-14 |  | Fiberglass Reinforced Plastic | Pressurized
JACKSON CO FORESTRY UNIT | RT 4 BOX 4228 | JEFFERSON | Jackson | 9078017 | 2 | [5 empty] | Closed in Ground | Diesel | 560 | Bare Steel | 1957-01-01 | 1991-05-01 | Galvanized Steel
SILVER DOLPHIN | 3156 ATHENS HWY | JEFFERSON | Jackson | 9078042 | 1 | Flapper Valve | 1998-09-01 | FALSE | 1998-09-01 | FALSE | Currently in Use | Gas (Historical Use) | 4010 | Steel-Impressed Current | 1981-01-01 |  | Fiberglass Reinforced Plastic | Pressurized
CITY OF JEFFERSON | 415 PEACH HILL DR | JEFFERSON | Jackson | 9078060 | 2 | [5 empty] | Removed from Ground | Diesel | 1000 | Marked Unknown | 1998-11-01 | 1998-11-01 | Galvanized Steel | Suction (American)
JACKSON CO FORESTRY UNIT | RT 4 BOX 4228 | JEFFERSON | Jackson | 9078017 | 1 | [5 empty] | Closed in Ground | Gas (Historical Use) | 2000 | Bare Steel | 1981-01-01 | 1991-05-01 | Galvanized Steel
TEXFI INDUSTRIES INC | REAR OF SOUTH WORTH PLANT | JEFFERSON | Jackson | 9078003 | 1 | [5 empty] | Removed from Ground | Other | 8000 | Marked Unknown | 1993-01-01 | 1993-01-01 | Unknown
SILVER DOLPHIN | 3156 ATHENS HWY | JEFFERSON | Jackson | 9078042 | 2 | Flapper Valve | 1998-09-01 | FALSE | 1998-09-01 | FALSE | Currently in Use | Gas (Historical Use) | 3008 | Steel-Impressed Current | 1981-01-01 |  | Fiberglass Reinforced Plastic | Pressurized
J's Corner | 57 LEE STREET | JEFFERSON | Jackson | 9078043 | 2 | Flapper Valve | 1997-11-01 | FALSE | 1997-11-01 | FALSE | Currently in Use | Premium | 10000 | Steel-Impressed Current | 1972-03-01 |  | Steel (Impressed Current) | Pressurized
DRY POND GULF STATION | I-85 & DRY POND RD | JEFFERSON | Jackson | 9078041 | 4 | [5 empty] | Removed from Ground | Other | 500 | Marked Unknown | 1995-09-11 | 1995-09-11 | Unknown
P & P FOOD MART | 1885 WINDER HWY | JEFFERSON | Jackson | 9078055 | 2A |  | 1998-12-01 |  | 1998-12-01 |  | Removed from Ground | Gas (Historical Use) | 3000 | Steel-Impressed Current | 1974-04-01 | 2001-08-09 | Cathodically Protected | Suction (American)
BP GAS STATION | 110 SYCAMORE ST | JEFFERSON | Jackson | 9078020 | 1 | Ball Float | 1992-12-01 | FALSE | 1992-12-01 | FALSE | Currently in Use | Regular | 10000 | Galvanic (STIP-3) | 1992-12-01 |  | Fiberglass Reinforced Plastic | Pressurized
BP FOOD MART I | 4866 HWY 129 | JEFFERSON | Jackson | 9078011 | 1 | Flapper Valve | 1990-01-01 |  | 1990-01-01 |  | Removed from Ground | Gas (Historical Use) | 10000 | Galvanic (STIP-3) | 1990-01-01 | 2008-05-08 | Fiberglass Reinforced Plastic | Pressurized
P & P FOOD MART | 1885 WINDER HWY | JEFFERSON | Jackson | 9078055 | 3 |  | 1998-12-01 |  | 1998-12-01 |  | Removed from Ground | Gas (Historical Use) | 8000 | Steel-Impressed Current | 1974-04-01 | 2001-08-09 | Cathodically Protected | Suction (American)
SHELL #4 | 4915 HWY 129 N | JEFFERSON | Jackson | 9078054 | 2 |  | 1995-04-01 | FALSE | 1995-04-01 | FALSE | Removed from Ground | Premium | 8000 | Composite | 1995-04-01 |  | Fiberglass Reinforced Plastic | Pressurized
GOLDEN PANTRY #89 | 95 LEE ST | JEFFERSON | Jackson | 780007 | 4 |  |  |  | 1993-05-01 |  | Removed from Ground | Gas (Historical Use) | 4000 | Bare Steel | 1974-04-20 | 1997-10-01 | Galvanized Steel | Pressurized
COUNTRY FOODS | 418 LEE Street | JEFFERSON | Jackson | 780088 | 3 | Flapper Valve | 1994-03-23 | FALSE | 1994-03-23 | TRUE | Currently in Use | Premium | 6000 | Steel-Impressed Current | 1982-05-01 |  | Fiberglass Reinforced Plastic | Safe Suction (Euro)
J H ADAMS GROCERY | 1135 ATHENS ST | JEFFERSON | Jackson | 780094 | 4 | [5 empty] | Removed from Ground | Gas (Historical Use) | 1000 | Bare Steel | 1986-05-28 | 1989-01-01 | Galvanized Steel
DRY POND GULF STATION | I-85 & DRY POND RD | JEFFERSON | Jackson | 9078041 | 5 |  |  | TRUE |  | TRUE | Removed from Ground | Used Oil | 500 | Marked Unknown | 1995-09-11 | 1995-09-11 | Unknown
JACKSON CO C I/MAINT BARN | 170 FOWLER DR | JEFFERSON | Jackson | 9078031 | 2 | [5 empty] | Removed from Ground | Gas (Historical Use) | 6000 | Bare Steel | 1987-01-01 | 1996-08-13 | Galvanized Steel | Suction (American)
JACKSON CO SCHOOL SYSTEM OLD BUS | 333 MARTIN STREET | JEFFERSON | Jackson | 9078033 | 1 | [5 empty] | Removed from Ground | Gas (Historical Use) | 10000 | Marked Unknown | 1996-08-13 | 1996-08-13 | Unknown
COUNTRY FOODS | 418 LEE Street | JEFFERSON | Jackson | 780088 | 2 | Flapper Valve | 1994-03-23 | FALSE | 1994-03-23 | TRUE | Currently in Use | Diesel | 8000 | Steel-Impressed Current | 1982-05-01 |  | Fiberglass Reinforced Plastic | Safe Suction (Euro)
CLINKOCO #1 | 4832 US 129 NORTH | JEFFERSON | Jackson | 9078039 | 3 |  | 1996-01-01 |  | 1996-01-01 |  | Removed from Ground | Diesel | 10000 | Steel-Impressed Current | 1998-12-21 | 2006-10-18 | Fiberglass Reinforced Plastic | Pressurized
CHILI DAWGS RESTAURANT | 599 SYCAMORE RD/COMMERCE RD | JEFFERSON | Jackson | 9078038 | 4 |  | 1998-12-18 |  | 1998-12-18 |  | Removed from Ground | Kerosene | 1000 | Steel-Impressed Current | 1998-12-18 | 2013-11-05 | Cathodically Protected | Safe Suction (Euro)
CHILI DAWGS RESTAURANT | 599 SYCAMORE RD/COMMERCE RD | JEFFERSON | Jackson | 9078038 | 5 |  | 1998-12-18 |  | 1998-12-18 |  | Removed from Ground | Kerosene | 1000 | Steel-Impressed Current | 1998-12-18 | 2013-11-05 | Cathodically Protected | Safe Suction (Euro)
J's Corner | 57 LEE STREET | JEFFERSON | Jackson | 9078043 | 1 | Flapper Valve | 1997-11-01 | FALSE | 1997-11-01 | FALSE | Currently in Use | Regular | 10000 | Steel-Impressed Current | 1972-03-01 |  | Steel (Impressed Current) | Pressurized
JACKSON CO FORESTRY UNIT | RT 4 BOX 4228 | JEFFERSON | Jackson | 9078017 | 4 |  | 1991-01-01 |  | 1991-01-01 |  | Removed from Ground | Diesel | 1000 | Galvanic (STIP-3) | 1991-01-01 | 2007-04-09 | Cathodically Protected | Safe Suction (Euro)
SCHOOL BUS GARAGE | 1660 WINDER HWY | JEFFERSON | Jackson | 9078047 | 1 | Flapper Valve | 1992-12-01 | FALSE | 1992-12-01 | FALSE | Currently in Use | Diesel | 10000 | Fiberglass Double Walled | 1992-12-01 |  | Double-Walled Fiberglass | Safe Suction (Euro)
SHOP-N-SAVE | 3115 COMMERCE RD | JEFFERSON | Jackson | 9078052 | 2 | Flapper Valve | 1999-01-01 | FALSE | 1987-03-01 | FALSE | Currently in Use | Premium | 6000 | Bare Steel | 1987-03-01 |  | Steel/Sacrificial Anodes | Safe Suction (Euro)
BENNETT HALL GROC | HWY 124 | JEFFERSON | Jackson | 780036 | 2 | [5 empty] | Permanently Out of Use - historical purposes | Gas (Historical Use) | 550 | Bare Steel | 1966-04-16 | 1899-12-31 | Galvanized Steel
CLINKOCO #1 | 4832 US 129 NORTH | JEFFERSON | Jackson | 9078039 | 4 |  | 1997-08-01 |  | 1997-08-01 |  | Removed from Ground | Kerosene | 2000 | Epoxy | 1997-08-01 | 2006-10-18 | Fiberglass Reinforced Plastic | Safe Suction (Euro)
CHILI DAWGS RESTAURANT | 599 SYCAMORE RD/COMMERCE RD | JEFFERSON | Jackson | 9078038 | 3 |  | 1998-12-18 |  | 1998-12-18 |  | Removed from Ground | Gas (Historical Use) | 1000 | Steel-Impressed Current | 1998-12-18 | 2013-11-05 | Cathodically Protected | Safe Suction (Euro)
BP GAS STATION | 110 SYCAMORE ST | JEFFERSON | Jackson | 9078020 | 3 | Ball Float | 1992-12-01 | FALSE | 1992-12-01 | FALSE | Currently in Use | Premium | 8000 | Galvanic (STIP-3) | 1992-12-01 |  | Fiberglass Reinforced Plastic | Pressurized
RUSTYS COUNTRY CONV #11 | ROUTE #4/GA HWY 11 SOUTH | JEFFERSON | Jackson | 580039 | 5 | [5 empty] | Removed from Ground | Diesel | 4000 | Bare Steel | 1965-01-01 | 1993-11-10 | Galvanized Steel | Safe Suction (Euro)
J's Corner | 57 LEE STREET | JEFFERSON | Jackson | 9078043 | 3 | Flapper Valve | 1997-11-01 | FALSE | 1997-11-01 | FALSE | Currently in Use | Diesel | 5000 | Steel-Impressed Current | 1972-03-01 |  | Steel (Impressed Current) | Pressurized
DRY POND GULF STATION | I-85 & DRY POND RD | JEFFERSON | Jackson | 9078041 | 3 | [5 empty] | Removed from Ground | Gas (Historical Use) | 6000 | Marked Unknown | 1995-09-11 | 1995-09-11 | Unknown
BP FOOD MART I | 4866 HWY 129 | JEFFERSON | Jackson | 9078011 | 2 | Flapper Valve | 1990-01-01 |  | 1990-01-01 |  | Removed from Ground | Gas (Historical Use) | 10000 | Galvanic (STIP-3) | 1990-01-01 | 2008-05-08 | Fiberglass Reinforced Plastic | Pressurized
SCHOOL BUS GARAGE | 1660 WINDER HWY | JEFFERSON | Jackson | 9078047 | 2 | Flapper Valve | 1992-12-01 | FALSE | 1992-12-01 | FALSE | Currently in Use | Diesel | 10000 | Fiberglass Double Walled | 1992-12-01 |  | Double-Walled Fiberglass | Safe Suction (Euro)
PORTER INSULATION | 75 STOREY STREET | JEFFERSON | Jackson | 9078066 | 2 | [5 empty] | Removed from Ground | Gas (Historical Use) | 1000 | Not Marked/Unknown | 1996-07-01 | 1996-07-01 | Not Marked
FUEL MARKET #2 | 492 ATHENS ST | JEFFERSON | Jackson | 9078034 | 3 | Flapper Valve | 1998-12-23 | FALSE | 1998-12-23 | FALSE | Currently in Use | Regular | 10000 | Steel-Impressed Current | 1999-01-13 |  | Steel (Impressed Current) | Pressurized
BP FOOD MART I | 4866 HWY 129 | JEFFERSON | Jackson | 9078011 | 3 | Flapper Valve | 1990-01-01 |  | 1990-01-01 |  | Removed from Ground | Gas (Historical Use) | 10000 | Galvanic (STIP-3) | 1990-01-01 | 2008-05-08 | Fiberglass Reinforced Plastic | Pressurized
SHELL #4 | 4915 HWY 129 N | JEFFERSON | Jackson | 9078054 | 1 |  | 1995-04-01 | FALSE | 1995-04-01 | FALSE | Removed from Ground | Regular | 10000 | Composite | 1995-04-01 |  | Fiberglass Reinforced Plastic | Pressurized
SHOP-N-SAVE | 3115 COMMERCE RD | JEFFERSON | Jackson | 9078052 | 3 | Flapper Valve | 1999-01-01 |  | 1987-03-01 |  | Currently in Use | Diesel | 6000 | Bare Steel | 1987-03-01 |  | Steel/Sacrificial Anodes | Suction (American)
CITY OF JEFFERSON POLICE DEPT | 140 MAHAFFEY STREET | JEFFERSON | Jackson | 9078063 | 2 | [5 empty] | Removed from Ground | Gas (Historical Use) | 1000 | Marked Unknown | 1998-11-01 | 1998-11-01 | Not Marked
HOSCHTON AUTO CENTER | HWY 53 | HOSCHTON | Jackson | 780063 | 1 | [5 empty] | Removed from Ground | Gas (Historical Use) | 0 | Bare Steel | 1974-05-02 | 1985-07-01 | Galvanized Steel
REDSTONE GROCERY | 6345 ATHENS HWY | JEFFERSON | Jackson | 9078053 | 1 |  | 1999-01-07 |  | 1999-01-07 |  | Removed from Ground | Gas (Historical Use) | 2000 | Steel-Impressed Current | 1980-05-01 | 2005-04-11 | Cathodically Protected | Suction (American)
Gas Express #157 | 983 HWY 124 | HOSCHTON | Jackson | 10002328 | 2 |  | 2014-02-19 | FALSE | 2014-05-01 | FALSE | Currently in Use | Premium | 6000 | Tank Jacket | 2014-02-19 |  | Double-Walled Fiberglass | Pressurized
JACKSON TRAIL FOOD MART | 4001 HWY 124 W | JEFFERSON | Jackson | 10000723 | 3 | Ball Float | 2004-08-15 | FALSE | 2004-08-15 | FALSE | Currently in Use | Diesel On Road | 6000 | Composite | 2004-08-15 |  | Fiberglass Reinforced Plastic | Pressurized
GO LO MINI MARKET | RTE 2 JACKSON TRAIL RD | JEFFERSON | Jackson | 780062 | 3 | [5 empty] | Removed from Ground | Diesel | 1000 | Bare Steel | 1981-04-30 | 1995-01-01 | Galvanized Steel
STUDIVANT /BP | 76 SYCAMORE ST | JEFFERSON | Jackson | 780050 | 6 | [5 empty] | Removed from Ground | Kerosene | 550 | Bare Steel | 1964-01-01 | 1998-06-22 | Bare Steel | Suction (American)
JOY & ALLEN WOOD | 3205 BROCKTON RD | JEFFERSON | Jackson | 780069 | 3 | [5 empty] | Removed from Ground | Empty | 560 | Bare Steel | 1966-05-07 | 1899-12-31 | Unknown
SHELL FOOD MART | 571 ATHENS STREET | JEFFERSON | Jackson | 780073 | 3 | [5 empty] | Removed from Ground | Gas (Historical Use) | 4000 | Bare Steel | 1966-05-13 | 1998-04-02 | Bare Steel | Suction (American)
JIM WALLACE TEXACO 707 | HWY 129 RT 1 BOX 85 | JEFFERSON | Jackson | 780002 | 1 | [5 empty] | Removed from Ground | Gas (Historical Use) | 20000 | Bare Steel | 1983-04-30 | 1997-08-26 | Galvanized Steel
CLINKOCO #1 | 4832 US 129 NORTH | JEFFERSON | Jackson | 9078039 | 1 |  | 1996-01-01 |  | 1996-01-01 |  | Removed from Ground | Gas (Historical Use) | 10000 | Steel-Impressed Current | 1998-12-21 | 2006-10-18 | Fiberglass Reinforced Plastic | Pressurized
JACKSON CO C I/MAINT BARN | 170 FOWLER DR | JEFFERSON | Jackson | 9078031 | 3 | [5 empty] | Removed from Ground | Diesel | 8000 | Bare Steel | 1987-01-01 | 1996-08-13 | Galvanized Steel | Suction (American)
FUEL MARKET #2 | 492 ATHENS ST | JEFFERSON | Jackson | 9078034 | 2 | Flapper Valve | 1998-12-23 | FALSE | 1998-12-23 | FALSE | Currently in Use | Premium | 6000 | Steel-Impressed Current | 1999-01-13 |  | Steel (Impressed Current) | Pressurized
JEFFERSON MOTOR CO INC | 141 LEE ST | JEFFERSON | Jackson | 9078022 | 2 | [5 empty] | Removed from Ground | Empty | 1000 | Not Marked/Unknown | 1995-12-16 | 1995-12-16 | Not Marked
GA FC/JACKSON CO UNIT | LYLE FIELD RD | JEFFERSON | Jackson | 9078012 | 1 |  | 1992-02-01 |  | 1992-02-01 |  | Removed from Ground | Other | 10000 | Galvanic (STIP-3) | 1988-01-01 | 2010-07-16 | Fiberglass Reinforced Plastic | Pressurized
P & P FOOD MART | 1885 WINDER HWY | JEFFERSON | Jackson | 9078055 | 1A |  | 1998-12-01 |  | 1998-12-01 |  | Removed from Ground | Gas (Historical Use) | 3000 | Steel-Impressed Current | 1974-04-01 | 2001-08-09 | Cathodically Protected | Suction (American)
REDSTONE GROCERY | 6345 ATHENS HWY | JEFFERSON | Jackson | 9078053 | 5 |  |  | FALSE |  | FALSE | Removed from Ground | Not Marked/Tank Removed | 950 | Unknown | 2005-05-19 | 2005-05-19
REDSTONE GROCERY | 6345 ATHENS HWY | JEFFERSON | Jackson | 9078053 | 4 |  |  | FALSE |  | FALSE | Removed from Ground | Not Marked/Tank Removed | 500 | Unknown | 2005-04-11 | 2005-04-11
CITY OF JEFFERSON | 415 PEACH HILL DR | JEFFERSON | Jackson | 9078060 | 1 | [5 empty] | Removed from Ground | Gas (Historical Use) | 550 | Marked Unknown | 1998-11-01 | 1998-11-01 | Galvanized Steel | Suction (American)
JACKSON COUNTY CORRECTIONAL INST | PRISON FARM RD-SR 84 | JEFFERSON | Jackson | 780018 | 5 | [5 empty] | Removed from Ground | Gas (Historical Use) | 1000 | Bare Steel | 1971-02-24 | 1995-02-01 | Bare Steel
JACKSON COUNTY CORRECTIONAL INST | PRISON FARM RD-SR 84 | JEFFERSON | Jackson | 780018 | 4 | [5 empty] | Currently in Use | Diesel | 1000 | Bare Steel | 1971-02-24 |  | Bare Steel
PENDERGRASS EXXON | HWY 129 & INT 85 | PENDERGRASS | Jackson | 9078040 | 1 |  | 1993-03-22 |  | 1993-03-22 |  | Removed from Ground | Gas (Historical Use) | 8116 | Cathodically Protected Steel | 1996-12-06 | 1996-12-06 | Fiberglass Reinforced Plastic | Pressurized
ALLTEL GA INC/PENDERGRASS | 115 PARK ST | PENDERGRASS | Jackson | 780076 | 4 | [5 empty] | Removed from Ground | Gas (Historical Use) | 2000 | Not Marked/Unknown | 1997-01-01 | 1997-01-01 | Not Marked
EXXON #4-5048 | I-85/US HWY 129 | PENDERGRASS | Jackson | 780059 | 2 | [5 empty] | Removed from Ground | Gas (Historical Use) | 4000 | Bare Steel | 1966-06-01 | 1993-01-07 | Galvanized Steel | Pressurized
JACKSON COUNTY/SCHOOL ? | 8632 RT 1 HWY 129 NORTH | TALMO | Jackson | 7000071 | 1 | [5 empty] | Closed in Ground | Gas (Historical Use) | 0 | Not Marked/Unknown | 1988-01-01 | 1988-01-01 | Not Marked
JACKSON COUNTY CORRECTIONAL INST | PRISON FARM RD-SR 84 | JEFFERSON | Jackson | 780018 | 3 | [5 empty] | Currently in Use | Gas (Historical Use) | 500 | Bare Steel | 1971-02-24 |  | Bare Steel
ALLTEL GA INC | 60 SANFORD DR | NICHOLSON | Jackson | 780078 | 1 | [5 empty] | Removed from Ground | Other | 550 | Bare Steel | 1985-05-08 | 1992-04-06 | Copper
OUR STORE GROCERIES | 5241 HOLLY SPRINGS RD | PENDERGRASS | Jackson | 9078048 | 2 | Flapper Valve | 1998-01-05 | FALSE | 1987-01-01 | FALSE | Currently in Use | Diesel On Road | 6000 | Galvanic (STIP-3) | 1987-01-01 |  | Fiberglass Reinforced Plastic | Pressurized
JACKSON COUNTY CORRECTIONAL INST | PRISON FARM RD-SR 84 | JEFFERSON | Jackson | 780018 | 6 |  |  | TRUE |  | TRUE | Removed from Ground | Used Oil | 1000 | Not Marked/Unknown | 1995-01-17 | 1995-01-17 | Not Marked
QUICK PANTRY #1 | RT 1 BOX 2392 | NICHOLSON | Jackson | 780027 | 1 |  | 1998-12-01 |  | 1998-12-01 |  | Removed from Ground | Gas (Historical Use) | 10000 | Steel-Impressed Current | 1982-02-19 | 2004-08-03 | Cathodically Protected | Suction (American)
QUICK PANTRY #1 | RT 1 BOX 2392 | NICHOLSON | Jackson | 780027 | 4 |  | 1998-12-01 |  | 1998-12-01 |  | Removed from Ground | Gas (Historical Use) | 3000 | Steel-Impressed Current | 1982-02-19 | 2004-08-03 | Cathodically Protected | Suction (American)
Carole's Country Cupboard/Nicholson Grocery | HWY 44 1 S | NICHOLSON | Jackson | 9078036 | 1 |  | 1998-11-01 |  | 1998-11-01 |  | Removed from Ground | Gas (Historical Use) | 8000 | Steel-Impressed Current | 1998-12-22 | 2004-08-04 | Cathodically Protected | Suction (American)
PENDERGRASS EXXON | HWY 129 & INT 85 | PENDERGRASS | Jackson | 9078040 | 2 |  | 1993-03-22 |  | 1993-03-22 |  | Removed from Ground | Gas (Historical Use) | 12158 | Cathodically Protected Steel | 1996-12-06 | 1996-12-06 | Fiberglass Reinforced Plastic | Pressurized
DHARAM GROUP LLC D/BA DANS FOOD MART | 490 BROAD ST | NICHOLSON | Jackson | 10000877 | 2 | Ball Float | 2004-12-30 | FALSE | 2004-12-30 | FALSE | Currently in Use | Diesel On Road | 4000 | Composite | 2004-12-30 |  | Fiberglass Reinforced Plastic | Pressurized
QUICK PANTRY #1 | RT 1 BOX 2392 | NICHOLSON | Jackson | 780027 | 2 |  | 1998-12-01 |  | 1998-12-01 |  | Removed from Ground | Gas (Historical Use) | 5000 | Steel-Impressed Current | 1982-02-19 | 2004-08-03 | Cathodically Protected | Suction (American)
DEES PACKAGE STORE | HWY 129 WEST OF I-85 | PENDERGRASS | Jackson | 9078069 | 2 | [5 empty] | Removed from Ground | Gas (Historical Use) | 0 | Not Marked/Unknown | 1996-11-20 | 1996-11-20 | Not Marked
DEES PACKAGE STORE | HWY 129 WEST OF I-85 | PENDERGRASS | Jackson | 9078069 | 8 | [5 empty] | Removed from Ground | Gas (Historical Use) | 2000 | Bare Steel | 1970-05-10 | 1996-11-20 | Galvanized Steel
Carole's Country Cupboard/Nicholson Grocery | HWY 44 1 S | NICHOLSON | Jackson | 9078036 | 3 |  | 1998-11-01 |  | 1998-11-01 |  | Removed from Ground | Gas (Historical Use) | 6000 | Steel-Impressed Current | 1998-12-22 | 2004-08-04 | Cathodically Protected | Suction (American)
DEES PACKAGE STORE | HWY 129 WEST OF I-85 | PENDERGRASS | Jackson | 9078069 | 5 | [5 empty] | Removed from Ground | Gas (Historical Use) | 0 | Not Marked/Unknown | 1996-11-20 | 1996-11-20 | Not Marked
DEES PACKAGE STORE | HWY 129 WEST OF I-85 | PENDERGRASS | Jackson | 9078069 | 4 | [5 empty] | Removed from Ground | Gas (Historical Use) | 0 | Not Marked/Unknown | 1996-11-20 | 1996-11-20 | Not Marked
DEES PACKAGE STORE | HWY 129 WEST OF I-85 | PENDERGRASS | Jackson | 9078069 | 7 | [5 empty] | Removed from Ground | Gas (Historical Use) | 2000 | Bare Steel | 1970-05-10 | 1996-11-20 | Galvanized Steel
P D'S QUICK STOP | COMMERCE RD | ATHENS | Jackson | 780055 | 2 | [5 empty] | Removed from Ground | Gas (Historical Use) | 2000 | Bare Steel | 1966-04-16 | 1899-12-31 | Galvanized Steel
JACKSON COUNTY AIRPORT | AIRPORT RD | JACKSON | Jackson | 780015 | 1 | [5 empty] | Removed from Ground | Other | 2000 | Bare Steel | 1971-02-24 | 1994-04-25 | Bare Steel
QUICK PANTRY #1 | RT 1 BOX 2392 | NICHOLSON | Jackson | 780027 | 3 |  | 1998-12-01 |  | 1998-12-01 |  | Removed from Ground | Diesel | 6000 | Steel-Impressed Current | 1982-02-19 | 2004-08-03 | Cathodically Protected | Suction (American)
W M COOPERS GROCERY | RFD 2 | PENDERGRASS | Jackson | 9078015 | 2 | [5 empty] | Removed from Ground | Gas (Historical Use) | 2000 | Bare Steel | 1971-01-01 | 1899-12-31 | Galvanized Steel
HILDA GEE GROCERY/GLENN ABBY PROPERTY | 476 OLD GAINESVILLE HWY | PENDERGRASS | Jackson | 9078051 | 1 | [5 empty] | Removed from Ground | Gas (Historical Use) | 1000 | Not Marked/Unknown | 1998-11-01 | 1998-11-01 | Not Marked
HILDA GEE GROCERY/GLENN ABBY PROPERTY | 476 OLD GAINESVILLE HWY | PENDERGRASS | Jackson | 9078051 | 4 | Flapper Valve | 1998-12-18 | FALSE | 1998-12-18 | FALSE | Removed from Ground | Diesel | 2000 | Composite | 1998-12-18 |  | Fiberglass Reinforced Plastic | Safe Suction (Euro)
DEES PACKAGE STORE | HWY 129 WEST OF I-85 | PENDERGRASS | Jackson | 9078069 | 1 | [5 empty] | Removed from Ground | Gas (Historical Use) | 0 | Not Marked/Unknown | 1996-11-20 | 1996-11-20 | Not Marked
MAYE LOU PARK ESTATE | 519 PARKS STREET | PENDERGRASS | Jackson | 9078072 | 1 | [5 empty] | Removed from Ground | Gas (Historical Use) | 500 | Not Marked/Unknown |  | 1899-12-31 | Not Marked
NORTH JACKSON FOOD MART | 994 OLD GAINESVILLE HWY | PENDERGRASS | Jackson | 780039 | 3 | [5 empty] | Removed from Ground | Gas (Historical Use) | 4000 | Bare Steel | 1980-04-12 | 1996-10-10 | Galvanized Steel | Suction (American)
DAVID FOOD STORE | 11234 US HWY 129 N | TALMO | Jackson | 9078044 | 3 |  | 1998-07-30 |  | 1998-07-30 |  | Removed from Ground | Gas (Historical Use) | 4000 | Steel-Impressed Current | 1980-01-01 | 2010-12-20 | Cathodically Protected | Pressurized
NICHOLSON GROCERY | 3558 HWY 441 SOUTH | NICHOLSON | Jackson | 10000607 | 1B | Ball Float | 2004-04-07 | FALSE | 2004-04-07 | FALSE | Removed from Ground | Gas (Historical Use) | 4000 | Fiberglass | 2004-04-07 | 2019-11-01 | Fiberglass Reinforced Plastic | Pressurized
LOGANS TEXACO | RT 2 BOX 240B HWY 129 | ATHENS | Jackson | 780033 | 3 | [5 empty] | Removed from Ground | Gas (Historical Use) | 4000 | Bare Steel | 1981-04-12 | 1991-01-01 | Galvanized Steel
DD QUIK STOP | US HWY 441 | ATHENS | Jackson | 9078019 | 3 | [5 empty] | Removed from Ground | Other | 3000 | Not Marked/Unknown | 1972-01-01 | 1988-04-01 | Not Marked
J H KINNEY & SONS | MAIN ST | TALMO | Jackson | 780051 | 3 | [5 empty] | Removed from Ground | Gas (Historical Use) | 500 | Bare Steel | 1966-04-16 | 1899-12-31 | Galvanized Steel
Carole's Country Cupboard/Nicholson Grocery | HWY 44 1 S | NICHOLSON | Jackson | 9078036 | 2 |  | 1998-11-01 |  | 1998-11-01 |  | Removed from Ground | Gas (Historical Use) | 6000 | Steel-Impressed Current | 1998-12-22 | 2004-08-04 | Cathodically Protected | Suction (American)
DHARAM GROUP LLC D/BA DANS FOOD MART | 490 BROAD ST | NICHOLSON | Jackson | 10000877 | 1A | Ball Float | 2004-12-30 | FALSE | 2004-12-30 | FALSE | Currently in Use | Regular | 12000 | Composite | 2004-12-30 |  | Fiberglass Reinforced Plastic | Pressurized
HILDA GEE GROCERY/GLENN ABBY PROPERTY | 476 OLD GAINESVILLE HWY | PENDERGRASS | Jackson | 9078051 | 2 | [5 empty] | Removed from Ground | Gas (Historical Use) | 500 | Not Marked/Unknown | 1998-11-01 | 1998-11-01
OUR STORE GROCERIES | 5241 HOLLY SPRINGS RD | PENDERGRASS | Jackson | 9078048 | 3 | Flapper Valve | 1998-01-05 | FALSE | 1987-01-01 | FALSE | Currently in Use | E-0 | 6000 | Galvanic (STIP-3) | 1987-01-01 |  | Fiberglass Reinforced Plastic | Pressurized
EXXON #4-5048 | I-85/US HWY 129 | PENDERGRASS | Jackson | 780059 | 3 | [5 empty] | Removed from Ground | Gas (Historical Use) | 6000 | Bare Steel | 1966-06-01 | 1993-01-07 | Galvanized Steel | Pressurized
WAYNE POULTRY FARMS | PO BOX 59/69 | PENDERGRASS | Jackson | 780029 | 1 | [5 empty] | Removed from Ground | Diesel | 15000 | Bare Steel | 1978-02-05 | 1991-01-01 | Cathodically Protected
DD QUIK STOP | US HWY 441 | ATHENS | Jackson | 9078019 | 2 | [5 empty] | Removed from Ground | Other | 2000 | Not Marked/Unknown | 1967-01-01 | 1988-04-01 | Not Marked
CONAGRA | 1184 MAIN ST | TALMO | Jackson | 9078029 | 2 | [5 empty] | Removed from Ground | Empty | 500 | Not Marked/Unknown | 1994-10-10 | 1994-10-10 | Not Marked
JACKSON COUNTY CORRECTIONAL INST | PRISON FARM RD-SR 84 | JEFFERSON | Jackson | 780018 | 1 | [5 empty] | Permanently Out of Use - historical purposes | Gas (Historical Use) | 500 | Bare Steel | 1978-02-22 | 1899-12-31 | Bare Steel
NICHOLSON GROCERY | 3558 HWY 441 SOUTH | NICHOLSON | Jackson | 10000607 | 1A | Ball Float | 2004-04-07 | FALSE | 2004-04-07 | FALSE | Removed from Ground | Gas (Historical Use) | 8000 | Fiberglass | 2004-04-07 | 2019-11-01 | Fiberglass Reinforced Plastic | Pressurized
DHARAM GROUP LLC D/BA DANS FOOD MART | 490 BROAD ST | NICHOLSON | Jackson | 10000877 | 3 | Ball Float | 2004-12-30 | FALSE | 2004-12-30 | FALSE | Currently in Use | Diesel Off Road | 1000 | Composite | 2004-12-30 |  | Fiberglass Reinforced Plastic | Pressurized
W M COOPERS GROCERY | RFD 2 | PENDERGRASS | Jackson | 9078015 | 1 | [5 empty] | Removed from Ground | Gas (Historical Use) | 2000 | Bare Steel | 1971-01-01 | 1899-12-31 | Galvanized Steel
DEES PACKAGE STORE | HWY 129 WEST OF I-85 | PENDERGRASS | Jackson | 9078069 | 6 | [5 empty] | Removed from Ground | Gas (Historical Use) | 2000 | Bare Steel | 1970-05-10 | 1996-11-20 | Galvanized Steel
NORTH JACKSON FOOD MART | 994 OLD GAINESVILLE HWY | PENDERGRASS | Jackson | 780039 | 6 | Ball Float | 1996-12-03 | FALSE | 1996-12-03 | FALSE | Currently in Use | Premium | 10000 | Fiberglass | 1996-12-03 |  | Fiberglass Reinforced Plastic | Pressurized
LOGANS TEXACO | RT 2 BOX 240B HWY 129 | ATHENS | Jackson | 780033 | 1 | [5 empty] | Removed from Ground | Gas (Historical Use) | 4000 | Bare Steel | 1981-04-12 | 1991-01-01 | Galvanized Steel
JACKSON COUNTY AIRPORT | AIRPORT RD | JACKSON | Jackson | 780015 | 2 | [5 empty] | Removed from Ground | Other | 2000 | Bare Steel | 1971-02-24 | 1994-04-25 | Bare Steel
WAYNE POULTRY FARMS | PO BOX 59/69 | PENDERGRASS | Jackson | 780029 | 3 | [5 empty] | Removed from Ground | Diesel | 2000 | Not Marked/Unknown | 1991-01-01 | 1991-01-01 | Not Marked
LOGANS TEXACO | RT 2 BOX 240B HWY 129 | ATHENS | Jackson | 780033 | 2 | [5 empty] | Removed from Ground | Gas (Historical Use) | 4000 | Bare Steel | 1981-04-12 | 1991-01-01 | Galvanized Steel
J H KINNEY & SONS | MAIN ST | TALMO | Jackson | 780051 | 2 | [5 empty] | Removed from Ground | Gas (Historical Use) | 500 | Bare Steel | 1966-04-16 | 1899-12-31 | Galvanized Steel
P D'S QUICK STOP | COMMERCE RD | ATHENS | Jackson | 780055 | 1 | [5 empty] | Removed from Ground | Gas (Historical Use) | 1000 | Bare Steel | 1966-04-16 | 1899-12-31 | Galvanized Steel
MARLOW'S GROCERY | 6348 HOLLY SPRINGS ROAD | PENDERGRASS | Jackson | 9078049 | 2 | [5 empty] | Removed from Ground | Gas (Historical Use) | 560 | Bare Steel | 1950-07-06 | 1999-10-21 | Bare Steel | Pressurized
OUR STORE GROCERIES | 5241 HOLLY SPRINGS RD | PENDERGRASS | Jackson | 9078048 | 4 | Flapper Valve | 1998-01-05 | FALSE | 1987-01-01 | FALSE | Currently in Use | Diesel Off Road | 6000 | Galvanic (STIP-3) | 1987-01-01 |  | Fiberglass Reinforced Plastic | Pressurized
GLEN GEE SERVICE STATION | 726 HIGHWAY 129 NORTH | PENDERGRASS | Jackson | 9078076 | 1 | [5 empty] | Removed from Ground | Gas (Historical Use) | 500 | Marked Unknown | 1998-11-01 | 1998-11-01 | Not Marked
DAVID FOOD STORE | 11234 US HWY 129 N | TALMO | Jackson | 9078044 | 1 |  | 1998-07-30 |  | 1998-07-30 |  | Removed from Ground | Gas (Historical Use) | 4000 | Steel-Impressed Current | 1980-01-01 | 2010-12-20 | Cathodically Protected | Pressurized
GLEN GEE SERVICE STATION | 726 HIGHWAY 129 NORTH | PENDERGRASS | Jackson | 9078076 | 2 | [5 empty] | Removed from Ground | Gas (Historical Use) | 1000 | Marked Unknown | 1998-11-01 | 1998-11-01 | Not Marked
ALLTEL GA INC/PENDERGRASS | 115 PARK ST | PENDERGRASS | Jackson | 780076 | 1 | [5 empty] | Removed from Ground | Other | 550 | Bare Steel | 1985-05-08 | 1992-04-01 | Copper
UPS FREIGHT JEFFERSON (UST) | 5251 US HWY 129 N | Jefferson | Jackson | 780060 | 1 | [5 empty] | Removed from Ground | Diesel | 10000 | Bare Steel | 1967-05-06 | 1991-12-01 | Galvanized Steel | Suction (American)
UPS FREIGHT JEFFERSON (UST) | 5251 US HWY 129 N | Jefferson | Jackson | 780060 | 1 | [5 empty] | Removed from Ground | Diesel | 10000 | Bare Steel | 1967-05-06 | 1991-12-01 | Galvanized Steel | Suction (American)
UPS FREIGHT JEFFERSON (UST) | 5251 US HWY 129 N | Jefferson | Jackson | 780060 | 1 | [5 empty] | Removed from Ground | Diesel | 10000 | Bare Steel | 1967-05-06 | 1991-12-01 | Galvanized Steel | Suction (American)
DHARAM GROUP LLC D/BA DANS FOOD MART | 490 BROAD ST | NICHOLSON | Jackson | 10000877 | 1B | Ball Float | 2004-12-30 | FALSE | 2004-12-30 | FALSE | Currently in Use | Premium | 8000 | Composite | 2004-12-30 |  | Fiberglass Reinforced Plastic | Pressurized
MARLOW'S GROCERY | 6348 HOLLY SPRINGS ROAD | PENDERGRASS | Jackson | 9078049 | 1 | [5 empty] | Removed from Ground | Gas (Historical Use) | 560 | Bare Steel | 1946-09-05 | 1999-10-21 | Bare Steel | Pressurized
EXXON #4-5048 | I-85/US HWY 129 | PENDERGRASS | Jackson | 780059 | 4 |  |  | TRUE |  | TRUE | Removed from Ground | Used Oil | 550 | Bare Steel | 1966-06-01 | 1993-01-07 | Galvanized Steel | Gravity Fed
EXXON #4-5048 | I-85/US HWY 129 | PENDERGRASS | Jackson | 780059 | 5 | [5 empty] | Removed from Ground | Diesel | 550 | Bare Steel | 1966-06-01 | 1993-01-07 | Galvanized Steel | Gravity Fed
UPS FREIGHT JEFFERSON (UST) | 5251 US HWY 129 N | Jefferson | Jackson | 780060 | 2 | [5 empty] | Removed from Ground | Diesel | 4000 | Bare Steel | 1967-05-06 | 1976-01-01 | Galvanized Steel | Suction (American)
UPS FREIGHT JEFFERSON (UST) | 5251 US HWY 129 N | Jefferson | Jackson | 780060 | 2 | [5 empty] | Removed from Ground | Diesel | 4000 | Bare Steel | 1967-05-06 | 1976-01-01 | Galvanized Steel | Suction (American)
UPS FREIGHT JEFFERSON (UST) | 5251 US HWY 129 N | Jefferson | Jackson | 780060 | 2 | [5 empty] | Removed from Ground | Diesel | 4000 | Bare Steel | 1967-05-06 | 1976-01-01 | Galvanized Steel | Suction (American)
DAVID FOOD STORE | 11234 US HWY 129 N | TALMO | Jackson | 9078044 | 2 |  | 1998-07-30 |  | 1998-07-30 |  | Removed from Ground | Gas (Historical Use) | 4000 | Steel-Impressed Current | 1980-01-01 | 2010-12-20 | Cathodically Protected | Pressurized
Ganesh 0922 LLC | 8723 MAYSVILLE RD | MAYSVILLE | Jackson | 690138 | 5 | Flapper Valve | 1997-07-01 | FALSE | 1997-07-01 | FALSE | Currently in Use | Diesel On Road | 2000 | Steel-Impressed Current | 1988-03-07 |  |  | Safe Suction (Euro)
CONAGRA | 1184 MAIN ST | TALMO | Jackson | 9078029 | 1 | [5 empty] | Removed from Ground | Diesel | 10000 | Not Marked/Unknown | 1994-10-10 | 1994-10-10 | Not Marked
P D'S QUICK STOP | COMMERCE RD | ATHENS | Jackson | 780055 | 4 | [5 empty] | Removed from Ground | Diesel | 2000 | Bare Steel | 1982-04-12 | 1899-12-31 | Galvanized Steel
HILDA GEE GROCERY/GLENN ABBY PROPERTY | 476 OLD GAINESVILLE HWY | PENDERGRASS | Jackson | 9078051 | 3 | Flapper Valve | 1998-12-18 | FALSE | 1998-12-18 | FALSE | Removed from Ground | Regular | 2000 | Composite | 1998-12-18 |  | Fiberglass Reinforced Plastic | Safe Suction (Euro)
EXXON #4-5048 | I-85/US HWY 129 | PENDERGRASS | Jackson | 780059 | 1 | [5 empty] | Removed from Ground | Gas (Historical Use) | 6000 | Bare Steel | 1966-06-01 | 1993-01-07 | Galvanized Steel | Pressurized
WAYNE POULTRY FARMS | PO BOX 59/69 | PENDERGRASS | Jackson | 780029 | 2 | [5 empty] | Removed from Ground | Kerosene | 15000 | Bare Steel | 1978-02-05 | 1899-12-31 | Cathodically Protected
NORTH JACKSON FOOD MART | 994 OLD GAINESVILLE HWY | PENDERGRASS | Jackson | 780039 | 4 | Ball Float | 1996-12-03 | FALSE | 1996-12-03 | FALSE | Currently in Use | Diesel | 8000 | Fiberglass | 1996-12-03 |  | Fiberglass Reinforced Plastic | Pressurized
NORTH JACKSON FOOD MART | 994 OLD GAINESVILLE HWY | PENDERGRASS | Jackson | 780039 | 5 | Ball Float | 1996-12-03 | FALSE | 1996-12-03 | FALSE | Currently in Use | Regular | 10000 | Fiberglass | 1996-12-03 |  | Fiberglass Reinforced Plastic | Pressurized
P D'S QUICK STOP | COMMERCE RD | ATHENS | Jackson | 780055 | 3 | [5 empty] | Removed from Ground | Gas (Historical Use) | 3000 | Bare Steel | 1971-04-15 | 1899-12-31 | Galvanized Steel
Ganesh 0922 LLC | 8723 MAYSVILLE RD | MAYSVILLE | Jackson | 690138 | 4 | Flapper Valve | 1997-07-01 | FALSE | 1997-07-01 | FALSE | Currently in Use | Diesel | 4000 | Steel-Impressed Current | 1984-04-29 |  |  | Safe Suction (Euro)
Ganesh 0922 LLC | 8723 MAYSVILLE RD | MAYSVILLE | Jackson | 690138 | 1 | Flapper Valve | 1997-07-01 | FALSE | 1997-07-01 | FALSE | Currently in Use | Regular | 6000 | Steel-Impressed Current | 1979-05-01 |  |  | Pressurized
UPS FREIGHT JEFFERSON (UST) | 5251 US HWY 129 N | Jefferson | Jackson | 780060 | 3 | Ball Float | 1992-01-01 | FALSE | 1992-01-01 | FALSE | Removed from Ground | Diesel | 10000 | Galvanic (STIP-3) | 1992-01-01 |  | Fiberglass Reinforced Plastic | Pressurized
UPS FREIGHT JEFFERSON (UST) | 5251 US HWY 129 N | Jefferson | Jackson | 780060 | 3 | Ball Float | 1992-01-01 | FALSE | 1992-01-01 | FALSE | Removed from Ground | Diesel | 10000 | Galvanic (STIP-3) | 1992-01-01 |  | Fiberglass Reinforced Plastic | Pressurized
UPS FREIGHT JEFFERSON (UST) | 5251 US HWY 129 N | Jefferson | Jackson | 780060 | 3 | Ball Float | 1992-01-01 | FALSE | 1992-01-01 | FALSE | Removed from Ground | Diesel | 10000 | Galvanic (STIP-3) | 1992-01-01 |  | Fiberglass Reinforced Plastic | Pressurized
NORTH JACKSON FOOD MART | 994 OLD GAINESVILLE HWY | PENDERGRASS | Jackson | 780039 | 2 | [5 empty] | Removed from Ground | Gas (Historical Use) | 4000 | Bare Steel | 1980-04-12 | 1996-10-10 | Galvanized Steel | Suction (American)
ITT TRANS/CENTER SITE # 127 | UNKNOWN | CENTER | Jackson | 780057 | 1 | [5 empty] | Removed from Ground | Other | 500 | Bare Steel | 1977-05-01 | 1899-12-31 | Copper
DD QUIK STOP | US HWY 441 | ATHENS | Jackson | 9078019 | 1 | [5 empty] | Removed from Ground | Other | 1000 | Not Marked/Unknown | 1967-01-01 | 1988-04-01 | Not Marked
DD QUIK STOP | US HWY 441 | ATHENS | Jackson | 9078019 | 4 | [5 empty] | Removed from Ground | Other | 2000 | Not Marked/Unknown | 1982-01-01 | 1988-04-01 | Not Marked
J H KINNEY & SONS | MAIN ST | TALMO | Jackson | 780051 | 1 | [5 empty] | Removed from Ground | Gas (Historical Use) | 2000 | Bare Steel | 1977-04-13 | 1899-12-31 | Galvanized Steel
Ganesh 0922 LLC | 8723 MAYSVILLE RD | MAYSVILLE | Jackson | 690138 | 2 | Ball Float | 1997-07-01 | FALSE | 1997-07-01 | FALSE | Currently in Use | Premium | 6000 | Steel-Impressed Current | 1979-05-01 |  |  | Pressurized
Ganesh 0922 LLC | 8723 MAYSVILLE RD | MAYSVILLE | Jackson | 690138 | 3 | Ball Float | 1997-07-01 | FALSE | 1997-07-01 | FALSE | Currently in Use | Regular | 6000 | Steel-Impressed Current | 1979-05-01 |  |  | Pressurized
ALLTEL GA INC | MAIN ST | MAYSVILLE | Jackson | 780080 | 1 | [5 empty] | Removed from Ground | Diesel | 550 | Bare Steel | 1984-05-08 | 1992-04-09 | Copper
JACKSON COUNTY CORRECTIONAL INST | PRISON FARM RD-SR 84 | JEFFERSON | Jackson | 780018 | 2 | [5 empty] | Currently in Use | Gas (Historical Use) | 1000 | Bare Steel | 1978-02-22 |  | Bare Steel
OUR STORE GROCERIES | 5241 HOLLY SPRINGS RD | PENDERGRASS | Jackson | 9078048 | 1 | Flapper Valve | 1998-01-05 | FALSE | 1987-01-01 | FALSE | Currently in Use | Regular | 6000 | Galvanic (STIP-3) | 1987-01-01 |  | Fiberglass Reinforced Plastic | Pressurized
DEES PACKAGE STORE | HWY 129 WEST OF I-85 | PENDERGRASS | Jackson | 9078069 | 3 | [5 empty] | Removed from Ground | Gas (Historical Use) | 0 | Not Marked/Unknown | 1996-11-20 | 1996-11-20 | Not Marked
NORTH JACKSON FOOD MART | 994 OLD GAINESVILLE HWY | PENDERGRASS | Jackson | 780039 | 1 | [5 empty] | Removed from Ground | Gas (Historical Use) | 4000 | Bare Steel | 1980-04-12 | 1996-10-10 | Galvanized Steel | Suction (American)
PILOT TRAVEL CENTER #66 | 5888 WINDER HWY | BRASELTON | Jackson | 9078006 | 5 | Flapper Valve | 1989-01-01 | FALSE | 1989-01-01 | FALSE | Currently in Use | Diesel On Road | 15000 | Composite | 1989-01-01 |  | Fiberglass Reinforced Plastic | Pressurized
PILOT TRAVEL CENTER #66 | 5888 WINDER HWY | BRASELTON | Jackson | 9078006 | 4 | Flapper Valve | 1989-01-01 | FALSE | 1989-01-01 | FALSE | Currently in Use | Diesel On Road | 15000 | Composite | 1989-01-01 |  | Fiberglass Reinforced Plastic | Pressurized
EZ BUY #1 | I-85 & GA HWY 53 | BRASELTON | Jackson | 780084 | 2 |  | 1998-10-01 |  | 1998-10-01 |  | Removed from Ground | Gas (Historical Use) | 6000 | Steel-Impressed Current | 1965-05-13 | 2005-03-07 | Cathodically Protected | Pressurized
EZ BUY #1 | I-85 & GA HWY 53 | BRASELTON | Jackson | 780084 | 4 |  | 1998-10-01 |  | 1998-10-01 |  | Removed from Ground | Gas (Historical Use) | 10000 | Steel-Impressed Current | 1965-05-13 | 2005-03-07 | Cathodically Protected | Pressurized
PHILLIPS' CHEVRON STA #44248 | I-85 & GA HWY 53 | BRASELTON | Jackson | 9000191 | 1 | [5 empty] | Removed from Ground | Other | 10000 | Bare Steel | 1961-03-04 | 1989-02-06 | Cathodically Protected
BO'S GROCERY | GA HWY 124 EAST/1 MILE ON RIGHT | BRASELTON | Jackson | 780052 | 1 | [5 empty] | Removed from Ground | Gas (Historical Use) | 1000 | Bare Steel | 1971-04-15 | 2000-02-10 | Galvanized Steel | Safe Suction (Euro)
H&H TIRE GAS | 5845 HWY 53 | BRASELTON | Jackson | 780064 | 4 |  | 1998-04-02 |  | 1998-04-02 |  | Removed from Ground | Diesel | 6000 | Steel-Impressed Current | 1986-06-01 | 2001-12-01 | Cathodically Protected | Pressurized
H&H TIRE GAS | 5845 HWY 53 | BRASELTON | Jackson | 780064 | 5 |  |  | FALSE |  | FALSE | Removed from Ground | Used Oil | 1000 | Unknown | 2001-12-01 | 2001-12-01 | Unknown
RaceTrac #2340 - Braselton | 5901 GA HWY 53 | BRASELTON | Jackson | 10002468 | 2A | Overfill Alarm | 2015-07-16 | FALSE | 2015-07-16 | FALSE | Currently in Use | E-0 | 10000 | Fiberglass Double Walled | 2015-07-16 |  | Double-Walled Fiberglass | Pressurized
BRASELTON SERVICE STATION | GA HWY 124 @ GA HWY 53 | BRASELTON | Jackson | 9000573 | 4-B | [5 empty] | Removed from Ground | Gas (Historical Use) | 10000 | Bare Steel | 1971-05-12 | 1989-11-15 | Galvanized Steel
BRASELTON SERVICE STATION | GA HWY 124 @ GA HWY 53 | BRASELTON | Jackson | 9000573 | 7-B | [5 empty] | Removed from Ground | Gas (Historical Use) | 2000 | Bare Steel | 1971-05-12 | 1989-11-15 | Galvanized Steel
PHILLIPS' CHEVRON STA #44248 | I-85 & GA HWY 53 | BRASELTON | Jackson | 9000191 | 2 | [5 empty] | Removed from Ground | Other | 10000 | Bare Steel | 1961-03-04 | 1989-02-06 | Cathodically Protected
H&H TIRE GAS | 5845 HWY 53 | BRASELTON | Jackson | 780064 | 1 |  | 1998-04-02 |  | 1998-04-02 |  | Removed from Ground | Gas (Historical Use) | 8000 | Steel-Impressed Current | 1982-04-30 | 2001-12-01 | Cathodically Protected | Pressurized
RaceTrac #2340 - Braselton | 5901 GA HWY 53 | BRASELTON | Jackson | 10002468 | 3A | Overfill Alarm | 2015-07-15 | FALSE | 2015-07-16 | FALSE | Currently in Use | Premium | 10000 | Fiberglass Double Walled | 2015-07-16 |  | Double-Walled Fiberglass | Pressurized
PILOT TRAVEL CENTER #66 | 5888 WINDER HWY | BRASELTON | Jackson | 9078006 | 3 | Flapper Valve | 1989-01-01 | FALSE | 1989-01-01 | FALSE | Currently in Use | Regular | 10000 | Composite | 1989-01-01 |  | Fiberglass Reinforced Plastic | Pressurized
JACKSON COUNTY/SCHOOL ? | ROUTE 1 | BRASELTON | Jackson | 780022 | 1 | [5 empty] | Removed from Ground | Diesel | 300 | Marked Unknown | 1966-02-25 | 1988-01-01 | Cathodically Protected
MAS INC DBA SHELL FOOD MART | 5621 HWY 53 | BRASELTON | Jackson | 9078056 | 4 | Ball Float | 1990-04-01 | FALSE | 1990-04-01 | FALSE | Currently in Use | Diesel | 4000 | Galvanic (STIP-3) | 1990-04-01 |  | Fiberglass Reinforced Plastic | Pressurized
GOLDEN PANTRY #53 | 5636 GA HWY 53 | BRASELTON | Jackson | 780099 | 4 | Flapper Valve | 1998-02-10 | FALSE | 1990-04-11 | FALSE | Currently in Use | Diesel | 8020 | Galvanic (STIP-3) | 1987-01-01 |  | Fiberglass Reinforced Plastic | Pressurized
GOLDEN PANTRY #53 | 5636 GA HWY 53 | BRASELTON | Jackson | 780099 | 5 | Flapper Valve | 1998-02-10 | FALSE | 1990-04-11 | FALSE | Currently in Use | E-0 | 2000 | Galvanic (STIP-3) | 1987-01-01 |  | Fiberglass Reinforced Plastic | Suction (American)
MAS INC DBA SHELL FOOD MART | 5621 HWY 53 | BRASELTON | Jackson | 9078056 | 2 | Ball Float | 1990-04-01 | FALSE | 1990-04-01 | FALSE | Currently in Use | Regular | 10000 | Galvanic (STIP-3) | 1990-04-01 |  | Fiberglass Reinforced Plastic | Pressurized
GOLDEN PANTRY #53 | 5636 GA HWY 53 | BRASELTON | Jackson | 780099 | 2 | Flapper Valve | 1998-02-10 | FALSE | 1990-04-11 | FALSE | Currently in Use | Regular | 10000 | Galvanic (STIP-3) | 1987-01-01 |  | Fiberglass Reinforced Plastic | Pressurized
ALLTEL GEORGIA INC | 5086 HWY 53 | BRASELTON | Jackson | 780075 | 1 | [5 empty] | Removed from Ground | Diesel | 550 | Bare Steel | 1984-05-08 | 1992-04-09 | Galvanized Steel
MAS INC DBA SHELL FOOD MART | 5621 HWY 53 | BRASELTON | Jackson | 9078056 | 3 | Ball Float | 1990-04-01 | FALSE | 1990-04-01 | FALSE | Currently in Use | Premium | 10000 | Galvanic (STIP-3) | 1990-04-01 |  | Fiberglass Reinforced Plastic | Pressurized
PILOT TRAVEL CENTER #66 | 5888 WINDER HWY | BRASELTON | Jackson | 9078006 | 6 | Flapper Valve | 1989-01-01 | FALSE | 1989-01-01 | FALSE | Currently in Use | Diesel On Road | 15000 | Composite | 1989-01-01 |  | Fiberglass Reinforced Plastic | Pressurized
PILOT TRAVEL CENTER #66 | 5888 WINDER HWY | BRASELTON | Jackson | 9078006 | 8 | Flapper Valve | 1989-01-01 | FALSE | 1989-01-01 | FALSE | Currently in Use | Diesel On Road | 5000 | Composite | 1989-01-01 |  | Fiberglass Reinforced Plastic | Pressurized
H&H TIRE GAS | 5845 HWY 53 | BRASELTON | Jackson | 780064 | 2 |  | 1998-04-02 |  | 1998-04-02 |  | Removed from Ground | Gas (Historical Use) | 6000 | Steel-Impressed Current | 1982-04-30 | 2001-12-01 | Cathodically Protected | Pressurized
GOLDEN PANTRY #53 | 5636 GA HWY 53 | BRASELTON | Jackson | 780099 | 3 | Flapper Valve | 1998-02-10 | FALSE | 1990-04-11 | FALSE | Currently in Use | Premium | 10000 | Galvanic (STIP-3) | 1987-01-01 |  | Fiberglass Reinforced Plastic | Pressurized
PHILLIPS' CHEVRON STA #44248 | I-85 & GA HWY 53 | BRASELTON | Jackson | 9000191 | 3 | [5 empty] | Removed from Ground | Other | 5000 | Bare Steel | 1961-03-04 | 1989-02-06 | Cathodically Protected
BRASELTON SERVICE STATION | GA HWY 124 @ GA HWY 53 | BRASELTON | Jackson | 9000573 | 8-B | [5 empty] | Removed from Ground | Gas (Historical Use) | 1000 | Bare Steel | 1971-05-12 | 1989-11-15 | Galvanized Steel
PILOT TRAVEL CENTER #66 | 5888 WINDER HWY | BRASELTON | Jackson | 9078006 | 1 | Flapper Valve | 1989-01-01 | FALSE | 1989-01-01 | FALSE | Currently in Use | Premium | 8000 | Composite | 1989-01-01 |  | Fiberglass Reinforced Plastic | Pressurized
PILOT TRAVEL CENTER #66 | 5888 WINDER HWY | BRASELTON | Jackson | 9078006 | 7 | Flapper Valve | 1997-08-01 | FALSE | 1997-08-01 | FALSE | Currently in Use | Diesel On Road | 5000 | Composite Double Walled | 1997-08-01 |  | Fiberglass Reinforced Plastic | Pressurized
EZ BUY #1 | I-85 & GA HWY 53 | BRASELTON | Jackson | 780084 | 6 |  | 1998-10-01 |  | 1998-10-01 |  | Removed from Ground | Kerosene | 1000 | Galvanic (STIP-3) | 1985-05-08 | 2005-03-07 | Cathodically Protected | Suction (American)
BRASELTON SERVICE STATION | GA HWY 124 @ GA HWY 53 | BRASELTON | Jackson | 9000573 | 3-L | [5 empty] | Removed from Ground | Gas (Historical Use) | 2000 | Bare Steel | 1971-05-12 | 1989-11-15 | Galvanized Steel
BRASELTON SERVICE STATION | GA HWY 124 @ GA HWY 53 | BRASELTON | Jackson | 9000573 | 1-L | [5 empty] | Removed from Ground | Gas (Historical Use) | 5000 | Bare Steel | 1971-05-12 | 1989-11-15 | Galvanized Steel
MAS INC DBA SHELL FOOD MART | 5621 HWY 53 | BRASELTON | Jackson | 9078056 | 1 | Ball Float | 1990-04-01 | FALSE | 1990-04-01 | FALSE | Currently in Use | Regular | 10000 | Galvanic (STIP-3) | 1990-04-01 |  | Fiberglass Reinforced Plastic | Pressurized
PHILLIPS' CHEVRON STA #44248 | I-85 & GA HWY 53 | BRASELTON | Jackson | 9000191 | 4 |  |  | TRUE |  | TRUE | Removed from Ground | Used Oil | 550 | Bare Steel | 1961-03-04 | 1989-02-06 | Cathodically Protected
BO'S GROCERY | GA HWY 124 EAST/1 MILE ON RIGHT | BRASELTON | Jackson | 780052 | 4 | [5 empty] | Removed from Ground | Empty | 500 | Bare Steel | 1961-04-17 | 2000-02-10 | Galvanized Steel | Safe Suction (Euro)
H&H TIRE GAS | 5845 HWY 53 | BRASELTON | Jackson | 780064 | 3 |  | 1998-04-02 |  | 1998-04-02 |  | Removed from Ground | Gas (Historical Use) | 6000 | Steel-Impressed Current | 1982-04-30 | 2001-12-01 | Cathodically Protected | Pressurized
RaceTrac #2340 - Braselton | 5901 GA HWY 53 | BRASELTON | Jackson | 10002468 | 2B | Overfill Alarm | 2015-07-16 | FALSE | 2015-07-16 | FALSE | Currently in Use | Diesel | 10000 | Fiberglass Double Walled | 2016-07-15 |  | Double-Walled Fiberglass | Pressurized
GA DOT BRASELTON 10113 | .4 MI S OF SR 124 ON POWER SUBST | BRASELTON | Jackson | 780046 | 1 | [5 empty] | Removed from Ground | Empty | 1000 | Bare Steel | 1986-04-29 | 2002-05-31 | Bare Steel
BRASELTON SERVICE STATION | GA HWY 124 @ GA HWY 53 | BRASELTON | Jackson | 9000573 | 9-B |  |  | TRUE |  | TRUE | Removed from Ground | Used Oil | 550 | Bare Steel | 1971-05-12 | 1989-11-15 | Galvanized Steel
PILOT TRAVEL CENTER #66 | 5888 WINDER HWY | BRASELTON | Jackson | 9078006 | 2 | Flapper Valve | 1989-01-01 | FALSE | 1989-01-01 | FALSE | Currently in Use | Regular | 10000 | Composite | 1989-01-01 |  | Fiberglass Reinforced Plastic | Pressurized
GOLDEN PANTRY #53 | 5636 GA HWY 53 | BRASELTON | Jackson | 780099 | 1 | Flapper Valve | 1998-02-10 | FALSE | 1990-04-01 | FALSE | Currently in Use | Regular | 10000 | Galvanic (STIP-3) | 1987-01-01 |  | Fiberglass Reinforced Plastic | Pressurized
ALLTEL GEORGIA INC | 5086 HWY 53 | BRASELTON | Jackson | 780075 | 2 |  | 1989-04-26 |  | 1989-04-26 |  | Removed from Ground | Diesel | 550 | Double Walled | 1989-04-26 | 2004-01-15 | Double Walled
UNKNOWN | GEORGIA STATE ROUTE 53@DAVIS STREET | BRASELTON | Jackson | 10002292 | 1 |  |  | FALSE |  | FALSE | Removed from Ground | Not Marked/Tank Removed | 500 | Unknown | 2013-11-11 | 2013-11-11 | Unknown
BO'S GROCERY | GA HWY 124 EAST/1 MILE ON RIGHT | BRASELTON | Jackson | 780052 | 2 | [5 empty] | Removed from Ground | Gas (Historical Use) | 550 | Bare Steel | 1961-04-17 | 2000-02-10 | Galvanized Steel | Safe Suction (Euro)
RaceTrac #2340 - Braselton | 5901 GA HWY 53 | BRASELTON | Jackson | 10002468 | 1 | Overfill Alarm | 2015-07-16 | FALSE | 2015-07-16 | FALSE | Currently in Use | Regular | 20000 | Fiberglass Double Walled | 2015-07-16 |  | Double-Walled Fiberglass | Pressurized
EZ BUY #1 | I-85 & GA HWY 53 | BRASELTON | Jackson | 780084 | 1 |  | 1998-10-01 |  | 1998-10-01 |  | Removed from Ground | Gas (Historical Use) | 6000 | Steel-Impressed Current | 1965-05-13 | 2005-03-07 | Cathodically Protected | Pressurized
EZ BUY #1 | I-85 & GA HWY 53 | BRASELTON | Jackson | 780084 | 30705 |  | 1998-10-01 |  | 1998-10-01 |  | Removed from Ground | Diesel | 4000 | Steel-Impressed Current | 1985-05-08 | 2005-03-07 | Cathodically Protected | Pressurized
RaceTrac #2340 - Braselton | 5901 GA HWY 53 | BRASELTON | Jackson | 10002468 | 3B | Overfill Alarm | 2015-07-16 | FALSE | 2015-07-16 | FALSE | Currently in Use | E-85 | 10000 | Fiberglass Double Walled | 2015-07-16 |  | Double-Walled Fiberglass | Pressurized
EZ BUY #1 | I-85 & GA HWY 53 | BRASELTON | Jackson | 780084 | 3 |  | 1998-10-01 |  | 1998-10-01 |  | Removed from Ground | Gas (Historical Use) | 6000 | Steel-Impressed Current | 1965-05-13 | 2005-03-07 | Cathodically Protected | Pressurized
BO'S GROCERY | GA HWY 124 EAST/1 MILE ON RIGHT | BRASELTON | Jackson | 780052 | 3 | [5 empty] | Removed from Ground | Gas (Historical Use) | 550 | Bare Steel | 1961-04-17 | 2000-02-10 | Galvanized Steel | Safe Suction (Euro)
CHEVRON FOOD MART | 6036 HWY 124 | HOSCHTON | Jackson | 10003505 | 1 | Flapper Valve | 2024-12-01 | FALSE | 2024-12-01 | FALSE | Currently in Use | Regular | 12000 | Fiberglass Double Walled | 2024-12-01 |  | Flex | Pressurized
CHEVRON FOOD MART | 6036 HWY 124 | HOSCHTON | Jackson | 10003505 | 2 | Flapper Valve | 2024-12-01 | FALSE | 2024-12-01 | FALSE | Currently in Use | Premium | 5000 | Fiberglass Double Walled | 2024-12-01 |  | Flex | Pressurized
CHEVRON FOOD MART | 6036 HWY 124 | HOSCHTON | Jackson | 10003505 | 4 | Flapper Valve | 2024-12-01 | FALSE | 2024-12-01 | FALSE | Currently in Use | E-0 | 4000 | Fiberglass Double Walled | 2024-12-01 |  | Flex | Pressurized
CHEVRON FOOD MART | 6036 HWY 124 | HOSCHTON | Jackson | 10003505 | 3 | Flapper Valve | 2024-12-01 | FALSE | 2024-12-01 | FALSE | Currently in Use | Diesel | 4000 | Fiberglass Double Walled | 2024-12-01 |  | Flex | Pressurized
D'S FOOD STORE | 10141 COMMERCE RD | ATHENS | Jackson | 9078046 | 3 | Ball Float | 1991-11-01 | FALSE | 1991-11-01 | FALSE | Currently in Use | Regular | 8000 | Galvanic (STIP-3) | 1991-11-01 |  | Fiberglass Reinforced Plastic | Pressurized
JACKSON FOOD MART | 8444 JEFFERSON RD | ATHENS | Jackson | 10000924 | 3A | Ball Float | 2005-06-19 | FALSE | 2005-06-19 | FALSE | Currently in Use | Diesel | 6000 | Composite | 2005-06-19 |  | Double-Walled Fiberglass | Pressurized
KAR FOOD MART LLC | 8033 JEFFERSON HWY | ATHENS | Jackson | 10000728 | 1 | Ball Float | 2003-12-01 | FALSE | 2003-12-01 | FALSE | Currently in Use | Regular | 12000 | Composite | 2003-09-15 |  | Double-Walled Flex | Pressurized
D'S FOOD STORE | 10141 COMMERCE RD | ATHENS | Jackson | 9078046 | 2 | Ball Float | 1991-11-01 | FALSE | 1991-11-01 | FALSE | Currently in Use | Diesel | 6000 | Galvanic (STIP-3) | 1991-11-01 |  | Fiberglass Reinforced Plastic | Pressurized
JACKSON COUNTY/SCHOOL ? | ROUTE 2 (JACKSON COUNTY ) | ATHENS | Jackson | 7000069 | 2 | [5 empty] | Removed from Ground | Diesel | 10000 | Bare Steel | 1981-02-21 | 1988-01-01 | Galvanized Steel
KAR FOOD MART LLC | 8033 JEFFERSON HWY | ATHENS | Jackson | 10000728 | 2 | Ball Float | 2003-12-01 | FALSE | 2003-12-01 | FALSE | Currently in Use | Premium | 10000 | Composite | 2003-09-15 |  | Double-Walled Flex | Pressurized
D'S FOOD STORE | 10141 COMMERCE RD | ATHENS | Jackson | 9078046 | 1 | Ball Float | 1991-11-01 | FALSE | 1991-11-01 | FALSE | Currently in Use | Premium | 6000 | Galvanic (STIP-3) | 1991-11-01 |  | Fiberglass Reinforced Plastic | Pressurized
QuikTrip# 762 | 5502 HWY 53 | BRASELTON | Jackson | 10003277 | 2 | Overfill Alarm | 2022-10-01 | FALSE | 2022-08-01 | FALSE | Currently in Use | E-10 | 15000 | Fiberglass Double Walled | 2022-08-01 |  | Double-Walled Flex | Pressurized
SHELL FOOD MART | 2156 HOLLY SPRINGS RD | JEFFERSON | Jackson | 10003410 | 1 | Flapper Valve | 2024-02-01 | FALSE | 2024-02-01 | FALSE | Currently in Use | Regular | 15000 | Composite Double Walled | 2024-02-01 |  | Double-Walled Flex | Pressurized
JACKSON FOOD MART | 8444 JEFFERSON RD | ATHENS | Jackson | 10000924 | 1 | Ball Float | 2005-06-19 | FALSE | 2005-06-19 | FALSE | Currently in Use | Regular | 12000 | Composite | 2005-06-19 |  | Double-Walled Fiberglass | Pressurized
LOUISIANA PACIFIC LUMBERYARD | 10910 COMMERCE RD | ATHENS | Jackson | 9078023 | 1 | [5 empty] | Removed from Ground | Diesel | 1000 | Bare Steel | 1979-01-01 | 1994-04-18 | Bare Steel | Safe Suction (Euro)
D'S FOOD STORE | 10141 COMMERCE RD | ATHENS | Jackson | 9078046 | 4 | Ball Float | 1991-11-01 | FALSE | 1991-11-01 | FALSE | Currently in Use | Regular | 10000 | Galvanic (STIP-3) | 1991-11-01 |  | Fiberglass Reinforced Plastic | Pressurized
JACKSON FOOD MART | 8444 JEFFERSON RD | ATHENS | Jackson | 10000924 | 2 | Ball Float | 2005-06-19 | FALSE | 2005-06-19 | FALSE | Currently in Use | Premium | 10000 | Composite | 2005-06-19 |  | Double-Walled Fiberglass | Pressurized
JACKSON COUNTY/SCHOOL ? | ROUTE 2 (JACKSON COUNTY ) | ATHENS | Jackson | 7000069 | 1 | [5 empty] | Removed from Ground | Gas (Historical Use) | 10000 | Bare Steel | 1979-02-22 | 1988-01-01 | Galvanized Steel
UNKNOWN | 185 MCBAR ACRES RD | ATHENS | Jackson | 10002526 | 1 |  |  | FALSE |  | FALSE | Removed from Ground | Gas (Historical Use) | 0 | Bare Steel | 1970-01-01 | 1899-12-31 | Bare Steel
KAR FOOD MART LLC | 8033 JEFFERSON HWY | ATHENS | Jackson | 10000728 | 3 | Ball Float | 2003-12-01 | FALSE | 2003-12-01 | FALSE | Currently in Use | Diesel | 10000 | Composite | 2003-09-15 |  | Double-Walled Flex | Pressurized
JACKSON FOOD MART | 8444 JEFFERSON RD | ATHENS | Jackson | 10000924 | 3B | Ball Float | 2005-06-19 | FALSE | 2005-06-19 | FALSE | Currently in Use | Diesel | 4000 | Composite | 2005-06-19 |  | Double-Walled Fiberglass | Pressurized
QuikTrip# 762 | 5502 HWY 53 | BRASELTON | Jackson | 10003277 | 6 | Overfill Alarm | 2022-10-01 | FALSE | 2022-08-01 | FALSE | Currently in Use | Diesel | 15000 | Fiberglass Double Walled | 2022-08-01 |  | Double-Walled Flex | Pressurized
BULLDOG PACKAGE STORE & TAVERN | GA HWY 129 | ARCADE | Jackson | 9000570 | 1 | [5 empty] | Removed from Ground | Other | 0 | Not Marked/Unknown |  | 1899-12-31 | Not Marked
QuikTrip# 762 | 5502 HWY 53 | BRASELTON | Jackson | 10003277 | 3 | Overfill Alarm | 2022-10-01 | FALSE | 2022-08-01 | FALSE | Currently in Use | E-10 | 15000 | Fiberglass Double Walled | 2022-08-01 |  | Double-Walled Flex | Pressurized
QuikTrip# 762 | 5502 HWY 53 | BRASELTON | Jackson | 10003277 | 1 | Overfill Alarm | 2022-10-01 | FALSE | 2022-08-01 | FALSE | Currently in Use | E-10 | 15000 | Fiberglass Double Walled | 2022-08-01 |  | Double-Walled Flex | Pressurized
SHELL FOOD MART | 2156 HOLLY SPRINGS RD | JEFFERSON | Jackson | 10003410 | 2A | Flapper Valve | 2024-02-01 | FALSE | 2024-02-01 | FALSE | Currently in Use | Premium | 8000 | Composite Double Walled | 2024-02-01 |  | Double-Walled Flex | Pressurized
QuikTrip# 762 | 5502 HWY 53 | BRASELTON | Jackson | 10003277 | 5 | Overfill Alarm | 2022-10-01 | FALSE | 2022-08-01 | FALSE | Currently in Use | E-10 | 15000 | Fiberglass Double Walled | 2022-08-01 |  | Double-Walled Flex | Pressurized
QuikTrip# 762 | 5502 HWY 53 | BRASELTON | Jackson | 10003277 | 4 | Overfill Alarm | 2022-10-01 | FALSE | 2022-08-01 | FALSE | Currently in Use | E-10 | 15000 | Fiberglass Double Walled | 2022-08-01 |  | Double-Walled Flex | Pressurized
HOG MOUNTAIN BP | 4601 BRASELTON HWY | HOSCHTON | Jackson | 10003447 | 2B | Overfill Alarm | 2023-12-19 | FALSE | 2023-12-12 | FALSE | Currently in Use | Diesel | 5000 |  | 2023-12-06 |  | Double-Walled Fiberglass | Pressurized
QUIKTRIP #1705 | 1495 OLD PENDEGRASS RD | JEFFERSON | Jackson | 10003546 | 1 | Overfill Alarm | 2025-01-01 | FALSE | 2024-12-01 | FALSE | Currently in Use | E-10 | 15000 | Fiberglass Double Walled | 2024-07-03 |  |  | Pressurized
ROYAL JEFFERSON LLC | 3676 GALILEE CHURCH RD | JEFFERSON | Jackson | 10003564 | 1 | Flapper Valve | 2024-05-29 | FALSE | 2024-05-29 | FALSE | Currently in Use | Regular | 12000 | Composite Double Walled | 2024-05-29 |  | Double-Walled Flex | Pressurized
HOG MOUNTAIN BP | 4601 BRASELTON HWY | HOSCHTON | Jackson | 10003447 | 2C | Overfill Alarm | 2023-12-19 | FALSE | 2023-12-12 | FALSE | Currently in Use | Regular | 5000 |  | 2023-12-06 |  | Double-Walled Fiberglass | Pressurized
SHELL FOOD MART | 2156 HOLLY SPRINGS RD | JEFFERSON | Jackson | 10003410 | 2B | Flapper Valve | 2024-02-01 | FALSE | 2024-02-01 | FALSE | Currently in Use | Diesel | 7000 | Composite Double Walled | 2024-02-01 |  | Double-Walled Flex | Pressurized
HOG MOUNTAIN BP | 4601 BRASELTON HWY | HOSCHTON | Jackson | 10003447 | 1 | Overfill Alarm | 2023-12-19 | FALSE | 2023-12-12 | FALSE | Currently in Use | Regular | 15000 |  | 2023-12-06 |  | Double-Walled Fiberglass | Pressurized
ROYAL JEFFERSON LLC | 3676 GALILEE CHURCH RD | JEFFERSON | Jackson | 10003564 | 2B | Flapper Valve | 2024-05-29 | FALSE | 2024-05-29 | FALSE | Currently in Use | Diesel | 6000 | Composite Double Walled | 2024-05-29 |  | Double-Walled Flex | Pressurized
HOG MOUNTAIN BP | 4601 BRASELTON HWY | HOSCHTON | Jackson | 10003447 | 2A | Overfill Alarm | 2023-12-19 | FALSE | 2023-12-12 | FALSE | Currently in Use | Premium | 5000 |  | 2023-12-06 |  | Double-Walled Fiberglass | Pressurized
QUIKTRIP #1705 | 1495 OLD PENDEGRASS RD | JEFFERSON | Jackson | 10003546 | 3 | Overfill Alarm | 2025-01-01 | FALSE | 2024-12-01 | FALSE | Currently in Use | E-0 | 15000 | Fiberglass Double Walled | 2024-07-03 |  |  | Pressurized
QUIKTRIP #1705 | 1495 OLD PENDEGRASS RD | JEFFERSON | Jackson | 10003546 | 5 | Overfill Alarm | 2025-01-01 | FALSE | 2024-12-01 | FALSE | Currently in Use | Diesel | 15000 | Fiberglass Double Walled | 2024-07-03 |  |  | Pressurized
QUIKTRIP #1705 | 1495 OLD PENDEGRASS RD | JEFFERSON | Jackson | 10003546 | 4 | Overfill Alarm | 2025-01-01 | FALSE | 2024-12-01 | FALSE | Currently in Use | E-10 | 15000 | Fiberglass Double Walled | 2024-07-03 |  |  | Pressurized
ROYAL JEFFERSON LLC | 3676 GALILEE CHURCH RD | JEFFERSON | Jackson | 10003564 | 2C | Flapper Valve | 2024-05-29 | FALSE | 2024-05-29 | FALSE | Currently in Use | E-0 | 3000 |  | 2024-05-29 |  | Double-Walled Flex | Pressurized
ROYAL JEFFERSON LLC | 3676 GALILEE CHURCH RD | JEFFERSON | Jackson | 10003564 | 2A | Flapper Valve | 2024-05-29 | FALSE | 2024-05-29 | FALSE | Currently in Use | Premium | 6000 | Composite Double Walled | 2024-05-29 |  | Double-Walled Flex | Pressurized
REDSTONE MARKET & BUTCHER | 2531 BROCK RD | ATHENS | Jackson | 10003587 | 2C | Flapper Valve | 2023-07-25 | FALSE | 2023-07-25 | FALSE | Currently in Use | E-0 | 6000 | Composite Double Walled | 2023-07-25 |  | Double-Walled Fiberglass | Pressurized
REDSTONE MARKET & BUTCHER | 2531 BROCK RD | ATHENS | Jackson | 10003587 | 1 | Flapper Valve | 2023-07-25 | FALSE | 2023-07-25 | FALSE | Currently in Use | Regular | 15000 | Composite Double Walled | 2023-07-25 |  | Double-Walled Fiberglass | Pressurized
REDSTONE MARKET & BUTCHER | 2531 BROCK RD | ATHENS | Jackson | 10003587 | 2B | Flapper Valve |  | FALSE |  | FALSE | Currently in Use | Diesel | 8000 | Composite Double Walled | 2023-07-25 |  | Double-Walled Fiberglass | Pressurized
QUIKTRIP #1705 | 1495 OLD PENDEGRASS RD | JEFFERSON | Jackson | 10003546 | 2 | Overfill Alarm | 2025-01-01 | FALSE | 2024-12-01 | FALSE | Currently in Use | E-10 | 15000 | Fiberglass Double Walled | 2024-07-03 |  |  | Pressurized
REDSTONE MARKET & BUTCHER | 2531 BROCK RD | ATHENS | Jackson | 10003587 | 2A | Flapper Valve | 2023-07-25 | FALSE | 2023-07-25 | FALSE | Currently in Use | Premium | 6000 | Composite Double Walled | 2023-07-25 |  | Double-Walled Fiberglass | Pressurized
UPS GROUND FREIGHT, INC. | 5251 US HIGHWAY 129 N | JEFFERSON | Jackson | 780060 | 2 | [5 empty] | Removed from Ground | Diesel | 4000 | Bare Steel | 1967-05-06 | 1976-01-01 | Galvanized Steel | Suction (American)
UPS GROUND FREIGHT, INC. | 5251 US HIGHWAY 129 N | JEFFERSON | Jackson | 780060 | 2 | [5 empty] | Removed from Ground | Diesel | 4000 | Bare Steel | 1967-05-06 | 1976-01-01 | Galvanized Steel | Suction (American)
UPS GROUND FREIGHT, INC. | 5251 US HIGHWAY 129 N | JEFFERSON | Jackson | 780060 | 2 | [5 empty] | Removed from Ground | Diesel | 4000 | Bare Steel | 1967-05-06 | 1976-01-01 | Galvanized Steel | Suction (American)
UPS GROUND FREIGHT, INC. | 5251 US HIGHWAY 129 N | JEFFERSON | Jackson | 780060 | 2 | [5 empty] | Removed from Ground | Diesel | 4000 | Bare Steel | 1967-05-06 | 1976-01-01 | Galvanized Steel | Suction (American)
UPS GROUND FREIGHT, INC. | 5251 US HIGHWAY 129 N | JEFFERSON | Jackson | 780060 | 2 | [5 empty] | Removed from Ground | Diesel | 4000 | Bare Steel | 1967-05-06 | 1976-01-01 | Galvanized Steel | Suction (American)
UPS GROUND FREIGHT, INC. | 5251 US HIGHWAY 129 N | JEFFERSON | Jackson | 780060 | 2 | [5 empty] | Removed from Ground | Diesel | 4000 | Bare Steel | 1967-05-06 | 1976-01-01 | Galvanized Steel | Suction (American)
UPS GROUND FREIGHT, INC. | 5251 US HIGHWAY 129 N | JEFFERSON | Jackson | 780060 | 3 | Ball Float | 1992-01-01 | FALSE | 1992-01-01 | FALSE | Currently in Use | Diesel | 10000 | Galvanic (STIP-3) | 1992-01-01 |  | Fiberglass Reinforced Plastic | Pressurized
UPS GROUND FREIGHT, INC. | 5251 US HIGHWAY 129 N | JEFFERSON | Jackson | 780060 | 3 | Ball Float | 1992-01-01 | FALSE | 1992-01-01 | FALSE | Currently in Use | Diesel | 10000 | Galvanic (STIP-3) | 1992-01-01 |  | Fiberglass Reinforced Plastic | Pressurized
UPS GROUND FREIGHT, INC. | 5251 US HIGHWAY 129 N | JEFFERSON | Jackson | 780060 | 3 | Ball Float | 1992-01-01 | FALSE | 1992-01-01 | FALSE | Currently in Use | Diesel | 10000 | Galvanic (STIP-3) | 1992-01-01 |  | Fiberglass Reinforced Plastic | Pressurized
UPS GROUND FREIGHT, INC. | 5251 US HIGHWAY 129 N | JEFFERSON | Jackson | 780060 | 3 | Ball Float | 1992-01-01 | FALSE | 1992-01-01 | FALSE | Currently in Use | Diesel | 10000 | Galvanic (STIP-3) | 1992-01-01 |  | Fiberglass Reinforced Plastic | Pressurized
UPS GROUND FREIGHT, INC. | 5251 US HIGHWAY 129 N | JEFFERSON | Jackson | 780060 | 1 | [5 empty] | Removed from Ground | Diesel | 10000 | Bare Steel | 1967-05-06 | 1991-12-01 | Galvanized Steel | Suction (American)
UPS GROUND FREIGHT, INC. | 5251 US HIGHWAY 129 N | JEFFERSON | Jackson | 780060 | 3 | Ball Float | 1992-01-01 | FALSE | 1992-01-01 | FALSE | Currently in Use | Diesel | 10000 | Galvanic (STIP-3) | 1992-01-01 |  | Fiberglass Reinforced Plastic | Pressurized
UPS GROUND FREIGHT, INC. | 5251 US HIGHWAY 129 N | JEFFERSON | Jackson | 780060 | 3 | Ball Float | 1992-01-01 | FALSE | 1992-01-01 | FALSE | Currently in Use | Diesel | 10000 | Galvanic (STIP-3) | 1992-01-01 |  | Fiberglass Reinforced Plastic | Pressurized
UPS GROUND FREIGHT, INC. | 5251 US HIGHWAY 129 N | JEFFERSON | Jackson | 780060 | 1 | [5 empty] | Removed from Ground | Diesel | 10000 | Bare Steel | 1967-05-06 | 1991-12-01 | Galvanized Steel | Suction (American)
UPS GROUND FREIGHT, INC. | 5251 US HIGHWAY 129 N | JEFFERSON | Jackson | 780060 | 1 | [5 empty] | Removed from Ground | Diesel | 10000 | Bare Steel | 1967-05-06 | 1991-12-01 | Galvanized Steel | Suction (American)
UPS GROUND FREIGHT, INC. | 5251 US HIGHWAY 129 N | JEFFERSON | Jackson | 780060 | 1 | [5 empty] | Removed from Ground | Diesel | 10000 | Bare Steel | 1967-05-06 | 1991-12-01 | Galvanized Steel | Suction (American)
UPS GROUND FREIGHT, INC. | 5251 US HIGHWAY 129 N | JEFFERSON | Jackson | 780060 | 1 | [5 empty] | Removed from Ground | Diesel | 10000 | Bare Steel | 1967-05-06 | 1991-12-01 | Galvanized Steel | Suction (American)
UPS GROUND FREIGHT, INC. | 5251 US HIGHWAY 129 N | JEFFERSON | Jackson | 780060 | 1 | [5 empty] | Removed from Ground | Diesel | 10000 | Bare Steel | 1967-05-06 | 1991-12-01 | Galvanized Steel | Suction (American)
Speedway #7208 | 115 Speedway Dr | Jefferson | Jackson | 10002954 | 2 | Flapper Valve | 2019-06-27 | FALSE | 2019-08-20 | FALSE | Currently in Use | Regular | 20000 | Fiberglass Double Walled | 2019-06-26 |  | Double-Walled Flex | Pressurized
Speedway #7208 | 115 Speedway Dr | Jefferson | Jackson | 10002954 | 1 | Flapper Valve | 2019-06-27 | FALSE | 2019-08-20 | FALSE | Currently in Use | Diesel | 12000 | Fiberglass Double Walled | 2019-06-26 |  | Double-Walled Flex | Pressurized
CENTER GROCERY | HWY 441 COMMERCE RD | ATHENS | Jackson | 9078005 | 1 | [5 empty] | Permanently Out of Use - historical purposes | Gas (Historical Use) | 2000 | Bare Steel | 1972-01-01 | 1899-12-31 | Galvanized Steel | Suction (American)
HOLLY HILL RESIDENTIAL PROPERTY | 469 DELIA DR | COMMERCE | Jackson | 10002817 | 1 |  |  | FALSE |  | FALSE | Removed from Ground | Gas (Historical Use) | 650 | Bare Steel |  | 2018-06-11 | Bare Steel
Gas Express #200 | 1810 Dry Pond Rd | Jefferson | Jackson | 10002988 | 4B | Flapper Valve |  | FALSE |  | FALSE | Currently in Use | Diesel | 5000 | Composite Double Walled | 2019-01-17 |  | Double-Walled Flex | Pressurized
Speedway #7208 | 115 Speedway Dr | Jefferson | Jackson | 10002954 | 4B | Flapper Valve | 2019-06-27 | FALSE | 2019-08-20 | FALSE | Currently in Use | E-85 | 6000 | Fiberglass Double Walled | 2019-06-26 |  | Double-Walled Flex | Pressurized
Speedway #7208 | 115 Speedway Dr | Jefferson | Jackson | 10002954 | 3 | Flapper Valve | 2019-06-27 | FALSE | 2019-08-20 | FALSE | Currently in Use | Regular | 20000 | Fiberglass Double Walled | 2019-06-26 |  | Double-Walled Flex | Pressurized
BILLY GRIFFITH | 926 GA HWY 129 | JEFFERSON | Jackson | 9078026 | 1 | [5 empty] | Currently in Use | Gas (Historical Use) | 5000 | Not Marked/Unknown |  |  | Not Marked
D D'S QUICK STOP | HWY 441 | CENTER | Jackson | 9078062 | 4 | [5 empty] | Removed from Ground | Diesel | 1000 | Bare Steel | 1966-01-01 | 1899-12-31 | Galvanized Steel | Suction (American)
D D'S QUICK STOP | HWY 441 | CENTER | Jackson | 9078062 | 1 | [5 empty] | Removed from Ground | Gas (Historical Use) | 1000 | Bare Steel | 1966-01-01 | 1899-12-31 | Galvanized Steel | Suction (American)
Gas Express #200 | 1810 Dry Pond Rd | Jefferson | Jackson | 10002988 | 3A | Flapper Valve |  | FALSE |  | FALSE | Currently in Use | Regular | 15000 | Composite Double Walled | 2019-01-17 |  | Double-Walled Flex | Pressurized
D D'S QUICK STOP | HWY 441 | CENTER | Jackson | 9078062 | 2 | [5 empty] | Removed from Ground | Gas (Historical Use) | 1000 | Bare Steel | 1966-01-01 | 1899-12-31 | Galvanized Steel | Suction (American)
CENTER GROCERY | HWY 441 COMMERCE RD | ATHENS | Jackson | 9078005 | 3 | [5 empty] | Permanently Out of Use - historical purposes | Gas (Historical Use) | 2000 | Bare Steel | 1972-01-01 | 1899-12-31 | Galvanized Steel | Suction (American)
Speedway #7208 | 115 Speedway Dr | Jefferson | Jackson | 10002954 | 6 | Flapper Valve | 2019-06-27 | FALSE | 2019-08-20 | FALSE | Currently in Use | Diesel | 20000 | Fiberglass Double Walled | 2019-06-26 |  | Double-Walled Flex | Pressurized
Gas Express #200 | 1810 Dry Pond Rd | Jefferson | Jackson | 10002988 | 4A | Flapper Valve |  | FALSE |  | FALSE | Currently in Use | E-85 | 5000 | Composite Double Walled | 2019-01-17 |  | Double-Walled Flex | Pressurized
Speedway #7208 | 115 Speedway Dr | Jefferson | Jackson | 10002954 | 4A | Flapper Valve | 2019-06-27 | FALSE | 2019-08-20 | FALSE | Currently in Use | Premium | 6000 | Fiberglass Double Walled | 2019-06-26 |  | Double-Walled Flex | Pressurized
UNKNOWN | 185 MCBAR ACRES RD | ATHENS | Jackson | 10002526 | 2 |  |  | FALSE |  | FALSE | Removed from Ground | Diesel | 0 | Bare Steel | 1970-01-01 | 1899-12-31 | Bare Steel
Gas Express #200 | 1810 Dry Pond Rd | Jefferson | Jackson | 10002988 | 3B | Flapper Valve |  | FALSE |  | FALSE | Currently in Use | Premium | 5000 | Composite Double Walled | 2019-01-17 |  | Double-Walled Flex | Pressurized
Gas Express #200 | 1810 Dry Pond Rd | Jefferson | Jackson | 10002988 | 4C | Flapper Valve |  | FALSE |  | FALSE | Currently in Use | E-0 | 5000 | Composite Double Walled | 2019-01-17 |  | Double-Walled Flex | Pressurized
BILLY GRIFFITH | 926 GA HWY 129 | JEFFERSON | Jackson | 9078026 | 2 | [5 empty] | Currently in Use | Gas (Historical Use) | 5000 | Not Marked/Unknown |  |  | Not Marked
CENTER GROCERY | HWY 441 COMMERCE RD | ATHENS | Jackson | 9078005 | 2 | [5 empty] | Permanently Out of Use - historical purposes | Gas (Historical Use) | 2000 | Bare Steel | 1972-01-01 | 1899-12-31 | Galvanized Steel | Suction (American)
Gas Express #200 | 1810 Dry Pond Rd | Jefferson | Jackson | 10002988 | 1 | Flapper Valve |  | FALSE |  | FALSE | Currently in Use | Diesel On Road | 20000 | Composite Double Walled | 2019-01-17 |  | Double-Walled Flex | Pressurized
Southeast Toyota Inland Processing | 2000 Toyota Way | Commerce | Jackson | 10003022 | 1 | Flapper Valve | 2020-03-21 | FALSE | 2020-03-21 | FALSE | Currently in Use | Regular | 20000 | Fiberglass Double Walled | 2020-03-21 |  | Double-Walled Fiberglass | Pressurized
Gas Express #200 | 1810 Dry Pond Rd | Jefferson | Jackson | 10002988 | 2 | Flapper Valve |  | FALSE |  | FALSE | Currently in Use | Diesel Off Road | 4000 | Composite Double Walled | 2019-01-17 |  | Double-Walled Flex | Pressurized
Southeast Toyota Inland Processing | 2000 Toyota Way | Commerce | Jackson | 10003022 | 3 | Flapper Valve | 2020-03-21 | FALSE | 2020-03-21 | FALSE | Currently in Use | Diesel On Road | 20000 | Fiberglass Double Walled | 2020-03-21 |  | Double-Walled Fiberglass | Pressurized
Southeast Toyota Inland Processing | 2000 Toyota Way | Commerce | Jackson | 10003022 | 2 | Flapper Valve | 2020-03-21 | FALSE | 2020-03-21 | FALSE | Currently in Use | Regular | 20000 | Fiberglass Double Walled | 2020-03-21 |  | Double-Walled Fiberglass | Pressurized
Speedway #7208 | 115 Speedway Dr | Jefferson | Jackson | 10002954 | 5 | Flapper Valve | 2019-06-27 | FALSE | 2019-10-20 | FALSE | Currently in Use | Diesel | 20000 | Fiberglass Double Walled | 2019-06-26 |  | Double-Walled Flex | Pressurized
CENTER GROCERY | HWY 441 COMMERCE RD | ATHENS | Jackson | 9078005 | 4 | [5 empty] | Permanently Out of Use - historical purposes | Diesel | 2000 | Bare Steel | 1975-01-01 | 1899-12-31 | Galvanized Steel | Suction (American)
D D'S QUICK STOP | HWY 441 | CENTER | Jackson | 9078062 | 3 | [5 empty] | Removed from Ground | Gas (Historical Use) | 1000 | Bare Steel | 1966-01-01 | 1899-12-31 | Galvanized Steel | Suction (American)
CHARLES ELLIOTT WILDLIFE CENTER | SHEPPARD RD | Mansfield | Jasper | 10000218 | 2 | Flapper Valve | 2002-07-01 | FALSE | 2002-07-01 | FALSE | Currently in Use | Diesel | 1000 | Fiberglass Double Walled | 2002-07-01 |  | Fiberglass Reinforced Plastic | Safe Suction (Euro)
Tyson's Country Store | 22044 HWY 11 NORTH | Mansfield | Jasper | 9079009 | 4 | Flapper Valve | 2021-03-23 | FALSE | 2021-03-23 | FALSE | Currently in Use | Regular | 10000 | Composite Double Walled | 2021-03-23 |  | Double-Walled Fiberglass | Pressurized
Tyson's Country Store | 22044 HWY 11 NORTH | Mansfield | Jasper | 9079009 | 1 | Flapper Valve | 1990-01-01 | FALSE | 1990-01-01 | FALSE | Currently in Use | Gas (Historical Use) | 2000 | Galvanic (STIP-3) | 2000-09-05 |  |  | Suction (American)
Tyson's Country Store | 22044 HWY 11 NORTH | Mansfield | Jasper | 9079009 | 3 | Flapper Valve | 1990-01-01 | FALSE | 1990-01-01 | FALSE | Currently in Use | Diesel | 2000 | Galvanic (STIP-3) | 2000-09-05 |  |  | Suction (American)
CHARLES ELLIOTT WILDLIFE CENTER | SHEPPARD RD | Mansfield | Jasper | 10000218 | 1 | Flapper Valve | 2002-07-01 | FALSE | 2002-07-01 | FALSE | Currently in Use | Gas (Historical Use) | 4000 | Fiberglass Double Walled | 2002-07-01 |  | Fiberglass Reinforced Plastic | Safe Suction (Euro)
Tyson's Country Store | 22044 HWY 11 NORTH | Mansfield | Jasper | 9079009 | 2 | Flapper Valve | 1990-01-01 | FALSE | 1990-01-01 | FALSE | Currently in Use | Gas (Historical Use) | 2000 | Galvanic (STIP-3) | 2000-09-05 |  |  | Suction (American)
CITY PROPERTY | FORSYTH ST (HWY 83 S) | MONTICELLO | Jasper | 9000754 | 1 | [5 empty] | Removed from Ground | Other | 0 | Not Marked/Unknown | 1989-01-01 | 1989-01-01 | Not Marked
H C TUCKER MOTOR CO | 260 WEST WASHINGTON ST | MONTICELLO | Jasper | 790002 | 2 | [5 empty] | Removed from Ground | Gas (Historical Use) | 7200 | Bare Steel | 1956-03-07 | 1997-01-31 | Galvanized Steel | Safe Suction (Euro)
A&Q GROCERY | 142 FROBEL ST | MONTICELLO | Jasper | 792001 | 3 | Ball Float | 1987-11-04 | FALSE | 1987-11-04 | FALSE | Currently in Use | Gas (Historical Use) | 8000 | Fiberglass | 1987-11-04 |  | Fiberglass Reinforced Plastic | Pressurized
H C TUCKER MOTOR CO | 260 WEST WASHINGTON ST | MONTICELLO | Jasper | 790002 | 6 | [5 empty] | Removed from Ground | Gas (Historical Use) | 300 | Bare Steel | 1928-01-01 | 1997-01-31 | Galvanized Steel
MONTICELLO FOOD MART | 210 WEST GREEN ST | MONTICELLO | Jasper | 790005 | 26 | Flapper Valve | 1998-11-09 | FALSE | 1998-11-09 | FALSE | Currently in Use | Diesel | 6048 | Steel-Impressed Current | 1982-02-25 |  | Fiberglass Reinforced Plastic | Pressurized
JASPER CO BD OF ED SCHOOL BUS SH | 1477 COLLEGE ST | MONTICELLO | Jasper | 790004 | 2 | Flapper Valve | 1989-10-22 | FALSE | 1989-10-22 | FALSE | Currently in Use | Diesel | 10000 | Galvanic (STIP-3) | 1989-10-26 |  | Fiberglass Reinforced Plastic | Safe Suction (Euro)
GEORGIA-PACIFIC MONTICELLO PANEL | HWY 83 SOUTH PO BOX 386 | MONTICELLO | Jasper | 790028 | 3 |  |  | TRUE |  | TRUE | Removed from Ground | Used Oil | 3000 | Marked Unknown | 1973-03-07 | 1992-03-26 | Unknown
GA DOT #10214 JASPER CO MAINT HQ | GA HWY 212 NORTHWEST/1 1/2 MI NW | MONTICELLO | Jasper | 790026 | 214G1 | [5 empty] | Removed from Ground | Gas (Historical Use) | 2000 | Cathodically Protected Steel | 1986-01-01 | 2004-01-05 | Galvanized Steel | Suction (American)
GORDONS AMOCO | 209 EAST GREENE ST | MONTICELLO | Jasper | 790023 | 4 | [5 empty] | Removed from Ground | Other | 2000 | Bare Steel | 2000-09-22 | 2000-09-22 | Galvanized Steel
MARTINS MARINA | RT 3 BOX 370 HWY 221 | MONTICELLO | Jasper | 790021 | 3 | [5 empty] | Removed from Ground | Gas (Historical Use) | 1000 | Bare Steel | 1961-05-11 | 1988-11-01 | Unknown
A&Q GROCERY | 142 FROBEL ST | MONTICELLO | Jasper | 792001 | 1 | Ball Float | 1987-11-04 | FALSE | 1987-11-04 | FALSE | Currently in Use | Gas (Historical Use) | 8000 | Fiberglass | 1987-11-04 |  | Fiberglass Reinforced Plastic | Pressurized
GORDONS AMOCO | 209 EAST GREENE ST | MONTICELLO | Jasper | 790023 | 1 |  | 1993-06-01 |  | 1995-01-01 |  | Removed from Ground | Gas (Historical Use) | 6000 | Bare Steel | 1973-05-10 | 2000-09-22 | Galvanized Steel | Safe Suction (Euro)
A-1 FOODS #49 | 610 FORSYTH ST | MONTICELLO | Jasper | 790017 | 2-UNL |  | 1998-05-01 | FALSE | 1998-05-01 | FALSE | Currently in Use | Gas (Historical Use) | 8000 | Steel-Impressed Current | 1997-10-01 |  | Steel (Impressed Current) | Pressurized
WILSON FARM | ON FARM PERIMETER RD | MONTICELLO | Jasper | 790003 | 2 | [5 empty] | Removed from Ground | Other | 250 | Bare Steel | 1966-03-09 | 1986-09-01 | Bare Steel
GEORGIA-PACIFIC-MONTICELLO PLYWO | HWY 83 SOUTH | MONTICELLO | Jasper | 790027 | 1 | [5 empty] | Removed from Ground | Other | 2500 | Bare Steel | 1969-03-08 | 1990-10-27 | Galvanized Steel
KENTUCKY-TENNESSEE CLAY COMPANY | 1879 FELDSPAR ROAD | MONTICELLO | Jasper | 790020 | 1 | Flapper Valve | 1995-03-14 |  | 1995-03-14 |  | Removed from Ground | Gas (Historical Use) | 12000 | Steel-Impressed Current | 1976-05-07 | 2011-04-12 | Steel (Impressed Current) | Suction (American)
GEORGIA-PACIFIC-MONTICELLO STUDM | HWY 83 SOUTH PO BOX 389 | MONTICELLO | Jasper | 790001 | 2 | [5 empty] | Closed in Ground | Gas (Historical Use) | 2000 | Marked Unknown | 1969-03-08 | 1990-08-21 | Unknown
CIRCLE K STORES INC #2069 | 1468 A W WASHINGTON ST | MONTICELLO | Jasper | 790024 | 5 |  | 2013-04-01 | FALSE | 2013-04-01 | FALSE | Currently in Use | Regular | 15000 | Epoxy Double-Walled | 2013-04-01 |  | Double-Walled Fiberglass | Pressurized
CIRCLE K STORES INC #2069 | 1468 A W WASHINGTON ST | MONTICELLO | Jasper | 790024 | 4 |  | 1994-06-01 |  | 1994-06-01 |  | Removed from Ground | Gas (Historical Use) | 8000 | Steel-Impressed Current | 1983-05-08 | 2013-04-15 | Steel (Impressed Current) | Pressurized
A-1 FOODS #49 | 610 FORSYTH ST | MONTICELLO | Jasper | 790017 | 1-REG |  | 1998-05-01 | FALSE | 1998-05-01 | FALSE | Currently in Use | Regular | 10000 | Steel-Impressed Current | 1997-10-01 |  | Steel (Impressed Current) | Pressurized
LAKEVIEW MARINA INC | 8726 JACKSON LAKE RD | MONTICELLO | Jasper | 9084005 | 1 | Flapper Valve | 1989-01-01 | FALSE | 1989-01-01 | FALSE | Temporarily out of use | Empty | 4000 | Galvanic (STIP-3) | 1989-01-01 |  | Fiberglass Reinforced Plastic | Safe Suction (Euro)
GEORGIA-PACIFIC-MONTICELLO STUDM | HWY 83 SOUTH PO BOX 389 | MONTICELLO | Jasper | 790001 | 1 | [5 empty] | Closed in Ground | Diesel | 10000 | Marked Unknown | 1974-03-07 | 1990-08-21 | Unknown
H C TUCKER MOTOR CO | 260 WEST WASHINGTON ST | MONTICELLO | Jasper | 790002 | 3 | [5 empty] | Removed from Ground | Empty | 500 | Bare Steel | 1920-01-01 | 1997-01-31 | Bare Steel
WILSON FARM | ON FARM PERIMETER RD | MONTICELLO | Jasper | 790003 | 1 | [5 empty] | Removed from Ground | Gas (Historical Use) | 500 | Bare Steel | 1970-03-09 | 1986-09-01 | Bare Steel
GEORGIA-PACIFIC MONTICELLO PANEL | HWY 83 SOUTH PO BOX 386 | MONTICELLO | Jasper | 790028 | 2 | [5 empty] | Removed from Ground | Diesel | 1000 | Marked Unknown | 1973-03-07 | 1992-03-26 | Unknown
CIRCLE K STORES INC #2069 | 1468 A W WASHINGTON ST | MONTICELLO | Jasper | 790024 | 3 |  | 1994-06-01 |  | 1994-06-01 |  | Removed from Ground | Gas (Historical Use) | 8000 | Steel-Impressed Current | 1983-05-08 | 2013-04-15 | Steel (Impressed Current) | Pressurized
GEORGIA-PACIFIC-MONTICELLO PLYWO | HWY 83 SOUTH | MONTICELLO | Jasper | 790027 | 4 | [5 empty] | Removed from Ground | Diesel | 10000 | Bare Steel | 1969-03-08 | 1990-10-27 | Galvanized Steel
CIRCLE K STORES INC #2069 | 1468 A W WASHINGTON ST | MONTICELLO | Jasper | 790024 | 6A |  | 2013-04-01 | FALSE | 2013-04-01 | FALSE | Currently in Use | Premium | 7500 | Epoxy Double-Walled | 2013-04-01 |  | Double-Walled Fiberglass | Pressurized
GA DOT #10214 JASPER CO MAINT HQ | GA HWY 212 NORTHWEST/1 1/2 MI NW | MONTICELLO | Jasper | 790026 | 10214-1 | [5 empty] | Removed from Ground | Gas (Historical Use) | 1000 | Bare Steel | 1987-01-01 | 1987-01-01 | Unknown
GORDONS AMOCO | 209 EAST GREENE ST | MONTICELLO | Jasper | 790023 | 2 |  | 1993-06-01 |  | 1995-01-01 |  | Removed from Ground | Gas (Historical Use) | 4000 | Bare Steel | 1973-05-10 | 2000-09-22 | Galvanized Steel | Safe Suction (Euro)
MARTINS MARINA | RT 3 BOX 370 HWY 221 | MONTICELLO | Jasper | 790021 | 1 | [5 empty] | Removed from Ground | Gas (Historical Use) | 2000 | Bare Steel | 1973-05-08 | 1988-11-01 | Galvanized Steel
A&Q GROCERY | 142 FROBEL ST | MONTICELLO | Jasper | 792001 | 2 | Ball Float | 1987-11-04 | FALSE | 1987-11-04 | FALSE | Currently in Use | Gas (Historical Use) | 8000 | Fiberglass | 1987-11-04 |  | Fiberglass Reinforced Plastic | Pressurized
H C TUCKER MOTOR CO | 260 WEST WASHINGTON ST | MONTICELLO | Jasper | 790002 | 4 | [5 empty] | Removed from Ground | Gas (Historical Use) | 500 | Bare Steel | 1928-01-01 | 1997-01-31 | Galvanized Steel | Safe Suction (Euro)
H C TUCKER MOTOR CO | 260 WEST WASHINGTON ST | MONTICELLO | Jasper | 790002 | 5 | [5 empty] | Removed from Ground | Diesel | 500 | Bare Steel | 1928-01-01 | 1997-01-31 | Galvanized Steel | Safe Suction (Euro)
H C TUCKER MOTOR CO | 260 WEST WASHINGTON ST | MONTICELLO | Jasper | 790002 | 7 | [5 empty] | Closed in Ground | Gas (Historical Use) | 300 | Bare Steel | 1928-01-01 | 1997-01-31 | Galvanized Steel
GEORGIA-PACIFIC MONTICELLO PANEL | HWY 83 SOUTH PO BOX 386 | MONTICELLO | Jasper | 790028 | 1 | [5 empty] | Removed from Ground | Gas (Historical Use) | 1000 | Marked Unknown | 1973-03-07 | 1992-01-16 | Unknown
LAKEVIEW MARINA INC | 8726 JACKSON LAKE RD | MONTICELLO | Jasper | 9084005 | 2 | Flapper Valve | 1989-01-01 | FALSE | 1989-01-01 | FALSE | Currently in Use | E-0 | 4000 | Galvanic (STIP-3) | 1989-01-01
GEORGIA-PACIFIC-MONTICELLO PLYWO | HWY 83 SOUTH | MONTICELLO | Jasper | 790027 | 3 | [5 empty] | Removed from Ground | Diesel | 10000 | Bare Steel | 1969-03-08 | 1990-10-27 | Galvanized Steel
KENTUCKY-TENNESSEE CLAY COMPANY | 1879 FELDSPAR ROAD | MONTICELLO | Jasper | 790020 | 2 | Flapper Valve | 1995-03-14 |  | 1995-03-14 |  | Removed from Ground | Diesel | 6000 | Steel-Impressed Current | 1971-05-09 | 2011-04-12 | Steel (Impressed Current) | Suction (American)
MARTINS MARINA | RT 3 BOX 370 HWY 221 | MONTICELLO | Jasper | 790021 | 4 | [5 empty] | Removed from Ground | Gas (Historical Use) | 500 | Bare Steel | 1961-05-11 | 1988-11-01 | Unknown
GEORGIA-PACIFIC-MONTICELLO STUDM | HWY 83 SOUTH PO BOX 389 | MONTICELLO | Jasper | 790001 | 3 | [5 empty] | Closed in Ground | Diesel | 2000 | Marked Unknown | 1969-03-08 | 1990-08-21 | Unknown
H C TUCKER MOTOR CO | 260 WEST WASHINGTON ST | MONTICELLO | Jasper | 790002 | 1 | [5 empty] | Closed in Ground | Gas (Historical Use) | 6600 | Bare Steel | 1956-03-07 | 1997-01-31 | Galvanized Steel | Safe Suction (Euro)
MONTICELLO FOOD MART | 210 WEST GREEN ST | MONTICELLO | Jasper | 790005 | 25 | Flapper Valve | 1998-11-09 | FALSE | 1998-11-09 | FALSE | Currently in Use | Premium | 6048 | Steel-Impressed Current | 1982-02-25 |  | Fiberglass Reinforced Plastic | Pressurized
JASPER COUNTY LUMBER CO | 5 SOUTHERN AVENUE | MONTICELLO | Jasper | 790031 | 1 | [5 empty] | Removed from Ground | Gas (Historical Use) | 500 | Bare Steel | 1980-01-01 | 1998-03-26 | Galvanized Steel | Safe Suction (Euro)
CIRCLE K STORES INC #2069 | 1468 A W WASHINGTON ST | MONTICELLO | Jasper | 790024 | 1 |  | 1994-06-01 |  | 1994-06-01 |  | Removed from Ground | Gas (Historical Use) | 12000 | Steel-Impressed Current | 1983-05-08 | 2013-04-15 | Steel (Impressed Current) | Pressurized
AT&T | 1840 BETHEL CHURCH RD | MONTICELLO | Jasper | 790018 | 2 | [5 empty] | Closed in Ground | Diesel | 50000 | Bare Steel | 1968-05-09 | 1990-01-01 | Not Marked
PETES BP | 317 WEST GREEN ST | MONTICELLO | Jasper | 790015 | 1 | Flapper Valve | 1998-05-01 | FALSE | 1998-05-01 | FALSE | Currently in Use | Gas (Historical Use) | 10000 | Steel-Impressed Current | 1996-10-01 |  | Fiberglass Reinforced Plastic | Pressurized
PETES BP | 317 WEST GREEN ST | MONTICELLO | Jasper | 790015 | 3 | Flapper Valve | 1998-05-01 | FALSE | 1998-05-01 | FALSE | Currently in Use | Gas (Historical Use) | 10000 | Steel-Impressed Current | 1996-10-01 |  | Fiberglass Reinforced Plastic | Pressurized
MONTICELLO SKY RANCH | 2466 HWY 212 WEST | MONTICELLO | Jasper | 9079015 | 1 | [5 empty] | Removed from Ground | Other | 10000 | Bare Steel | 1999-03-22 | 1999-03-22 | Not Marked
BOC OIL CO INC | FUNDERBERG DR | MONTICELLO | Jasper | 9079014 | 6 | [5 empty] | Removed from Ground | Gas (Historical Use) | 500 | Bare Steel | 1997-10-20 | 1997-10-20 | Bare Steel | Suction (American)
JASPER COUNTY ROAD DEPT | 1601 HWY 212 WEST | MONTICELLO | Jasper | 9079012 | 5 | Ball Float | 1998-06-01 | FALSE | 1998-06-01 | FALSE | Currently in Use | Regular | 8000 | Epoxy | 1998-06-01 |  | Fiberglass Reinforced Plastic | Safe Suction (Euro)
MARTINS MARINA | RT 3 BOX 370 HWY 221 | MONTICELLO | Jasper | 790021 | 2 | [5 empty] | Removed from Ground | Gas (Historical Use) | 1000 | Bare Steel | 1961-05-11 | 1988-11-01 | Unknown
AT&T | 1840 BETHEL CHURCH RD | MONTICELLO | Jasper | 790018 | 4AST | [5 empty] | Currently in Use | Diesel | 15000 | Bare Steel | 1990-01-01 |  | Copper | Suction (American)
AT&T | 1840 BETHEL CHURCH RD | MONTICELLO | Jasper | 790018 | 3 | [5 empty] | Closed in Ground | Diesel | 50000 | Bare Steel | 1968-05-09 | 1990-01-01 | Not Marked
LYNCHS GULF/MONTICELLO GULF | 123 WARREN ST | MONTICELLO | Jasper | 790012 | 4 | [5 empty] | Closed in Ground | Diesel | 500 | Bare Steel | 1966-04-26 | 1989-01-01 | Galvanized Steel
MONTICELLO FOOD MART | 210 WEST GREEN ST | MONTICELLO | Jasper | 790005 | 24 | Flapper Valve | 1998-11-09 | FALSE | 1998-11-09 | FALSE | Currently in Use | Regular | 6048 | Steel-Impressed Current | 1982-02-25 |  | Fiberglass Reinforced Plastic | Pressurized
CIRCLE K STORES INC #2069 | 1468 A W WASHINGTON ST | MONTICELLO | Jasper | 790024 | 2 |  | 1994-06-01 |  | 1994-06-01 |  | Removed from Ground | Diesel | 12000 | Steel-Impressed Current | 1983-05-08 | 2013-04-15 | Steel (Impressed Current) | Pressurized
GA DOT #10214 JASPER CO MAINT HQ | GA HWY 212 NORTHWEST/1 1/2 MI NW | MONTICELLO | Jasper | 790026 | 214D1 | [5 empty] | Removed from Ground | Diesel | 2000 | Cathodically Protected Steel | 1986-01-01 | 2004-01-05 | Galvanized Steel | Suction (American)
GA KRAFT CO | HWY 11 SOUTH | MONTICELLO | Jasper | 790014 | 1 | [5 empty] | Removed from Ground | Gas (Historical Use) | 550 | Bare Steel | 1987-04-01 | 1987-04-01 | Galvanized Steel
KEVIN'S ONE STOP | 11589 HWY 83 | MONTICELLO | Jasper | 790009 | 1 |  | 1998-12-01 |  | 1998-12-01 |  | Temporarily out of use | Gas (Historical Use) | 1060 | Steel-Impressed Current | 1984-04-21 |  | Cathodically Protected | Safe Suction (Euro)
PLANTERS WAREHOUSE INC | 162 E GREENE ST | MONTICELLO | Jasper | 9079016 | B | [5 empty] | Removed from Ground | Gas (Historical Use) | 1000 | Bare Steel | 1999-02-04 | 1999-02-04 | Galvanized Steel | Suction (American)
BOC OIL CO INC | FUNDERBERG DR | MONTICELLO | Jasper | 9079014 | 2 | [5 empty] | Removed from Ground | Diesel | 12000 | Bare Steel | 1997-10-20 | 1997-10-20 | Bare Steel | Suction (American)
JASPER COUNTY ROAD DEPT | 1601 HWY 212 WEST | MONTICELLO | Jasper | 9079012 | 1 | [5 empty] | Removed from Ground | Gas (Historical Use) | 10000 | Bare Steel | 1998-11-01 | 1998-11-01 | Galvanized Steel | Pressurized
JASPER CO SHERIFFS DEPT | 350 MADISON RD | MONTICELLO | Jasper | 9079011 | 1 | [5 empty] | Removed from Ground | Gas (Historical Use) | 1000 | Fiberglass | 1998-11-01 | 1998-11-01 | Fiberglass Reinforced Plastic | Safe Suction (Euro)
CHAMPION GENERAL STORE | HWY 83 NORTH | SHADY DALE | Jasper | 9079008 | 5 |  | 1997-06-23 |  | 1997-06-23 |  | Removed from Ground | Kerosene | 6000 | Cathodically Protected Steel | 1985-07-01 | 2010-06-24 | Cathodically Protected | Safe Suction (Euro)
CHAMPION GENERAL STORE | HWY 83 NORTH | SHADY DALE | Jasper | 9079008 | 4 |  | 1997-06-23 |  | 1997-06-23 |  | Removed from Ground | Diesel | 6000 | Cathodically Protected Steel | 1985-07-01 | 2010-06-24 | Cathodically Protected | Pressurized
JASPER CO BD OF ED SCHOOL BUS SH | 1477 COLLEGE ST | MONTICELLO | Jasper | 790004 | 1 | Flapper Valve | 1989-10-26 | FALSE | 1989-10-26 | FALSE | Currently in Use | Regular | 4000 | Galvanic (STIP-3) | 1989-10-26 |  | Fiberglass Reinforced Plastic | Safe Suction (Euro)
CIRCLE K STORES INC #2069 | 1468 A W WASHINGTON ST | MONTICELLO | Jasper | 790024 | 6B |  | 2013-04-01 | FALSE | 2013-04-01 | FALSE | Currently in Use | Diesel | 7500 | Epoxy Double-Walled | 2013-04-01 |  | Double-Walled Fiberglass | Pressurized
GEORGIA-PACIFIC-MONTICELLO PLYWO | HWY 83 SOUTH | MONTICELLO | Jasper | 790027 | 2 | [5 empty] | Removed from Ground | Diesel | 10000 | Bare Steel | 1969-03-08 | 1990-10-27 | Galvanized Steel
A-1 FOODS #49 | 610 FORSYTH ST | MONTICELLO | Jasper | 790017 | 3-SUL |  | 1998-05-01 | FALSE | 1998-05-01 | FALSE | Currently in Use | Gas (Historical Use) | 8000 | Steel-Impressed Current | 1997-10-01 |  | Steel (Impressed Current) | Pressurized
PETES BP | 317 WEST GREEN ST | MONTICELLO | Jasper | 790015 | 6 | Flapper Valve | 1991-04-01 | FALSE | 1991-04-01 | FALSE | Currently in Use |  | 1000 | Composite | 1991-04-20 |  | Fiberglass Reinforced Plastic | Safe Suction (Euro)
MONTICELLO/STREET DEPT HQ | 21 SHORT ST | MONTICELLO | Jasper | 9079002 | 3 | Flapper Valve | 1998-03-16 | FALSE | 1998-03-16 | FALSE | Temporarily out of use | Gas (Historical Use) | 10000 | Fiberglass | 1998-03-13 |  | Fiberglass Reinforced Plastic | Safe Suction (Euro)
LARRY FOUR WAY | 9160 HWY 212 W | MONTICELLO | Jasper | 790013 | 6 | Ball Float | 1991-01-01 | FALSE | 1991-01-01 | FALSE | Currently in Use | Diesel | 6000 | Fiberglass | 1991-01-01 |  | Fiberglass Reinforced Plastic | Pressurized
SAC O SUDS | HWY 16 WEST | MONTICELLO | Jasper | 790010 | 2 | [5 empty] | Removed from Ground | Gas (Historical Use) | 2000 | Cathodically Protected Steel | 1986-04-21 | 2003-02-25 | Galvanized Steel | Safe Suction (Euro)
BROWNS SVC STA | 129 EAST WASHINGTON ST | MONTICELLO | Jasper | 9079001 | 1 | [5 empty] | Removed from Ground | Gas (Historical Use) | 1000 | Bare Steel | 1993-07-01 | 1993-07-01 | Galvanized Steel | Safe Suction (Euro)
MONTICELLO/STREET DEPT HQ | 21 SHORT ST | MONTICELLO | Jasper | 9079002 | SU | [5 empty] | Removed from Ground | Gas (Historical Use) | 6000 | Bare Steel | 1968-01-01 | 1998-03-19 | Galvanized Steel | Safe Suction (Euro)
FRANK G LAKE LUMBER CO | HWY 83 SOUTH | MONTICELLO | Jasper | 9079005 | 1 | [5 empty] | Removed from Ground | Gas (Historical Use) | 560 | Not Marked/Unknown | 1995-03-10 | 1995-03-10 | Not Marked
HILLSBORO GROCERY | 1750 HWY 11 SOUTH | HILLSBORO | Jasper | 790008 | 2 | [5 empty] | Removed from Ground | Gas (Historical Use) | 1000 | Bare Steel | 1986-04-21 | 1998-02-01 | Galvanized Steel
DEXTER AXLE | PERIMETER RD PO DRAWER 71 | MONTICELLO | Jasper | 790019 | 2 | [5 empty] | Removed from Ground | Gas (Historical Use) | 8000 | Bare Steel | 1969-05-09 | 1989-09-29 | Unknown
JASPER COUNTY ROAD DEPT | 1601 HWY 212 WEST | MONTICELLO | Jasper | 9079012 | 4 | Ball Float | 1998-06-01 | FALSE | 1998-06-01 | FALSE | Currently in Use | Diesel | 10000 | Epoxy | 1998-06-01 |  | Fiberglass Reinforced Plastic | Safe Suction (Euro)
MONTICELLO/STREET DEPT HQ | 21 SHORT ST | MONTICELLO | Jasper | 9079002 | 4 | Flapper Valve | 1998-03-16 | FALSE | 1998-03-16 | FALSE | Temporarily out of use | Diesel | 10000 | Fiberglass | 1998-03-13 |  | Fiberglass Reinforced Plastic | Suction (American)
CHAMPION GENERAL STORE | HWY 83 NORTH | SHADY DALE | Jasper | 9079008 | 1 |  | 1997-06-23 |  | 1997-06-23 |  | Removed from Ground | Gas (Historical Use) | 6000 | Cathodically Protected Steel | 1985-07-01 | 2010-06-24 | Cathodically Protected | Pressurized
HILLSBORO GROCERY | 1750 HWY 11 SOUTH | HILLSBORO | Jasper | 790008 | 1B |  | 2001-10-02 |  | 2001-10-02 |  | Temporarily out of use | Diesel | 4000 | Composite | 2001-09-25 |  | Not Marked | Safe Suction (Euro)
PETES BP | 317 WEST GREEN ST | MONTICELLO | Jasper | 790015 | 2 | Flapper Valve | 1998-05-01 | FALSE | 1998-05-01 | FALSE | Currently in Use | Gas (Historical Use) | 10000 | Steel-Impressed Current | 1996-10-01 |  | Fiberglass Reinforced Plastic | Pressurized
BOC OIL CO INC | FUNDERBERG DR | MONTICELLO | Jasper | 9079014 | 7 |  |  | TRUE |  | TRUE | Removed from Ground | Used Oil | 1000 | Bare Steel | 1997-10-20 | 1997-10-20 | Bare Steel | Suction (American)
BOC OIL CO INC | FUNDERBERG DR | MONTICELLO | Jasper | 9079014 | 1 | [5 empty] | Removed from Ground | Diesel | 12000 | Bare Steel | 1997-10-20 | 1997-10-20 | Bare Steel | Suction (American)
BILLYS CORNER MART | 22535 HWY 83 | SHADY DALE | Jasper | 790022 | 1 | [5 empty] | Removed from Ground | Gas (Historical Use) | 2000 | Bare Steel | 1974-05-09 | 1993-01-01 | Galvanized Steel
HILLSBORO GROCERY | 1750 HWY 11 SOUTH | HILLSBORO | Jasper | 790008 | 1 | [5 empty] | Removed from Ground | Gas (Historical Use) | 3000 | Bare Steel | 1986-04-21 | 1998-02-01 | Galvanized Steel
HILLSBORO WORK CENTER | COUNTY RD NEAR GA HWY 11 | HILLSBORO | Jasper | 810009 | 2 | [5 empty] | Removed from Ground | Gas (Historical Use) | 500 | Bare Steel | 1966-02-18 | 1981-06-01 | Galvanized Steel
LYNCHS GULF/MONTICELLO GULF | 123 WARREN ST | MONTICELLO | Jasper | 790012 | 6 | [5 empty] | Closed in Ground | Empty | 550 | Bare Steel | 1946-05-01 | 1989-01-01 | Unknown
KEVIN'S ONE STOP | 11589 HWY 83 | MONTICELLO | Jasper | 790009 | 2 |  | 1998-12-01 |  | 1998-12-01 |  | Temporarily out of use | Gas (Historical Use) | 1060 | Steel-Impressed Current | 1984-04-21 |  | Cathodically Protected | Safe Suction (Euro)
PLANTERS WAREHOUSE INC | 162 E GREENE ST | MONTICELLO | Jasper | 9079016 | A | [5 empty] | Removed from Ground | Gas (Historical Use) | 1000 | Bare Steel | 1964-01-01 | 1999-02-04 | Galvanized Steel | Suction (American)
BOC OIL CO INC | FUNDERBERG DR | MONTICELLO | Jasper | 9079014 | 3 | [5 empty] | Removed from Ground | Diesel | 6000 | Bare Steel | 1997-10-20 | 1997-10-20 | Bare Steel | Suction (American)
HILLSBORO WORK CENTER | COUNTY RD NEAR GA HWY 11 | HILLSBORO | Jasper | 810009 | 1 | [5 empty] | Removed from Ground | Diesel | 1000 | Bare Steel | 1966-02-18 | 1981-06-01 | Galvanized Steel
LARRY FOUR WAY | 9160 HWY 212 W | MONTICELLO | Jasper | 790013 | 5 | Ball Float | 1991-01-01 | FALSE | 1991-01-01 | FALSE | Currently in Use | Gas (Historical Use) | 8000 | Fiberglass | 1991-01-01 |  | Fiberglass Reinforced Plastic | Pressurized
LARRY FOUR WAY | 9160 HWY 212 W | MONTICELLO | Jasper | 790013 | 7 | Ball Float | 1991-01-01 | FALSE | 1991-01-01 | FALSE | Currently in Use | Diesel | 6000 | Fiberglass | 1991-01-01 |  | Fiberglass Reinforced Plastic | Pressurized
LARRY FOUR WAY | 9160 HWY 212 W | MONTICELLO | Jasper | 790013 | 4 | [5 empty] | Closed in Ground | Diesel | 2000 | Bare Steel | 1982-04-22 | 1991-01-01 | Galvanized Steel
AT&T | 1840 BETHEL CHURCH RD | MONTICELLO | Jasper | 790018 | 1 | [5 empty] | Closed in Ground | Diesel | 50000 | Bare Steel | 1968-05-09 | 1990-01-01 | Not Marked
BROWNS SVC STA | 129 EAST WASHINGTON ST | MONTICELLO | Jasper | 9079001 | 2 | [5 empty] | Removed from Ground | Gas (Historical Use) | 1000 | Bare Steel | 1993-07-01 | 1993-07-01 | Galvanized Steel | Safe Suction (Euro)
PIEDMONT ACADEMY INC | 126 HWY 212 W | MONTICELLO | Jasper | 9079006 | 1 | [5 empty] | Removed from Ground | Diesel | 1000 | Bare Steel | 1998-05-21 | 1998-05-21 | Galvanized Steel | Safe Suction (Euro)
LYNCHS GULF/MONTICELLO GULF | 123 WARREN ST | MONTICELLO | Jasper | 790012 | 2 | [5 empty] | Closed in Ground | Gas (Historical Use) | 1000 | Bare Steel | 1966-04-26 | 1989-01-01 | Galvanized Steel
LARRY FOUR WAY | 9160 HWY 212 W | MONTICELLO | Jasper | 790013 | 1 | [5 empty] | Closed in Ground | Gas (Historical Use) | 1000 | Bare Steel | 1986-04-21 | 1991-01-01 | Galvanized Steel
LYNCHS GULF/MONTICELLO GULF | 123 WARREN ST | MONTICELLO | Jasper | 790012 | 5 | [5 empty] | Closed in Ground | Other | 0 | Bare Steel | 1946-05-01 | 1989-01-01 | Unknown
PLANTERS WAREHOUSE INC | 162 E GREENE ST | MONTICELLO | Jasper | 9079016 | C | [5 empty] | Removed from Ground | Gas (Historical Use) | 550 | Bare Steel | 1999-02-04 | 1999-02-04 | Galvanized Steel | Suction (American)
BILLYS CORNER MART | 22535 HWY 83 | SHADY DALE | Jasper | 790022 | 2 | [5 empty] | Removed from Ground | Gas (Historical Use) | 3000 | Bare Steel | 1974-05-09 | 1993-01-01 | Galvanized Steel
CAL-MAINE FOODS | 220 SOUTHERN EMPIRE RD | SHADY DALE | Jasper | 790007 | 1 | Flapper Valve | 1998-12-16 | FALSE | 1998-12-16 | FALSE | Currently in Use | Diesel | 10000 | Galvanic (STIP-3) | 1986-06-01 |  | Fiberglass Reinforced Plastic | Suction (American)
LYNCHS GULF/MONTICELLO GULF | 123 WARREN ST | MONTICELLO | Jasper | 790012 | 1 | [5 empty] | Closed in Ground | Gas (Historical Use) | 1000 | Bare Steel | 1966-04-26 | 1989-01-01 | Galvanized Steel
KEVIN'S ONE STOP | 11589 HWY 83 | MONTICELLO | Jasper | 790009 | 3 |  | 1998-12-01 |  | 1998-12-01 |  | Temporarily out of use | Diesel | 1060 | Steel-Impressed Current | 1984-04-21 |  | Cathodically Protected | Safe Suction (Euro)
BOC OIL CO INC | FUNDERBERG DR | MONTICELLO | Jasper | 9079014 | 4 | [5 empty] | Removed from Ground | Gas (Historical Use) | 6000 | Bare Steel | 1997-10-20 | 1997-10-20 | Bare Steel | Suction (American)
BOC OIL CO INC | FUNDERBERG DR | MONTICELLO | Jasper | 9079014 | 5 | [5 empty] | Removed from Ground | Gas (Historical Use) | 2000 | Bare Steel | 1997-10-20 | 1997-10-20 | Bare Steel | Suction (American)
JASPER COUNTY ROAD DEPT | 1601 HWY 212 WEST | MONTICELLO | Jasper | 9079012 | 3 | [5 empty] | Removed from Ground | Diesel | 10000 | Bare Steel | 1998-11-01 | 1998-11-01 | Galvanized Steel | Pressurized
CHAMPION GENERAL STORE | HWY 83 NORTH | SHADY DALE | Jasper | 9079008 | 2 |  | 1997-06-27 |  | 1997-06-27 |  | Removed from Ground | Gas (Historical Use) | 6000 | Cathodically Protected Steel | 1985-07-01 | 2010-06-24 | Cathodically Protected | Pressurized
BROWNS SVC STA | 129 EAST WASHINGTON ST | MONTICELLO | Jasper | 9079001 | 3 | [5 empty] | Removed from Ground | Gas (Historical Use) | 1000 | Bare Steel | 1993-07-01 | 1993-07-01 | Galvanized Steel | Safe Suction (Euro)
HILLSBORO GROCERY | 1750 HWY 11 SOUTH | HILLSBORO | Jasper | 790008 | 3 | [5 empty] | Removed from Ground | Gas (Historical Use) | 1000 | Bare Steel | 1986-04-21 | 1998-02-01 | Galvanized Steel
LYNCHS GULF/MONTICELLO GULF | 123 WARREN ST | MONTICELLO | Jasper | 790012 | 3 | [5 empty] | Closed in Ground | Gas (Historical Use) | 1000 | Bare Steel | 1966-04-26 | 1989-01-01 | Galvanized Steel
LARRY FOUR WAY | 9160 HWY 212 W | MONTICELLO | Jasper | 790013 | 9 |  | 1999-12-20 |  | 1999-12-20 |  | Removed from Ground | Kerosene | 1000 | Galvanic (STIP-3) | 1988-01-01 | 2016-11-03 | Fiberglass Reinforced Plastic | Suction (American)
LARRY FOUR WAY | 9160 HWY 212 W | MONTICELLO | Jasper | 790013 | 8 | Ball Float | 1991-01-01 | FALSE | 1991-01-01 | FALSE | Currently in Use | Kerosene | 4000 | Fiberglass | 1991-01-01 |  | Fiberglass Reinforced Plastic | Pressurized
PETES BP | 317 WEST GREEN ST | MONTICELLO | Jasper | 790015 | 5 |  |  | TRUE |  | TRUE | Removed from Ground | Used Oil | 550 | Bare Steel | 1969-04-25 | 1996-06-01 | Galvanized Steel
PETES BP | 317 WEST GREEN ST | MONTICELLO | Jasper | 790015 | 4 | [5 empty] | Removed from Ground | Diesel | 550 | Bare Steel | 1969-04-25 | 1996-06-01 | Galvanized Steel
LARRY FOUR WAY | 9160 HWY 212 W | MONTICELLO | Jasper | 790013 | 10A | Ball Float | 2016-11-10 | FALSE | 2016-11-10 | FALSE | Currently in Use | Gas (Historical Use) | 15000 | Composite Double Walled | 2016-08-23 |  | Double-Walled Fiberglass
LARRY FOUR WAY | 9160 HWY 212 W | MONTICELLO | Jasper | 790013 | 2 | [5 empty] | Closed in Ground | Gas (Historical Use) | 2000 | Bare Steel | 1986-04-21 | 1991-01-01 | Galvanized Steel
HILLSBORO GROCERY | 1750 HWY 11 SOUTH | HILLSBORO | Jasper | 790008 | 1A |  | 2001-10-02 |  | 2001-10-02 |  | Temporarily out of use | Gas (Historical Use) | 8000 | Composite | 2001-09-25 |  | Not Marked | Safe Suction (Euro)
GORDONS AMOCO | 209 EAST GREENE ST | MONTICELLO | Jasper | 790023 | 3 | [5 empty] | Removed from Ground | Empty | 560 | Marked Unknown | 2000-09-22 | 2000-09-22 | Unknown
DEXTER AXLE | PERIMETER RD PO DRAWER 71 | MONTICELLO | Jasper | 790019 | 1 | [5 empty] | Removed from Ground | Diesel | 8000 | Bare Steel | 1969-05-09 | 1989-09-29 | Unknown
GA KRAFT CO | HWY 11 SOUTH | MONTICELLO | Jasper | 790014 | 2 | [5 empty] | Removed from Ground | Diesel | 550 | Bare Steel | 1987-04-01 | 1987-04-01 | Galvanized Steel
LARRY FOUR WAY | 9160 HWY 212 W | MONTICELLO | Jasper | 790013 | 3 | [5 empty] | Closed in Ground | Gas (Historical Use) | 2000 | Bare Steel | 1986-04-21 | 1991-01-01 | Galvanized Steel
LARRY FOUR WAY | 9160 HWY 212 W | MONTICELLO | Jasper | 790013 | 10B | Ball Float | 2016-11-10 | FALSE | 2016-11-10 | FALSE | Currently in Use | Gas (Historical Use) | 5000 | Composite Double Walled | 2016-08-23 |  | Double-Walled Fiberglass
SAC O SUDS | HWY 16 WEST | MONTICELLO | Jasper | 790010 | 1 | [5 empty] | Removed from Ground | Gas (Historical Use) | 2000 | Cathodically Protected Steel | 1986-04-21 | 2003-02-25 | Galvanized Steel | Safe Suction (Euro)
JASPER COUNTY ROAD DEPT | 1601 HWY 212 WEST | MONTICELLO | Jasper | 9079012 | 2 | [5 empty] | Removed from Ground | Diesel | 10000 | Bare Steel | 1998-11-01 | 1998-11-01 | Galvanized Steel | Pressurized
POPE BROTHERS LOGGING INC | POPE ROAD | MONTICELLO | Jasper | 9079010 | 1 | [5 empty] | Permanently Out of Use - historical purposes | Gas (Historical Use) | 2000 | Bare Steel |  | 1899-12-31 | Galvanized Steel | Safe Suction (Euro)
CHAMPION GENERAL STORE | HWY 83 NORTH | SHADY DALE | Jasper | 9079008 | 3 |  | 1997-06-23 |  | 1997-06-23 |  | Removed from Ground | Gas (Historical Use) | 6000 | Cathodically Protected Steel | 1985-07-01 | 2010-06-24 | Cathodically Protected | Pressurized
Monticello Center LLC | 552 Forsyth St | Monticello | Jasper | 10003311 | 1 | Flapper Valve | 2022-10-26 | FALSE | 2022-10-26 | FALSE | Currently in Use | Regular | 12000 | Fiberglass | 2022-10-10 |  | Double-Walled Fiberglass
BEAR CREEK MARINA | 60 BEAR CREEK MARINA DR | MANSFIELD | Jasper | 9107044 | 2 | [5 empty] | Removed from Ground | Gas (Historical Use) | 1000 | Not Marked/Unknown |  | 1899-12-31 | Not Marked
ERVAC INC | GA HWY 142 EAST | NEWBORN | Jasper | 9079003 | 1 | [5 empty] | Removed from Ground | Diesel | 7000 | Bare Steel | 1985-01-01 | 1993-11-01 | Galvanized Steel | Suction (American)
BEAR CREEK MARINA | 60 BEAR CREEK MARINA DR | MANSFIELD | Jasper | 9107044 | 1 | [5 empty] | Removed from Ground | Gas (Historical Use) | 1000 | Not Marked/Unknown |  | 1899-12-31 | Not Marked
ERVAC INC | GA HWY 142 EAST | NEWBORN | Jasper | 9079003 | 2 | [5 empty] | Removed from Ground | Gas (Historical Use) | 500 | Bare Steel | 1970-01-01 | 1993-11-01 | Galvanized Steel | Suction (American)
NORFOLK SOUTHER MACHEN YARD/SHAD | FORMER RR SPUR TRACK | MACHEN | Jasper | 9079013 | 1 | [5 empty] | Removed from Ground | Gas (Historical Use) | 2250 | Not Marked/Unknown | 1996-04-19 | 1996-04-19 | Not Marked
FUEL SOUTH INC | 600 ALMA HWY | HAZLEHURST | Jeff Davis | 9076157 | 1 | [5 empty] | Removed from Ground | Gas (Historical Use) | 3000 | Bare Steel | 1993-12-20 | 1993-12-20 | Galvanized Steel | Suction (American)
FUEL SOUTH INC | 600 ALMA HWY | HAZLEHURST | Jeff Davis | 9076157 | 7 |  | 1998-01-20 |  | 1998-01-20 |  | Removed from Ground | Diesel | 6000 | Steel-Impressed Current | 1993-01-01 | 1999-11-24 | Galvanized Steel | Pressurized
FUEL SOUTH INC | 600 ALMA HWY | HAZLEHURST | Jeff Davis | 9076157 | 4 | [5 empty] | Removed from Ground | Gas (Historical Use) | 2000 | Bare Steel | 1993-12-20 | 1993-12-20 | Galvanized Steel | Suction (American)
CITY OF HAZLEHURST GEORGIA AIRPO | BURKETT FERRY RD | HAZLEHURST | Jeff Davis | 9080036 | 1 | [5 empty] | Removed from Ground | Other | 4000 | Not Marked/Unknown | 1998-05-11 | 1998-05-11 | Not Marked
GAS EXPRESS #278 | 284 ALMA HWY | HAZLEHURST | Jeff Davis | 9080003 | 2 |  | 1997-06-10 |  | 1997-06-10 |  | Closed in Ground | Gas (Historical Use) | 2000 | Steel-Impressed Current | 1976-01-01 | 2015-06-24 | Cathodically Protected | Suction (American)
ENK744 | 98 S TALLAHASSE ST | HAZLEHURST | Jeff Davis | 9080007 | 1 |  | 1992-12-01 | FALSE | 1992-12-01 | FALSE | Currently in Use | Gas (Historical Use) | 10000 | Composite | 1992-12-01 |  | Fiberglass Reinforced Plastic | Pressurized
24 HR GOLDEN ISLES TRUCK STOP | HWY 341 | HAZLEHURST | Jeff Davis | 9080034 | 3 |  | 1998-01-01 | FALSE | 1998-01-01 | FALSE | Temporarily out of use | Diesel | 10000 | Composite | 1998-03-27 |  |  | Pressurized
FUEL SOUTH INC | 600 ALMA HWY | HAZLEHURST | Jeff Davis | 9076157 | 2 | [5 empty] | Removed from Ground | Gas (Historical Use) | 3000 | Bare Steel | 1993-12-20 | 1993-12-20 | Galvanized Steel | Suction (American)
FUEL SOUTH INC | 600 ALMA HWY | HAZLEHURST | Jeff Davis | 9076157 | 8 | [5 empty] | Removed from Ground | Other | 6000 | Bare Steel | 1999-11-24 | 1999-11-24 | Galvanized Steel | Safe Suction (Euro)
FUEL SOUTH INC | 600 ALMA HWY | HAZLEHURST | Jeff Davis | 9076157 | 12 |  | 1998-01-20 |  | 1998-01-20 |  | Removed from Ground | Diesel | 4000 | Steel-Impressed Current | 1998-02-26 | 1999-11-24 | Cathodically Protected | Pressurized
AVERYS | HIGHWAY 341 N | HAZLEHURST | Jeff Davis | 9080038 | 4 | [5 empty] | Currently in Use | Gas (Historical Use) | 4000 | Not Marked/Unknown |  |  | Not Marked
MILLER-GODLEY AUCTION | BELL TELEPHONE RD | HAZLEHURST | Jeff Davis | 9080023 | 1 | [5 empty] | Removed from Ground | Empty | 550 | Bare Steel | 1973-03-09 | 1997-04-01 | Bare Steel | Safe Suction (Euro)
GAS EXPRESS #278 | 284 ALMA HWY | HAZLEHURST | Jeff Davis | 9080003 | 1 |  | 1997-06-10 |  | 1997-06-10 |  | Closed in Ground | Gas (Historical Use) | 2000 | Steel-Impressed Current | 1976-01-01 | 2015-06-24 | Cathodically Protected | Suction (American)
B H WOOTEN | 413 N TALLAHASSEE STREET | HAZLEHURST | Jeff Davis | 9080029 | 1 | [5 empty] | Removed from Ground | Gas (Historical Use) | 500 | Not Marked/Unknown | 1997-01-08 | 1997-01-08 | Not Marked
STOP-N-SHOP | 1153 ALTAMAHA RD | HAZLEHURST | Jeff Davis | 9080025 | 3 | Flapper Valve | 1998-11-13 | FALSE | 1998-11-13 | FALSE | Temporarily out of use | Gas (Historical Use) | 1000 | Galvanic (STIP-3) | 1985-07-10 |  |  | Safe Suction (Euro)
GAS EXPRESS #278 | 284 ALMA HWY | HAZLEHURST | Jeff Davis | 9080003 | 3B | Flapper Valve | 2015-06-25 | FALSE | 2015-06-25 | FALSE | Currently in Use | Premium | 5000 | Composite Double Walled | 2015-06-25 |  | Double-Walled Flex | Pressurized
GOOGES SUPERETTE | 506 EAST JARMAN ST | HAZLEHURST | Jeff Davis | 9080006 | 5 | [5 empty] | Permanently Out of Use - historical purposes | Gas (Historical Use) | 1000 | Not Marked/Unknown |  | 1899-12-31 | Not Marked
GOOGES SUPERETTE | 506 EAST JARMAN ST | HAZLEHURST | Jeff Davis | 9080006 | 4 | [5 empty] | Permanently Out of Use - historical purposes | Gas (Historical Use) | 1000 | Not Marked/Unknown |  | 1899-12-31 | Not Marked
JEFF DAVIS SCHOOL BUS SHOP | PINE FOREST AVE OR WALNUT ST | HAZLEHURST | Jeff Davis | 9080011 | 1 | [5 empty] | Removed from Ground | Gas (Historical Use) | 4000 | Bare Steel | 1994-02-28 | 1994-02-28 | Galvanized Steel | Gravity Fed
B H WOOTEN | 607 S TALLAHASSEE STREET | HAZLEHURST | Jeff Davis | 9080028 | 1 | [5 empty] | Removed from Ground | Gas (Historical Use) | 3000 | Not Marked/Unknown | 1996-12-11 | 1996-12-11 | Not Marked
JACKETS CORNER #167 | 67 SOUTH TALLAHASSEE ST | HAZLEHURST | Jeff Davis | 9080031 | 2 | Ball Float | 1996-08-01 | FALSE | 1996-08-01 | FALSE | Currently in Use | Regular | 5000 | Steel-Impressed Current | 1974-12-31 |  | Flex | Pressurized
MURPHY USA #7173 | 138 E JARMAN ST | HAZLEHURST | Jeff Davis | 10000790 | 1 |  | 2004-11-18 | FALSE | 2004-11-18 | FALSE | Currently in Use | Gas (Historical Use) | 20000 | Fiberglass Double Walled | 2004-11-03 |  | Double-Walled Fiberglass | Pressurized
BAYERS GULF | SYCAMORE & TALLAHASSEE | HAZLEHURST | Jeff Davis | 800014 | 4 | [5 empty] | Removed from Ground | Gas (Historical Use) | 2000 | Bare Steel | 1976-05-08 | 1988-04-15 | Galvanized Steel | Safe Suction (Euro)
BAYERS GULF | SYCAMORE & TALLAHASSEE | HAZLEHURST | Jeff Davis | 800014 | 1 | [5 empty] | Removed from Ground | Gas (Historical Use) | 2000 | Bare Steel | 1976-05-08 | 1988-04-15 | Galvanized Steel | Safe Suction (Euro)
RYLES SERVICE STATION | JEFFERSON ST & CROMATIE ST | HAZLEHURST | Jeff Davis | 800020 | 5 | [5 empty] | Removed from Ground | Diesel | 1500 | Bare Steel | 1971-05-12 | 1988-05-01 | Galvanized Steel
RYLES SERVICE STATION | JEFFERSON ST & CROMATIE ST | HAZLEHURST | Jeff Davis | 800020 | 4 | [5 empty] | Removed from Ground | Diesel | 4000 | Bare Steel | 1976-05-10 | 1988-05-01 | Galvanized Steel
Cotton Patch Quick Stop | 168 South Cromartie Street | Hazlehurst | Jeff Davis | 800055 | 1 | Flapper Valve | 1999-03-17 | FALSE | 1999-03-17 | FALSE | Currently in Use | E-0 | 4000 | Steel-Impressed Current | 1980-05-08 |  |  | Safe Suction (Euro)
CITY OF HAZLEHURST GEORGIA AIRPO | BURKETT FERRY RD | HAZLEHURST | Jeff Davis | 9080036 | 3 | [5 empty] | Removed from Ground | Other | 8000 | Not Marked/Unknown | 1998-05-11 | 1998-05-11 | Not Marked
LOUISIANA PACIFIC CORP | US HWY 221 NORTH | HAZLEHURST | Jeff Davis | 9080002 | 1 | [5 empty] | Removed from Ground | Diesel | 1000 | Bare Steel | 1975-01-01 | 1992-05-05 | Galvanized Steel
221 QUICK STOP | 465 UVALDA HIGHWAY | HAZLEHURST | Jeff Davis | 9080004 | 3 | Flapper Valve | 1998-11-18 | FALSE | 1988-01-01 | FALSE | Currently in Use | Plus | 6000 | Galvanic (STIP-3) | 1988-01-01 |  |  | Pressurized
ENK245 | 26 EAST COFFEE ST | HAZLEHURST | Jeff Davis | 9080010 | 1 |  | 1993-02-05 |  | 1993-02-05 |  | Removed from Ground | Empty | 12000 | Composite Double Walled | 1993-02-05 | 2010-05-05 | Double-Walled Flex | Pressurized
JAY RAY INC | US 341 NORTH | HAZLEHURST | Jeff Davis | 9080030 | 1 | [5 empty] | Removed from Ground | Diesel | 8000 | Not Marked/Unknown | 1997-02-13 | 1997-02-13 | Not Marked
SATILLA ONE STOP | 1174 ALMA HWY | HAZLEHURST | Jeff Davis | 800021 | 4B |  | 1999-04-01 | FALSE | 1999-04-01 | FALSE | Temporarily out of use | Gas (Historical Use) | 1000 | Composite | 1999-04-01 |  | Fiberglass Reinforced Plastic | Safe Suction (Euro)
SCHELL FAMILY SINGERS | PO BOX 615 | HAZLEHURST | Jeff Davis | 800022 | 1 | [5 empty] | Removed from Ground | Diesel | 550 | Bare Steel | 1976-05-10 | 1988-01-01 | Galvanized Steel
OCMULGEE TRACTOR CO | HWY 341 NORTH | HAZLEHURST | Jeff Davis | 800032 | 1 | [5 empty] | Removed from Ground | Gas (Historical Use) | 1000 | Bare Steel | 1981-05-09 | 1899-12-31 | Galvanized Steel
JEFF DAVIS COUNTY ROAD DEPT | WALNUT ST | HAZLEHURST | Jeff Davis | 800009 | 2 | [5 empty] | Removed from Ground | Gas (Historical Use) | 3000 | Bare Steel | 1976-03-12 | 1999-03-31 | Galvanized Steel | Safe Suction (Euro)
GA FORESTRY COMMISSION | 1414 DOUGLAS HWY | HAZLEHURST | Jeff Davis | 800010 | 2 | [5 empty] | Removed from Ground | Diesel | 560 | Bare Steel | 1968-04-26 | 1994-04-28 | Galvanized Steel | Safe Suction (Euro)
PEACOCK OIL CO | 402 S TALLAHASSEE ST | HAZLEHURST | Jeff Davis | 800015 | 5 |  |  | TRUE |  | TRUE | Removed from Ground | Used Oil | 560 | Bare Steel | 1966-05-11 | 1995-06-28 | Galvanized Steel | Suction (American)
PEACOCK OIL CO | 402 S TALLAHASSEE ST | HAZLEHURST | Jeff Davis | 800015 | 4 |  | 1998-11-25 |  | 1992-01-01 |  | Removed from Ground | Diesel | 4000 | Steel-Impressed Current | 1966-05-11 | 2000-12-19 | Cathodically Protected | Suction (American)
LOTT CONCRETE | PO BOX 269 | HAZLEHURST | Jeff Davis | 800017 | 2 | [5 empty] | Removed from Ground | Diesel | 1000 | Bare Steel | 1976-05-10 | 1899-12-31 | Galvanized Steel
RYLES SERVICE STATION | JEFFERSON ST & CROMATIE ST | HAZLEHURST | Jeff Davis | 800020 | 2 | [5 empty] | Removed from Ground | Gas (Historical Use) | 6000 | Bare Steel | 1976-05-10 | 1988-05-01 | Galvanized Steel
DAVIS FARM & GARDEN | 412 ALMA RD | HAZLEHURST | Jeff Davis | 800037 | 2 | [5 empty] | Removed from Ground | Diesel | 1000 | Bare Steel | 1982-05-09 | 1997-08-20 | Galvanized Steel
HALLS SERVICE STATION | 303 COFFEE ST | HAZLEHURST | Jeff Davis | 800062 | 3 | [5 empty] | Removed from Ground | Gas (Historical Use) | 5000 | Cathodically Protected Steel | 1965-01-01 | 1998-11-01 | Bare Steel | Pressurized
BST/HAZLEHURST CO R2547 | 101 EAST FIRST ST | HAZLEHURST | Jeff Davis | 800060 | 1 | [5 empty] | Removed from Ground | Other | 1000 | Bare Steel | 1973-01-04 | 1997-03-06 | Copper | Suction (American)
SOUTHERN BELL HZLHGASC | 101 PLUM ST | HAZLEHURST | Jeff Davis | 9000373 | 1 | [5 empty] | Removed from Ground | Gas (Historical Use) | 12000 | Bare Steel | 1980-07-26 | 1989-09-25 | Galvanized Steel | Suction (American)
WILLIAMS BROTHERS TRUCKING INC | HWY 341 SE | HAZLEHURST | Jeff Davis | 800008 | 2 | [5 empty] | Removed from Ground | Diesel | 10000 | Bare Steel | 1981-01-16 | 1998-12-17 | Galvanized Steel | Suction (American)
PACIFIC PRIDE #3 | 208 E JARMAN STREET | HAZLEHURST | Jeff Davis | 9080039 | 2 | Ball Float | 1999-11-01 | TRUE | 1999-11-01 | FALSE | Currently in Use | Diesel On Road | 12000 | Composite | 1999-11-01 |  | Double-Walled Flex | Pressurized
Circle K 2745069 | 450 N COFFEE ST | HAZLEHURST | Jeff Davis | 9080022 | 2 | Flapper Valve | 1996-04-01 | FALSE | 1996-04-01 | FALSE | Currently in Use | Premium | 10000 | Composite Double Walled | 1996-04-01 |  | Double-Walled Flex | Pressurized
MILLER-GODLEY AUCTION | BELL TELEPHONE RD | HAZLEHURST | Jeff Davis | 9080023 | 2 | [5 empty] | Removed from Ground | Empty | 550 | Bare Steel | 1973-03-09 | 1997-04-01 | Bare Steel | Safe Suction (Euro)
221 QUICK STOP | 465 UVALDA HIGHWAY | HAZLEHURST | Jeff Davis | 9080004 | 1 | Flapper Valve | 1998-11-18 | FALSE | 1988-01-01 | FALSE | Currently in Use | Diesel | 6000 | Galvanic (STIP-3) | 1988-01-01 |  |  | Pressurized
SOUTH GA GIN CO INC | BROXTON HWY | HAZLEHURST | Jeff Davis | 9080012 | 1 | [5 empty] | Removed from Ground | Diesel | 10000 | Bare Steel | 1984-01-01 | 1998-06-10 | Galvanized Steel | Safe Suction (Euro)
SATILLA ONE STOP | 1174 ALMA HWY | HAZLEHURST | Jeff Davis | 800021 | 4A |  | 1999-04-01 | FALSE | 1999-04-01 | FALSE | Temporarily out of use | Gas (Historical Use) | 1000 | Composite | 1999-04-01 |  | Fiberglass Reinforced Plastic | Safe Suction (Euro)
OCMULGEE TRACTOR CO | HWY 341 NORTH | HAZLEHURST | Jeff Davis | 800032 | 2 | [5 empty] | Removed from Ground | Diesel | 550 | Bare Steel | 1981-05-09 | 1899-12-31 | Galvanized Steel
COLEMANS | 701 SOUTH TALLAHASSEE ST | HAZLEHURST | Jeff Davis | 800011 | 2 | [5 empty] | Removed from Ground | Gas (Historical Use) | 10000 | Fiberglass | 1981-03-29 | 1999-12-29 | Fiberglass Reinforced Plastic | Pressurized
RYLES SERVICE STATION | JEFFERSON ST & CROMATIE ST | HAZLEHURST | Jeff Davis | 800020 | 1 | [5 empty] | Removed from Ground | Gas (Historical Use) | 6000 | Bare Steel | 1976-05-10 | 1988-05-01 | Galvanized Steel
JOHNSON BROTHERS | ROUTE 1 BOX 560 | HAZLEHURST | Jeff Davis | 800035 | 1 | [5 empty] | Removed from Ground | Diesel | 2000 | Bare Steel | 1981-05-09 | 1998-12-20 | Galvanized Steel | Safe Suction (Euro)
DAVIS FARM & GARDEN | 412 ALMA RD | HAZLEHURST | Jeff Davis | 800037 | 1 | [5 empty] | Removed from Ground | Gas (Historical Use) | 1000 | Bare Steel | 1985-05-08 | 1997-08-20 | Galvanized Steel
JEFF DAVIS COUNTY | 501 S TALLAHASSEE ST | HAZLEHURST | Jeff Davis | 800038 | 3 | [5 empty] | Removed from Ground | Gas (Historical Use) | 6000 | Bare Steel | 1985-05-08 | 1996-12-03 | Galvanized Steel
FAIRWAY TRANSPORTATION | PO BOX 626 | HAZLEHURST | Jeff Davis | 800041 | 2 | [5 empty] | Removed from Ground | Diesel | 1000 | Bare Steel | 1986-05-08 | 1987-10-01 | Galvanized Steel
FUEL SOUTH INC/FRAZIER OIL CO | 600 ALMA RD | HAZLEHURST | Jeff Davis | 800043 | 22 | [5 empty] | Removed from Ground | Gas (Historical Use) | 2000 | Bare Steel | 1993-12-20 | 1993-12-20 | Galvanized Steel | Suction (American)
RYLES AUTO CARE | 120 EAST JEFFERSON ST | HAZLEHURST | Jeff Davis | 802000 | 4 |  | 1997-04-21 |  | 1997-04-21 |  | Removed from Ground | Other | 6000 | Cathodically Protected Steel | 1987-11-04 | 2015-04-24 | Fiberglass Reinforced Plastic | Pressurized
RYLES AUTO CARE | 120 EAST JEFFERSON ST | HAZLEHURST | Jeff Davis | 802000 | 5 |  | 1997-04-21 |  | 1997-04-21 |  | Removed from Ground | Other | 2000 | Cathodically Protected Steel | 1987-11-04 | 2015-04-24 | Fiberglass Reinforced Plastic | Pressurized
341 NORTH SHOP | 427 BAXLEY HWY | HAZLEHURST | Jeff Davis | 9047154 | 2 |  |  | TRUE |  | TRUE | Removed from Ground | Used Oil | 2000 | Galvanic (STIP-3) | 1990-07-10 | 1999-02-01 | Galvanized Steel | Gravity Fed
SATILLA ONE STOP | 1174 ALMA HWY | HAZLEHURST | Jeff Davis | 800021 | 3 | [5 empty] | Removed from Ground | Gas (Historical Use) | 1000 | Bare Steel | 1976-05-10 | 1999-03-01 | Galvanized Steel | Suction (American)
SATILLA ONE STOP | 1174 ALMA HWY | HAZLEHURST | Jeff Davis | 800021 | 2 | [5 empty] | Removed from Ground | Gas (Historical Use) | 1000 | Bare Steel | 1976-05-10 | 1999-03-01 | Galvanized Steel | Suction (American)
LARRY TROWELL | RT 3 BOX 331 | HAZLEHURST | Jeff Davis | 800026 | 1 | [5 empty] | Removed from Ground | Gas (Historical Use) | 550 | Bare Steel | 1979-05-10 | 1899-12-31 | Galvanized Steel
KOUNTRY KORNER | BURKETTS FERRY ROAD WEST | HAZLEHURST | Jeff Davis | 800028 | 3 | [5 empty] | Removed from Ground | Gas (Historical Use) | 6000 | Bare Steel | 1980-05-09 | 1999-12-29 | Galvanized Steel | Suction (American)
FLASH FOODS #151 | 328 COFFEE ST | HAZLEHURST | Jeff Davis | 800019 | 5 | [5 empty] | Removed from Ground | Gas (Historical Use) | 1000 | Bare Steel | 1996-07-16 | 1996-07-16 | Galvanized Steel
FLASH FOODS #151 | 328 COFFEE ST | HAZLEHURST | Jeff Davis | 800019 | 4 | [5 empty] | Removed from Ground | Gas (Historical Use) | 4000 | Bare Steel | 1978-05-10 | 1996-07-16 | Galvanized Steel
BEASLEY TIMBER CO INC | OLD DOUGLAS HWY | HAZLEHURST | Jeff Davis | 800049 | 2 | [5 empty] | Removed from Ground | Gas (Historical Use) | 1000 | Bare Steel | 1980-05-09 | 1994-12-26 | Galvanized Steel | Safe Suction (Euro)
BST/HAZLEHURST SOC R2521 | 101 PLUM ST | HAZLEHURST | Jeff Davis | 800061 | 3 | [5 empty] | Removed from Ground | Diesel | 1000 | Bare Steel | 1952-01-01 | 1989-09-06 | Unknown | Suction (American)
OCMULGEE OUTDOORS | HWY 341 N | HAZLEHURST | Jeff Davis | 800005 | 2 | [5 empty] | Removed from Ground | Empty | 6000 | Bare Steel | 1983-03-04 | 1999-08-05 | Galvanized Steel | Suction (American)
JOE ALLEN YAWN | RT 4 BOX 470 | HAZLEHURST | Jeff Davis | 800027 | 1 | [5 empty] | Removed from Ground | Diesel | 10000 | Bare Steel | 1982-05-09 | 1998-11-01 | Galvanized Steel
JACKETS STOP N SHOP | 16 W JEFFERSON ST | HAZLEHURST | Jeff Davis | 800029 | 3 | Flapper Valve | 1997-06-10 | FALSE | 1997-06-10 | FALSE | Currently in Use | Plus | 6000 | Steel-Impressed Current | 1981-05-09 |  | Fiberglass Reinforced Plastic | Safe Suction (Euro)
RYLES AUTO CARE | 120 EAST JEFFERSON ST | HAZLEHURST | Jeff Davis | 802000 | 3 |  | 1997-04-21 |  | 1997-04-21 |  | Removed from Ground | Gas (Historical Use) | 6000 | Cathodically Protected Steel | 1987-11-04 | 2015-04-24 | Fiberglass Reinforced Plastic | Pressurized
BST/HAZLEHURST CO R2547 | 101 EAST FIRST ST | HAZLEHURST | Jeff Davis | 800060 | 2 | [5 empty] | Removed from Ground | Other | 1073 | Bare Steel | 1953-01-01 | 1989-10-01 | Unknown
ABF FREIGHT SYSTEM INC | HWY 221 NORTH | HAZLEHURST | Jeff Davis | 800001 | 1 | [5 empty] | Removed from Ground | Diesel | 10000 | Bare Steel | 1971-01-28 | 1997-09-16 | Unknown | Safe Suction (Euro)
Circle K 2745099 | 100 E Jarman St | HAZLEHURST | Jeff Davis | 800004 | 2 |  | 1997-06-10 |  | 1997-06-10 |  | Removed from Ground | Gas (Historical Use) | 6000 | Steel-Impressed Current | 1982-02-25 | 1999-02-26 | Cathodically Protected | Pressurized
QUICK CHANGE #54 (LATIMER MM) | 64 LATIMER ST | HAZLEHURST | Jeff Davis | 9080013 | 2 | Flapper Valve | 1998-10-01 | FALSE | 1986-12-01 | FALSE | Currently in Use | E-10 | 5000 | Composite | 1986-12-01 |  | Fiberglass Reinforced Plastic | Pressurized
DOT 10520/JEFF DAVIS CO ROUTINE | 301 PAT DIXON RD | HAZLEHURST | Jeff Davis | 9080014 | 520G1 | [5 empty] | Removed from Ground | Gas (Historical Use) | 1000 | Bare Steel | 2004-03-11 | 2004-03-11 | Galvanized Steel | Safe Suction (Euro)
ALCO CONTROL | 400 E FIRST AVE | HAZLEHURST | Jeff Davis | 80047 | 1 | [5 empty] | Removed from Ground | Gas (Historical Use) | 550 | Bare Steel | 1980-05-09 | 1987-01-01 | Galvanized Steel
COLEMANS | 701 SOUTH TALLAHASSEE ST | HAZLEHURST | Jeff Davis | 800011 | 3 | [5 empty] | Removed from Ground | Gas (Historical Use) | 10000 | Fiberglass | 1981-03-29 | 1999-12-29 | Fiberglass Reinforced Plastic | Pressurized
BAYERS GULF | SYCAMORE & TALLAHASSEE | HAZLEHURST | Jeff Davis | 800014 | 3 | [5 empty] | Removed from Ground | Gas (Historical Use) | 2000 | Bare Steel | 1976-05-08 | 1988-04-15 | Galvanized Steel | Safe Suction (Euro)
RYLES SERVICE STATION | JEFFERSON ST & CROMATIE ST | HAZLEHURST | Jeff Davis | 800020 | 6 | [5 empty] | Removed from Ground | Kerosene | 550 | Bare Steel | 1971-05-12 | 1988-05-01 | Galvanized Steel
CONTINENTAL WOOD YARD | PO BOX 838 | HAZLEHURST | Jeff Davis | 800046 | 2 | [5 empty] | Removed from Ground | Diesel | 1000 | Bare Steel | 1976-05-10 | 1988-01-01 | Galvanized Steel
SOUTHEASTERN FREIGHT LINES | HIGHWAY 341 WEST | HAZLEHURST | Jeff Davis | 4010028 | 2 | [5 empty] | Removed from Ground | Gas (Historical Use) | 1000 | Marked Unknown | 1986-05-08 | 1997-11-24 | Unknown
FLASH FOODS #151 | 328 COFFEE ST | HAZLEHURST | Jeff Davis | 800019 | 2 | [5 empty] | Removed from Ground | Gas (Historical Use) | 3000 | Bare Steel | 1978-05-10 | 1996-07-16 | Galvanized Steel | Safe Suction (Euro)
DONNIE BATTEN | RT 3 BOX 350 | HAZLEHURST | Jeff Davis | 800048 | 2 | [5 empty] | Removed from Ground | Gas (Historical Use) | 550 | Bare Steel | 1997-03-01 | 1997-03-01 | Galvanized Steel | Safe Suction (Euro)
FUEL SOUTH INC/FRAZIER OIL CO | 600 ALMA RD | HAZLEHURST | Jeff Davis | 800043 | 21 | [5 empty] | Removed from Ground | Gas (Historical Use) | 3000 | Bare Steel | 1993-12-20 | 1993-12-20 | Galvanized Steel | Suction (American)
BAY SERVICE STATION 494 | 425 COFFEE ST | HAZLEHURST | Jeff Davis | 800065 | 3 | [5 empty] | Removed from Ground | Gas (Historical Use) | 3000 | Bare Steel | 1971-05-17 | 1998-09-01 | Galvanized Steel | Safe Suction (Euro)
Tulsi Mini Mart | 305 LUMBER CITY HWY | HAZLEHURST | Jeff Davis | 800056 | 1 | Flapper Valve | 1998-06-01 | FALSE | 1998-06-01 | FALSE | Currently in Use | Premium | 6000 | Steel-Impressed Current | 1989-03-01 |  |  | Pressurized
HANCOCK CLEANERS | 604 SOUTH TALLAHASSEE ST | HAZLEHURST | Jeff Davis | 800071 | 1 | [5 empty] | Removed from Ground | Other | 150 | Bare Steel | 1971-05-12 | 1899-12-31 | Galvanized Steel
LARRY TROWELL | RT 3 BOX 331 | HAZLEHURST | Jeff Davis | 800026 | 2 | [5 empty] | Removed from Ground | Diesel | 550 | Bare Steel | 1979-05-10 | 1899-12-31 | Galvanized Steel
KOUNTRY KORNER | BURKETTS FERRY ROAD WEST | HAZLEHURST | Jeff Davis | 800028 | 2 | [5 empty] | Removed from Ground | Gas (Historical Use) | 6000 | Bare Steel | 1980-05-09 | 1999-12-29 | Galvanized Steel | Suction (American)
NEWMANS TRUCKING | ROUTE 2 BOX 1325 | HAZLEHURST | Jeff Davis | 800031 | 1 | [5 empty] | Removed from Ground | Gas (Historical Use) | 1000 | Bare Steel | 1979-05-10 | 1997-09-05 | Galvanized Steel
QWIK PIK aka CIRCLE K STORE #2783863 | 188 S TALLAHASEE ST/PINE ST | HAZLEHURST | Jeff Davis | 800033 | 1 | Flapper Valve | 1998-01-20 | FALSE | 1998-01-20 | FALSE | Removed from Ground | Gas (Historical Use) | 6000 | Steel-Impressed Current | 1978-05-10 |  | Double-Walled Fiberglass | Pressurized
BREWER LEASING CO | 101 FARMER RD | HAZLEHURST | Jeff Davis | 9080016 | 1 | [5 empty] | Closed in Ground | Diesel | 1000 | Bare Steel | 1982-01-01 | 1997-01-01 | Bare Steel
S & S GROCERY | 966 UVALDA HWY | HAZLEHURST | Jeff Davis | 9080017 | 1 |  | 1998-11-01 |  | 1998-11-01 |  | Removed from Ground | Gas (Historical Use) | 1000 | Galvanic (STIP-3) | 1990-05-01 | 2009-08-26 | Cathodically Protected | Safe Suction (Euro)
GOOGES SUPERETTE | 506 EAST JARMAN ST | HAZLEHURST | Jeff Davis | 9080006 | 6 | [5 empty] | Permanently Out of Use - historical purposes | Gas (Historical Use) | 2000 | Not Marked/Unknown |  | 1899-12-31 | Not Marked
LOTT CONCRETE CO | 104 SOUTH ANNIE ST | HAZLEHURST | Jeff Davis | 800068 | 1 | [5 empty] | Removed from Ground | Diesel | 1000 | Bare Steel | 1996-04-25 | 1996-04-25 | Galvanized Steel
S & S GROCERY | 966 UVALDA HWY | HAZLEHURST | Jeff Davis | 9080017 | 2 |  | 1998-11-01 |  | 1998-11-01 |  | Removed from Ground | Gas (Historical Use) | 1000 | Galvanic (STIP-3) | 1990-05-01 | 2009-08-26 | Cathodically Protected | Safe Suction (Euro)
HENIL PATEL | 222 RALPH WOMMACK RD | HAZLEHURST | Jeff Davis | 9080041 | 1 |  | 2001-06-04 |  | 2001-06-04 |  | Currently in Use | Gas (Historical Use) | 12000 | Epoxy | 2001-10-04 |  | Fiberglass Reinforced Plastic | Pressurized
341 QUICK STOP | 609 COFFEE STREET | HAZLEHURST | Jeff Davis | 9080021 | 2 | Ball Float | 1994-01-01 | FALSE | 1994-01-01 | FALSE | Currently in Use | Diesel | 8000 | Fiberglass | 1994-01-01 |  | Fiberglass Reinforced Plastic | Pressurized
ENK744 | 98 S TALLAHASSE ST | HAZLEHURST | Jeff Davis | 9080007 | 3 |  | 1992-12-01 | FALSE | 1992-12-01 | FALSE | Currently in Use | Gas (Historical Use) | 8000 | Composite | 1992-12-01 |  | Fiberglass Reinforced Plastic | Pressurized
JACKETS CORNER #167 | 67 SOUTH TALLAHASSEE ST | HAZLEHURST | Jeff Davis | 9080031 | 1 | Ball Float | 1996-08-01 | FALSE | 1996-08-01 | FALSE | Currently in Use | Premium | 5000 | Steel-Impressed Current | 1974-12-31 |  | Flex | Pressurized
FORMER JEFF DAVIS HIGH SCHOOL | 57 EAST COFFEE STREET | HAZLEHURST | Jeff Davis | 10002047 | 1 |  |  | FALSE |  | FALSE | Removed from Ground | Kerosene | 4000 | Unknown | 2011-10-19 | 2011-10-19 | Unknown
JACKETS STOP N SHOP | 16 W JEFFERSON ST | HAZLEHURST | Jeff Davis | 800029 | 2 | Flapper Valve | 1997-06-10 | FALSE | 1997-06-10 | FALSE | Currently in Use | Regular | 6000 | Steel-Impressed Current | 1981-05-09 |  | Fiberglass Reinforced Plastic | Safe Suction (Euro)
NEWMANS TRUCKING | ROUTE 2 BOX 1325 | HAZLEHURST | Jeff Davis | 800031 | 2 | [5 empty] | Removed from Ground | Diesel | 550 | Bare Steel | 1979-05-10 | 1997-09-05 | Galvanized Steel
BAYERS GULF | SYCAMORE & TALLAHASSEE | HAZLEHURST | Jeff Davis | 800014 | 2 | [5 empty] | Removed from Ground | Gas (Historical Use) | 2000 | Bare Steel | 1976-05-08 | 1988-04-15 | Galvanized Steel | Safe Suction (Euro)
MAC'S MILK | 82 W COFFEE ST | HAZLEHURST | Jeff Davis | 800016 | 3 | Flapper Valve | 1992-02-05 | FALSE | 1998-09-23 | FALSE | Currently in Use | Premium | 6000 | Steel-Impressed Current | 1985-05-05 |  | Steel (Impressed Current) | Pressurized
RYLES SERVICE STATION | JEFFERSON ST & CROMATIE ST | HAZLEHURST | Jeff Davis | 800020 | 3 | [5 empty] | Removed from Ground | Gas (Historical Use) | 6000 | Bare Steel | 1976-05-10 | 1988-05-01 | Galvanized Steel
JEFF DAVIS HOSPITAL | 1215 SOUTH TALLAHASSEE ST | HAZLEHURST | Jeff Davis | 800053 | 1 | [5 empty] | Removed from Ground | Diesel | 10000 | Bare Steel | 1963-05-12 | 1994-02-04 | Unknown
FAST BREAK #3 | BROXTON HWY | HAZLEHURST | Jeff Davis | 800054 | 2 | [5 empty] | Removed from Ground | Empty | 4000 | Bare Steel | 1978-05-09 | 1899-12-31 | Galvanized Steel
JEFF DAVIS COUNTY ROAD DEPT | WALNUT ST | HAZLEHURST | Jeff Davis | 800009 | 1 | [5 empty] | Removed from Ground | Gas (Historical Use) | 3000 | Bare Steel | 1976-03-12 | 1999-03-31 | Galvanized Steel | Safe Suction (Euro)
GA FORESTRY COMMISSION | 1414 DOUGLAS HWY | HAZLEHURST | Jeff Davis | 800010 | 3 |  | 1994-04-29 |  | 1994-04-29 |  | Removed from Ground | Gas (Historical Use) | 1000 | Galvanic (STIP-3) | 1994-04-29 | 2008-03-13 | Cathodically Protected | Safe Suction (Euro)
PEACOCK OIL CO | 402 S TALLAHASSEE ST | HAZLEHURST | Jeff Davis | 800015 | 3 |  | 1998-11-25 |  | 1992-01-01 |  | Removed from Ground | Gas (Historical Use) | 3000 | Steel-Impressed Current | 1966-05-11 | 2000-12-19 | Cathodically Protected | Suction (American)
FAST BREAK #3 | BROXTON HWY | HAZLEHURST | Jeff Davis | 800054 | 1 | [5 empty] | Removed from Ground | Empty | 6000 | Bare Steel | 1978-05-09 | 1899-12-31 | Galvanized Steel
CONTINENTAL WOOD YARD | PO BOX 838 | HAZLEHURST | Jeff Davis | 800046 | 3 | [5 empty] | Removed from Ground | Diesel | 2000 | Bare Steel | 1976-05-10 | 1988-01-01 | Galvanized Steel
RIDGE PALLETS | HWY 341 SOUTH | HAZLEHURST | Jeff Davis | 800034 | 2 | [5 empty] | Removed from Ground | Diesel | 1000 | Bare Steel | 1979-05-10 | 1988-05-01 | Galvanized Steel
HALLS SERVICE STATION | 303 COFFEE ST | HAZLEHURST | Jeff Davis | 800062 | 2 | [5 empty] | Removed from Ground | Gas (Historical Use) | 10000 | Cathodically Protected Steel | 1985-06-17 | 1998-11-01 | Bare Steel | Pressurized
Tulsi Mini Mart | 305 LUMBER CITY HWY | HAZLEHURST | Jeff Davis | 800056 | 4 | Flapper Valve | 1998-06-01 | FALSE | 1998-06-01 | FALSE | Temporarily out of use | Gas (Historical Use) | 6000 | Steel-Impressed Current | 1989-03-01 |  |  | Pressurized
STOP-N-SHOP | 1153 ALTAMAHA RD | HAZLEHURST | Jeff Davis | 9080025 | 1 |  | 1998-11-13 |  | 1998-11-13 |  | Removed from Ground | Gas (Historical Use) | 4000 | Galvanic (STIP-3) | 1987-07-10 | 2014-01-09 | Fiberglass Reinforced Plastic | Safe Suction (Euro)
MAC'S MILK | 82 W COFFEE ST | HAZLEHURST | Jeff Davis | 800016 | 1 | Flapper Valve | 1992-02-05 | FALSE | 1998-09-23 | FALSE | Currently in Use | E-10 | 6000 | Steel-Impressed Current | 1985-05-05 |  | Steel (Impressed Current) | Pressurized
FLASH FOODS #151 | 328 COFFEE ST | HAZLEHURST | Jeff Davis | 800019 | 3 | [5 empty] | Removed from Ground | Gas (Historical Use) | 3000 | Bare Steel | 1978-05-10 | 1996-07-16 | Galvanized Steel | Pressurized
SCHELLS SERVICE CENTER | 341 NORTH AT MARTIN LUTHER KING | HAZLEHURST | Jeff Davis | 800023 | 1 | [5 empty] | Removed from Ground | Other | 1000 | Bare Steel | 1978-05-10 | 1899-12-31 | Galvanized Steel | Suction (American)
LOTT CONCRETE | PO BOX 269 | HAZLEHURST | Jeff Davis | 800017 | 1 | [5 empty] | Removed from Ground | Gas (Historical Use) | 1000 | Bare Steel | 1976-05-10 | 1899-12-31 | Galvanized Steel
CONTINENTAL WOOD YARD | PO BOX 838 | HAZLEHURST | Jeff Davis | 800046 | 1 | [5 empty] | Removed from Ground | Gas (Historical Use) | 1000 | Bare Steel | 1976-05-10 | 1988-01-01 | Galvanized Steel
QWIK PIK aka CIRCLE K STORE #2783863 | 188 S TALLAHASEE ST/PINE ST | HAZLEHURST | Jeff Davis | 800033 | 3 | Flapper Valve | 1998-01-20 | FALSE | 1998-01-20 | FALSE | Removed from Ground | Gas (Historical Use) | 6000 | Steel-Impressed Current | 1978-05-10 |  | Double-Walled Fiberglass | Pressurized
FAIRWAY TRANSPORTATION | PO BOX 626 | HAZLEHURST | Jeff Davis | 800041 | 1 | [5 empty] | Removed from Ground | Diesel | 10000 | Bare Steel | 1985-05-08 | 1987-10-01 | Galvanized Steel
HAZLEHURST AIRPORT | BURKETTS FERRY RD | HAZLEHURST | Jeff Davis | 800067 | 1 | [5 empty] | Removed from Ground | Gas (Historical Use) | 2000 | Bare Steel | 1980-05-29 | 1998-05-11 | Galvanized Steel | Suction (American)
Circle K 2745099 | 100 E Jarman St | HAZLEHURST | Jeff Davis | 800004 | 7 | Flapper Valve | 1999-03-15 | FALSE | 1999-03-15 | FALSE | Currently in Use | Premium | 8000 | Composite Double Walled | 1999-03-15 |  | Double-Walled Flex | Pressurized
Circle K 2745099 | 100 E Jarman St | HAZLEHURST | Jeff Davis | 800004 | 1 |  | 1997-06-10 |  | 1997-06-10 |  | Removed from Ground | Diesel | 8000 | Steel-Impressed Current | 1982-02-25 | 1999-02-26 | Cathodically Protected | Pressurized
TOM PEARSON CHEV OLDS INC | LUMBER CITY HWY 341 | HAZLEHURST | Jeff Davis | 800007 | 2 |  |  | TRUE |  | TRUE | Removed from Ground | Used Oil | 250 | Bare Steel | 1974-03-06 | 1986-10-08 | Unknown
QUICK CHANGE #54 (LATIMER MM) | 64 LATIMER ST | HAZLEHURST | Jeff Davis | 9080013 | 1 | Flapper Valve | 1998-10-01 | FALSE | 1986-12-01 | FALSE | Currently in Use | Diesel On Road | 5000 | Composite | 1986-12-01 |  | Fiberglass Reinforced Plastic | Pressurized
221 QUICK STOP | 465 UVALDA HIGHWAY | HAZLEHURST | Jeff Davis | 9080004 | 2 | Flapper Valve | 1998-11-18 | FALSE | 1988-01-01 | FALSE | Temporarily out of use | Premium | 6000 | Galvanic (STIP-3) | 1988-01-01 |  |  | Pressurized
GAINER BROTHERS INC | DOUGLAS HWY /RT 3 BOX 590 | HAZLEHURST | Jeff Davis | 9080008 | 1 | [5 empty] | Removed from Ground | Diesel | 8000 | Not Marked/Unknown | 1993-06-01 | 1993-06-01 | Not Marked
MIDWAY STOP & SHOP | 765 ALMA HWY | HAZLEHURST | Jeff Davis | 9080033 | 1 |  | 1997-10-09 | FALSE | 1997-10-09 | FALSE | Temporarily out of use | Gas (Historical Use) | 1000 | Composite | 1997-10-08 |  | Fiberglass Reinforced Plastic | Safe Suction (Euro)
341 QUICK STOP | 609 COFFEE STREET | HAZLEHURST | Jeff Davis | 9080021 | 3A | Ball Float | 1994-01-01 | FALSE | 1994-01-01 | FALSE | Temporarily out of use | Gas (Historical Use) | 4000 | Galvanic (STIP-3) | 1994-01-01 |  | Fiberglass Reinforced Plastic | Pressurized
SOUTHEASTERN FREIGHT LINES | HIGHWAY 341 WEST | HAZLEHURST | Jeff Davis | 4010028 | 1 | [5 empty] | Removed from Ground | Diesel | 4000 | Bare Steel | 1982-05-05 | 1988-04-01 | Bare Steel | Safe Suction (Euro)
FLASH FOODS #151 | 328 COFFEE ST | HAZLEHURST | Jeff Davis | 800019 | 1 | [5 empty] | Removed from Ground | Gas (Historical Use) | 3000 | Bare Steel | 1978-05-10 | 1996-07-16 | Galvanized Steel | Safe Suction (Euro)
EARTH MOVERS AND LAND CLEARING | RT 4 BOX 785 | HAZLEHURST | Jeff Davis | 800040 | 1 | [5 empty] | Removed from Ground | Gas (Historical Use) | 550 | Bare Steel | 1979-05-10 | 1987-12-01 | Galvanized Steel
FUEL SOUTH INC/FRAZIER OIL CO | 600 ALMA RD | HAZLEHURST | Jeff Davis | 800043 | 20 | [5 empty] | Removed from Ground | Gas (Historical Use) | 3000 | Bare Steel | 1993-12-20 | 1993-12-20 | Galvanized Steel | Suction (American)
GOOGES SUPERETTE | 508 E JARMAN ST | HAZLEHURST | Jeff Davis | 800063 | 2 | [5 empty] | Removed from Ground | Gas (Historical Use) | 2000 | Bare Steel | 1980-06-18 | 1992-11-12 | Bare Steel
Cotton Patch Quick Stop | 168 South Cromartie Street | Hazlehurst | Jeff Davis | 800055 | 3 | Flapper Valve | 1999-03-17 | FALSE | 1999-03-17 | FALSE | Currently in Use | Premium | 1000 | Steel-Impressed Current | 1978-05-09 |  |  | Safe Suction (Euro)
LOTT CONCRETE CO | 104 SOUTH ANNIE ST | HAZLEHURST | Jeff Davis | 800068 | 2 | [5 empty] | Removed from Ground | Gas (Historical Use) | 300 | Bare Steel | 1996-04-25 | 1996-04-25 | Galvanized Steel
Circle K 2745099 | 100 E Jarman St | HAZLEHURST | Jeff Davis | 800004 | 6 | Flapper Valve | 1999-03-15 | FALSE | 1999-03-15 | FALSE | Currently in Use | Regular | 10000 | Composite Double Walled | 1999-03-15 |  | Double-Walled Flex | Pressurized
FAIRWAY TRANSPORTATION | PO BOX 626 | HAZLEHURST | Jeff Davis | 800041 | 3 | [5 empty] | Removed from Ground | Gas (Historical Use) | 2000 | Bare Steel | 1986-05-08 | 1987-10-01 | Galvanized Steel
GOOGES SUPERETTE | 508 E JARMAN ST | HAZLEHURST | Jeff Davis | 800063 | 1 | [5 empty] | Removed from Ground | Gas (Historical Use) | 4000 | Bare Steel | 1980-06-18 | 1992-11-12 | Galvanized Steel
BST/HAZLEHURST SOC R2521 | 101 PLUM ST | HAZLEHURST | Jeff Davis | 800061 | 1 | [5 empty] | Removed from Ground | Gas (Historical Use) | 12000 | Bare Steel | 1981-01-02 | 1989-09-25 | Galvanized Steel | Pressurized
OCMULGEE OUTDOORS | HWY 341 N | HAZLEHURST | Jeff Davis | 800005 | 1 | [5 empty] | Removed from Ground | Empty | 6000 | Not Marked/Unknown | 1983-03-04 | 1999-08-05 | Galvanized Steel | Suction (American)
QUICK CHANGE #54 (LATIMER MM) | 64 LATIMER ST | HAZLEHURST | Jeff Davis | 9080013 | 3 | Flapper Valve | 1998-10-01 | FALSE | 1986-12-01 | FALSE | Currently in Use | E-0 | 5000 | Composite | 1986-12-01 |  | Fiberglass Reinforced Plastic | Pressurized
AVERYS | HIGHWAY 341 N | HAZLEHURST | Jeff Davis | 9080038 | 1 | [5 empty] | Currently in Use | Gas (Historical Use) | 6000 | Not Marked/Unknown |  |  | Not Marked
PACIFIC PRIDE #3 | 208 E JARMAN STREET | HAZLEHURST | Jeff Davis | 9080039 | 3B | Ball Float | 1999-11-01 | FALSE | 1999-11-01 | FALSE | Currently in Use | Premium | 4000 | Composite | 1999-11-01 |  | Double-Walled Flex | Pressurized
GOOGES SUPERETTE | 506 EAST JARMAN ST | HAZLEHURST | Jeff Davis | 9080006 | 202072 | Ball Float | 1992-11-18 | FALSE | 1992-11-18 | FALSE | Currently in Use | Regular | 4000 |  | 1992-11-12 |  |  | Pressurized
RYLES AUTO CARE | 120 EAST JEFFERSON ST | HAZLEHURST | Jeff Davis | 802000 | 2 |  | 1997-04-21 |  | 1997-04-21 |  | Removed from Ground | Gas (Historical Use) | 6000 | Cathodically Protected Steel | 1987-11-04 | 2015-04-24 | Fiberglass Reinforced Plastic | Pressurized
341 NORTH SHOP | 427 BAXLEY HWY | HAZLEHURST | Jeff Davis | 9047154 | 1 | Flapper Valve | 1990-07-11 | FALSE | 1990-07-11 | FALSE | Currently in Use | Diesel | 12000 | Galvanic (STIP-3) | 1990-07-10 |  | Fiberglass Reinforced Plastic | Safe Suction (Euro)
PEACOCK OIL CO | 402 S TALLAHASSEE ST | HAZLEHURST | Jeff Davis | 800015 | 2 |  | 1998-11-25 |  | 1992-01-01 |  | Removed from Ground | Gas (Historical Use) | 3000 | Steel-Impressed Current | 1966-05-11 | 2000-12-19 | Cathodically Protected | Suction (American)
BEASLEY TIMBER CO INC | OLD DOUGLAS HWY | HAZLEHURST | Jeff Davis | 800049 | 1 | [5 empty] | Removed from Ground | Gas (Historical Use) | 550 | Bare Steel | 1980-05-09 | 1994-12-26 | Galvanized Steel | Safe Suction (Euro)
BAY SERVICE STATION 494 | 425 COFFEE ST | HAZLEHURST | Jeff Davis | 800065 | 2 | [5 empty] | Removed from Ground | Gas (Historical Use) | 3000 | Bare Steel | 1971-05-17 | 1998-09-01 | Galvanized Steel | Safe Suction (Euro)
Cotton Patch Quick Stop | 168 South Cromartie Street | Hazlehurst | Jeff Davis | 800055 | 2 | Flapper Valve | 1999-03-17 | FALSE | 1999-03-17 | FALSE | Currently in Use | Regular | 4000 | Steel-Impressed Current | 1980-05-08 |  |  | Safe Suction (Euro)
HAZLEHURST AIRPORT | BURKETTS FERRY RD | HAZLEHURST | Jeff Davis | 800067 | 2 | [5 empty] | Removed from Ground | Used Oil | 0 | Not Marked/Unknown | 1998-05-11 | 1998-05-11 | Not Marked
FUEL SOUTH INC | 600 ALMA HWY | HAZLEHURST | Jeff Davis | 9076157 | 3 | [5 empty] | Removed from Ground | Gas (Historical Use) | 2000 | Bare Steel | 1993-12-20 | 1993-12-20 | Galvanized Steel | Suction (American)
TOM PEARSON CHEV OLDS INC | LUMBER CITY HWY 341 | HAZLEHURST | Jeff Davis | 800007 | 1 | [5 empty] | Removed from Ground | Gas (Historical Use) | 500 | Bare Steel | 1974-03-06 | 1986-10-08 | Unknown
CITY OF HAZLEHURST GEORGIA AIRPO | BURKETT FERRY RD | HAZLEHURST | Jeff Davis | 9080036 | 2 | [5 empty] | Removed from Ground | Other | 4000 | Not Marked/Unknown | 1998-05-11 | 1998-05-11 | Not Marked
341 QUICK STOP | 609 COFFEE STREET | HAZLEHURST | Jeff Davis | 9080021 | 1 | Ball Float | 1994-01-01 | FALSE | 1994-01-01 | FALSE | Currently in Use | Regular | 8000 | Fiberglass | 1994-01-01 |  | Fiberglass Reinforced Plastic | Pressurized
ENK744 | 98 S TALLAHASSE ST | HAZLEHURST | Jeff Davis | 9080007 | 2 |  | 1992-12-01 | FALSE | 1992-12-01 | FALSE | Currently in Use | Gas (Historical Use) | 8000 | Composite | 1992-12-01 |  | Fiberglass Reinforced Plastic | Pressurized
B H WOOTEN | 607 S TALLAHASSEE STREET | HAZLEHURST | Jeff Davis | 9080028 | 2 | [5 empty] | Removed from Ground | Gas (Historical Use) | 3000 | Not Marked/Unknown | 1996-12-12 | 1996-12-12 | Not Marked
BD OF ED TRANSPORTATION FACILITY | YELLOW JACKET DR | HAZLEHURST | Jeff Davis | 9080009 | 2 |  | 1992-10-02 | FALSE | 1992-10-02 | FALSE | Currently in Use | Gas (Historical Use) | 5000 | Composite | 1992-10-01 |  | Fiberglass Reinforced Plastic | Safe Suction (Euro)
24 HR GOLDEN ISLES TRUCK STOP | HWY 341 | HAZLEHURST | Jeff Davis | 9080034 | 2 |  | 1998-01-01 | FALSE | 1998-01-01 | FALSE | Temporarily out of use | Gas (Historical Use) | 12000 | Composite | 1998-03-27 |  |  | Pressurized
ATLANTIC COAST CARRIES INC | ALMA HWY | HAZLEHURST | Jeff Davis | 9003030 | 2 |  | 1995-11-04 |  | 1995-11-04 |  | Temporarily out of use | Diesel | 12000 | Composite | 1995-11-01 |  | Double-Walled Fiberglass | Pressurized
THOMPSON HARDWOOD INC | PO BOX 646 | HAZLEHURST | Jeff Davis | 800025 | 1 | [5 empty] | Removed from Ground | Gas (Historical Use) | 1000 | Bare Steel | 1974-05-11 | 1899-12-31 | Galvanized Steel
SCHELLS SERVICE CENTER | 341 NORTH AT MARTIN LUTHER KING | HAZLEHURST | Jeff Davis | 800023 | 2 | [5 empty] | Removed from Ground | Other | 1000 | Bare Steel | 1978-05-10 | 1899-12-31 | Galvanized Steel | Suction (American)
COLEMANS | 701 SOUTH TALLAHASSEE ST | HAZLEHURST | Jeff Davis | 800011 | 4 |  |  | TRUE |  | TRUE | Removed from Ground | Used Oil | 1000 | Fiberglass | 1981-03-29 | 1999-12-29 | Fiberglass Reinforced Plastic
PEACOCK OIL CO | 402 S TALLAHASSEE ST | HAZLEHURST | Jeff Davis | 800015 | 1 |  | 1998-11-25 |  | 1992-01-01 |  | Removed from Ground | Gas (Historical Use) | 3000 | Steel-Impressed Current | 1966-05-11 | 2000-12-19 | Cathodically Protected | Suction (American)
BEASLEY TIMBER CO INC | OLD DOUGLAS HWY | HAZLEHURST | Jeff Davis | 800049 | 3 | [5 empty] | Removed from Ground | Diesel | 1000 | Bare Steel | 1980-05-09 | 1994-12-26 | Galvanized Steel | Safe Suction (Euro)
QWIK PIK aka CIRCLE K STORE #2783863 | 188 S TALLAHASEE ST/PINE ST | HAZLEHURST | Jeff Davis | 800033 | 2 | Flapper Valve | 1998-01-20 | FALSE | 1998-01-20 | FALSE | Removed from Ground | Gas (Historical Use) | 6000 | Steel-Impressed Current | 1978-05-10 |  | Double-Walled Fiberglass | Pressurized
CITY OF HAZLEHURST | 214 HINSON ST | HAZLEHURST | Jeff Davis | 800042 | 2 | [5 empty] | Removed from Ground | Gas (Historical Use) | 1000 | Not Marked/Unknown | 1998-05-12 | 1998-05-12 | Not Marked
BAY SERVICE STATION 494 | 425 COFFEE ST | HAZLEHURST | Jeff Davis | 800065 | 5 | [5 empty] | Removed from Ground | Diesel | 4000 | Bare Steel | 1971-05-17 | 1998-09-01 | Galvanized Steel | Safe Suction (Euro)
HALLS SERVICE STATION | 303 COFFEE ST | HAZLEHURST | Jeff Davis | 800062 | 1 | [5 empty] | Removed from Ground | Gas (Historical Use) | 10000 | Cathodically Protected Steel | 1985-06-17 | 1998-11-01 | Bare Steel | Pressurized
HALLS SERVICE STATION | 303 COFFEE ST | HAZLEHURST | Jeff Davis | 800062 | 4 | [5 empty] | Removed from Ground | Diesel | 5000 | Cathodically Protected Steel | 1965-01-01 | 1999-12-01 | Bare Steel | Pressurized
Tulsi Mini Mart | 305 LUMBER CITY HWY | HAZLEHURST | Jeff Davis | 800056 | 2 | Flapper Valve | 1998-06-01 | FALSE | 1998-06-01 | FALSE | Currently in Use | Premium | 6000 | Steel-Impressed Current | 1989-03-01 |  |  | Pressurized
KOUNTRY KORNER | BURKETTS FERRY ROAD WEST | HAZLEHURST | Jeff Davis | 800028 | 1 | [5 empty] | Removed from Ground | Gas (Historical Use) | 6000 | Bare Steel | 1980-05-09 | 1999-12-29 | Galvanized Steel | Suction (American)
GA FORESTRY COMMISSION | 1414 DOUGLAS HWY | HAZLEHURST | Jeff Davis | 800010 | 4 |  | 1994-04-29 |  | 1994-04-29 |  | Removed from Ground | Diesel | 1000 | Galvanic (STIP-3) | 1994-04-29 | 2008-03-13 | Cathodically Protected | Safe Suction (Euro)
GA FORESTRY COMMISSION | 1414 DOUGLAS HWY | HAZLEHURST | Jeff Davis | 800010 | 1 | [5 empty] | Removed from Ground | Gas (Historical Use) | 2000 | Bare Steel | 1981-04-23 | 1994-04-28 | Galvanized Steel | Safe Suction (Euro)
FAST BREAK #3 | BROXTON HWY | HAZLEHURST | Jeff Davis | 800054 | 3 | [5 empty] | Removed from Ground | Empty | 2000 | Bare Steel | 1978-05-09 | 1899-12-31 | Galvanized Steel
JEFF DAVIS COUNTY | 501 S TALLAHASSEE ST | HAZLEHURST | Jeff Davis | 800038 | 2 | [5 empty] | Removed from Ground | Gas (Historical Use) | 6000 | Bare Steel | 1985-05-08 | 1996-12-03 | Galvanized Steel
Circle K 2745099 | 100 E Jarman St | HAZLEHURST | Jeff Davis | 800004 | 3 |  | 1997-06-10 |  | 1997-06-10 |  | Removed from Ground | Gas (Historical Use) | 6000 | Steel-Impressed Current | 1982-02-25 | 1999-02-26 | Cathodically Protected | Pressurized
RYLES AUTO CARE | 120 EAST JEFFERSON ST | HAZLEHURST | Jeff Davis | 802000 | 1 |  | 1997-04-21 |  | 1997-04-21 |  | Removed from Ground | Gas (Historical Use) | 6000 | Cathodically Protected Steel | 1987-11-04 | 2015-04-24 | Fiberglass Reinforced Plastic | Pressurized
SATILLA ONE STOP | 1174 ALMA HWY | HAZLEHURST | Jeff Davis | 800021 | 1 | [5 empty] | Removed from Ground | Gas (Historical Use) | 2000 | Bare Steel | 1976-05-10 | 1899-12-31 | Galvanized Steel | Suction (American)
DOT PRJ #GIP341 21 HOUSTON | HWY 341/STA #570 + 40 34 FT RT | HAZLEHURST | Jeff Davis | 9076163 | A | [5 empty] | Removed from Ground | Gas (Historical Use) | 500 | Bare Steel | 1994-05-05 | 1994-05-05 | Galvanized Steel | Safe Suction (Euro)
COLEMANS | 701 SOUTH TALLAHASSEE ST | HAZLEHURST | Jeff Davis | 800011 | 1 | [5 empty] | Removed from Ground | Gas (Historical Use) | 10000 | Fiberglass | 1981-03-29 | 1999-12-29 | Fiberglass Reinforced Plastic | Pressurized
CITY OF HAZLEHURST | 214 HINSON ST | HAZLEHURST | Jeff Davis | 800042 | 3 | [5 empty] | Removed from Ground | Gas (Historical Use) | 1000 | Not Marked/Unknown | 1998-05-12 | 1998-05-12 | Not Marked
FUEL SOUTH INC/FRAZIER OIL CO | 600 ALMA RD | HAZLEHURST | Jeff Davis | 800043 | 23 | [5 empty] | Removed from Ground | Gas (Historical Use) | 2000 | Bare Steel | 1993-12-20 | 1993-12-20 | Galvanized Steel | Suction (American)
FUEL SOUTH INC/FRAZIER OIL CO | 600 ALMA RD | HAZLEHURST | Jeff Davis | 800043 | 24 | [5 empty] | Removed from Ground | Other | 1000 | Bare Steel | 1993-12-20 | 1993-12-20 | Galvanized Steel | Suction (American)
Tulsi Mini Mart | 305 LUMBER CITY HWY | HAZLEHURST | Jeff Davis | 800056 | 3 | Flapper Valve | 1998-06-01 | FALSE | 1998-06-01 | FALSE | Temporarily out of use | Gas (Historical Use) | 6000 | Steel-Impressed Current | 1989-03-01 |  |  | Pressurized
JEFF DAVIS COUNTY FUEL STATION | 41 S WALNUT STREET | HAZLEHURST | Jeff Davis | 9080040 | 1 |  | 1999-04-20 | FALSE | 1999-04-20 | FALSE | Currently in Use | Regular | 8000 | Composite | 1999-04-13 |  | Fiberglass Reinforced Plastic | Pressurized
341 QUICK STOP | 609 COFFEE STREET | HAZLEHURST | Jeff Davis | 9080021 | 3B | Ball Float | 1994-01-01 | FALSE | 1994-01-01 | FALSE | Temporarily out of use | Gas (Historical Use) | 4000 | Galvanic (STIP-3) | 1994-01-01 |  | Fiberglass Reinforced Plastic | Pressurized
LOUISIANA PACIFIC CORP | US HWY 221 NORTH | HAZLEHURST | Jeff Davis | 9080002 | 2 | [5 empty] | Removed from Ground | Diesel | 1000 | Bare Steel | 1975-01-01 | 1992-05-05 | Galvanized Steel
221 QUICK STOP | 465 UVALDA HIGHWAY | HAZLEHURST | Jeff Davis | 9080004 | 4 | Flapper Valve | 1998-11-18 | FALSE | 1988-01-01 | FALSE | Currently in Use | Regular | 6000 | Galvanic (STIP-3) | 1988-01-01 |  |  | Pressurized
MURPHY USA #7173 | 138 E JARMAN ST | HAZLEHURST | Jeff Davis | 10000790 | 2B |  | 2004-11-18 | FALSE | 2004-11-18 | FALSE | Currently in Use | Gas (Historical Use) | 8000 | Fiberglass Double Walled | 2004-11-03 |  | Double-Walled Fiberglass | Pressurized
MAC'S MILK | 82 W COFFEE ST | HAZLEHURST | Jeff Davis | 800016 | 2 | Flapper Valve | 1992-02-05 | FALSE | 1998-09-23 | FALSE | Currently in Use | Diesel | 6000 | Steel-Impressed Current | 1985-05-05 |  | Steel (Impressed Current) | Pressurized
DONNIE BATTEN | RT 3 BOX 350 | HAZLEHURST | Jeff Davis | 800048 | 1 | [5 empty] | Removed from Ground | Diesel | 2000 | Bare Steel | 1981-05-09 | 1997-03-01 | Galvanized Steel
BAY SERVICE STATION 494 | 425 COFFEE ST | HAZLEHURST | Jeff Davis | 800065 | 4 | [5 empty] | Removed from Ground | Gas (Historical Use) | 4000 | Bare Steel | 1971-05-17 | 1998-09-01 | Galvanized Steel | Safe Suction (Euro)
BAY SERVICE STATION 494 | 425 COFFEE ST | HAZLEHURST | Jeff Davis | 800065 | 1 | [5 empty] | Removed from Ground | Gas (Historical Use) | 4000 | Bare Steel | 1971-05-17 | 1998-09-01 | Galvanized Steel | Safe Suction (Euro)
HALLS SERVICE STATION | 303 COFFEE ST | HAZLEHURST | Jeff Davis | 800062 | 5 |  |  | FALSE |  | FALSE | Removed from Ground | Used Oil | 1000 | Unknown | 2008-04-07 | 2008-04-07 | Unknown
ABF FREIGHT SYSTEM INC | HWY 221 NORTH | HAZLEHURST | Jeff Davis | 800001 | 2 | [5 empty] | Removed from Ground | Gas (Historical Use) | 500 | Bare Steel | 1971-01-28 | 1997-09-16 | Unknown | Safe Suction (Euro)
JEFF DAVIS CO DETENTION CENTER | 132 LATIMER ST | HAZLEHURST | Jeff Davis | 800002 | 1 | [5 empty] | Removed from Ground | Gas (Historical Use) | 1030 | Bare Steel | 1978-03-01 | 1999-03-31 | Galvanized Steel
FUEL SOUTH INC | 600 ALMA HWY | HAZLEHURST | Jeff Davis | 9076157 | 9 | [5 empty] | Removed from Ground | Other | 4000 | Bare Steel | 1999-11-24 | 1999-11-24 | Galvanized Steel | Safe Suction (Euro)
FUEL SOUTH INC | 600 ALMA HWY | HAZLEHURST | Jeff Davis | 9076157 | 6 |  | 1998-01-20 |  | 1998-01-20 |  | Removed from Ground | Other | 8000 | Steel-Impressed Current | 1993-01-01 | 1999-11-24 | Galvanized Steel | Safe Suction (Euro)
FUEL SOUTH INC | 600 ALMA HWY | HAZLEHURST | Jeff Davis | 9076157 | 10 | [5 empty] | Removed from Ground | Other | 4000 | Bare Steel | 1999-11-24 | 1999-11-24 | Galvanized Steel | Safe Suction (Euro)
CONTINENTAL FOREST | PO BOX 692 | HAZLEHURST | Jeff Davis | 800045 | 1 | [5 empty] | Removed from Ground | Diesel | 2000 | Bare Steel | 1977-05-10 | 1987-01-01 | Galvanized Steel
BEASLEY TIMBER CO INC | OLD DOUGLAS HWY | HAZLEHURST | Jeff Davis | 800049 | 4 | [5 empty] | Removed from Ground | Diesel | 4000 | Bare Steel | 1980-05-09 | 1994-12-26 | Galvanized Steel | Safe Suction (Euro)
BEASLEY TIMBER CO INC | OLD DOUGLAS HWY | HAZLEHURST | Jeff Davis | 800049 | 5 | [5 empty] | Removed from Ground | Diesel | 4000 | Bare Steel | 1980-05-09 | 1994-12-26 | Galvanized Steel | Safe Suction (Euro)
RIDGE PALLETS | HWY 341 SOUTH | HAZLEHURST | Jeff Davis | 800034 | 1 | [5 empty] | Removed from Ground | Gas (Historical Use) | 1000 | Bare Steel | 1979-05-10 | 1988-05-01 | Galvanized Steel
CITY OF HAZLEHURST | 214 HINSON ST | HAZLEHURST | Jeff Davis | 800042 | 1 | [5 empty] | Removed from Ground | Gas (Historical Use) | 1000 | Bare Steel | 1979-05-10 | 1998-05-12 | Galvanized Steel
FUEL SOUTH INC | 600 ALMA HWY | HAZLEHURST | Jeff Davis | 9076157 | 11 | [5 empty] | Removed from Ground | Other | 4000 | Bare Steel | 1999-11-24 | 1999-11-24 | Galvanized Steel | Safe Suction (Euro)
PACIFIC PRIDE #3 | 208 E JARMAN STREET | HAZLEHURST | Jeff Davis | 9080039 | 3A | Ball Float | 1999-11-01 | FALSE | 1999-11-01 | FALSE | Currently in Use | Regular | 6000 | Composite | 1999-11-01 |  | Double-Walled Flex | Pressurized
STOP-N-SHOP | 1153 ALTAMAHA RD | HAZLEHURST | Jeff Davis | 9080025 | 2 | Flapper Valve | 1998-11-13 | FALSE | 1998-11-13 | FALSE | Temporarily out of use | Gas (Historical Use) | 1000 | Galvanic (STIP-3) | 1987-01-10 |  |  | Safe Suction (Euro)
JEFF DAVIS COUNTY | 501 S TALLAHASSEE ST | HAZLEHURST | Jeff Davis | 800038 | 1 | [5 empty] | Removed from Ground | Gas (Historical Use) | 6000 | Bare Steel | 1985-05-08 | 1996-12-03 | Galvanized Steel
Circle K 2745099 | 100 E Jarman St | HAZLEHURST | Jeff Davis | 800004 | 4 |  | 1997-06-10 |  | 1997-06-10 |  | Removed from Ground | Gas (Historical Use) | 6000 | Steel-Impressed Current | 1982-02-25 | 1999-02-26 | Cathodically Protected | Pressurized
Circle K 2745099 | 100 E Jarman St | HAZLEHURST | Jeff Davis | 800004 | 5 | Flapper Valve | 1999-03-15 | FALSE | 1999-03-15 | FALSE | Currently in Use | Diesel | 10000 | Composite Double Walled | 1999-03-15 |  | Double-Walled Flex | Pressurized
OCMULGEE OUTDOORS | HWY 341 N | HAZLEHURST | Jeff Davis | 800005 | 3 | [5 empty] | Removed from Ground | Diesel | 6000 | Bare Steel | 1983-03-04 | 1999-08-05 | Galvanized Steel | Suction (American)
WILLIAMS BROTHERS TRUCKING INC | HWY 341 SE | HAZLEHURST | Jeff Davis | 800008 | 1 | [5 empty] | Removed from Ground | Gas (Historical Use) | 4000 | Bare Steel | 1981-01-16 | 1996-04-27 | Galvanized Steel | Suction (American)
CITY OF HAZLEHURST GEORGIA AIRPO | BURKETT FERRY RD | HAZLEHURST | Jeff Davis | 9080036 | 4 | [5 empty] | Removed from Ground | Other | 10000 | Not Marked/Unknown | 1998-05-11 | 1998-05-11 | Not Marked
FUEL SOUTH INC | 600 ALMA HWY | HAZLEHURST | Jeff Davis | 9076157 | 5 | [5 empty] | Removed from Ground | Gas (Historical Use) | 1000 | Bare Steel | 1993-12-20 | 1993-12-20 | Galvanized Steel | Suction (American)
GAS EXPRESS #278 | 284 ALMA HWY | HAZLEHURST | Jeff Davis | 9080003 | 3A | Flapper Valve | 2015-06-25 | FALSE | 2015-06-25 | FALSE | Currently in Use | Regular | 5000 | Composite Double Walled | 2015-06-25 |  | Double-Walled Flex | Pressurized
BD OF ED TRANSPORTATION FACILITY | YELLOW JACKET DR | HAZLEHURST | Jeff Davis | 9080009 | 1 |  | 1992-10-02 | FALSE | 1992-10-02 | FALSE | Currently in Use | Diesel | 10000 | Composite | 1992-10-01 |  | Fiberglass Reinforced Plastic | Safe Suction (Euro)
MURPHY USA #7173 | 138 E JARMAN ST | HAZLEHURST | Jeff Davis | 10000790 | 2A |  | 2004-11-18 | FALSE | 2004-11-18 | FALSE | Currently in Use | Diesel | 12000 | Fiberglass Double Walled | 2004-11-03 |  | Double-Walled Fiberglass | Pressurized
ATLANTIC COAST CARRIES INC | ALMA HWY | HAZLEHURST | Jeff Davis | 9003030 | 3 |  | 1995-11-04 |  | 1995-11-04 |  | Temporarily out of use | Gas (Historical Use) | 2000 | Composite | 1995-11-01 |  | Double-Walled Fiberglass | Pressurized
AVERYS | HIGHWAY 341 N | HAZLEHURST | Jeff Davis | 9080038 | 3 | [5 empty] | Currently in Use | Gas (Historical Use) | 6000 | Not Marked/Unknown |  |  | Not Marked
PACIFIC PRIDE #3 | 208 E JARMAN STREET | HAZLEHURST | Jeff Davis | 9080039 | 1 | Ball Float | 1999-11-01 | FALSE | 1999-11-01 | FALSE | Currently in Use | Diesel On Road | 12000 | Composite | 1999-11-01 |  | Double-Walled Flex | Pressurized
JEFF DAVIS COUNTY FUEL STATION | 41 S WALNUT STREET | HAZLEHURST | Jeff Davis | 9080040 | 2 |  | 1999-04-20 |  | 1999-04-20 |  | Currently in Use | Diesel | 12000 | Composite | 1999-04-13 |  | Fiberglass Reinforced Plastic | Pressurized
Circle K 2745069 | 450 N COFFEE ST | HAZLEHURST | Jeff Davis | 9080022 | 1 | Flapper Valve | 1996-04-01 | FALSE | 1996-04-01 | FALSE | Currently in Use | Regular | 10000 | Composite Double Walled | 1996-04-01 |  | Double-Walled Flex | Pressurized
LOUISIANA PACIFIC CORP | US HWY 221 NORTH | HAZLEHURST | Jeff Davis | 9080002 | 3 | [5 empty] | Removed from Ground | Gas (Historical Use) | 1000 | Bare Steel | 1975-01-01 | 1992-05-05 | Galvanized Steel
GAINER BROTHERS INC | DOUGLAS HWY /RT 3 BOX 590 | HAZLEHURST | Jeff Davis | 9080008 | 2 | [5 empty] | Removed from Ground | Gas (Historical Use) | 2000 | Not Marked/Unknown | 1993-06-01 | 1993-06-01 | Not Marked
ENK245 | 26 EAST COFFEE ST | HAZLEHURST | Jeff Davis | 9080010 | 2 |  | 1993-02-05 |  | 1993-02-05 |  | Removed from Ground | Empty | 6000 | Composite Double Walled | 1993-02-05 | 2010-05-05 | Double-Walled Flex | Pressurized
B H WOOTEN | 413 N TALLAHASSEE STREET | HAZLEHURST | Jeff Davis | 9080029 | 2 | [5 empty] | Removed from Ground | Gas (Historical Use) | 500 | Not Marked/Unknown | 1997-01-08 | 1997-01-08 | Not Marked
SPELLS EXTERMINATING | 100 COFFEE ST | HAZLEHURST | Jeff Davis | 800024 | 1 | [5 empty] | Removed from Ground | Gas (Historical Use) | 1000 | Bare Steel | 1979-05-10 | 1996-03-06 | Galvanized Steel
LARRY TROWELL | RT 3 BOX 331 | HAZLEHURST | Jeff Davis | 800026 | 3 | [5 empty] | Removed from Ground | Diesel | 2000 | Bare Steel | 1979-05-10 | 1997-04-01 | Galvanized Steel
JACKETS STOP N SHOP | 16 W JEFFERSON ST | HAZLEHURST | Jeff Davis | 800029 | 1 | Flapper Valve | 1997-06-10 | FALSE | 1997-06-10 | FALSE | Currently in Use | Premium | 6000 | Steel-Impressed Current | 1981-05-09 |  | Fiberglass Reinforced Plastic | Safe Suction (Euro)
BST/HAZLEHURST SOC R2521 | 101 PLUM ST | HAZLEHURST | Jeff Davis | 800061 | 2 | [5 empty] | Removed from Ground | Gas (Historical Use) | 2000 | Bare Steel | 1972-01-01 | 1989-09-06 | Copper | Pressurized
HMH TRANSPORTATION INC | 101 FARMERS ST | HAZLEHURST | Jeff Davis | 9080015 | 1 |  | 1998-11-03 |  | 1998-11-03 |  | Removed from Ground | Diesel | 10000 | Steel-Impressed Current | 1986-01-01 | 2009-12-10 | Cathodically Protected | Safe Suction (Euro)
24 HR GOLDEN ISLES TRUCK STOP | HWY 341 | HAZLEHURST | Jeff Davis | 9080034 | 1 |  | 1998-01-01 | FALSE | 1998-01-01 | FALSE | Temporarily out of use | Gas (Historical Use) | 8000 | Composite | 1998-03-27 |  |  | Pressurized
24 HR GOLDEN ISLES TRUCK STOP | HWY 341 | HAZLEHURST | Jeff Davis | 9080034 | 4 |  | 1998-01-01 | FALSE | 1998-01-01 | FALSE | Temporarily out of use | Diesel | 10000 | Composite | 1998-03-27 |  |  | Pressurized
AMOCO FABRICS AND FIBERS CO | HWY 23 NORTH | HAZLEHURST | Jeff Davis | 9080001 | 1 |  |  | TRUE |  | TRUE | Removed from Ground | Used Oil | 250 | Not Marked/Unknown | 1991-06-01 | 1991-06-01 | Not Marked
AVERYS | HIGHWAY 341 N | HAZLEHURST | Jeff Davis | 9080038 | 2 | [5 empty] | Currently in Use | Gas (Historical Use) | 6000 | Not Marked/Unknown |  |  | Not Marked
MCNEAL MOTORS | 800 COFFEE STREET | HAZLEHURST | Jeff Davis | 9080024 | 1 | [5 empty] | Removed from Ground | Gas (Historical Use) | 1000 | Cathodically Protected Steel | 1986-04-15 | 1998-11-09 | Galvanized Steel | Safe Suction (Euro)
BULLARD CREEK WMA | 1431 UVALDA HWY | HAZLEHURST | Jeff Davis | 9080005 | 1 |  | 2007-04-19 | FALSE | 2007-04-19 | FALSE | Currently in Use | Diesel | 2500 | Fiberglass Double Walled | 2007-04-13 |  | Double-Walled Fiberglass | Safe Suction (Euro)
GOOGES SUPERETTE | 506 EAST JARMAN ST | HAZLEHURST | Jeff Davis | 9080006 | 202073 | Ball Float | 1992-11-18 | FALSE | 1992-11-18 | FALSE | Currently in Use | Diesel | 4000 |  | 1992-11-12 |  |  | Pressurized
GOOGES SUPERETTE | 506 EAST JARMAN ST | HAZLEHURST | Jeff Davis | 9080006 | 202075 | Ball Float | 1992-11-18 | FALSE | 1992-11-18 | FALSE | Currently in Use | E-0 | 4000 |  | 1992-11-12 |  |  | Pressurized
ENK245 | 26 EAST COFFEE ST | HAZLEHURST | Jeff Davis | 9080010 | 3 |  | 1993-02-05 |  | 1993-02-05 |  | Removed from Ground | Empty | 6000 | Composite Double Walled | 1993-02-05 | 2010-05-05 | Double-Walled Flex | Pressurized
JACKETS CORNER #167 | 67 SOUTH TALLAHASSEE ST | HAZLEHURST | Jeff Davis | 9080031 | 3 | Ball Float | 1996-08-01 | FALSE | 1996-08-01 | FALSE | Currently in Use | Regular | 6000 | Steel-Impressed Current | 1974-12-31 |  | Flex | Pressurized
ATLANTIC COAST CARRIES INC | ALMA HWY | HAZLEHURST | Jeff Davis | 9003030 | 1 |  | 1995-11-04 |  | 1995-11-04 |  | Temporarily out of use | Diesel | 12000 | Composite | 1995-11-01 |  | Double-Walled Fiberglass | Pressurized
HAZELHURST OIL CO. INC | 44 EAST 1ST AVE | HAZELHURST | Jeff Davis | 10001939 | 1 | Ball Float | 2010-07-01 | FALSE | 2010-07-01 | FALSE | Currently in Use | Regular | 25000 | Fiberglass Double Walled | 2010-06-01 |  | Double-Walled Fiberglass | Pressurized
HAZELHURST OIL CO. INC | 44 EAST 1ST AVE | HAZELHURST | Jeff Davis | 10001939 | 2A | Ball Float | 2010-07-01 | FALSE | 2010-07-01 | FALSE | Currently in Use | Regular | 10000 | Fiberglass Double Walled | 2010-06-01 |  | Double-Walled Fiberglass | Pressurized
JAMES MILLER | ROUTE 1 | DENTON | Jeff Davis | 800030 | 1 | [5 empty] | Removed from Ground | Gas (Historical Use) | 550 | Bare Steel | 1980-05-09 | 1999-09-23 | Galvanized Steel | Safe Suction (Euro)
DENTON QUICK STOP | US HWY 221 | DENTON | Jeff Davis | 9080026 | 1 | Flapper Valve | 1998-08-25 | FALSE | 1991-07-23 | FALSE | Currently in Use | Regular | 4000 | Galvanic (STIP-3) | 1990-06-01 |  | Fiberglass Reinforced Plastic | Suction (American)
HAZELHURST OIL CO. INC | 44 EAST 1ST AVE | HAZELHURST | Jeff Davis | 10001939 | 2B | Ball Float | 2010-07-01 | FALSE | 2010-07-01 | FALSE | Currently in Use | Diesel | 10000 | Fiberglass Double Walled | 2010-06-01 |  | Double-Walled Fiberglass | Pressurized
HAZELHURST OIL CO. INC | 44 EAST 1ST AVE | HAZELHURST | Jeff Davis | 10001939 | 2C | Ball Float | 2010-07-01 | FALSE | 2010-07-01 | FALSE | Currently in Use | Diesel | 5000 | Fiberglass Double Walled | 2010-06-01 |  | Double-Walled Fiberglass | Pressurized
JAMES MILLER | ROUTE 1 | DENTON | Jeff Davis | 800030 | 3 | [5 empty] | Removed from Ground | Diesel | 1000 | Bare Steel | 1980-05-09 | 1999-09-23 | Galvanized Steel | Safe Suction (Euro)
DENTON QUICK STOP | US HWY 221 | DENTON | Jeff Davis | 9080026 | 2 | Flapper Valve | 1990-08-01 | FALSE | 1990-08-01 | FALSE | Currently in Use | Premium | 2000 | Galvanic (STIP-3) | 1990-06-01 |  | Fiberglass Reinforced Plastic | Suction (American)
DENTON QUICK STOP | US HWY 221 | DENTON | Jeff Davis | 9080026 | 3 | Flapper Valve | 1990-08-01 | FALSE | 1990-08-01 | FALSE | Currently in Use | Diesel | 2000 | Galvanic (STIP-3) | 1990-06-01 |  | Fiberglass Reinforced Plastic | Suction (American)
M H SUPPLY | HWY 221 S | DENTON | Jeff Davis | 9080037 | 2 | [5 empty] | Currently in Use | Diesel | 4000 | Not Marked/Unknown |  |  | Not Marked
WOOTEN SERVICE STATION | 2287 BROXTON HWY | DENTON | Jeff Davis | 10002903 | 2 |  |  | FALSE |  | FALSE | Temporarily out of use |  |  | Galvanic (STIP-3)
M H SUPPLY | HWY 221 S | DENTON | Jeff Davis | 9080037 | 1 | [5 empty] | Currently in Use | Gas (Historical Use) | 4000 | Not Marked/Unknown |  |  | Not Marked
JET FOOD STORES #67 | 5619 HWY 88 E | MATTHEWS | Jefferson | 9081022 | 1 | Flapper Valve | 1999-08-30 | FALSE | 2006-06-22 | FALSE | Currently in Use | Regular | 8000 | Galvanic (STIP-3) | 2001-09-17 |  | Fiberglass Reinforced Plastic | Safe Suction (Euro)
HUBERT JORDAN | 7895 CHURCH ST | BARTOW | Jefferson | 9081031 | 1 | [5 empty] | Removed from Ground | Gas (Historical Use) | 3000 | Bare Steel | 1953-01-01 | 2001-05-23 | Galvanized Steel | Suction (American)
RABUN KUNTRY STORE | 5640 GA HWY 88 | MATTHEWS | Jefferson | 810052 | 2 | [5 empty] | Removed from Ground | Gas (Historical Use) | 550 | Bare Steel | 1977-05-09 | 1998-06-29 | Galvanized Steel
HUBERT JORDAN | 7895 CHURCH ST | BARTOW | Jefferson | 9081031 | 4 | [5 empty] | Removed from Ground | Gas (Historical Use) | 1000 | Bare Steel | 1953-01-01 | 2001-05-23 | Galvanized Steel | Suction (American)
KIRAN INC DBA MINIMART #2 | 140 NORTH MAIN ST | WADLEY | Jefferson | 810054 | 1 | Flapper Valve | 1996-02-14 | FALSE | 1996-02-14 | FALSE | Currently in Use | Regular | 8000 | Steel-Impressed Current | 1981-05-09 |  | Steel (Impressed Current) | Safe Suction (Euro)
FORMER GULF STATION | SOUTH MAIN STREET | WADLEY | Jefferson | 10001628 | 1 |  |  | FALSE |  | FALSE | Closed in Ground | Gas (Historical Use) | 2000 | Bare Steel |  | 1899-12-31
WILLIAMS SVC STATION/EXXON STATI | 311 BROAD ST & HWY 80 | AVERA | Jefferson | 810038 | 4 | [5 empty] | Removed from Ground | Gas (Historical Use) | 1000 | Bare Steel | 1986-05-06 | 1997-06-01 | Galvanized Steel | Suction (American)
MRS E A JENKINS PROPERTY | 146 U S HWY 1 | MATTHEWS | Jefferson | 10000631 | 2 |  |  | FALSE |  | FALSE | Removed from Ground | Gas (Historical Use) | 4000 | Unknown | 2000-02-18 | 2000-02-18
RABUN KUNTRY STORE | 5640 GA HWY 88 | MATTHEWS | Jefferson | 810052 | 5 |  | 1998-07-01 | FALSE | 1998-07-01 | FALSE | Temporarily out of use | Gas (Historical Use) | 1000 | Epoxy | 1998-07-01 |  | Fiberglass Reinforced Plastic | Suction (American)
HUBERT JORDAN | 7895 CHURCH ST | BARTOW | Jefferson | 9081031 | 5 | [5 empty] | Removed from Ground | Gas (Historical Use) | 1000 | Bare Steel | 1953-01-01 | 2001-05-23 | Galvanized Steel | Suction (American)
ARENA PROJECTS INC | AIRINGTON RD P O BOX 206 | BARTOW | Jefferson | 810067 | 1 | [5 empty] | Permanently Out of Use - historical purposes | Diesel | 3000 | Bare Steel | 1981-05-09 | 1899-12-31 | Galvanized Steel
SHAKE RAG | 10525 US HWY 1 SOUTH | WADLEY | Jefferson | 9081030 | 1 | Flapper Valve | 2000-09-11 | FALSE | 2000-09-11 | FALSE | Currently in Use | Regular | 12000 | Epoxy | 2000-08-23 |  | Double-Walled Flex | Pressurized
JEFFERSON CO FORESTRY UNIT | RT 1 BOX 274 B | WADLEY | Jefferson | 810002 | 4 |  | 1990-01-01 |  | 1990-01-01 |  | Removed from Ground | Diesel | 1000 | Galvanic (STIP-3) | 1990-01-01 | 2004-11-30 | Cathodically Protected | Safe Suction (Euro)
BETHANY | PO BOX 66 | WADLEY | Jefferson | 810021 | 1 | [5 empty] | Removed from Ground | Diesel | 550 | Bare Steel | 1940-04-21 | 1988-02-01 | Fiberglass Reinforced Plastic
FARMERS GIN & STORAGE | 52 SOUTH MLK JR BLVD | WADLEY | Jefferson | 810044 | 2 |  | 1999-05-07 |  | 1999-05-07 |  | Removed from Ground | Gas (Historical Use) | 10000 | Steel-Impressed Current | 1979-05-08 | 2012-03-13 | Steel (Impressed Current) | Safe Suction (Euro)
KIRAN INC DBA MINIMART #2 | 140 NORTH MAIN ST | WADLEY | Jefferson | 810054 | 3 | Flapper Valve | 1996-02-14 | FALSE | 1996-02-14 | FALSE | Currently in Use | Gas (Historical Use) | 6000 | Steel-Impressed Current | 1981-05-09 |  | Steel (Impressed Current) | Safe Suction (Euro)
FORMER GULF STATION | SOUTH MAIN STREET | WADLEY | Jefferson | 10001628 | 3 |  |  | FALSE |  | FALSE | Closed in Ground | Gas (Historical Use) | 2000 | Bare Steel |  | 1899-12-31
M B JONES OIL CO | 611 S MAIN ST | WRENS | Jefferson | 810049 | 8A | Flapper Valve | 2012-02-01 | FALSE | 2012-02-01 | FALSE | Currently in Use | Gas (Historical Use) | 10000 | Fiberglass Double Walled | 2012-02-01 |  | Double-Walled Fiberglass | Pressurized
GA TENN MINING & CHEM CO | PO BOX 307 | WRENS | Jefferson | 810063 | 1 | [5 empty] | Removed from Ground | Diesel | 8000 | Bare Steel | 1974-05-11 | 1992-11-03 | Galvanized Steel
JET FOOD STORE #16 | 307 S MAIN ST | WRENS | Jefferson | 810024 | 1 | Flapper Valve | 1996-05-01 | FALSE | 1996-05-01 | FALSE | Temporarily out of use | Diesel | 10000 | Steel-Impressed Current | 1983-05-02 |  | Fiberglass Reinforced Plastic | Pressurized
CITY OF WADLEY | BUTTS ST & BEDINGFIELD ST | WADLEY | Jefferson | 9081027 | 1 |  | 1990-04-10 |  | 1990-04-10 |  | Removed from Ground | Gas (Historical Use) | 2000 | Bare Steel | 1998-12-21 | 2012-06-22 | Bare Steel | Suction (American)
SHAKE RAG | 10525 US HWY 1 SOUTH | WADLEY | Jefferson | 9081030 | 3 | Ball Float | 2000-09-11 | FALSE | 2000-09-11 | FALSE | Currently in Use | Diesel | 15000 | Epoxy | 2000-08-23 |  | Double-Walled Flex | Pressurized
GA KAOLIN CO | GA HWY 17 | WRENS | Jefferson | 810050 | 1 | [5 empty] | Closed in Ground | Gas (Historical Use) | 550 | Bare Steel | 1982-05-08 | 1995-04-26 | Galvanized Steel | Suction (American)
M B JONES OIL CO | 611 S MAIN ST | WRENS | Jefferson | 810049 | 8C | Flapper Valve | 2012-02-01 | FALSE | 2012-02-01 | FALSE | Currently in Use | Gas (Historical Use) | 6000 | Fiberglass Double Walled | 2012-02-01 |  | Double-Walled Fiberglass | Pressurized
M B JONES OIL CO | 611 S MAIN ST | WRENS | Jefferson | 810049 | 11B | Flapper Valve | 2024-12-01 | FALSE | 2024-12-05 | FALSE | Currently in Use | E-0 | 5000 | Composite Double Walled | 2024-07-01 |  | Double-Walled Flex | Pressurized
CARVER ELEM SCHOOL | BEDINFIELD ST | WADLEY | Jefferson | 810007 | 1 | [5 empty] | Permanently Out of Use - historical purposes | Diesel | 6000 | Bare Steel | 1958-01-28 | 1899-12-31 | Copper
WADLEY JR HIGH SCHOOL | COLLEGE ST | WADLEY | Jefferson | 7000075 | 1 | [5 empty] | Removed from Ground | Diesel | 10000 | Bare Steel | 1982-01-22 | 1899-12-31 | Galvanized Steel
J M HUBER CORP | HWY 17 NORTH | WRENS | Jefferson | 810055 | 1 | [5 empty] | Removed from Ground | Gas (Historical Use) | 10000 | Cathodically Protected Steel | 1965-05-06 | 1990-05-01 | Bare Steel
JET FOOD STORE #4 | 10550 US HWY SOUTH | WADLEY | Jefferson | 810058 | 6 | Flapper Valve | 2020-07-01 | FALSE | 2020-07-07 | FALSE | Currently in Use | Diesel | 15000 | Composite Double Walled | 2020-06-04 |  | Double-Walled Flex | Pressurized
WADLEY JR HIGH SCHOOL | COLLEGE ST | WADLEY | Jefferson | 7000075 | 2 | [5 empty] | Removed from Ground | Other | 250 | Bare Steel | 1966-01-26 | 1983-08-15 | Bare Steel
M B JONES OIL CO | 611 S MAIN ST | WRENS | Jefferson | 810049 | 4 |  |  | FALSE |  | FALSE | Removed from Ground | Diesel | 12000 |  | 1982-05-08 | 1998-05-01 | Fiberglass Reinforced Plastic | Suction (American)
M B JONES OIL CO | 611 S MAIN ST | WRENS | Jefferson | 810049 | 1 |  |  | FALSE |  | FALSE | Removed from Ground | Gas (Historical Use) | 10000 |  | 1979-05-09 | 1998-05-01 | Fiberglass Reinforced Plastic | Suction (American)
M B JONES OIL CO | 611 S MAIN ST | WRENS | Jefferson | 810049 | 7 | Flapper Valve | 1998-05-01 | FALSE | 1998-05-01 | FALSE | Removed from Ground | Diesel | 8000 | Composite | 1998-05-01 |  | Fiberglass Reinforced Plastic | Safe Suction (Euro)
ROTC BLDG SP ED | 590 NW FREDERICK ST | WRENS | Jefferson | 810065 | 1 |  |  | FALSE |  | FALSE | Removed from Ground | Empty | 2000 | Bare Steel | 1954-01-29 | 1993-01-01 | Galvanized Steel
JET FOOD STORE #16 | 307 S MAIN ST | WRENS | Jefferson | 810024 | 3 | Flapper Valve | 1996-05-01 | FALSE | 1996-05-01 | FALSE | Currently in Use | Premium | 10000 | Steel-Impressed Current | 1983-05-02 |  | Fiberglass Reinforced Plastic | Pressurized
SNG WRENS DISTRICT WAREHOUSE | HWY 17 | WRENS | Jefferson | 810003 | 1 | [5 empty] | Removed from Ground | Gas (Historical Use) | 1000 | Cathodically Protected Steel | 1980-04-18 | 1990-09-13 | Cathodically Protected
CLOSED FACILITY | HWY 17 NE SR 17/THOMAS HWY & FRE | WRENS | Jefferson | 9081005 | 3 | [5 empty] | Removed from Ground | Diesel | 3000 | Not Marked/Unknown | 1994-08-02 | 1994-08-02 | Not Marked
CONTINENTAL GRAIN CO | US 1 BYPASS PO BOX 160 | WADLEY | Jefferson | 7000072 | 2 | [5 empty] | Permanently Out of Use - historical purposes | Empty | 500 | Bare Steel | 1976-05-10 | 1899-12-31 | Galvanized Steel
GA KAOLIN CO | GA HWY 17 | WRENS | Jefferson | 810050 | 2 | [5 empty] | Closed in Ground | Diesel | 550 | Bare Steel | 1982-05-08 | 1995-04-26 | Galvanized Steel | Suction (American)
FOOD MART I | US 1 NORTH | WRENS | Jefferson | 810048 | 1 | [5 empty] | Removed from Ground | Gas (Historical Use) | 10000 | Bare Steel | 1978-05-09 | 1995-04-06 | Galvanized Steel
JET FOOD STORE #17 | 704 N MAIN ST | WRENS | Jefferson | 810023 | 4 | Flapper Valve | 1996-04-01 | FALSE | 1996-04-01 | FALSE | Currently in Use | Diesel | 10000 | Steel-Impressed Current | 1985-05-01 |  | Fiberglass Reinforced Plastic | Pressurized
SNG WRENS DISTRICT WAREHOUSE | HWY 17 | WRENS | Jefferson | 810003 | 3 |  |  | TRUE |  | TRUE | Removed from Ground | Used Oil | 150 | Bare Steel | 1981-04-18 | 1990-09-13 | Not Marked
J&H SVC STATION | US HWY 1 SOUTH | WRENS | Jefferson | 810013 | 1 | [5 empty] | Removed from Ground | Gas (Historical Use) | 1000 | Bare Steel | 1975-01-04 | 1899-12-31 | Galvanized Steel
CLOSED FACILITY | HWY 17 NE SR 17/THOMAS HWY & FRE | WRENS | Jefferson | 9081005 | 2 | [5 empty] | Removed from Ground | Gas (Historical Use) | 3000 | Not Marked/Unknown | 1994-08-02 | 1994-08-02 | Not Marked
GA TENN MINING & CHEM CO | PO BOX 307 | WRENS | Jefferson | 810063 | 2 | [5 empty] | Removed from Ground | Gas (Historical Use) | 8000 | Bare Steel | 1974-05-11 | 1993-02-17 | Galvanized Steel
RYDER TRASPORTATION SVCS #0382 | US 1 & WALDEN INDUSTRIAL DR | WRENS | Jefferson | 810066 | 1 | [5 empty] | Removed from Ground | Diesel | 10000 | Cathodically Protected Steel | 1986-01-01 | 1999-03-24 | Bare Steel | Suction (American)
JET FOOD STORE #16 | 307 S MAIN ST | WRENS | Jefferson | 810024 | 2 | Flapper Valve | 1996-05-01 | FALSE | 1996-05-01 | FALSE | Temporarily out of use | Gas (Historical Use) | 10000 | Steel-Impressed Current | 1983-05-02 |  | Fiberglass Reinforced Plastic | Pressurized
WRENS MEMORIAL AIRPORT | HWY 221 | WRENS | Jefferson | 810025 | 1 | [5 empty] | Removed from Ground | Gas (Historical Use) | 10000 | Bare Steel | 1981-04-09 | 1995-05-13 | Galvanized Steel
CLIFF MARTIN SER STATION | US 1 SOUTH LOUISVILLE RD | WRENS | Jefferson | 810037 | 2 | [5 empty] | Removed from Ground | Gas (Historical Use) | 4000 | Bare Steel | 1986-05-06 | 1989-06-30 | Galvanized Steel
BETHANY | PO BOX 66 | WADLEY | Jefferson | 810021 | 2 | [5 empty] | Removed from Ground | Diesel | 550 | Bare Steel | 1960-04-16 | 1988-02-01 | Fiberglass Reinforced Plastic
JET FOOD STORE #4 | 10550 US HWY SOUTH | WADLEY | Jefferson | 810058 | 1 |  |  | FALSE |  | FALSE | Removed from Ground | Gas (Historical Use) | 6000 | Bare Steel | 1976-05-03 | 1993-12-15 | Galvanized Steel
CONTINENTAL GRAIN CO | US 1 BYPASS PO BOX 160 | WADLEY | Jefferson | 7000072 | 1 | [5 empty] | Permanently Out of Use - historical purposes | Empty | 500 | Bare Steel | 1976-05-10 | 1899-12-31 | Galvanized Steel
WADLEY JR HIGH SCHOOL | COLLEGE ST | WADLEY | Jefferson | 7000075 | 3 | [5 empty] | Removed from Ground | Other | 250 | Bare Steel | 1966-01-26 | 1996-08-15 | Bare Steel
M B JONES OIL CO | 611 S MAIN ST | WRENS | Jefferson | 810049 | 9B | Flapper Valve | 2012-02-01 | FALSE | 2012-02-01 | FALSE | Currently in Use | Diesel | 6000 | Fiberglass Double Walled | 2012-02-01 |  | Double-Walled Fiberglass | Pressurized
M B JONES OIL CO | 611 S MAIN ST | WRENS | Jefferson | 810049 | 6 | Flapper Valve | 1998-05-01 | FALSE | 1998-05-01 | FALSE | Removed from Ground | Gas (Historical Use) | 1000 | Composite | 1998-05-01 |  | Fiberglass Reinforced Plastic | Safe Suction (Euro)
JEFFERSON CO FORESTRY UNIT | RT 1 BOX 274 B | WADLEY | Jefferson | 810002 | 3 |  | 1990-01-01 |  | 1990-01-01 |  | Removed from Ground | Gas (Historical Use) | 2000 | Galvanic (STIP-3) | 1990-01-01 | 2004-11-30 | Cathodically Protected | Safe Suction (Euro)
JET FOOD STORE #65 | 201 THOMSON HWY | WRENS | Jefferson | 810039 | 3 | Flapper Valve | 1998-10-08 | FALSE | 1998-10-08 | FALSE | Currently in Use | Diesel | 6000 | Steel-Impressed Current | 1984-05-01 |  | Fiberglass Reinforced Plastic | Pressurized
WRENS TIRE SERVICE CTR INC | 608 S MAIN ST | WRENS | Jefferson | 9081013 | 3 |  | 1998-03-20 |  | 1998-03-20 |  | Removed from Ground | Gas (Historical Use) | 12000 | Steel-Impressed Current | 1979-02-04 | 2012-01-19 | Steel (Impressed Current) | Pressurized
SPRINT 750 | 205 NORTH MAIN ST | WRENS | Jefferson | 9080019 | 2 | Flapper Valve | 1995-03-16 | FALSE | 1995-03-16 | FALSE | Currently in Use | Regular | 10000 | Fiberglass Double Walled | 1995-03-16 |  |  | Pressurized
D S HILLMAN STORE | RT 1 BOX 152 A | STAPLETON | Jefferson | 810030 | 1 | [5 empty] | Removed from Ground | Gas (Historical Use) | 1000 | Bare Steel | 1986-05-06 | 1998-01-01 | Galvanized Steel
RYDER TRASPORTATION SVCS #0382 | US 1 & WALDEN INDUSTRIAL DR | WRENS | Jefferson | 810066 | 3 | [5 empty] | Permanently Out of Use - historical purposes | Gas (Historical Use) | 8000 | Unknown |  | 1899-12-31 | Unknown
JET FOOD STORE #66 | 504 HWY 80 SE | WRENS | Jefferson | 810072 | 1 | Flapper Valve | 1999-01-29 | FALSE | 1999-01-29 | FALSE | Currently in Use | Regular | 3000 | Steel-Impressed Current | 1979-05-03 |  | Steel (Impressed Current) | Suction (American)
SUTTON 66 SERVICE STATION | 224 E MAIN ST | STAPLETON | Jefferson | 810043 | 3 |  |  | FALSE |  | FALSE | Removed from Ground | Gas (Historical Use) | 4000 | Bare Steel | 1984-05-07 | 1998-08-12 | Galvanized Steel | Suction (American)
SHAKE RAG | 10525 US HWY 1 SOUTH | WADLEY | Jefferson | 9081030 | 4 |  | 2013-07-01 | FALSE | 2013-07-01 | FALSE | Currently in Use | Diesel | 4000 | Fiberglass Double Walled | 2013-07-01 |  | Double-Walled Flex | Pressurized
J M HUBER CORP | HWY 17 NORTH | WRENS | Jefferson | 810055 | 2 | [5 empty] | Removed from Ground | Diesel | 20000 | Cathodically Protected Steel | 1965-05-06 | 1990-05-01 | Bare Steel
M B JONES OIL CO | 611 S MAIN ST | WRENS | Jefferson | 810049 | 8B | Flapper Valve | 2012-02-01 | FALSE | 2012-02-01 | FALSE | Currently in Use | Gas (Historical Use) | 10000 | Fiberglass Double Walled | 2012-02-01 |  | Double-Walled Fiberglass | Pressurized
FOOD MART I | US 1 NORTH | WRENS | Jefferson | 810048 | 3 | [5 empty] | Removed from Ground | Gas (Historical Use) | 10000 | Bare Steel | 1978-05-09 | 1995-04-06 | Galvanized Steel
JET FOOD STORE #17 | 704 N MAIN ST | WRENS | Jefferson | 810023 | 2 | Flapper Valve | 1996-04-01 | FALSE | 1996-04-01 | FALSE | Currently in Use | Regular | 10000 | Steel-Impressed Current | 1985-05-01 |  | Fiberglass Reinforced Plastic | Pressurized
SUTTON 66 SERVICE STATION | 224 E MAIN ST | STAPLETON | Jefferson | 810043 | 6 | Flapper Valve | 1998-01-01 | FALSE | 1998-01-01 | FALSE | Currently in Use | Diesel | 1000 | Composite | 1998-01-01 |  | Fiberglass Reinforced Plastic | Safe Suction (Euro)
HAPPY VALLEY STORE | HWY 17 SOUTH | THOMSON | Jefferson | 810031 | 2 | [5 empty] | Removed from Ground | Gas (Historical Use) | 2000 | Bare Steel | 1986-05-06 | 1988-12-31 | Galvanized Steel
T & T FULL AUTO SERVICE | 149 S MAIN ST | WADLEY | Jefferson | 9081007 | M-PREM | [5 empty] | Removed from Ground | Gas (Historical Use) | 1000 | Not Marked/Unknown | 1998-01-01 | 2001-07-26 | Not Marked | Suction (American)
FORMER GULF STATION | SOUTH MAIN STREET | WADLEY | Jefferson | 10001628 | 2 |  |  | FALSE |  | FALSE | Closed in Ground | Gas (Historical Use) | 2000 | Bare Steel |  | 1899-12-31
J M HUBER CORP | HWY 17 NORTH | WRENS | Jefferson | 810055 | 3 | [5 empty] | Removed from Ground | Diesel | 20000 | Cathodically Protected Steel | 1965-05-06 | 1990-05-01 | Bare Steel
FOOD MART I | US 1 NORTH | WRENS | Jefferson | 810048 | 2 | [5 empty] | Removed from Ground | Gas (Historical Use) | 4000 | Bare Steel | 1978-05-09 | 1995-04-06 | Galvanized Steel
CITY OF WRENS PUBLIC WORKS DEPARTMENT | FLEMMING STREET | WRENS | Jefferson | 10000840 | 316591 |  |  | FALSE |  | FALSE | Removed from Ground | Gas (Historical Use) | 5000 | Cathodically Protected Steel | 1995-05-08 | 2000-05-08 | Cathodically Protected | Suction (American)
GA DOT #10291 STAPLETON MAINT HQ | 360 WEST MAPLE ST | STAPLETON | Jefferson | 810017 | 2 | [5 empty] | Closed in Ground | Diesel | 500 | Bare Steel | 1961-05-05 | 1899-12-31 | Galvanized Steel
HAPPY VALLEY STORE | HWY 17 SOUTH | THOMSON | Jefferson | 810031 | 1 | [5 empty] | Removed from Ground | Gas (Historical Use) | 3000 | Bare Steel | 1986-05-06 | 1988-12-31 | Galvanized Steel
JET FOOD STORE #4 | 10550 US HWY SOUTH | WADLEY | Jefferson | 810058 | 2 |  |  | FALSE |  | FALSE | Removed from Ground | Gas (Historical Use) | 6000 | Bare Steel | 1976-05-03 | 1993-12-15 | Galvanized Steel
M B JONES OIL CO | 611 S MAIN ST | WRENS | Jefferson | 810049 | 9A | Flapper Valve | 2012-02-01 | FALSE | 2012-02-01 | FALSE | Currently in Use | Diesel | 20000 | Fiberglass Double Walled | 2012-02-01 |  | Double-Walled Fiberglass | Pressurized
JET FOOD STORE #65 | 201 THOMSON HWY | WRENS | Jefferson | 810039 | 1 | Flapper Valve | 1998-10-08 | FALSE | 1998-10-08 | FALSE | Currently in Use | Regular | 10000 | Steel-Impressed Current | 1984-05-01 |  | Fiberglass Reinforced Plastic | Pressurized
REESE AUTO CARE INC | 102 S MAIN | WRENS | Jefferson | 810005 | 2 | Flapper Valve | 1997-04-15 | FALSE | 1997-04-15 | FALSE | Currently in Use | Gas (Historical Use) | 5000 | Steel-Impressed Current | 1967-04-01 |  | Flex | Pressurized
T & T FULL AUTO SERVICE | 149 S MAIN ST | WADLEY | Jefferson | 9081007 | J-KERO | [5 empty] | Removed from Ground | Kerosene | 500 | Not Marked/Unknown | 1998-01-01 | 2001-07-26 | Not Marked | Suction (American)
T & T FULL AUTO SERVICE | 149 S MAIN ST | WADLEY | Jefferson | 9081007 | W-REG | [5 empty] | Removed from Ground | Gas (Historical Use) | 2000 | Not Marked/Unknown | 1998-01-01 | 2001-07-26 | Not Marked | Suction (American)
FULGHUM INDUSTRIES INC | 204 SOUTH MAIN ST | WADLEY | Jefferson | 810011 | 1 | [5 empty] | Removed from Ground | Diesel | 500 | Bare Steel | 1966-04-16 | 1989-06-15 | Bare Steel
KIRAN INC DBA MINIMART #2 | 140 NORTH MAIN ST | WADLEY | Jefferson | 810054 | 2 | Flapper Valve | 1996-02-14 | FALSE | 1996-02-14 | FALSE | Currently in Use | Gas (Historical Use) | 8000 | Steel-Impressed Current | 1981-05-09 |  | Steel (Impressed Current) | Safe Suction (Euro)
RYDER TRASPORTATION SVCS #0382 | US 1 & WALDEN INDUSTRIAL DR | WRENS | Jefferson | 810066 | 2 | [5 empty] | Permanently Out of Use - historical purposes | Gas (Historical Use) | 8000 | Unknown |  | 1899-12-31 | Unknown
REESE AUTO CARE INC | 102 S MAIN | WRENS | Jefferson | 810005 | 1 | Flapper Valve | 1997-04-15 | FALSE | 1997-04-15 | FALSE | Currently in Use | Gas (Historical Use) | 10000 | Steel-Impressed Current | 1967-04-01 |  | Flex | Pressurized
J&H SVC STATION | US HWY 1 SOUTH | WRENS | Jefferson | 810013 | 3 | [5 empty] | Removed from Ground | Gas (Historical Use) | 1000 | Bare Steel | 1975-01-04 | 1899-12-31 | Galvanized Steel
SUTTON 66 SERVICE STATION | 224 E MAIN ST | STAPLETON | Jefferson | 810043 | 2 |  |  | FALSE |  | FALSE | Removed from Ground | Gas (Historical Use) | 2000 | Bare Steel | 1974-05-10 | 1998-08-12 | Galvanized Steel | Suction (American)
D S HILLMAN STORE | RT 1 BOX 152 A | STAPLETON | Jefferson | 810030 | 3 | [5 empty] | Removed from Ground | Gas (Historical Use) | 500 | Bare Steel | 1986-05-06 | 1998-01-01 | Galvanized Steel
SHAKE RAG | 10525 US HWY 1 SOUTH | WADLEY | Jefferson | 9081030 | 2 | Flapper Valve | 2000-09-11 | FALSE | 2000-09-11 | FALSE | Currently in Use | Regular | 10000 | Epoxy | 2000-08-23 |  | Double-Walled Flex | Pressurized
CARL HOOD | 129 CUNNINGHAM CORNER RD | WADLEY | Jefferson | 9081016 | 1 | [5 empty] | Removed from Ground | Diesel | 1500 | Bare Steel | 1980-01-01 | 1899-12-31 | Galvanized Steel | Safe Suction (Euro)
JEFFERSON CO FORESTRY UNIT | RT 1 BOX 274 B | WADLEY | Jefferson | 810002 | 2 | [5 empty] | Removed from Ground | Diesel | 560 | Bare Steel | 1956-04-29 | 1990-02-01 | Galvanized Steel
GA DOT #10245 JEFFERSON CO SPEC | 72 BEDDINGFIELD ST | WADLEY | Jefferson | 810018 | 245G1 | [5 empty] | Removed from Ground | Gas (Historical Use) | 552 | Bare Steel | 1971-05-03 | 2005-03-30 | Galvanized Steel | Suction (American)
JET FOOD STORE #4 | 10550 US HWY SOUTH | WADLEY | Jefferson | 810058 | 3 | Flapper Valve | 1994-02-03 | FALSE | 1994-02-03 | FALSE | Currently in Use | Gas (Historical Use) | 10000 | Fiberglass | 1994-02-03 |  | Fiberglass Reinforced Plastic | Pressurized
M B JONES OIL CO | 611 S MAIN ST | WRENS | Jefferson | 810049 | 11A | Flapper Valve | 2024-12-01 | FALSE | 2024-12-05 | FALSE | Currently in Use | Regular | 5000 | Composite Double Walled | 2024-07-01 |  | Double-Walled Flex | Pressurized
JET FOOD STORE #65 | 201 THOMSON HWY | WRENS | Jefferson | 810039 | 2 | Flapper Valve | 1998-10-08 | FALSE | 1998-10-08 | FALSE | Currently in Use | Premium | 10000 | Steel-Impressed Current | 1984-05-01 |  | Fiberglass Reinforced Plastic | Pressurized
LAMB BROS LUMBER CO | US 1 SOUTH | WRENS | Jefferson | 810012 | 2 | [5 empty] | Removed from Ground | Gas (Historical Use) | 8000 | Bare Steel | 1978-01-03 | 1899-12-31 | Galvanized Steel
WRENS TIRE SERVICE CTR INC | 608 S MAIN ST | WRENS | Jefferson | 9081013 | 2 |  | 1998-03-20 |  | 1998-03-20 |  | Removed from Ground | Gas (Historical Use) | 12000 | Steel-Impressed Current | 1979-02-04 | 2012-01-19 | Steel (Impressed Current) | Pressurized
JET FOOD STORE #64 | 219 E MAIN ST | STAPLETON | Jefferson | 9081009 | 2 | Ball Float | 1990-04-01 | FALSE | 1990-04-01 | FALSE | Currently in Use | Regular | 8000 | Galvanic (STIP-3) | 1990-04-01 |  | Fiberglass Reinforced Plastic | Pressurized
D S HILLMAN STORE | RT 1 BOX 152 A | STAPLETON | Jefferson | 810030 | 2 | [5 empty] | Removed from Ground | Empty | 1000 | Bare Steel | 1986-05-06 | 1998-01-01 | Galvanized Steel
CARVER ELEM SCHOOL | BEDINFIELD ST | WADLEY | Jefferson | 810007 | 2 | [5 empty] | Currently in Use | Other | 500 | Bare Steel | 1958-01-28 |  | Bare Steel
COOPER MACHINE CO INC | 115 SMITH ST | WADLEY | Jefferson | 810006 | 1 | [5 empty] | Permanently Out of Use - historical purposes | Gas (Historical Use) | 550 | Bare Steel | 1965-03-10 | 1899-12-31 | Galvanized Steel
M B JONES OIL CO | 611 S MAIN ST | WRENS | Jefferson | 810049 | 2 |  |  | FALSE |  | FALSE | Removed from Ground | Gas (Historical Use) | 2000 | Bare Steel | 1977-05-09 | 1998-05-01 | Galvanized Steel
ROTC BLDG SP ED | 590 NW FREDERICK ST | WRENS | Jefferson | 810065 | 3 | Flapper Valve | 1993-01-01 | FALSE | 1993-01-01 | FALSE | Removed from Ground | Diesel | 6000 | Galvanic (STIP-3) | 1993-01-01 |  | Fiberglass Reinforced Plastic | Safe Suction (Euro)
JET FOOD STORE #66 | 504 HWY 80 SE | WRENS | Jefferson | 810072 | 2 |  | 1999-01-29 | FALSE | 1999-01-29 | FALSE | Temporarily out of use | Empty | 3000 | Steel-Impressed Current | 1979-05-03 |  | Steel (Impressed Current) | TOU
JEFFERSON ENERGY | 3077 HWY 17 NORTH | WRENS | Jefferson | 9081029 | 2 | Flapper Valve | 2000-05-01 | FALSE | 2000-05-01 | FALSE | Currently in Use | Diesel | 10000 | Composite | 2000-05-01 |  | Fiberglass Reinforced Plastic | Safe Suction (Euro)
LEWIS STEEL WORKS INC | 613 SOUTH MAIN STREET | WRENS | Jefferson | 9080018 | 1 |  | 1998-07-31 |  | 1998-07-31 |  | Removed from Ground | Diesel | 10000 | Galvanic (STIP-3) | 1988-01-01 | 1899-12-31 | Galvanized Steel | Suction (American)
JET FOOD STORE #64 | 219 E MAIN ST | STAPLETON | Jefferson | 9081009 | 1 | Ball Float | 1990-04-01 | FALSE | 1990-04-01 | FALSE | Currently in Use | Regular | 8000 | Galvanic (STIP-3) | 1990-04-01 |  | Fiberglass Reinforced Plastic | Pressurized
CLOSED FACILITY | HWY 17 NE SR 17/THOMAS HWY & FRE | WRENS | Jefferson | 9081005 | 1 | [5 empty] | Removed from Ground | Gas (Historical Use) | 3000 | Not Marked/Unknown | 1994-08-02 | 1994-08-02 | Not Marked
JEFFERSON ENERGY | 3077 HWY 17 NORTH | WRENS | Jefferson | 9081029 | 1 | Flapper Valve | 2000-05-01 | FALSE | 2000-05-01 | FALSE | Currently in Use | Regular | 10000 | Composite | 2000-05-01 |  | Fiberglass Reinforced Plastic | Safe Suction (Euro)
SUTTON 66 SERVICE STATION | 224 E MAIN ST | STAPLETON | Jefferson | 810043 | 4 |  |  | FALSE |  | FALSE | Removed from Ground | Gas (Historical Use) | 8000 | Bare Steel | 1974-05-10 | 1998-08-12 | Galvanized Steel | Suction (American)
SUTTON 66 SERVICE STATION | 224 E MAIN ST | STAPLETON | Jefferson | 810043 | 5 | Flapper Valve | 1998-01-01 | FALSE | 1998-01-01 | FALSE | Currently in Use | Regular | 2000 | Composite | 1998-01-01 |  | Fiberglass Reinforced Plastic | Safe Suction (Euro)
GA DOT #10291 STAPLETON MAINT HQ | 360 WEST MAPLE ST | STAPLETON | Jefferson | 810017 | 1 | [5 empty] | Closed in Ground | Gas (Historical Use) | 540 | Bare Steel | 1961-05-05 | 1899-12-31 | Galvanized Steel
WRENS TIRE SERVICE CTR INC | 608 S MAIN ST | WRENS | Jefferson | 9081013 | 1 |  | 1998-03-20 |  | 1998-03-20 |  | Removed from Ground | Gas (Historical Use) | 12000 | Steel-Impressed Current | 1979-02-04 | 2012-01-19 | Steel (Impressed Current) | Pressurized
SPRINT 750 | 205 NORTH MAIN ST | WRENS | Jefferson | 9080019 | 1 | Flapper Valve | 1995-03-16 | FALSE | 1995-03-16 | FALSE | Currently in Use | Regular | 10000 | Fiberglass Double Walled | 1995-03-16 |  |  | Pressurized
JET FOOD STORE #17 | 704 N MAIN ST | WRENS | Jefferson | 810023 | 3 | Flapper Valve | 1996-04-01 | FALSE | 1996-04-01 | FALSE | Currently in Use | Premium | 10000 | Steel-Impressed Current | 1985-05-01 |  | Fiberglass Reinforced Plastic | Pressurized
REESE AUTO CARE INC | 102 S MAIN | WRENS | Jefferson | 810005 | 4 | Flapper Valve | 1997-04-15 | FALSE | 1997-04-15 | FALSE | Currently in Use | Diesel | 10000 | Steel-Impressed Current | 1981-06-01 |  | Flex | Pressurized
REESE AUTO CARE INC | 102 S MAIN | WRENS | Jefferson | 810005 | 5 |  |  | TRUE |  | TRUE | Removed from Ground | Used Oil | 550 | Steel-Impressed Current | 1967-04-01 | 2012-04-04 | Flex
SNG WRENS DISTRICT WAREHOUSE | HWY 17 | WRENS | Jefferson | 810003 | 2 |  |  | TRUE |  | TRUE | Removed from Ground | Used Oil | 150 | Bare Steel | 1981-04-18 | 1990-09-13 | Not Marked
SUTTON 66 SERVICE STATION | 224 E MAIN ST | STAPLETON | Jefferson | 810043 | 1 |  |  | FALSE |  | FALSE | Removed from Ground | Gas (Historical Use) | 1000 | Bare Steel | 1974-05-10 | 1998-08-12 | Galvanized Steel
JET FOOD STORE #64 | 219 E MAIN ST | STAPLETON | Jefferson | 9081009 | 3 | Ball Float | 1990-04-01 | FALSE | 1990-04-01 | FALSE | Currently in Use | Premium | 8000 | Galvanic (STIP-3) | 1990-04-01 |  | Fiberglass Reinforced Plastic | Pressurized
FARMERS GIN & STORAGE | 52 SOUTH MLK JR BLVD | WADLEY | Jefferson | 810044 | 1 |  | 1999-05-07 |  | 1999-05-07 |  | Removed from Ground | Diesel | 10000 | Steel-Impressed Current | 1979-05-08 | 2012-03-13 | Steel (Impressed Current) | Safe Suction (Euro)
WADLEY JR HIGH SCHOOL | COLLEGE ST | WADLEY | Jefferson | 7000075 | 6 | [5 empty] | Removed from Ground | Empty | 2000 | Bare Steel | 1976-01-24 | 1899-12-31 | Galvanized Steel
M B JONES OIL CO | 611 S MAIN ST | WRENS | Jefferson | 810049 | 5 | Flapper Valve | 1993-12-01 | FALSE | 1993-12-01 | FALSE | Removed from Ground | Diesel | 3000 | Composite | 1993-12-01 |  | Fiberglass Reinforced Plastic | Safe Suction (Euro)
M B JONES OIL CO | 611 S MAIN ST | WRENS | Jefferson | 810049 | 10A | Flapper Valve | 2024-12-01 | FALSE | 2024-12-05 | FALSE | Currently in Use | Diesel On Road | 15000 | Composite Double Walled | 2024-07-01 |  | Double-Walled Flex | Pressurized
CLIFF MARTIN SER STATION | US 1 SOUTH LOUISVILLE RD | WRENS | Jefferson | 810037 | 1 | [5 empty] | Removed from Ground | Gas (Historical Use) | 6000 | Bare Steel | 1986-05-06 | 1989-06-30 | Galvanized Steel
J&H SVC STATION | US HWY 1 SOUTH | WRENS | Jefferson | 810013 | 2 | [5 empty] | Removed from Ground | Gas (Historical Use) | 1000 | Bare Steel | 1975-01-04 | 1899-12-31 | Galvanized Steel
WRENS TIRE SERVICE CTR INC | 608 S MAIN ST | WRENS | Jefferson | 9081013 | 4 |  | 1998-03-20 |  | 1998-03-20 |  | Removed from Ground | Diesel | 12000 | Steel-Impressed Current | 1979-02-04 | 2012-01-19 | Steel (Impressed Current) | Pressurized
HAPPY VALLEY STORE | HWY 17 SOUTH | THOMSON | Jefferson | 810031 | 3 | [5 empty] | Removed from Ground | Gas (Historical Use) | 2000 | Bare Steel | 1986-05-06 | 1988-12-31 | Galvanized Steel
SPRINT 750 | 205 NORTH MAIN ST | WRENS | Jefferson | 9080019 | 3 | Flapper Valve | 1995-03-16 | FALSE | 1995-03-16 | FALSE | Currently in Use | Premium | 6000 | Fiberglass Double Walled | 1995-03-16 |  |  | Pressurized
JET FOOD STORE #17 | 704 N MAIN ST | WRENS | Jefferson | 810023 | 1 | Flapper Valve | 1996-04-01 | FALSE | 1996-04-01 | FALSE | Currently in Use | Regular | 10000 | Steel-Impressed Current | 1985-05-01 |  | Fiberglass Reinforced Plastic | Pressurized
REESE AUTO CARE INC | 102 S MAIN | WRENS | Jefferson | 810005 | 3 | Flapper Valve | 1977-04-15 | FALSE | 1997-04-15 | FALSE | Temporarily out of use | Gas (Historical Use) | 10000 | Steel-Impressed Current | 1967-04-01 |  | Flex | Pressurized
SPRINT 750 | 205 NORTH MAIN ST | WRENS | Jefferson | 9080019 | 4 | Flapper Valve | 1995-03-16 | FALSE | 1995-03-16 | FALSE | Temporarily out of use | Diesel Off Road | 1000 | Fiberglass Double Walled | 1995-03-16 |  |  | Safe Suction (Euro)
WILLIAMS SVC STATION/EXXON STATI | 311 BROAD ST & HWY 80 | AVERA | Jefferson | 810038 | 1 | [5 empty] | Removed from Ground | Gas (Historical Use) | 2000 | Bare Steel | 1986-05-06 | 1997-06-01 | Galvanized Steel | Safe Suction (Euro)
RABUN KUNTRY STORE | 5640 GA HWY 88 | MATTHEWS | Jefferson | 810052 | 3 | [5 empty] | Removed from Ground | Gas (Historical Use) | 1000 | Bare Steel | 1977-05-09 | 1998-06-29 | Galvanized Steel
HUBERT JORDAN | 7895 CHURCH ST | BARTOW | Jefferson | 9081031 | 3 | [5 empty] | Removed from Ground | Gas (Historical Use) | 3000 | Bare Steel | 1953-01-01 | 2001-05-23 | Galvanized Steel | Suction (American)
GARDNER FARMS | PO BOX 206 US 221 NORTH | BARTOW | Jefferson | 7000073 | 1AST | [5 empty] | Removed from Ground | Diesel | 3000 | Bare Steel | 1981-05-15 | 1899-12-31 | Galvanized Steel
TOWN OF BARTOW | 7849 CHURCH STREET | BARTOW | Jefferson | 9081023 | 1 | [5 empty] | Removed from Ground | Gas (Historical Use) | 500 | Not Marked/Unknown | 1998-08-10 | 1998-08-10 | Not Marked
MCGAHEE FARMS INC | RFD 1 STAPELTON | STAPELTON | Jefferson | 810070 | 4 | [5 empty] | Removed from Ground | Empty | 10000 | Bare Steel | 1982-01-01 | 1995-07-20 | Galvanized Steel
JET FOODS #21 | 5200 HWY 319 | BARTOW | Jefferson | 9081004 | 2 | Flapper Valve | 1998-11-01 | FALSE | 1998-11-01 | FALSE | Currently in Use | E-0 | 3000 | Steel-Impressed Current | 1979-01-01 |  | Fiberglass Reinforced Plastic | Pressurized
RABUN KUNTRY STORE | 5640 GA HWY 88 | MATTHEWS | Jefferson | 810052 | 4 |  | 1998-07-01 | FALSE | 1998-07-01 | FALSE | Temporarily out of use | Gas (Historical Use) | 1000 | Epoxy | 1998-07-01 |  | Fiberglass Reinforced Plastic | Suction (American)
RABUN KUNTRY STORE | 5640 GA HWY 88 | MATTHEWS | Jefferson | 810052 | 1 | [5 empty] | Removed from Ground | Gas (Historical Use) | 1000 | Bare Steel | 1977-05-09 | 1998-06-29 | Galvanized Steel
JET FOOD STORES #67 | 5619 HWY 88 E | MATTHEWS | Jefferson | 9081022 | 2 | Flapper Valve | 1999-08-30 | FALSE | 2006-06-22 | FALSE | Currently in Use | Diesel | 8000 | Galvanic (STIP-3) | 2001-09-17 |  | Fiberglass Reinforced Plastic | Safe Suction (Euro)
MRS E A JENKINS PROPERTY | 146 U S HWY 1 | MATTHEWS | Jefferson | 10000631 | 1 |  |  | FALSE |  | FALSE | Removed from Ground | Gas (Historical Use) | 6000 | Unknown | 2000-02-18 | 2000-02-18
HUBERT JORDAN | 7895 CHURCH ST | BARTOW | Jefferson | 9081031 | 2 | [5 empty] | Removed from Ground | Gas (Historical Use) | 3000 | Bare Steel | 1953-01-01 | 2001-05-23 | Galvanized Steel | Suction (American)
WILLIAMS SVC STATION/EXXON STATI | 311 BROAD ST & HWY 80 | AVERA | Jefferson | 810038 | 2 | [5 empty] | Removed from Ground | Gas (Historical Use) | 1000 | Bare Steel | 1986-05-06 | 1997-06-01 | Galvanized Steel | Safe Suction (Euro)
JET FOODS #21 | 5200 HWY 319 | BARTOW | Jefferson | 9081004 | 1 | Flapper Valve | 1998-11-01 | FALSE | 1998-11-01 | FALSE | Currently in Use | E-10 | 3000 | Steel-Impressed Current | 1979-01-01 |  | Fiberglass Reinforced Plastic | Pressurized
FULGHUM INDUSTRIES INC | 204 SOUTH MAIN ST | WADLEY | Jefferson | 810011 | 2 | [5 empty] | Removed from Ground | Diesel | 500 | Bare Steel | 1966-04-16 | 1989-06-15 | Bare Steel
JEFFERSON CO FORESTRY UNIT | RT 1 BOX 274 B | WADLEY | Jefferson | 810002 | 1 | [5 empty] | Removed from Ground | Gas (Historical Use) | 2000 | Bare Steel | 1974-04-25 | 1990-02-01 | Galvanized Steel
JET FOOD STORE #4 | 10550 US HWY SOUTH | WADLEY | Jefferson | 810058 | 4 | Flapper Valve | 1994-02-03 | FALSE | 1994-02-03 | FALSE | Currently in Use | Gas (Historical Use) | 6000 | Fiberglass | 1994-02-03 |  | Fiberglass Reinforced Plastic | Pressurized
JET FOOD STORE #4 | 10550 US HWY SOUTH | WADLEY | Jefferson | 810058 | 5 | Flapper Valve | 1994-02-03 | FALSE | 1994-02-03 | FALSE | Currently in Use | Diesel | 10000 | Fiberglass | 1994-02-03 |  | Fiberglass Reinforced Plastic | Pressurized
WILLIAMS SVC STATION/EXXON STATI | 311 BROAD ST & HWY 80 | AVERA | Jefferson | 810038 | 3 | [5 empty] | Removed from Ground | Gas (Historical Use) | 1000 | Bare Steel | 1986-05-06 | 1997-06-01 | Galvanized Steel | Safe Suction (Euro)
WADLEY JR HIGH SCHOOL | COLLEGE ST | WADLEY | Jefferson | 7000075 | 5 | [5 empty] | Removed from Ground | Other | 250 | Bare Steel | 1966-01-26 | 1899-12-31 | Bare Steel
WADLEY JR HIGH SCHOOL | COLLEGE ST | WADLEY | Jefferson | 7000075 | 4 | [5 empty] | Permanently Out of Use - historical purposes | Diesel | 3000 | Bare Steel | 1958-01-28 | 1899-12-31 | Copper
M B JONES OIL CO | 611 S MAIN ST | WRENS | Jefferson | 810049 | 3 |  |  | FALSE |  | FALSE | Removed from Ground | Gas (Historical Use) | 2000 | Bare Steel | 1977-05-09 | 1998-05-01 | Galvanized Steel
M B JONES OIL CO | 611 S MAIN ST | WRENS | Jefferson | 810049 | 10B | Flapper Valve | 2024-12-01 | FALSE | 2024-12-05 | FALSE | Currently in Use | Diesel Off Road | 5000 | Composite Double Walled | 2024-07-01 |  | Double-Walled Flex | Pressurized
ROTC BLDG SP ED | 590 NW FREDERICK ST | WRENS | Jefferson | 810065 | 2 |  |  | FALSE |  | FALSE | Removed from Ground | Empty | 2000 | Bare Steel | 1976-01-24 | 1993-01-01 | Galvanized Steel
JET FOOD STORE #16 | 307 S MAIN ST | WRENS | Jefferson | 810024 | 4 | Flapper Valve | 1996-05-01 | FALSE | 1996-05-01 | FALSE | Currently in Use | Regular | 10000 | Steel-Impressed Current | 1983-05-02 |  | Fiberglass Reinforced Plastic | Pressurized
LAMB BROS LUMBER CO | US 1 SOUTH | WRENS | Jefferson | 810012 | 1 | [5 empty] | Removed from Ground | Diesel | 12000 | Bare Steel | 1980-01-03 | 1899-12-31 | Galvanized Steel
MOLLYS FOOD AND FUEL LOUISVILLE LLC | 121 HWY 1 BYP S | LOUSIVILLE | Jefferson | 10003531 | 1B | Flapper Valve | 2024-10-01 | FALSE | 2024-09-30 | FALSE | Currently in Use | Premium | 5000 | Composite Double Walled | 2024-07-01 |  | Double-Walled Flex | Pressurized
MOLLYS FOOD AND FUEL LOUISVILLE LLC | 121 HWY 1 BYP S | LOUSIVILLE | Jefferson | 10003531 | 2B | Flapper Valve | 2024-10-01 | FALSE | 2024-09-30 | FALSE | Currently in Use | Diesel Off Road | 5000 | Composite Double Walled | 2024-07-01 |  | Double-Walled Flex | Pressurized
MOLLYS FOOD AND FUEL LOUISVILLE LLC | 121 HWY 1 BYP S | LOUSIVILLE | Jefferson | 10003531 | 2A | Flapper Valve | 2024-10-01 | FALSE | 2024-09-30 | FALSE | Currently in Use | Diesel On Road | 15000 | Composite Double Walled | 2024-07-01 |  | Double-Walled Flex | Pressurized
MOLLYS FOOD AND FUEL LOUISVILLE LLC | 121 HWY 1 BYP S | LOUSIVILLE | Jefferson | 10003531 | 1A | Flapper Valve | 2024-10-01 | FALSE | 2024-09-30 | FALSE | Currently in Use | Regular | 15000 | Composite Double Walled | 2024-07-01 |  | Double-Walled Flex | Pressurized
MOLLYS FOOD AND FUEL LOUISVILLE LLC | 121 HWY 1 BYP S | LOUSIVILLE | Jefferson | 10003531 | 1C | Flapper Valve | 2024-10-01 | FALSE | 2024-09-30 | FALSE | Currently in Use | E-0 | 5000 | Composite Double Walled | 2024-07-01 |  | Double-Walled Flex | Pressurized
AL THOMAS CHEVRON THOMAS & SON I | 318 W BROAD ST | LOUISVILLE | Jefferson | 7000076 | 2 |  | 1994-12-01 |  | 1994-12-01 |  | Removed from Ground | Gas (Historical Use) | 8000 | Galvanic (STIP-3) | 1991-06-01 | 2016-09-14 | Galvanized Steel | Pressurized
LOUISVILLE GARAGE | RT 1 BOX 496 | LOUISVILLE | Jefferson | 810019 | 3 | [5 empty] | Removed from Ground | Diesel | 10000 | Bare Steel | 1979-04-12 | 1987-05-01 | Unknown
AL THOMAS CHEVRON THOMAS & SON I | 318 W BROAD ST | LOUISVILLE | Jefferson | 7000076 | 1 |  | 1994-12-01 |  | 1994-12-01 |  | Removed from Ground | Gas (Historical Use) | 8000 | Galvanic (STIP-3) | 1991-06-01 | 2016-09-14 | Galvanized Steel | Pressurized
AL THOMAS CHEVRON THOMAS & SON I | 318 W BROAD ST | LOUISVILLE | Jefferson | 7000076 | 4 |  | 1998-03-01 |  | 1998-03-01 |  | Removed from Ground | Diesel | 3000 | Galvanic (STIP-3) | 1989-06-01 | 2016-09-14 | Fiberglass Reinforced Plastic | Suction (American)
THE OGEECHEE SPORTSMAN | 926 PEACHTREE STREET | LOUISVILLE | Jefferson | 810040 | 2 | [5 empty] | Removed from Ground | Gas (Historical Use) | 4000 | Bare Steel | 1978-05-09 | 2016-03-07 | Galvanized Steel | Pressurized
JOHNSON CLEANERS | 101 EAST BROAD STREET | LOUISVILLE | Jefferson | 9081024 | 2 | [5 empty] | Permanently Out of Use - historical purposes | Gas (Historical Use) | 0 | Not Marked/Unknown |  | 1899-12-31 | Not Marked
JEFFERSON COUNTY CORRECTIONAL IN | 1159 Clarks Mill Road | LOUISVILLE | Jefferson | 9081012 | 2 | Ball Float | 1993-06-01 | FALSE | 1993-06-01 | FALSE | Currently in Use | Diesel | 10000 | Composite | 1993-06-25 |  | Fiberglass Reinforced Plastic | Pressurized
PEACHTREE FINA | 849 PEACHTREE ST | LOUISVILLE | Jefferson | 810061 | 1 | [5 empty] | Removed from Ground | Gas (Historical Use) | 8000 | Bare Steel | 1977-05-05 | 1997-07-19 | Galvanized Steel | Suction (American)
OGEECHEE OIL CO | US #1 NORTH | LOUISVILLE | Jefferson | 810041 | 4 |  | 1998-06-24 |  | 1998-06-24 |  | Removed from Ground | Gas (Historical Use) | 1000 | Composite | 1998-06-23 | 2013-07-26 | Fiberglass Reinforced Plastic | Safe Suction (Euro)
OGEECHEE OIL CO | US #1 NORTH | LOUISVILLE | Jefferson | 810041 | 5 |  | 1998-06-24 |  | 1998-06-24 |  | Removed from Ground | Diesel | 4000 | Composite | 1998-06-23 | 2013-07-26 | Fiberglass Reinforced Plastic | Safe Suction (Euro)
Gas Express #276 | 201 HWY 1 BYPASS N. | LOUISVILLE | Jefferson | 7000098 | 1 | Flapper Valve | 1998-03-24 | FALSE | 1998-03-24 | FALSE | Currently in Use | Gas (Historical Use) | 8000 | Steel-Impressed Current | 1973-01-01 |  | Fiberglass Reinforced Plastic | Pressurized
Louisville Bus Shop | 1301 School Street | Louisville | Jefferson | 7000074 | 1 |  |  | FALSE |  | FALSE | Removed from Ground | Gas (Historical Use) | 2000 | Bare Steel | 1970-01-25 | 1998-06-01 | Galvanized Steel
JEFFEERSON COUNTY BD OF ED | 431 WEST NINTH ST | LOUISVILLE | Jefferson | 810071 | 1 | [5 empty] | Removed from Ground | Empty | 3000 | Bare Steel | 1958-01-28 | 1899-12-31 | Copper
BusyBee801 LLC | 801 PEACHTREE ST | LOUISVILLE | Jefferson | 810010 | 2A | Ball Float | 1989-06-01 | FALSE | 1989-06-01 | FALSE | Currently in Use | Regular | 8000 | Steel-Impressed Current | 1989-06-29 |  | Fiberglass Reinforced Plastic | Pressurized
LOUISVILLE GARAGE | RT 1 BOX 496 | LOUISVILLE | Jefferson | 810019 | 4 | [5 empty] | Removed from Ground | Empty | 500 | Bare Steel | 1960-04-16 | 1987-05-01 | Unknown
LOUISVILLE GARAGE | RT 1 BOX 496 | LOUISVILLE | Jefferson | 810019 | 5 | [5 empty] | Removed from Ground | Empty | 500 | Bare Steel | 1960-04-16 | 1987-05-01 | Unknown
BusyBee801 LLC | 801 PEACHTREE ST | LOUISVILLE | Jefferson | 810010 | 4A | Flapper Valve | 1994-02-10 | FALSE | 1994-02-10 | FALSE | Currently in Use | Kerosene | 1000 | Steel-Impressed Current | 1989-06-29 |  | Fiberglass Reinforced Plastic | Suction (American)
Louisville Bus Shop | 1301 School Street | Louisville | Jefferson | 7000074 | 2 | Flapper Valve | 1998-08-09 | FALSE | 1998-08-09 | FALSE | Removed from Ground | Diesel | 6000 | Galvanic (STIP-3) | 1989-08-09 |  | Fiberglass Reinforced Plastic | Pressurized
JEFFERSON EMC | 1001 PEACHTREE ST | LOUISVILLE | Jefferson | 810015 | 1 | [5 empty] | Removed from Ground | Diesel | 1000 | Bare Steel | 1978-04-06 | 1993-04-01 | Galvanized Steel
THE OGEECHEE SPORTSMAN | 926 PEACHTREE STREET | LOUISVILLE | Jefferson | 810040 | 5 | [5 empty] | Removed from Ground | Diesel | 550 | Bare Steel | 1980-05-08 | 2000-06-01 | Galvanized Steel
THE OGEECHEE SPORTSMAN | 926 PEACHTREE STREET | LOUISVILLE | Jefferson | 810040 | 4 | [5 empty] | Removed from Ground | Gas (Historical Use) | 550 | Bare Steel | 1978-05-09 | 2016-03-07 | Galvanized Steel | Pressurized
UNION CAMP | PO BOX 429 | LOUISVILLE | Jefferson | 360027 | 1 | [5 empty] | Removed from Ground | Gas (Historical Use) | 1000 | Bare Steel | 1982-04-11 | 1987-08-01 | Unknown
JEFFERSON EMC | 1001 PEACHTREE ST | LOUISVILLE | Jefferson | 810015 | 2 | [5 empty] | Removed from Ground | Gas (Historical Use) | 10000 | Bare Steel | 1982-04-05 | 1998-08-01 | Fiberglass Reinforced Plastic | Pressurized
GA DOT #10216/JEFFERSON CO MAINT | 2971 US HWY 1 SOUTH | LOUISVILLE | Jefferson | 810016 | 216G1 | [5 empty] | Removed from Ground | Gas (Historical Use) | 1000 | Bare Steel | 1982-04-30 | 2005-01-20 | Galvanized Steel | Suction (American)
Bennet Tire Brake Oil LLC | 620 PEACHTREE ST | LOUISVILLE | Jefferson | 810051 | 2 |  | 1998-06-01 | FALSE | 1998-06-01 | FALSE | Temporarily out of use | Gas (Historical Use) | 3000 | Steel-Impressed Current | 1974-05-10 |  | Steel (Impressed Current) | Pressurized
JEFFEERSON COUNTY BD OF ED | 431 WEST NINTH ST | LOUISVILLE | Jefferson | 810071 | 3 | [5 empty] | Removed from Ground | Gas (Historical Use) | 4000 | Bare Steel | 1966-01-26 | 1899-12-31 | Galvanized Steel
WRENS | PO BOX 429 | LOUISVILLE | Jefferson | 810020 | 1 | [5 empty] | Removed from Ground | Gas (Historical Use) | 550 | Bare Steel | 1965-04-15 | 1988-02-01 | Unknown
SNIDERS | HWY 1 BY PASS | LOUISVILLE | Jefferson | 810042 | 1 | [5 empty] | Removed from Ground | Gas (Historical Use) | 1000 | Bare Steel | 1980-05-08 | 1988-01-01 | Galvanized Steel
CLARKS MILL POND | HWY SR 791 | LOUISVILLE | Jefferson | 9081003 | 2 | [5 empty] | Closed in Ground | Empty | 550 | Bare Steel | 1960-01-01 | 1960-01-01 | Not Marked
THERMO KING CORP | ROUTE 3 BOX A-35 | LOUISVILLE | Jefferson | 810056 | DUMMY | [5 empty] | Permanently Out of Use - historical purposes | Other | 1 | Not Marked/Unknown |  | 1899-12-31 | Not Marked
OGEECHEE OIL CO | US #1 NORTH | LOUISVILLE | Jefferson | 810041 | 2 | [5 empty] | Removed from Ground | Diesel | 550 | Bare Steel | 1980-05-08 | 1998-06-10 | Galvanized Steel
UNION CAMP | PO BOX 429 | LOUISVILLE | Jefferson | 360027 | 3 | [5 empty] | Removed from Ground | Diesel | 550 | Bare Steel | 1969-04-04 | 1988-01-01 | Unknown
GRANGE GROCERY | GRANGE RD | LOUISVILLE | Jefferson | 810045 | 1 | [5 empty] | Closed in Ground | Gas (Historical Use) | 1000 | Bare Steel | 1979-05-09 | 1989-01-01 | Galvanized Steel
PEACHTREE FINA | 849 PEACHTREE ST | LOUISVILLE | Jefferson | 810061 | 3 | [5 empty] | Removed from Ground | Gas (Historical Use) | 5000 | Bare Steel | 1997-05-05 | 1997-07-19 | Galvanized Steel | Safe Suction (Euro)
LOUISVILLE FERTILIZER & GIN CO | 178 EAST FOURTH ST | LOUISVILLE | Jefferson | 810060 | 1 | [5 empty] | Removed from Ground | Gas (Historical Use) | 2000 | Bare Steel | 1980-05-09 | 1899-12-31 | Galvanized Steel
Bennet Tire Brake Oil LLC | 620 PEACHTREE ST | LOUISVILLE | Jefferson | 810051 | 3 |  | 1998-06-01 | FALSE | 1998-06-01 | FALSE | Temporarily out of use | Gas (Historical Use) | 3000 | Steel-Impressed Current | 1974-05-10 |  | Steel (Impressed Current) | Pressurized
GRANGE GROCERY | GRANGE RD | LOUISVILLE | Jefferson | 810045 | 2 | [5 empty] | Closed in Ground | Gas (Historical Use) | 1000 | Bare Steel | 1979-05-09 | 1989-01-01 | Galvanized Steel
BLOCKERS CONVENIENCE MARKET INC | 120 HWY 1 BYPASS | LOUISVILLE | Jefferson | 9081011 | 1 | Flapper Valve | 1997-09-22 | FALSE | 1997-09-22 | FALSE | Currently in Use | Regular | 10000 | Steel-Impressed Current | 1983-01-01 |  | Fiberglass Reinforced Plastic | Pressurized
BusyBee801 LLC | 801 PEACHTREE ST | LOUISVILLE | Jefferson | 810010 | 3A | Flapper Valve | 1989-07-10 | FALSE | 1989-07-10 | FALSE | Currently in Use | Regular | 8000 | Steel-Impressed Current | 1989-06-29 |  | Fiberglass Reinforced Plastic | Pressurized
LOUISVILLE GARAGE | RT 1 BOX 496 | LOUISVILLE | Jefferson | 810019 | 1 | [5 empty] | Removed from Ground | Gas (Historical Use) | 1000 | Bare Steel | 1979-04-12 | 1987-05-01 | Unknown
CHEVROLET DEALERSHIP (FORMER) | 4779 E BROAD ST | LOUISVILLE | Jefferson | 9067211 | 1 | [5 empty] | Removed from Ground | Gas (Historical Use) | 3900 | Bare Steel | 1995-05-12 | 1995-05-12 | Unknown
Gas Express #276 | 201 HWY 1 BYPASS N. | LOUISVILLE | Jefferson | 7000098 | 2 | Flapper Valve | 1998-03-24 | FALSE | 1998-03-24 | FALSE | Currently in Use | Gas (Historical Use) | 8000 | Steel-Impressed Current | 1973-05-10 |  | Fiberglass Reinforced Plastic | Pressurized
CHEVROLET DEALERSHIP (FORMER) | 4779 E BROAD ST | LOUISVILLE | Jefferson | 9067211 | 2 | [5 empty] | Removed from Ground | Gas (Historical Use) | 3900 | Bare Steel | 1995-05-12 | 1995-05-12 | Unknown
Bennet Tire Brake Oil LLC | 620 PEACHTREE ST | LOUISVILLE | Jefferson | 810051 | 1 |  | 1998-06-01 | FALSE | 1998-06-01 | FALSE | Temporarily out of use | Gas (Historical Use) | 3000 | Steel-Impressed Current | 1974-05-10 |  | Steel (Impressed Current) | Pressurized
JEFFERSON HOSPITAL | 1067 PEACHTREE STREET | LOUISVILLE | Jefferson | 9081026 | 1 | [5 empty] | Removed from Ground | Diesel | 1000 | Bare Steel | 1974-03-01 | 1999-01-01 | Bare Steel | Suction (American)
LOUISVILLE MUNICIPAL AIRPORT | 1181 AIRPORT RD | LOUISVILLE | Jefferson | 9081017 | 2 |  | 1998-08-11 |  | 1998-08-11 |  | Removed from Ground | Gas (Historical Use) | 6000 | Steel-Impressed Current | 1979-01-01 | 2008-05-29 | Cathodically Protected | Safe Suction (Euro)
BURTS AIRCRAFT SERVICE INC | 1181 AIRPORT RD | LOUISVILLE | Jefferson | 9081015 | 2 | [5 empty] | Removed from Ground | Gas (Historical Use) | 6000 | Bare Steel | 1984-01-01 | 1998-11-24 | Galvanized Steel | Suction (American)
THE OGEECHEE SPORTSMAN | 926 PEACHTREE STREET | LOUISVILLE | Jefferson | 810040 | 3 | [5 empty] | Removed from Ground | Gas (Historical Use) | 4000 | Bare Steel | 1978-05-09 | 2016-03-07 | Galvanized Steel | Pressurized
Bennet Tire Brake Oil LLC | 620 PEACHTREE ST | LOUISVILLE | Jefferson | 810051 | 6 |  | 1998-06-01 | FALSE | 1998-06-01 | FALSE | Temporarily out of use | Diesel | 2000 | Steel-Impressed Current | 1990-01-01 |  | Steel (Impressed Current) | Safe Suction (Euro)
OGEECHEE OIL CO | US #1 NORTH | LOUISVILLE | Jefferson | 810041 | 1 | [5 empty] | Removed from Ground | Diesel | 2000 | Bare Steel | 1981-05-08 | 1998-06-10 | Galvanized Steel
SPRINT 722 | 202 HWY 1 BYPASS | LOUISVILLE | Jefferson | 9081008 | 2 | Flapper Valve | 1995-01-03 | FALSE | 1995-01-03 | FALSE | Currently in Use | Regular | 12000 | Fiberglass Double Walled | 1994-12-12 |  | Double-Walled Flex | Pressurized
BusyBee801 LLC | 801 PEACHTREE ST | LOUISVILLE | Jefferson | 810010 | 3 |  |  | FALSE |  | FALSE | Removed from Ground | Gas (Historical Use) | 2000 | Bare Steel | 1933-03-04 | 1989-09-01 | Galvanized Steel
CHEVROLET DEALERSHIP (FORMER) | 4779 E BROAD ST | LOUISVILLE | Jefferson | 9067211 | 3 | [5 empty] | Removed from Ground | Gas (Historical Use) | 3000 | Bare Steel | 1995-05-12 | 1995-05-12 | Unknown
PEACHTREE FINA | 849 PEACHTREE ST | LOUISVILLE | Jefferson | 810061 | 2 | [5 empty] | Removed from Ground | Gas (Historical Use) | 5000 | Bare Steel | 1997-05-05 | 1997-07-19 | Galvanized Steel | Safe Suction (Euro)
C & G 2012 INC | 101 US 1 BYPASS NORTH | LOUISVILLE | Jefferson | 810053 | 5 |  | 1997-09-01 | FALSE | 1997-09-01 | FALSE | Currently in Use | Diesel | 10000 | Steel-Impressed Current | 1981-05-06 |  | Steel (Impressed Current) | Pressurized
JOHNSON CLEANERS | 101 EAST BROAD STREET | LOUISVILLE | Jefferson | 9081024 | 1 | [5 empty] | Permanently Out of Use - historical purposes | Gas (Historical Use) | 0 | Not Marked/Unknown |  | 1899-12-31 | Not Marked
CITY OF LOUISVILLE-MAINT SHOP | 301 GREEN STREET | LOUISVILLE | Jefferson | 9081018 | 1 | Flapper Valve | 1998-06-09 | FALSE | 1998-06-09 | FALSE | Currently in Use | Regular | 10000 | Steel-Impressed Current | 1980-06-01 |  |  | Suction (American)
BLOCKERS CONVENIENCE MARKET INC | 120 HWY 1 BYPASS | LOUISVILLE | Jefferson | 9081011 | 2 | Flapper Valve | 1997-09-22 | FALSE | 1997-09-22 | FALSE | Temporarily out of use | Premium | 10000 | Steel-Impressed Current | 1983-01-01 |  | Fiberglass Reinforced Plastic | Pressurized
C & G 2012 INC | 101 US 1 BYPASS NORTH | LOUISVILLE | Jefferson | 810053 | 4 |  | 1997-09-01 | FALSE | 1997-09-01 | FALSE | Currently in Use | Regular | 10000 | Steel-Impressed Current | 1981-05-06 |  | Steel (Impressed Current) | Pressurized
C & G 2012 INC | 101 US 1 BYPASS NORTH | LOUISVILLE | Jefferson | 810053 | 1 |  | 1997-09-01 | FALSE | 1997-09-01 | FALSE | Currently in Use | Regular | 10000 | Steel-Impressed Current | 1981-05-06 |  | Steel (Impressed Current) | Pressurized
JEFFERSON ENERGY COORPERATIVE | 501 US BYPASS S | LOUISVILLE | Jefferson | 9081010 | DIESEL |  | 1993-03-31 |  | 1993-03-31 |  | Removed from Ground | Diesel | 10000 | Cathodically Protected Steel | 1993-03-31 | 1899-12-31 | Fiberglass Reinforced Plastic | Gravity Fed
BURTS AIRCRAFT SERVICE INC | 1181 AIRPORT RD | LOUISVILLE | Jefferson | 9081015 | 1 | [5 empty] | Removed from Ground | Gas (Historical Use) | 2000 | Bare Steel | 1984-01-01 | 1998-11-24 | Galvanized Steel | Suction (American)
BusyBee801 LLC | 801 PEACHTREE ST | LOUISVILLE | Jefferson | 810010 | 2 |  |  | FALSE |  | FALSE | Removed from Ground | Gas (Historical Use) | 10000 | Bare Steel | 1979-02-21 | 1989-09-01 | Galvanized Steel
C & G 2012 INC | 101 US 1 BYPASS NORTH | LOUISVILLE | Jefferson | 810053 | 3 |  | 1997-09-01 | FALSE | 1997-09-01 | FALSE | Currently in Use | Regular | 10000 | Steel-Impressed Current | 1981-05-06 |  | Steel (Impressed Current) | Pressurized
LEWIS STEEL WORKS | US 1 SOUTH | LOUISVILLE | Jefferson | 810047 | 2 | [5 empty] | Removed from Ground | Diesel | 6000 | Bare Steel | 1980-05-08 | 1899-12-31 | Galvanized Steel
JEFFERSON COUNTY CORRECTIONAL IN | 1159 Clarks Mill Road | LOUISVILLE | Jefferson | 9081012 | 1 | Ball Float | 1993-06-01 | FALSE | 1993-06-01 | FALSE | Currently in Use | Regular | 10000 | Composite | 1993-06-25 |  | Fiberglass Reinforced Plastic | Pressurized
CLARKS MILL POND | HWY SR 791 | LOUISVILLE | Jefferson | 9081003 | 1 | [5 empty] | Closed in Ground | Empty | 550 | Bare Steel | 1960-01-01 | 1960-01-01 | Not Marked
LOUISVILLE AIRPORT | 1266 BYRON BURT RD | LOUISVILLE | Jefferson | 10001651 | 2 |  | 2008-10-08 | FALSE | 2008-10-20 | FALSE | Currently in Use | Jet fuel | 12000 | Composite Double Walled | 2008-10-06 |  | Double-Walled Fiberglass | Suction (American)
BusyBee801 LLC | 801 PEACHTREE ST | LOUISVILLE | Jefferson | 810010 | 1 |  |  | FALSE |  | FALSE | Removed from Ground | Gas (Historical Use) | 10000 | Bare Steel | 1979-02-21 | 1989-09-01 | Galvanized Steel
BusyBee801 LLC | 801 PEACHTREE ST | LOUISVILLE | Jefferson | 810010 | 1A | Flapper Valve | 1989-06-01 | FALSE | 1989-06-01 | FALSE | Currently in Use | Premium | 8000 | Steel-Impressed Current | 1989-06-29 |  | Fiberglass Reinforced Plastic | Pressurized
GA DOT #10216/JEFFERSON CO MAINT | 2971 US HWY 1 SOUTH | LOUISVILLE | Jefferson | 810016 | 10216-1 | [5 empty] | Removed from Ground | Gas (Historical Use) | 500 | Bare Steel | 1966-05-04 | 1992-01-01 | Galvanized Steel
LOUISVILLE FERTILIZER & GIN CO | 178 EAST FOURTH ST | LOUISVILLE | Jefferson | 810060 | 2 | [5 empty] | Removed from Ground | Diesel | 7500 | Bare Steel | 1947-05-18 | 1899-12-31 | Galvanized Steel
C & G 2012 INC | 101 US 1 BYPASS NORTH | LOUISVILLE | Jefferson | 810053 | 2 | Flapper Valve | 1997-09-01 | FALSE | 1997-09-01 | FALSE | Temporarily out of use | Gas (Historical Use) | 10000 | Steel-Impressed Current | 1981-05-06 |  | Steel (Impressed Current) | Pressurized
UNION CAMP | PO BOX 429 | LOUISVILLE | Jefferson | 360027 | 2 | [5 empty] | Removed from Ground | Diesel | 1000 | Bare Steel | 1982-04-11 | 1987-08-01 | Unknown
LOUISVILLE MUNICIPAL AIRPORT | 1181 AIRPORT RD | LOUISVILLE | Jefferson | 9081017 | 1 |  | 1998-08-11 |  | 1998-08-11 |  | Removed from Ground | Gas (Historical Use) | 6000 | Steel-Impressed Current | 1979-01-01 | 2008-05-29 | Cathodically Protected | Safe Suction (Euro)
JEFFEERSON COUNTY BD OF ED | 431 WEST NINTH ST | LOUISVILLE | Jefferson | 810071 | 2 | [5 empty] | Removed from Ground | Gas (Historical Use) | 10000 | Bare Steel | 1972-01-25 | 1899-12-31 | Galvanized Steel
LOUISVILLE AIRPORT | MIDVILLE RD HWY 17 | LOUISVILLE | Jefferson | 810014 | 1 | [5 empty] | Removed from Ground | Gas (Historical Use) | 2000 | Bare Steel | 1981-04-23 | 1991-01-01 | Galvanized Steel
GA DOT #10216/JEFFERSON CO MAINT | 2971 US HWY 1 SOUTH | LOUISVILLE | Jefferson | 810016 | 216D1 | [5 empty] | Removed from Ground | Diesel | 2000 | Cathodically Protected Steel | 1988-08-01 | 2005-01-20 | Cathodically Protected | Suction (American)
Bennet Tire Brake Oil LLC | 620 PEACHTREE ST | LOUISVILLE | Jefferson | 810051 | 4 |  | 1998-06-01 | FALSE | 1998-06-01 | FALSE | Temporarily out of use | Gas (Historical Use) | 3000 | Steel-Impressed Current | 1974-05-10 |  | Steel (Impressed Current) | Pressurized
Bennet Tire Brake Oil LLC | 620 PEACHTREE ST | LOUISVILLE | Jefferson | 810051 | 5 |  | 1998-06-01 | FALSE | 1998-06-01 | FALSE | Temporarily out of use | Gas (Historical Use) | 6000 | Steel-Impressed Current | 1981-05-08 |  | Steel (Impressed Current) | Safe Suction (Euro)
BURTS AIRCRAFT SERVICE INC | 1181 AIRPORT RD | LOUISVILLE | Jefferson | 9081015 | 3 | [5 empty] | Removed from Ground | Kerosene | 8000 | Bare Steel | 1984-01-01 | 1998-11-24 | Galvanized Steel | Suction (American)
AL THOMAS CHEVRON THOMAS & SON I | 318 W BROAD ST | LOUISVILLE | Jefferson | 7000076 | 3 |  | 1994-12-01 |  | 1994-12-01 |  | Removed from Ground | Gas (Historical Use) | 8000 | Galvanic (STIP-3) | 1991-06-01 | 2016-09-14 | Galvanized Steel | Pressurized
LOUISVILLE GARAGE | RT 1 BOX 496 | LOUISVILLE | Jefferson | 810019 | 2 | [5 empty] | Removed from Ground | Gas (Historical Use) | 8000 | Bare Steel | 1979-04-12 | 1987-05-01 | Unknown
THE OGEECHEE SPORTSMAN | 926 PEACHTREE STREET | LOUISVILLE | Jefferson | 810040 | 1 | [5 empty] | Removed from Ground | Gas (Historical Use) | 8000 | Bare Steel | 1978-05-09 | 2016-03-07 | Galvanized Steel | Pressurized
OGEECHEE OIL CO | US #1 NORTH | LOUISVILLE | Jefferson | 810041 | 3 | [5 empty] | Removed from Ground | Gas (Historical Use) | 550 | Bare Steel | 1980-05-08 | 1998-06-10 | Galvanized Steel
SPRINT 722 | 202 HWY 1 BYPASS | LOUISVILLE | Jefferson | 9081008 | 5 | Flapper Valve | 2008-06-15 | FALSE | 2008-06-15 | FALSE | Currently in Use | Diesel Off Road | 12000 | Fiberglass Double Walled | 2008-06-15 |  | Double-Walled Flex | Pressurized
SPRINT 722 | 202 HWY 1 BYPASS | LOUISVILLE | Jefferson | 9081008 | 4 | Flapper Valve | 1995-01-03 | FALSE | 1995-01-03 | FALSE | Currently in Use | Diesel On Road | 12000 | Fiberglass Double Walled | 1994-12-12 |  | Double-Walled Flex | Pressurized
BLOCKERS CONVENIENCE MARKET INC | 120 HWY 1 BYPASS | LOUISVILLE | Jefferson | 9081011 | 3 | Flapper Valve | 1997-09-22 | FALSE | 1997-09-22 | FALSE | Currently in Use | Diesel On Road | 4000 | Steel-Impressed Current | 1983-01-01 |  | Fiberglass Reinforced Plastic | Safe Suction (Euro)
SPRINT 722 | 202 HWY 1 BYPASS | LOUISVILLE | Jefferson | 9081008 | 3 | Flapper Valve | 1995-01-03 | FALSE | 1995-01-03 | FALSE | Currently in Use | Regular | 12000 | Fiberglass Double Walled | 1994-12-12 |  | Double-Walled Flex | Pressurized
LOUISVILLE AIRPORT | 1266 BYRON BURT RD | LOUISVILLE | Jefferson | 10001651 | 1 |  | 2008-10-08 | FALSE | 2008-10-20 | FALSE | Currently in Use | Aviaion gas/AV Gas | 12000 | Composite Double Walled | 2008-10-06 |  | Double-Walled Fiberglass | Suction (American)
JEFFEERSON COUNTY BD OF ED | 431 WEST NINTH ST | LOUISVILLE | Jefferson | 810071 | 5 | [5 empty] | Permanently Out of Use - historical purposes | Gas (Historical Use) | 10000 | Bare Steel | 1972-01-25 | 1899-12-31 | Galvanized Steel
JEFFEERSON COUNTY BD OF ED | 431 WEST NINTH ST | LOUISVILLE | Jefferson | 810071 | 4 | [5 empty] | Removed from Ground | Diesel | 3000 | Bare Steel | 1985-01-21 | 1899-12-31 | Galvanized Steel
LEWIS STEEL WORKS | US 1 SOUTH | LOUISVILLE | Jefferson | 810047 | 1 | [5 empty] | Removed from Ground | Gas (Historical Use) | 550 | Bare Steel | 1976-05-09 | 1899-12-31 | Galvanized Steel
UNKNOWN | 1038 PEACHTREE | LOUISVILLE | Jefferson | 9081025 | 1 | [5 empty] | Temporarily out of use | Gas (Historical Use) | 0 | Not Marked/Unknown |  |  | Not Marked
BLOCKERS CONVENIENCE MARKET INC | 120 HWY 1 BYPASS | LOUISVILLE | Jefferson | 9081011 | 4 | Flapper Valve | 1997-09-22 | FALSE | 1997-09-22 | FALSE | Currently in Use | Diesel Off Road | 4000 | Steel-Impressed Current | 1983-01-01 |  | Fiberglass Reinforced Plastic | Pressurized
SPRINT 722 | 202 HWY 1 BYPASS | LOUISVILLE | Jefferson | 9081008 | 1 | Flapper Valve | 1995-01-03 | FALSE | 1995-01-03 | FALSE | Currently in Use | Premium | 12000 | Fiberglass Double Walled | 1994-12-12 |  | Double-Walled Flex | Pressurized
CLARKS MILL POND | HWY SR 791 | LOUISVILLE | Jefferson | 9081003 | 3 | [5 empty] | Closed in Ground | Empty | 550 | Bare Steel | 1960-01-01 | 1960-01-01 | Not Marked
BROWN FARM PARTNERS | 5428 D E BROWN RD | GARFIELD | Jenkins | 820026 | 5 | [5 empty] | Removed from Ground | Diesel | 6000 | Bare Steel | 1976-05-03 | 1999-11-23 | Galvanized Steel | Suction (American)
BROWN FARM PARTNERS | 5428 D E BROWN RD | GARFIELD | Jenkins | 820026 | 1 | [5 empty] | Removed from Ground | Gas (Historical Use) | 550 | Bare Steel | 1961-05-07 | 1992-01-01 | Galvanized Steel
BROWN FARM PARTNERS | 5428 D E BROWN RD | GARFIELD | Jenkins | 820026 | 2 | [5 empty] | Removed from Ground | Gas (Historical Use) | 1100 | Bare Steel | 1961-05-07 | 1992-01-01 | Galvanized Steel
MILLEN | PO BOX 429 | LOUISVILLE | Jenkins | 820011 | 1 | [5 empty] | Removed from Ground | Gas (Historical Use) | 550 | Bare Steel | 1958-04-17 | 1987-06-01 | Unknown
BROWN FARM PARTNERS | 5428 D E BROWN RD | GARFIELD | Jenkins | 820026 | 4 | [5 empty] | Removed from Ground | Diesel | 4000 | Bare Steel | 1976-05-03 | 1999-11-23 | Galvanized Steel | Suction (American)
BROWN FARM PARTNERS | 5428 D E BROWN RD | GARFIELD | Jenkins | 820026 | 3 | [5 empty] | Removed from Ground | Gas (Historical Use) | 4000 | Bare Steel | 1976-05-03 | 1999-11-23 | Galvanized Steel | Suction (American)
J B GAY & SON | 4720 THRIFT ROAD | GARFIELD | Jenkins | 9082017 | 1 | [5 empty] | Removed from Ground | Diesel | 10000 | Bare Steel | 1984-01-01 | 1997-06-01 | Galvanized Steel | Suction (American)
DEKLE GULF | US HWY 25 & GA HWY 21 | MILLEN | Jenkins | 9082002 | 1 | [5 empty] | Removed from Ground | Gas (Historical Use) | 2000 | Bare Steel | 1972-01-01 | 1990-03-01 | Unknown
NEIGHBORS EXPRESS #65 | 353 S HWY 25 | MILLEN | Jenkins | 9082014 | 2 | [5 empty] | Permanently Out of Use - historical purposes | Gas (Historical Use) | 2000 | Bare Steel |  | 1899-12-31 | Galvanized Steel | Safe Suction (Euro)
ROAD DEPARTMENT SHOP | OLD SYLVANIA ROAD | MILLEN | Jenkins | 9082018 | 3 | [5 empty] | Removed from Ground | Gas (Historical Use) | 1100 | Not Marked/Unknown | 1963-01-01 | 1998-12-10 | Not Marked
NEIGHBORHOOD COUNTRY STORE | 308 NORTH HWY 25 | MILLEN | Jenkins | 9082004 | 6 |  | 1994-11-01 |  | 1994-11-01 |  | Removed from Ground | Gas (Historical Use) | 6000 | Composite | 1994-11-01 | 2007-01-23 | Fiberglass Reinforced Plastic | Pressurized
NEIGHBORS EXPRESS #65 | 353 S HWY 25 | MILLEN | Jenkins | 9082014 | 3 | [5 empty] | Permanently Out of Use - historical purposes | Gas (Historical Use) | 1000 | Bare Steel |  | 1899-12-31 | Galvanized Steel | Safe Suction (Euro)
BST/MILLEN CO/R3522 | 524 W COLLEGE AVE | MILLEN | Jenkins | 820022 | 2 |  |  | FALSE |  | FALSE | Removed from Ground |  | 1000 | Bare Steel | 1964-01-01 | 1989-12-28 | Copper | Suction (American)
GA FC | RT 1 BOX 27 GA HWY 17 | MILLEN | Jenkins | 820008 | 3 |  | 1990-01-01 |  | 1990-01-01 |  | Removed from Ground | Diesel | 550 | Galvanic (STIP-3) | 1990-01-01 | 2005-06-02 | Cathodically Protected | Safe Suction (Euro)
DEKLE GULF | US HWY 25 & GA HWY 21 | MILLEN | Jenkins | 9082002 | 5 | [5 empty] | Removed from Ground | Gas (Historical Use) | 3000 | Bare Steel | 1972-01-01 | 1990-03-01 | Unknown
DEKLE GULF | US HWY 25 & GA HWY 21 | MILLEN | Jenkins | 9082002 | 4 |  |  | TRUE |  | TRUE | Removed from Ground | Used Oil | 500 | Bare Steel | 1956-01-01 | 1990-03-01 | Unknown
MILLEN MOTORS | 802 EAST WINTHROP STREET | MILLEN | Jenkins | 9082019 | 2 | [5 empty] | Removed from Ground | Gas (Historical Use) | 1000 | Bare Steel | 1948-01-01 | 1999-02-01 | Galvanized Steel | Suction (American)
QUICK STOP | 924 E WINTHROPE AVE | MILLEN | Jenkins | 9082007 | 1 | Flapper Valve | 1997-07-01 | FALSE | 1997-07-01 | FALSE | Currently in Use | Regular | 10000 | Steel-Impressed Current | 2001-09-10 |  | Steel (Impressed Current) | Pressurized
NEIGHBORHOOD COUNTRY STORE | 308 NORTH HWY 25 | MILLEN | Jenkins | 9082004 | 3 | [5 empty] | Removed from Ground | Gas (Historical Use) | 3000 | Bare Steel | 1994-11-01 | 1994-11-01 | Galvanized Steel | Safe Suction (Euro)
JENKINS COUNTY SCHOOL BUS GARAGE | NORTH AVE | MILLEN | Jenkins | 820025 | 1 |  | 1990-08-22 |  | 1990-08-22 |  | Removed from Ground | Diesel | 10000 | Epoxy | 1990-08-22 | 1899-12-31 | Fiberglass Reinforced Plastic | Safe Suction (Euro)
GA DOT #10219 JENKINS CO MAINT H | 1240 OLD SYLVANIA RD | MILLEN | Jenkins | 820010 | 219G1 | [5 empty] | Removed from Ground | Gas (Historical Use) | 2000 | Cathodically Protected Steel | 1987-01-01 | 2005-01-18 | Galvanized Steel | Suction (American)
ENK340 | RT 2 BOX 294 HWY 25 | MILLEN | Jenkins | 820018 | 1 | Flapper Valve | 1995-12-29 | FALSE | 1995-12-29 | FALSE | Currently in Use | Plus | 8000 | Steel-Impressed Current | 1975-05-10 |  | Steel (Impressed Current) | Pressurized
JOCKEY INTERNATIONAL INC | HWY 25 NORTH | MILLEN | Jenkins | 820007 | 3 | [5 empty] | Removed from Ground | Diesel | 20000 | Bare Steel | 1979-03-19 | 1995-01-26 | Galvanized Steel
CITY OF MILLEN | 919 COLLEGE AVE | MILLEN | Jenkins | 820002 | 1 | [5 empty] | Removed from Ground | Gas (Historical Use) | 20000 | Bare Steel | 1983-02-28 | 2000-05-12 | Galvanized Steel | Suction (American)
NEIGHBORS EXPRESS #65 | 353 S HWY 25 | MILLEN | Jenkins | 9082014 | 12C | Flapper Valve | 2022-10-01 | FALSE | 2022-10-01 | FALSE | Currently in Use | E-0 | 4000 | Composite Double Walled | 2022-10-01 |  | Double-Walled Flex | Pressurized
NETTIE'S GROCERY | 4389 W OLD SAVANNAH RD | MILLEN | Jenkins | 9082012 | A | [5 empty] | Removed from Ground | Gas (Historical Use) | 550 | Bare Steel | 1975-01-01 | 1998-06-01 | Bare Steel | Suction (American)
BST/MILLEN CO/R3522 | 524 W COLLEGE AVE | MILLEN | Jenkins | 820022 | 1 |  |  | FALSE |  | FALSE | Removed from Ground | Gas (Historical Use) | 12000 | Bare Steel | 1979-01-01 | 1989-12-28 | Galvanized Steel
DEKLE GULF | US HWY 25 & GA HWY 21 | MILLEN | Jenkins | 9082002 | 2 | [5 empty] | Removed from Ground | Gas (Historical Use) | 3000 | Bare Steel | 1956-01-01 | 1990-03-01 | Unknown
NEIGHBORS EXPRESS #65 | 353 S HWY 25 | MILLEN | Jenkins | 9082014 | 12B | Flapper Valve | 2022-10-01 | FALSE | 2022-10-01 | FALSE | Currently in Use | Premium | 4000 | Composite Double Walled | 2022-10-01 |  | Double-Walled Flex | Pressurized
NEIGHBORS EXPRESS #65 | 353 S HWY 25 | MILLEN | Jenkins | 9082014 | 1 | [5 empty] | Permanently Out of Use - historical purposes | Gas (Historical Use) | 2000 | Bare Steel |  | 1899-12-31 | Galvanized Steel | Safe Suction (Euro)
NEIGHBORS EXPRESS #65 | 353 S HWY 25 | MILLEN | Jenkins | 9082014 | 12A | Flapper Valve | 2022-10-01 | FALSE | 2022-10-01 | FALSE | Currently in Use | Regular | 12000 | Composite Double Walled | 2022-10-01 |  | Double-Walled Flex | Pressurized
CHARLES W BRANNEN | RT 3 BOX 642 HWY 25 | MILLEN | Jenkins | 9082009 | 1 | [5 empty] | Removed from Ground | Diesel | 1 | Bare Steel | 1987-10-15 | 1996-12-01 | Galvanized Steel | Suction (American)
GA DOT #10219 JENKINS CO MAINT H | 1240 OLD SYLVANIA RD | MILLEN | Jenkins | 820010 | 219D1 | [5 empty] | Removed from Ground | Diesel | 2000 | Cathodically Protected Steel | 1987-01-01 | 2005-01-18 | Galvanized Steel | Suction (American)
ENK340 | RT 2 BOX 294 HWY 25 | MILLEN | Jenkins | 820018 | 5 | Flapper Valve | 1995-12-29 | FALSE | 1995-12-29 | FALSE | Currently in Use | Diesel | 6000 | Steel-Impressed Current | 1965-05-12 |  | Steel (Impressed Current) | Pressurized
GA FC | RT 1 BOX 27 GA HWY 17 | MILLEN | Jenkins | 820008 | 2 | [5 empty] | Removed from Ground | Diesel | 500 | Bare Steel | 1966-04-27 | 1990-07-01 | Galvanized Steel
PLANTERS EMC | 1152 EAST WINTHROP AVE | MILLEN | Jenkins | 820005 | 2 | [5 empty] | Permanently Out of Use - historical purposes | Diesel | 1000 | Bare Steel | 1951-12-05 | 1899-12-31 | Galvanized Steel
BAY STATION C STORE | 505 US HWY 25 N | MILLEN | Jenkins | 820001 | 2 | Flapper Valve | 1998-11-01 | FALSE | 1998-11-01 | FALSE | Currently in Use | Diesel | 4000 | Steel-Impressed Current | 1966-04-22 |  | Steel (Impressed Current) | Suction (American)
SIDH 1005 INC | 739 US 25 N | MILLEN | Jenkins | 10001549 | 1 | Ball Float | 2008-03-01 | FALSE | 2008-03-01 | FALSE | Currently in Use | Gas (Historical Use) | 12000 | Fiberglass | 2008-03-01 |  | Fiberglass Reinforced Plastic | Pressurized
MILLEN MOTORS | 802 EAST WINTHROP STREET | MILLEN | Jenkins | 9082019 | 3 | [5 empty] | Removed from Ground | Diesel | 1000 | Bare Steel | 1948-01-01 | 1999-02-01 | Galvanized Steel | Suction (American)
ROAD DEPARTMENT SHOP | OLD SYLVANIA ROAD | MILLEN | Jenkins | 9082018 | 2 | [5 empty] | Removed from Ground | Gas (Historical Use) | 6000 | Not Marked/Unknown | 1963-01-01 | 1998-12-10 | Not Marked
J RAY NEWTON FARM | 4759 NEWTON AG RD | MILLEN | Jenkins | 9082013 | 1 |  |  | FALSE |  | FALSE | Temporarily out of use | Gas (Historical Use) | 3000 |  | 1988-01-01
DIAMOND OIL #101 | 1415 N HWY 25 | MILLEN | Jenkins | 9082008 | 164910 |  | 1990-04-24 | FALSE | 1990-04-24 | TRUE | Currently in Use | Premium | 5000 | Galvanic (STIP-3) | 1990-04-24 |  | Fiberglass Reinforced Plastic | Pressurized
NEIGHBORHOOD COUNTRY STORE | 308 NORTH HWY 25 | MILLEN | Jenkins | 9082004 | 5 |  | 1994-11-01 |  | 1994-11-01 |  | Removed from Ground | Gas (Historical Use) | 8000 | Composite | 1994-11-01 | 2007-01-23 | Fiberglass Reinforced Plastic | Pressurized
NEIGHBORHOOD COUNTRY STORE | 308 NORTH HWY 25 | MILLEN | Jenkins | 9082004 | 7 |  | 1994-11-01 |  | 1994-11-01 |  | Removed from Ground | Kerosene | 2000 | Composite | 1994-11-01 | 2007-01-23 | Fiberglass Reinforced Plastic | Pressurized
MCMILLAN GROC | 3455 OAK HILL CHURCH RD | MILLEN | Jenkins | 9082010 | 2 |  | 1997-10-01 |  | 1997-10-01 |  | Removed from Ground | Gas (Historical Use) | 550 | Composite | 1997-10-01 | 2016-01-21 | Fiberglass Reinforced Plastic | Safe Suction (Euro)
PLANTERS EMC WAREHOUSE | 1740 HWY 25 N | MILLEN | Jenkins | 9082006 | 1 | Flapper Valve | 1992-10-01 | FALSE | 1992-10-01 | FALSE | Currently in Use | Regular | 10000 | Composite | 1992-10-01 |  | Fiberglass Reinforced Plastic | Safe Suction (Euro)
NEIGHBORHOOD COUNTRY STORE | 308 NORTH HWY 25 | MILLEN | Jenkins | 9082004 | 1 | [5 empty] | Removed from Ground | Gas (Historical Use) | 4000 | Bare Steel | 1994-11-01 | 1994-11-01 | Galvanized Steel | Pressurized
NEIGHBORS EXPRESS #65 | 353 S HWY 25 | MILLEN | Jenkins | 9082014 | 9 | Flapper Valve | 1998-09-01 | FALSE | 1998-09-01 | FALSE | Closed in Ground | Regular | 4000 | Composite | 1998-09-01 |  |  | Pressurized
NEIGHBORS EXPRESS #65 | 353 S HWY 25 | MILLEN | Jenkins | 9082014 | 8 | Flapper Valve | 1998-09-01 | FALSE | 1998-09-01 | FALSE | Closed in Ground | Diesel On Road | 8000 | Composite | 1998-09-01 |  |  | Pressurized
NEIGHBORS EXPRESS #65 | 353 S HWY 25 | MILLEN | Jenkins | 9082014 | 6 | [5 empty] | Permanently Out of Use - historical purposes | Kerosene | 1000 | Bare Steel |  | 1899-12-31 | Galvanized Steel | Safe Suction (Euro)
NEIGHBORHOOD COUNTRY STORE | 308 NORTH HWY 25 | MILLEN | Jenkins | 9082004 | 2 | [5 empty] | Removed from Ground | Gas (Historical Use) | 3000 | Bare Steel | 1994-11-01 | 1994-11-01 | Galvanized Steel | Pressurized
THOMPSONS SERVICE STATION | 707 E WINTHROPE AVE | MILLEN | Jenkins | 820017 | 8 | Ball Float | 1989-03-01 | FALSE | 1989-03-01 | FALSE | Temporarily out of use | Diesel | 6000 | Galvanic (STIP-3) | 1989-03-01 |  | Galvanized Steel | Pressurized
THOMPSONS SERVICE STATION | 707 E WINTHROPE AVE | MILLEN | Jenkins | 820017 | 9 | Ball Float | 1989-03-01 | FALSE | 1989-03-01 | FALSE | Temporarily out of use | Gas (Historical Use) | 3000 | Galvanic (STIP-3) | 1989-03-01 |  | Fiberglass Reinforced Plastic | Pressurized
THOMPSONS SERVICE STATION | 707 E WINTHROPE AVE | MILLEN | Jenkins | 820017 | 6 | Ball Float | 1989-03-01 | FALSE | 1989-03-01 | FALSE | Temporarily out of use | Gas (Historical Use) | 8000 | Galvanic (STIP-3) | 1989-03-01 |  | Galvanized Steel | Pressurized
JOCKEY INTERNATIONAL INC | HWY 25 NORTH | MILLEN | Jenkins | 820007 | 2 | [5 empty] | Removed from Ground | Diesel | 10000 | Bare Steel | 1978-03-19 | 1995-01-26 | Galvanized Steel
CROWN/FAST FARE GA-522 | 215 WEST WINTHROPE ST | MILLEN | Jenkins | 9082003 | 1 | [5 empty] | Removed from Ground | Gas (Historical Use) | 8000 | Bare Steel | 1973-01-01 | 1994-04-21 | Galvanized Steel | Pressurized
MCMILLAN GROC | 3455 OAK HILL CHURCH RD | MILLEN | Jenkins | 9082010 | 1 | [5 empty] | Removed from Ground | Gas (Historical Use) | 500 | Cathodically Protected Steel | 1997-10-03 | 1997-10-03 | Galvanized Steel | Safe Suction (Euro)
PLANTERS EMC WAREHOUSE | 1740 HWY 25 N | MILLEN | Jenkins | 9082006 | 2 | Flapper Valve | 1992-10-01 | FALSE | 1992-10-01 | FALSE | Currently in Use | Diesel | 10000 | Composite | 1992-10-01 |  | Fiberglass Reinforced Plastic | Safe Suction (Euro)
BO GIN NTNL FISH HTCHY & AQRM/MI | RT 5 BOX 484 | MILLEN | Jenkins | 820024 | 2AST | [5 empty] | Removed from Ground | Diesel | 250 | Bare Steel | 1986-01-01 | 1991-03-18 | Galvanized Steel
ENK340 | RT 2 BOX 294 HWY 25 | MILLEN | Jenkins | 820018 | 4 | Flapper Valve | 1995-12-29 | FALSE | 1995-12-29 | FALSE | Currently in Use | Diesel | 6000 | Steel-Impressed Current | 1965-05-12 |  | Steel (Impressed Current) | Pressurized
MILLEN RAILROAD DEPOT/CENTRAL OF | NEAR COTTON AVE | MILLEN | Jenkins | 820021 | 1 | [5 empty] | Removed from Ground | Gas (Historical Use) | 300 | Bare Steel | 1980-05-09 | 1992-04-15 | Galvanized Steel
MILLEN SERVICE STATION | 809 EAST WINTHROPE ST | MILLEN | Jenkins | 820006 | 1 |  | 1990-03-01 | FALSE | 1990-03-01 | FALSE | Temporarily out of use | Gas (Historical Use) | 2000 | Steel-Impressed Current | 1990-03-15 |  | Galvanized Steel | Safe Suction (Euro)
FORMER JUDYS CAFE | HWY 25 NORTH | MILLEN | Jenkins | 10001764 | 2 |  |  | FALSE |  | FALSE | Permanently Out Of Use | Gas (Historical Use) | 4000 | Unknown | 2009-08-20 | 2009-08-20
SIDH 1005 INC | 739 US 25 N | MILLEN | Jenkins | 10001549 | 4 | Ball Float | 2008-03-01 | FALSE | 2008-03-01 | FALSE | Currently in Use | Gas (Historical Use) | 3000 | Fiberglass | 2008-03-01 |  | Fiberglass Reinforced Plastic | Pressurized
FORMER SOC STATION | 622 E WINTHROPE AVE & HARVEY ST | MILLEN | Jenkins | 10001674 | 3 |  |  | FALSE |  | FALSE | Removed from Ground | Diesel | 0 | Unknown | 1978-01-01 | 2011-09-29 | Unknown
CROWN/FAST FARE GA-522 | 215 WEST WINTHROPE ST | MILLEN | Jenkins | 9082003 | 2 | [5 empty] | Removed from Ground | Gas (Historical Use) | 8000 | Bare Steel | 1973-01-01 | 1994-04-21 | Galvanized Steel | Suction (American)
NEIGHBORS EXPRESS #65 | 353 S HWY 25 | MILLEN | Jenkins | 9082014 | 13B | Flapper Valve | 2022-10-01 | FALSE | 2022-10-01 | FALSE | Currently in Use | Diesel Off Road | 5000 | Composite Double Walled | 2022-10-01 |  | Double-Walled Flex | Pressurized
NEIGHBORS EXPRESS #65 | 353 S HWY 25 | MILLEN | Jenkins | 9082014 | 11 | Flapper Valve | 1998-09-01 | FALSE | 1998-09-01 | FALSE | Closed in Ground | Diesel Off Road | 2000 | Composite | 1998-09-01 |  |  | Pressurized
S&S GROCERY | 4439 W OLD SAVANNAH RD | MILLEN | Jenkins | 9082011 | 1 | [5 empty] | Removed from Ground | Gas (Historical Use) | 2000 | Bare Steel | 1980-01-01 | 1999-12-01 | Galvanized Steel | Safe Suction (Euro)
ENK340 | RT 2 BOX 294 HWY 25 | MILLEN | Jenkins | 820018 | 3 | Flapper Valve | 1995-12-29 | FALSE | 1995-12-29 | FALSE | Currently in Use | Premium | 8000 | Steel-Impressed Current | 1975-05-10 |  | Steel (Impressed Current) | Pressurized
MILLEN SERVICE STATION | 809 EAST WINTHROPE ST | MILLEN | Jenkins | 820006 | 2 |  | 1990-03-01 | FALSE | 1990-03-01 | FALSE | Temporarily out of use | Gas (Historical Use) | 2000 | Steel-Impressed Current | 1990-03-15 |  | Galvanized Steel | Safe Suction (Euro)
GRAY STREET UST | 128 NORTH GRAY STREET | MILLEN | Jenkins | 10002223 | 1 |  |  | FALSE |  | FALSE | Removed from Ground | Not Marked/Tank Removed | 525 | Bare Steel | 2013-04-11 | 2013-04-11 | Bare Steel
FORMER SOC STATION | 622 E WINTHROPE AVE & HARVEY ST | MILLEN | Jenkins | 10001674 | 4 |  |  | FALSE |  | FALSE | Removed from Ground | Gas (Historical Use) | 600 | Unknown | 2011-09-23 | 2011-09-23 | Unknown
FORMER SOC STATION | 622 E WINTHROPE AVE & HARVEY ST | MILLEN | Jenkins | 10001674 | 1 |  |  | FALSE |  | FALSE | Removed from Ground | Gas (Historical Use) | 0 | Unknown | 1978-01-01 | 2011-09-23 | Unknown
JR'S BP | 1007 HWY 25 N | MILLEN | Jenkins | 10001298 | 1 | Flapper Valve | 2007-02-01 | FALSE | 2007-02-01 | FALSE | Currently in Use | Gas (Historical Use) | 10000 | Composite | 2006-12-01 |  | Fiberglass Reinforced Plastic | Safe Suction (Euro)
KAIGLERS CONVENIENCE (FORMERLY) | 1114 HIGHWAY 25 NORTH | MILLEN | Jenkins | 10001393 | 2 |  |  | FALSE |  | FALSE | Removed from Ground | Not Marked/Tank Removed | 500 | Bare Steel | 2007-01-22 | 2007-01-22 | Bare Steel
DEKLE GULF | US HWY 25 & GA HWY 21 | MILLEN | Jenkins | 9082002 | 3 | [5 empty] | Removed from Ground | Gas (Historical Use) | 3000 | Bare Steel | 1956-01-01 | 1990-03-01 | Unknown
NEIGHBORS EXPRESS #65 | 353 S HWY 25 | MILLEN | Jenkins | 9082014 | 13A | Flapper Valve | 2022-10-01 | FALSE | 2022-10-01 | FALSE | Currently in Use | Diesel On Road | 15000 | Composite Double Walled | 2022-10-01 |  | Double-Walled Flex | Pressurized
MILLEN MOTORS | 802 EAST WINTHROP STREET | MILLEN | Jenkins | 9082019 | 1 | [5 empty] | Removed from Ground | Gas (Historical Use) | 1000 | Bare Steel | 1948-01-01 | 1999-02-01 | Galvanized Steel | Suction (American)
NEIGHBORS EXPRESS #65 | 353 S HWY 25 | MILLEN | Jenkins | 9082014 | 4 | [5 empty] | Permanently Out of Use - historical purposes | Gas (Historical Use) | 1000 | Bare Steel |  | 1899-12-31 | Galvanized Steel | Safe Suction (Euro)
NEIGHBORS EXPRESS #65 | 353 S HWY 25 | MILLEN | Jenkins | 9082014 | 5 | [5 empty] | Permanently Out of Use - historical purposes | Gas (Historical Use) | 1000 | Bare Steel |  | 1899-12-31 | Galvanized Steel | Safe Suction (Euro)
NEIGHBORS EXPRESS #65 | 353 S HWY 25 | MILLEN | Jenkins | 9082014 | 7 | [5 empty] | Permanently Out of Use - historical purposes | Diesel | 1000 | Bare Steel |  | 1899-12-31 | Galvanized Steel | Safe Suction (Euro)
BO GIN NTNL FISH HTCHY & AQRM/MI | RT 5 BOX 484 | MILLEN | Jenkins | 820024 | 3 | [5 empty] | Removed from Ground | Diesel | 560 | Bare Steel | 1979-01-01 | 1991-02-28 | Galvanized Steel
MILLEN SERVICE STATION | 809 EAST WINTHROPE ST | MILLEN | Jenkins | 820006 | C |  |  | FALSE |  | FALSE | Removed from Ground | Gas (Historical Use) | 1000 |  | 1990-03-13 | 1990-03-13
MILLEN SERVICE STATION | 809 EAST WINTHROPE ST | MILLEN | Jenkins | 820006 | D |  |  | FALSE |  | FALSE | Removed from Ground | Gas (Historical Use) | 500 |  | 1990-03-13 | 1990-03-13
JENKINS COUNTY HIGH SCHOOL | 117 EAST BARNEY AVE | MILLEN | Jenkins | 820003 | 1 | [5 empty] | Removed from Ground | Kerosene | 9000 | Bare Steel | 1960-01-17 | 1992-06-01 | Galvanized Steel
FORMER IVEYS USED CARS PROPERTY | 1566 HIGHWAY 25 NORTH | MILLEN | Jenkins | 10000243 | 1 |  |  | FALSE |  | FALSE | Removed from Ground | Used Oil | 500 | Unknown | 2002-11-22 | 2002-11-22 | Unknown
JR'S BP | 1007 HWY 25 N | MILLEN | Jenkins | 10001298 | 3B | Flapper Valve | 2007-02-01 | FALSE | 2007-02-01 | FALSE | Currently in Use | Diesel | 4000 | Composite | 2006-12-01 |  | Fiberglass Reinforced Plastic | Pressurized
ROAD DEPARTMENT SHOP | OLD SYLVANIA ROAD | MILLEN | Jenkins | 9082018 | 1 | [5 empty] | Removed from Ground | Diesel | 10000 | Not Marked/Unknown | 1963-01-01 | 1998-12-10 | Not Marked
SAXON GROCERY | HWY 17 W | MILLEN | Jenkins | 820013 | 1 | [5 empty] | Removed from Ground | Gas (Historical Use) | 4000 | Bare Steel | 1976-05-02 | 1992-04-01 | Galvanized Steel
THOMPSONS SERVICE STATION | 707 E WINTHROPE AVE | MILLEN | Jenkins | 820017 | 5 |  |  | FALSE |  | FALSE | Removed from Ground | Kerosene | 550 |  | 1983-05-01 | 1989-02-01 | Galvanized Steel
THOMPSONS SERVICE STATION | 707 E WINTHROPE AVE | MILLEN | Jenkins | 820017 | 4 |  |  | FALSE |  | FALSE | Removed from Ground | Gas (Historical Use) | 1000 |  | 1961-05-06 | 1989-02-01 | Galvanized Steel
MILLEN FERTILIZER INC | 1006 OLD SYLVANIA ROAD | MILLEN | Jenkins | 10001646 | 1 |  |  | FALSE |  | FALSE | Removed from Ground | Diesel | 10000 | Bare Steel | 2008-08-27 | 2008-08-27 | Bare Steel
MILLEN FERTILIZER INC | 1006 OLD SYLVANIA ROAD | MILLEN | Jenkins | 10001646 | 4 |  |  | FALSE |  | FALSE | Removed from Ground | Diesel | 2000 | Bare Steel | 2008-08-27 | 2008-08-27 | Bare Steel
THOMPSONS SERVICE STATION | 707 E WINTHROPE AVE | MILLEN | Jenkins | 820017 | 3 |  |  | FALSE |  | FALSE | Removed from Ground | Gas (Historical Use) | 1000 |  | 1961-05-06 | 1989-02-01 | Galvanized Steel
JR'S BP | 1007 HWY 25 N | MILLEN | Jenkins | 10001298 | 2 | Flapper Valve | 2006-02-01 | FALSE | 2006-02-01 | FALSE | Currently in Use | Gas (Historical Use) | 10000 | Composite | 2006-12-01 |  | Fiberglass Reinforced Plastic | Safe Suction (Euro)
KAIGLERS CONVENIENCE (FORMERLY) | 1114 HIGHWAY 25 NORTH | MILLEN | Jenkins | 10001393 | 1 |  |  | FALSE |  | FALSE | Removed from Ground | Not Marked/Tank Removed | 500 | Bare Steel | 2007-01-22 | 2007-01-22 | Bare Steel
EDDIE W HODGES | 5067 PAYNES CHAPEL RD | MILLEN | Jenkins | 9082005 | 1 | [5 empty] | Removed from Ground | Diesel | 500 | Bare Steel | 1994-09-15 | 1996-12-20 | Bare Steel | Safe Suction (Euro)
DIAMOND OIL #101 | 1415 N HWY 25 | MILLEN | Jenkins | 9082008 | 164908 |  | 1990-04-24 | FALSE | 1990-04-24 | TRUE | Currently in Use | Regular | 5000 | Galvanic (STIP-3) | 1990-04-24 |  | Fiberglass Reinforced Plastic | Pressurized
BST/MILLEN CO/R3522 | 524 W COLLEGE AVE | MILLEN | Jenkins | 820022 | 3 | Flapper Valve | 1998-03-12 | FALSE | 1998-03-12 | FALSE | Currently in Use | Diesel | 4000 | Fiberglass | 1998-03-12 |  | Copper | Suction (American)
BO GIN NTNL FISH HTCHY & AQRM/MI | RT 5 BOX 484 | MILLEN | Jenkins | 820024 | 1 | [5 empty] | Removed from Ground | Gas (Historical Use) | 550 | Marked Unknown | 1958-01-01 | 1991-05-23 | Galvanized Steel
SAXON GROCERY | HWY 17 W | MILLEN | Jenkins | 820013 | 2 | [5 empty] | Removed from Ground | Gas (Historical Use) | 4000 | Bare Steel | 1976-05-02 | 1899-12-31 | Galvanized Steel
CLARKS COUNTRY CORNER | HWY 221 | MILLEN | Jenkins | 820016 | 1 |  |  | FALSE |  | FALSE | Abandoned-No Known Release | Gas (Historical Use) | 2000 | Bare Steel | 1983-05-01 |  | Galvanized Steel
ENK340 | RT 2 BOX 294 HWY 25 | MILLEN | Jenkins | 820018 | 2 | Flapper Valve | 1995-12-29 | FALSE | 1995-12-29 | FALSE | Currently in Use | Regular | 8000 | Steel-Impressed Current | 1975-05-10 |  | Steel (Impressed Current) | Pressurized
MILLEN SERVICE STATION | 809 EAST WINTHROPE ST | MILLEN | Jenkins | 820006 | A |  |  | FALSE |  | FALSE | Removed from Ground | Gas (Historical Use) | 1000 |  | 1990-03-13 | 1990-03-13
SIDH 1005 INC | 739 US 25 N | MILLEN | Jenkins | 10001549 | 3 | Ball Float | 2008-03-01 | FALSE | 2008-03-01 | FALSE | Currently in Use | Diesel | 12000 | Fiberglass | 2008-03-01 |  | Fiberglass Reinforced Plastic | Pressurized
MILLEN FERTILIZER INC | 1006 OLD SYLVANIA ROAD | MILLEN | Jenkins | 10001646 | 2 |  |  | FALSE |  | FALSE | Removed from Ground | Gas (Historical Use) | 3000 | Bare Steel | 2008-08-27 | 2008-08-27 | Bare Steel
NEIGHBORS EXPRESS #65 | 353 S HWY 25 | MILLEN | Jenkins | 9082014 | 10 | Flapper Valve | 1998-09-01 | FALSE | 1998-09-01 | FALSE | Closed in Ground | Premium | 10000 | Composite | 1998-09-01 |  |  | Pressurized
ENK340 | RT 2 BOX 294 HWY 25 | MILLEN | Jenkins | 820018 | 6 | Flapper Valve | 1995-12-29 | FALSE | 1995-12-29 | FALSE | Currently in Use | Diesel | 3000 | Steel-Impressed Current | 1975-05-10 |  | Steel (Impressed Current) | Pressurized
THOMPSONS SERVICE STATION | 707 E WINTHROPE AVE | MILLEN | Jenkins | 820017 | 10 | Ball Float | 1989-03-01 | FALSE | 1989-03-01 | FALSE | Temporarily out of use | Kerosene | 3000 | Galvanic (STIP-3) | 1989-03-01 |  | Galvanized Steel | Safe Suction (Euro)
GA FC | RT 1 BOX 27 GA HWY 17 | MILLEN | Jenkins | 820008 | 1 | [5 empty] | Removed from Ground | Gas (Historical Use) | 2000 | Bare Steel | 1966-04-27 | 1990-07-01 | Galvanized Steel
GA FC | RT 1 BOX 27 GA HWY 17 | MILLEN | Jenkins | 820008 | 4 |  | 1990-01-01 |  | 1990-01-01 |  | Removed from Ground | Gas (Historical Use) | 1000 | Galvanic (STIP-3) | 1990-01-01 | 2005-06-02 | Cathodically Protected | Safe Suction (Euro)
DAILEYS SERVICE STATION | STATE HWY 17 | MILLEN | Jenkins | 530019 | 1 | [5 empty] | Permanently Out of Use - historical purposes | Gas (Historical Use) | 3000 | Bare Steel | 1971-05-04 | 1899-12-31 | Galvanized Steel | Suction (American)
NEIGHBORHOOD COUNTRY STORE | 308 NORTH HWY 25 | MILLEN | Jenkins | 9082004 | 4 |  | 1994-11-01 |  | 1994-11-01 |  | Removed from Ground | Gas (Historical Use) | 8000 | Composite | 1994-11-01 | 2007-01-23 | Fiberglass Reinforced Plastic | Pressurized
BO GIN NTNL FISH HTCHY & AQRM/MI | RT 5 BOX 484 | MILLEN | Jenkins | 820024 | 4 | [5 empty] | Removed from Ground | Diesel | 560 | Marked Unknown | 1960-01-01 | 1991-02-28 | Galvanized Steel
BO GIN NTNL FISH HTCHY & AQRM/MI | RT 5 BOX 484 | MILLEN | Jenkins | 820024 | 5 | [5 empty] | Closed in Ground | Diesel | 560 | Marked Unknown | 1965-01-01 | 1991-02-28 | Galvanized Steel
GA DOT #10219 JENKINS CO MAINT H | 1240 OLD SYLVANIA RD | MILLEN | Jenkins | 820010 | 10219-1 | [5 empty] | Removed from Ground | Gas (Historical Use) | 520 | Bare Steel | 1966-05-04 | 1986-01-01 | Unknown
THOMPSONS SERVICE STATION | 707 E WINTHROPE AVE | MILLEN | Jenkins | 820017 | 2 |  |  | FALSE |  | FALSE | Removed from Ground | Gas (Historical Use) | 6000 |  | 1961-05-06 | 1989-02-01 | Galvanized Steel
MILLEN SERVICE STATION | 809 EAST WINTHROPE ST | MILLEN | Jenkins | 820006 | B |  |  | FALSE |  | FALSE | Removed from Ground | Gas (Historical Use) | 1000 |  | 1990-03-13 | 1990-03-13
SAV A DOLA | 725 U S HIGHWAY 25 NORTH | MILLEN | Jenkins | 10001555 | 3 |  |  | FALSE |  | FALSE | Removed from Ground | Gas (Historical Use) | 3000 | Bare Steel | 1967-01-01 | 2008-03-01 | Galvanized Steel
MILLEN FERTILIZER INC | 1006 OLD SYLVANIA ROAD | MILLEN | Jenkins | 10001646 | 3 |  |  | FALSE |  | FALSE | Removed from Ground | Gas (Historical Use) | 2000 | Bare Steel | 2008-08-27 | 2008-08-27 | Bare Steel
JR'S BP | 1007 HWY 25 N | MILLEN | Jenkins | 10001298 | 3A | Flapper Valve | 2007-02-01 | FALSE | 2007-02-01 | FALSE | Currently in Use | Diesel | 6000 | Composite | 2006-12-01 |  | Fiberglass Reinforced Plastic | Pressurized
KAIGLERS CONVENIENCE (FORMERLY) | 1114 HIGHWAY 25 NORTH | MILLEN | Jenkins | 10001393 | 4 |  |  | FALSE |  | FALSE | Removed from Ground | Not Marked/Tank Removed | 500 | Bare Steel | 2007-01-22 | 2007-01-22 | Bare Steel
DAILEYS SERVICE STATION | STATE HWY 17 | MILLEN | Jenkins | 530019 | 2 | [5 empty] | Permanently Out of Use - historical purposes | Gas (Historical Use) | 6000 | Bare Steel | 1971-05-04 | 1899-12-31 | Galvanized Steel | Suction (American)
THOMPSONS SERVICE STATION | 707 E WINTHROPE AVE | MILLEN | Jenkins | 820017 | 7 | Ball Float | 1989-03-01 | FALSE | 1989-03-01 | FALSE | Temporarily out of use | Diesel | 6000 | Galvanic (STIP-3) | 1989-03-01 |  | Galvanized Steel | Pressurized
THOMPSONS SERVICE STATION | 707 E WINTHROPE AVE | MILLEN | Jenkins | 820017 | 1 |  |  | FALSE |  | FALSE | Removed from Ground | Gas (Historical Use) | 8000 |  | 1981-05-01 | 1989-02-01 | Galvanized Steel
PLANTERS EMC | 1152 EAST WINTHROP AVE | MILLEN | Jenkins | 820005 | 1 | [5 empty] | Removed from Ground | Gas (Historical Use) | 8000 | Bare Steel | 1959-12-03 | 1994-01-26 | Galvanized Steel | Safe Suction (Euro)
RAYBURN JOHNSON | 5601 ELAM RD | MILLEN | Jenkins | 820015 | 1 | [5 empty] | Permanently Out of Use - historical purposes | Gas (Historical Use) | 3000 | Bare Steel | 1971-05-04 | 1899-12-31 | Galvanized Steel | Suction (American)
DERST BAKING CO WAREHOUSE | E WINTHROP AVE | MILLEN | Jenkins | 820019 | 1 | [5 empty] | Removed from Ground | Empty | 500 | Bare Steel | 1965-05-13 | 1997-10-22 | Unknown | Suction (American)
MILLEN SERVICE STATION | 809 EAST WINTHROPE ST | MILLEN | Jenkins | 820006 | 3 |  | 1990-03-01 | FALSE | 1990-03-01 | FALSE | Temporarily out of use | Gas (Historical Use) | 2000 | Steel-Impressed Current | 1990-03-15 |  | Galvanized Steel | Safe Suction (Euro)
JOCKEY INTERNATIONAL INC | HWY 25 NORTH | MILLEN | Jenkins | 820007 | 1 | [5 empty] | Removed from Ground | Diesel | 3500 | Bare Steel | 1976-03-19 | 1995-01-26 | Galvanized Steel
SAV A DOLA | 725 U S HIGHWAY 25 NORTH | MILLEN | Jenkins | 10001555 | 1 |  |  | FALSE |  | FALSE | Removed from Ground | Gas (Historical Use) | 4000 | Bare Steel | 1967-01-01 | 2008-03-01 | Galvanized Steel
KAIGLERS CONVENIENCE (FORMERLY) | 1114 HIGHWAY 25 NORTH | MILLEN | Jenkins | 10001393 | 3 |  |  | FALSE |  | FALSE | Removed from Ground | Not Marked/Tank Removed | 500 | Bare Steel | 2007-01-22 | 2007-01-22 | Bare Steel
J RAY NEWTON FARM | 4759 NEWTON AG RD | MILLEN | Jenkins | 9082013 | 2 |  |  | FALSE |  | FALSE | Temporarily out of use | Diesel | 6000 |  | 1988-01-01
QUICK STOP | 924 E WINTHROPE AVE | MILLEN | Jenkins | 9082007 | 2 | Flapper Valve | 1997-07-01 | FALSE | 1997-07-01 | FALSE | Currently in Use | Premium | 10000 | Steel-Impressed Current | 2001-09-10 |  | Steel (Impressed Current) | Pressurized
DIAMOND OIL #101 | 1415 N HWY 25 | MILLEN | Jenkins | 9082008 | 164909 |  | 1990-04-24 | FALSE | 1990-04-24 | TRUE | Currently in Use | Regular | 5000 | Galvanic (STIP-3) | 1990-04-24 |  | Fiberglass Reinforced Plastic | Pressurized
RAYBURN JOHNSON | 5601 ELAM RD | MILLEN | Jenkins | 820015 | 2 | [5 empty] | Permanently Out of Use - historical purposes | Diesel | 4000 | Bare Steel | 1971-05-04 | 1899-12-31 | Galvanized Steel | Suction (American)
CLARKS COUNTRY CORNER | HWY 221 | MILLEN | Jenkins | 820016 | 2 |  |  | FALSE |  | FALSE | Abandoned-No Known Release | Diesel | 4000 | Bare Steel | 1983-05-01 |  | Galvanized Steel
FORMER JUDYS CAFE | HWY 25 NORTH | MILLEN | Jenkins | 10001764 | 1 |  |  | FALSE |  | FALSE | Permanently Out Of Use | Gas (Historical Use) | 3000 | Unknown | 2009-08-20 | 2009-08-20
FORMER SOC STATION | 622 E WINTHROPE AVE & HARVEY ST | MILLEN | Jenkins | 10001674 | 2 |  |  | FALSE |  | FALSE | Removed from Ground | Gas (Historical Use) | 0 | Unknown | 1978-01-01 | 2011-09-23 | Unknown
WOMACK FARM | US HWY 25 | MILLEN | Jenkins | 9082015 | 3 | [5 empty] | Removed from Ground | Gas (Historical Use) | 3000 | Not Marked/Unknown | 1998-04-01 | 2002-01-01 | Not Marked
MILLEN NEWS (PARKING LOT) | 817 EAST COTTON AVE | MILLEN | Jenkins | 9082020 | 1 | [5 empty] | Removed from Ground | Kerosene | 550 | Bare Steel | 1999-03-16 | 1999-03-16 | Bare Steel | Safe Suction (Euro)
J RAY NEWTON FARM | 4759 NEWTON AG RD | MILLEN | Jenkins | 9082013 | 3 |  |  | FALSE |  | FALSE | Temporarily out of use | Empty | 2000 |  | 1988-01-01
QUICK STOP | 924 E WINTHROPE AVE | MILLEN | Jenkins | 9082007 | 3 | Flapper Valve | 1997-07-01 | FALSE | 1997-07-01 | FALSE | Currently in Use | Diesel | 6000 | Steel-Impressed Current | 2001-09-10 |  | Steel (Impressed Current) | Pressurized
BAY STATION C STORE | 505 US HWY 25 N | MILLEN | Jenkins | 820001 | 1 | Flapper Valve | 1998-11-01 | FALSE | 1998-11-01 | FALSE | Currently in Use | Regular | 8000 | Steel-Impressed Current | 1966-04-22 |  | Steel (Impressed Current) | Suction (American)
SIDH 1005 INC | 739 US 25 N | MILLEN | Jenkins | 10001549 | 2 | Ball Float | 2008-03-01 | FALSE | 2008-03-01 | FALSE | Currently in Use | Diesel | 12000 | Fiberglass | 2008-03-01 |  | Fiberglass Reinforced Plastic | Pressurized
FORMER IVEYS USED CARS PROPERTY | 1566 HIGHWAY 25 NORTH | MILLEN | Jenkins | 10000243 | 2 |  |  | FALSE |  | FALSE | Removed from Ground | Used Oil | 500 | Unknown | 2002-11-22 | 2002-11-22
SAV A DOLA | 725 U S HIGHWAY 25 NORTH | MILLEN | Jenkins | 10001555 | 2 |  |  | FALSE |  | FALSE | Removed from Ground | Gas (Historical Use) | 4000 | Bare Steel | 1967-01-01 | 2008-03-01 | Galvanized Steel
Circle K 2745006 | 213 N MARCUS | WRIGHTSVILLE | Johnson | 830026 | 5 | Flapper Valve | 2001-10-16 | FALSE | 2001-10-16 | TRUE | Currently in Use | Premium | 10000 | Composite Double Walled | 2001-10-16 |  | Double-Walled Flex | Pressurized
WILSON CONSTRUCTION CO | RT 1 BOX 167 | ADRIAN | Johnson | 830001 | 1 | [5 empty] | Removed from Ground | Gas (Historical Use) | 500 | Bare Steel | 1983-03-12 | 1899-12-31 | Galvanized Steel
KITE KWIK STOP | 877 GA HWY 57 | KITE | Johnson | 830025 | 4A | Flapper Valve | 1998-12-22 | FALSE | 1998-12-22 | FALSE | Temporarily out of use | Gas (Historical Use) | 2000 | Composite | 1998-12-01 |  | Fiberglass Reinforced Plastic | Safe Suction (Euro)
KITE KWIK STOP | 877 GA HWY 57 | KITE | Johnson | 830025 | 1 |  |  | FALSE |  | FALSE | Closed in Ground | Gas (Historical Use) | 2000 | Bare Steel | 1999-12-15 | 1999-12-15 | Galvanized Steel
COLSTONS GROCERY | CORNER MONTGOMERY & RAILROAD STR | KITE | Johnson | 9083011 | 2 |  | 1991-01-01 |  | 1991-01-01 |  | Removed from Ground | Gas (Historical Use) | 2000 | Cathodically Protected Steel | 1991-01-01 | 2014-07-13 | Fiberglass Reinforced Plastic | Suction (American)
LEES SERVICE STATION | 580 KIGHT ST (GA HWY 57) | KITE | Johnson | 830024 | 2 |  |  | FALSE |  | FALSE | Removed from Ground | Gas (Historical Use) | 1000 | Bare Steel | 1961-05-06 | 1999-01-17 | Galvanized Steel | Suction (American)
BELLVIEW INC | INDUSTRIAL BLVD | WRIGHTVILLE | Johnson | 830027 | 2 | [5 empty] | Removed from Ground | Gas (Historical Use) | 3000 | Bare Steel | 1998-05-01 | 1998-05-01 | Galvanized Steel
KITE KWIK STOP | 877 GA HWY 57 | KITE | Johnson | 830025 | 4B | Flapper Valve | 1998-12-22 | FALSE | 1998-12-22 | FALSE | Temporarily out of use | Gas (Historical Use) | 1000 | Composite | 1998-12-01 |  | Fiberglass Reinforced Plastic | Safe Suction (Euro)
LEES SERVICE STATION | 580 KIGHT ST (GA HWY 57) | KITE | Johnson | 830024 | 7 | Flapper Valve | 1998-12-01 | FALSE | 1998-12-01 | FALSE | Currently in Use | Diesel | 2000 | Composite | 1998-12-01 |  | Fiberglass Reinforced Plastic | Pressurized
JOHNSON STATE PRISON | 290 DONOVAN RD | WRIGHTSVILLE | Johnson | 9830001 | 4 | [5 empty] | Removed from Ground | Diesel | 2500 | Marked Unknown | 1998-09-08 | 1998-09-08 | Unknown | Suction (American)
COLSTONS GROCERY | CORNER MONTGOMERY & RAILROAD STR | KITE | Johnson | 9083011 | 3 |  | 1991-01-01 |  | 1991-01-01 |  | Permanently Out Of Use | Gas (Historical Use) | 1000 | Cathodically Protected Steel | 1991-01-01 | 2003-08-20 | Fiberglass Reinforced Plastic | Suction (American)
LEES SERVICE STATION | 580 KIGHT ST (GA HWY 57) | KITE | Johnson | 830024 | 6 | Flapper Valve | 1998-12-01 | FALSE | 1998-12-01 | FALSE | Currently in Use | Premium | 2000 | Composite | 1998-12-01 |  | Fiberglass Reinforced Plastic | Pressurized
The Penny Saver | 564 KIGHT ST | KITE | Johnson | 830006 | 3 | Flapper Valve | 1997-04-01 | FALSE | 1997-04-01 | FALSE | Currently in Use | Gas (Historical Use) | 4000 | Steel-Impressed Current | 1984-04-30 |  | Steel (Impressed Current) | Pressurized
KITE KWIK STOP | 877 GA HWY 57 | KITE | Johnson | 830025 | 2 |  |  | FALSE |  | FALSE | Closed in Ground | Gas (Historical Use) | 560 | Bare Steel | 1999-12-15 | 1999-12-15 | Galvanized Steel
BELLVIEW INC | INDUSTRIAL BLVD | WRIGHTVILLE | Johnson | 830027 | 4 | [5 empty] | Removed from Ground | Diesel | 10000 | Bare Steel | 1999-03-25 | 1999-03-25 | Galvanized Steel
NEWSOME OIL COMPANY | 2576 EAST ELM ST | WRIGHTSVILLE | Johnson | 10002076 | 6 |  | 1998-12-01 | FALSE | 1998-12-01 | FALSE | Temporarily out of use | Gas (Historical Use) | 560 | Steel-Impressed Current | 1998-03-01 |  | Steel (Impressed Current) | Safe Suction (Euro)
BELLVIEW INC | INDUSTRIAL BLVD | WRIGHTVILLE | Johnson | 830027 | 3 | [5 empty] | Removed from Ground | Other | 1000 | Bare Steel | 1998-05-01 | 1998-05-01 | Galvanized Steel
The Penny Saver | 564 KIGHT ST | KITE | Johnson | 830006 | 1 | Flapper Valve | 1997-04-01 | FALSE | 1997-04-01 | FALSE | Currently in Use | Gas (Historical Use) | 4000 | Steel-Impressed Current | 1984-04-30 |  | Steel (Impressed Current) | Pressurized
LEES SERVICE STATION | 580 KIGHT ST (GA HWY 57) | KITE | Johnson | 830024 | 1 |  |  | FALSE |  | FALSE | Removed from Ground | Gas (Historical Use) | 1000 | Bare Steel | 1961-05-06 | 1999-01-17 | Galvanized Steel | Suction (American)
COLSTONS GROCERY | CORNER MONTGOMERY & RAILROAD STR | KITE | Johnson | 9083011 | 1 |  | 1991-01-01 |  | 1991-01-01 |  | Removed from Ground | Gas (Historical Use) | 1000 | Cathodically Protected Steel | 1991-01-01 | 2014-07-13 | Fiberglass Reinforced Plastic | Suction (American)
LEES SERVICE STATION | 580 KIGHT ST (GA HWY 57) | KITE | Johnson | 830024 | 5 | Flapper Valve | 1998-12-21 | FALSE | 1998-12-21 | FALSE | Currently in Use | Regular | 4000 | Epoxy | 1981-05-01 |  | Fiberglass Reinforced Plastic | Pressurized
LEES SERVICE STATION | 580 KIGHT ST (GA HWY 57) | KITE | Johnson | 830024 | 4 |  |  | FALSE |  | FALSE | Removed from Ground | Diesel | 1000 | Bare Steel | 1981-05-01 | 1999-01-17 | Galvanized Steel | Suction (American)
The Penny Saver | 564 KIGHT ST | KITE | Johnson | 830006 | 4 | Flapper Valve | 1997-04-01 | FALSE | 1997-04-01 | FALSE | Currently in Use | Gas (Historical Use) | 4000 | Steel-Impressed Current | 1984-04-30 |  | Steel (Impressed Current) | Pressurized
LEES SERVICE STATION | 580 KIGHT ST (GA HWY 57) | KITE | Johnson | 830024 | 3 |  |  | FALSE |  | FALSE | Removed from Ground | Gas (Historical Use) | 1000 | Bare Steel | 1981-05-01 | 1999-01-17 | Galvanized Steel | Suction (American)
CLAUDE ANDERSON | RT 1 HWY 57 | KITE | Johnson | 9083009 | 1 | [5 empty] | Closed in Ground | Gas (Historical Use) | 560 | Bare Steel | 1999-01-19 | 1999-01-19 | Bare Steel | Suction (American)
The Penny Saver | 564 KIGHT ST | KITE | Johnson | 830006 | 2 | Flapper Valve | 1997-04-01 | FALSE | 1997-04-01 | FALSE | Currently in Use | Gas (Historical Use) | 4000 | Steel-Impressed Current | 1984-04-30 |  | Steel (Impressed Current) | Pressurized
The Penny Saver | 564 KIGHT ST | KITE | Johnson | 830006 | 5 | Flapper Valve | 1997-04-01 | FALSE | 1997-04-01 | FALSE | Currently in Use | Gas (Historical Use) | 4000 | Steel-Impressed Current | 1984-04-30 |  | Steel (Impressed Current) | Pressurized
JOHNSON COUNTY BOARD OF EDUCATIO | 304 LEE ST | WRIGHTSVILLE | Johnson | 830003 | 2 | Flapper Valve | 1990-09-18 | FALSE | 1990-09-18 | FALSE | Currently in Use | Diesel | 12000 | Galvanic (STIP-3) | 1990-09-23 |  | Galvanized Steel | Safe Suction (Euro)
Circle K 2745006 | 213 N MARCUS | WRIGHTSVILLE | Johnson | 830026 | 1 |  | 1996-02-14 | FALSE | 1996-02-14 | FALSE | Removed from Ground | Gas (Historical Use) | 10000 | Steel-Impressed Current | 1979-05-09 | 2001-08-28 | Fiberglass Reinforced Plastic | Pressurized
CHARLES WALKER SVC STA | 202 WEST ELM | WRIGHTSVILLE | Johnson | 830030 | 2 | [5 empty] | Removed from Ground | Gas (Historical Use) | 6831 | Bare Steel | 1999-11-01 | 1999-11-01 | Galvanized Steel | Suction (American)
DALES AMOCO | 203 MARCUS ST | WRIGHTSVILLE | Johnson | 830010 | 5 |  | 1998-12-01 | FALSE | 1998-12-01 | FALSE | Removed from Ground | Gas (Historical Use) | 10000 | Fiberglass | 1998-12-01 | 2018-06-15 | Fiberglass Reinforced Plastic | Pressurized
PETRO EXPRESS #19 | 328 WEST TRILBY ST | WRIGHTSVILLE | Johnson | 9083003 | 4 |  | 1998-05-20 | FALSE | 1998-05-20 | FALSE | Temporarily out of use | Diesel | 3000 | Steel-Impressed Current | 1982-05-01 |  | Steel (Impressed Current) | Pressurized
JOHNSON STATE PRISON | 290 DONOVAN RD | WRIGHTSVILLE | Johnson | 9830001 | 5 | Flapper Valve | 1998-09-30 | FALSE | 1998-09-30 | FALSE | Currently in Use | Regular | 2500 | Fiberglass Double Walled | 1998-09-08 |  | Fiberglass Reinforced Plastic | Safe Suction (Euro)
NEWSOME OIL CO | 44 SOUTH VALLEY ST | WRIGHTSVILLE | Johnson | 9083006 | 1 | Flapper Valve | 1998-12-01 | FALSE | 1998-12-01 | FALSE | Currently in Use | Diesel Off Road | 10000 | Steel-Impressed Current | 1963-01-01 |  | Steel (Impressed Current) | Suction (American)
GA FC/JOHNSON CO UNIT | 7781 GA HWY 15 SOUTH | WRIGHTSVILLE | Johnson | 9083001 | 3 | Flapper Valve | 2008-11-24 | FALSE | 2008-11-24 | FALSE | Temporarily out of use | Diesel | 2500 | Fiberglass Double Walled | 2008-11-24 |  | Double-Walled Fiberglass | Safe Suction (Euro)
GA DOT #10220 JOHN SON CO MAINT | HWY 57/RT 3 1/2 MI EAST OF SR 15 | WRIGHTSVILLE | Johnson | 9083002 | 220G1 | [5 empty] | Removed from Ground | Gas (Historical Use) | 1000 | Bare Steel | 1984-04-29 | 2005-01-19 | Galvanized Steel | Suction (American)
ADRIAN MOTOR MATE | GA HWY 15 & US HWY 80 | ADRIAN | Johnson | 9053221 | 1 |  | 1995-01-01 | FALSE | 1995-01-01 | FALSE | Temporarily out of use | Gas (Historical Use) | 8000 | Steel-Impressed Current | 1980-12-01 |  |  | Pressurized
DALES AMOCO | 203 MARCUS ST | WRIGHTSVILLE | Johnson | 830010 | 6 |  | 1998-12-01 | FALSE | 1998-12-01 | FALSE | Removed from Ground | Gas (Historical Use) | 10000 | Fiberglass | 1998-12-01 | 2018-06-15 | Fiberglass Reinforced Plastic | Pressurized
EAST OIL | WRIGHTSVILLE | WRIGHTSVILLE | Johnson | 830019 | 4 | [5 empty] | Removed from Ground | Gas (Historical Use) | 20000 | Bare Steel | 1979-05-10 | 1999-11-01 | Galvanized Steel
PETRO EXPRESS #19 | 328 WEST TRILBY ST | WRIGHTSVILLE | Johnson | 9083003 | 2 |  | 1998-05-20 | FALSE | 1998-05-20 | FALSE | Temporarily out of use | Gas (Historical Use) | 8000 | Steel-Impressed Current | 1982-05-01 |  | Steel (Impressed Current) | Pressurized
NORFOLK SOUTHERN CORPORATION | 502 S MARCUS STREET | WRIGHTSVILLE | Johnson | 9083013 | 1 | [5 empty] | Removed from Ground | Gas (Historical Use) | 500 | Bare Steel | 1950-01-01 | 1999-05-17 | Bare Steel | Pressurized
ADRIAN HOME BUILDERS INC | US HWY 80 EAST | ADRIAN | Johnson | 830002 | 2 | [5 empty] | Removed from Ground | Gas (Historical Use) | 10000 | Bare Steel | 1994-10-07 | 1994-10-07 | Galvanized Steel | Suction (American)
EAST OIL | WRIGHTSVILLE | WRIGHTSVILLE | Johnson | 830019 | 2 | [5 empty] | Removed from Ground | Gas (Historical Use) | 20000 | Bare Steel | 1979-05-10 | 1999-11-01 | Galvanized Steel
CHARLES WALKER SVC STA | 202 WEST ELM | WRIGHTSVILLE | Johnson | 830030 | 1 | [5 empty] | Removed from Ground | Gas (Historical Use) | 8000 | Bare Steel | 1973-05-11 | 1999-11-01 | Galvanized Steel | Suction (American)
ADRIAN HOME BUILDERS INC | US HWY 80 EAST | ADRIAN | Johnson | 830002 | 1 | [5 empty] | Removed from Ground | Gas (Historical Use) | 10000 | Bare Steel | 1994-10-07 | 1994-10-07 | Galvanized Steel | Suction (American)
EAST OIL | WRIGHTSVILLE | WRIGHTSVILLE | Johnson | 830019 | 1 | [5 empty] | Removed from Ground | Diesel | 20000 | Bare Steel | 1979-05-10 | 1999-11-01 | Galvanized Steel
NEWSOME OIL CO | 44 SOUTH VALLEY ST | WRIGHTSVILLE | Johnson | 9083006 | 4 |  | 1998-12-01 | FALSE | 1998-12-01 | FALSE | Removed from Ground | Gas (Historical Use) | 3000 | Steel-Impressed Current | 1963-01-01 | 2011-05-13 |  | Suction (American)
NEWSOME OIL CO | 44 SOUTH VALLEY ST | WRIGHTSVILLE | Johnson | 9083006 | 5 |  | 1998-12-01 | FALSE | 1998-12-01 | FALSE | Removed from Ground | Gas (Historical Use) | 1000 | Steel-Impressed Current | 1963-01-01 | 2011-05-13 |  | Suction (American)
GA DOT #10220 JOHN SON CO MAINT | HWY 57/RT 3 1/2 MI EAST OF SR 15 | WRIGHTSVILLE | Johnson | 9083002 | 220D1 | [5 empty] | Removed from Ground | Diesel | 2000 | Cathodically Protected Steel | 1989-01-01 | 2005-01-19 | Galvanized Steel | Suction (American)
JOHNSON STATE PRISON | 290 DONOVAN RD | WRIGHTSVILLE | Johnson | 9830001 | 3 | [5 empty] | Removed from Ground | Gas (Historical Use) | 10000 | Double Walled | 1993-07-20 | 1998-09-08 | Fiberglass Reinforced Plastic | Pressurized
DALES AMOCO | 203 MARCUS ST | WRIGHTSVILLE | Johnson | 830010 | 1 |  |  | FALSE |  | FALSE | Removed from Ground | Gas (Historical Use) | 5750 | Bare Steel | 1948-05-15 | 1899-12-31 | Galvanized Steel | Suction (American)
DALES AMOCO | 203 MARCUS ST | WRIGHTSVILLE | Johnson | 830010 | 4 |  |  | FALSE |  | FALSE | Removed from Ground | Diesel | 1060 | Bare Steel | 1984-05-06 | 2000-05-16 | Galvanized Steel | Suction (American)
AMEE'S QUICK MART | 8525 S MARCUS ST | WRIGHTSVILLE | Johnson | 9083004 | 2 | Flapper Valve | 1990-04-03 | FALSE | 1990-04-03 | FALSE | Currently in Use | Regular | 8000 | Galvanic (STIP-3) | 1990-04-03 |  | Fiberglass Reinforced Plastic | Pressurized
PETRO EXPRESS #19 | 328 WEST TRILBY ST | WRIGHTSVILLE | Johnson | 9083003 | 1 |  | 1998-05-20 | FALSE | 1998-05-20 | FALSE | Temporarily out of use | Gas (Historical Use) | 8000 | Steel-Impressed Current | 1982-05-01 |  | Steel (Impressed Current) | Pressurized
ADRIAN MOTOR MATE | GA HWY 15 & US HWY 80 | ADRIAN | Johnson | 9053221 | 2 |  | 1995-01-01 | FALSE | 1995-01-01 | FALSE | Temporarily out of use | Gas (Historical Use) | 4000 | Steel-Impressed Current | 1980-12-01 |  |  | Pressurized
JET STORE #47 | 8626 S MARCUS ST GEORGIA HWY 15 | WRIGHTSVILLE | Johnson | 9083005 | 1 |  | 1998-03-01 | FALSE | 1992-06-15 | FALSE | Currently in Use | Regular | 8000 | Galvanic (STIP-3) | 1991-01-01 |  | Galvanized Steel | Pressurized
JOHNSON STATE PRISON | 290 DONOVAN RD | WRIGHTSVILLE | Johnson | 9830001 | 1 | Flapper Valve | 1998-09-30 | FALSE | 1998-09-30 | FALSE | Currently in Use | Diesel | 10000 | Fiberglass | 1991-01-01 |  | Fiberglass Reinforced Plastic | Safe Suction (Euro)
DALES AMOCO | 203 MARCUS ST | WRIGHTSVILLE | Johnson | 830010 | 2 |  |  | FALSE |  | FALSE | Removed from Ground | Gas (Historical Use) | 5750 | Bare Steel | 1948-05-15 | 1899-12-31 | Galvanized Steel | Suction (American)
Circle K 2745006 | 213 N MARCUS | WRIGHTSVILLE | Johnson | 830026 | 2 |  | 1996-02-14 | FALSE | 1996-02-14 | FALSE | Removed from Ground | Gas (Historical Use) | 10000 | Steel-Impressed Current | 1979-05-09 | 2001-08-28 | Fiberglass Reinforced Plastic | Pressurized
CHARLES WALKER SVC STA | 202 WEST ELM | WRIGHTSVILLE | Johnson | 830030 | 4 | [5 empty] | Removed from Ground | Diesel | 550 | Bare Steel | 1999-11-01 | 1999-11-01 | Galvanized Steel | Gravity Fed
Circle K 2745006 | 213 N MARCUS | WRIGHTSVILLE | Johnson | 830026 | 3 |  | 1996-02-14 | FALSE | 1996-02-14 | FALSE | Removed from Ground | Gas (Historical Use) | 10000 | Steel-Impressed Current | 1979-05-09 | 2001-08-28 | Fiberglass Reinforced Plastic | Pressurized
NO FACILITY NAME GIVEN | NORTH MARCUS | WRIGHTSVILLE | Johnson | 830021 | 2 | [5 empty] | Removed from Ground | Gas (Historical Use) | 3000 | Bare Steel |  | 1899-12-31 | Galvanized Steel
JOHNSON STATE PRISON | 290 DONOVAN RD | WRIGHTSVILLE | Johnson | 9830001 | 6 | Flapper Valve | 1998-09-30 | FALSE | 1998-09-30 | FALSE | Currently in Use | Diesel | 1000 | Fiberglass Double Walled | 1998-09-30 |  | Fiberglass Reinforced Plastic | Safe Suction (Euro)
Circle K 2745006 | 213 N MARCUS | WRIGHTSVILLE | Johnson | 830026 | 4 | Flapper Valve | 2001-10-16 | FALSE | 2001-10-16 | TRUE | Currently in Use | Regular | 12000 | Composite Double Walled | 2001-10-16 |  | Double-Walled Flex | Pressurized
NO FACILITY NAME GIVEN | NORTH MARCUS | WRIGHTSVILLE | Johnson | 830021 | 1 | [5 empty] | Removed from Ground | Gas (Historical Use) | 6800 | Bare Steel |  | 1899-12-31 | Galvanized Steel
JET STORE #47 | 8626 S MARCUS ST GEORGIA HWY 15 | WRIGHTSVILLE | Johnson | 9083005 | 3 | Flapper Valve | 1998-03-01 | FALSE | 1992-06-15 | FALSE | Currently in Use | Plus | 6000 | Galvanic (STIP-3) | 1991-01-01 |  | Galvanized Steel | Pressurized
GA DOT #10220 JOHN SON CO MAINT | HWY 57/RT 3 1/2 MI EAST OF SR 15 | WRIGHTSVILLE | Johnson | 9083002 | 10220-1 | [5 empty] | Removed from Ground | Gas (Historical Use) | 500 | Bare Steel | 1966-05-04 | 1899-12-31 | Unknown
JOHNSON COUNTY BOARD OF EDUCATIO | 304 LEE ST | WRIGHTSVILLE | Johnson | 830003 | 3 | Flapper Valve | 1990-09-18 | FALSE | 1990-09-18 | FALSE | Currently in Use | Regular | 5000 | Galvanic (STIP-3) | 1990-09-23 |  | Galvanized Steel | Safe Suction (Euro)
CHARLES WALKER SVC STA | 202 WEST ELM | WRIGHTSVILLE | Johnson | 830030 | 3 | [5 empty] | Removed from Ground | Gas (Historical Use) | 3036 | Bare Steel | 1999-11-01 | 1999-11-01 | Galvanized Steel | Suction (American)
GA FC/JOHNSON CO UNIT | 7781 GA HWY 15 SOUTH | WRIGHTSVILLE | Johnson | 9083001 | 2 |  | 1990-01-01 | FALSE | 1990-01-01 | FALSE | Removed from Ground | Diesel | 1000 | Galvanic (STIP-3) | 1989-01-01 | 2008-05-14 |  | Safe Suction (Euro)
ADRIAN MOTOR MATE | GA HWY 15 & US HWY 80 | ADRIAN | Johnson | 9053221 | 3 |  |  | FALSE |  | FALSE | Closed in Ground | Empty | 4000 | Bare Steel | 1980-12-01 | 1990-04-01 | Bare Steel | Pressurized
AMEE'S QUICK MART | 8525 S MARCUS ST | WRIGHTSVILLE | Johnson | 9083004 | 1 | Flapper Valve | 1990-04-03 | FALSE | 1990-04-03 | FALSE | Currently in Use | Gas (Historical Use) | 8000 | Galvanic (STIP-3) | 1990-04-03 |  | Fiberglass Reinforced Plastic | Pressurized
GA FC/JOHNSON CO UNIT | 7781 GA HWY 15 SOUTH | WRIGHTSVILLE | Johnson | 9083001 | 1 |  | 1990-01-01 | FALSE | 1990-01-01 | FALSE | Removed from Ground | Gas (Historical Use) | 550 | Galvanic (STIP-3) | 1989-01-01 | 2008-05-14 |  | Safe Suction (Euro)
JOHNSON STATE PRISON | 290 DONOVAN RD | WRIGHTSVILLE | Johnson | 9830001 | 2 | [5 empty] | Removed from Ground | Diesel | 2500 | Double Walled | 1991-01-01 | 1998-09-08 | Fiberglass Reinforced Plastic | Pressurized
ITT | US HWY 78 SOUTH | WRIGHTSVILLE | Johnson | 830004 | 1 | [5 empty] | Removed from Ground | Diesel | 1000 | Bare Steel | 1972-04-24 | 1988-06-01 | Galvanized Steel
JET STORE #47 | 8626 S MARCUS ST GEORGIA HWY 15 | WRIGHTSVILLE | Johnson | 9083005 | 2 | Flapper Valve | 1998-03-01 | FALSE | 1998-03-01 | FALSE | Currently in Use | Premium | 6000 | Galvanic (STIP-3) | 1991-01-01 |  | Galvanized Steel | Pressurized
BELLVIEW INC | INDUSTRIAL BLVD | WRIGHTVILLE | Johnson | 830027 | 1 | [5 empty] | Removed from Ground | Other | 500 | Bare Steel | 1998-05-01 | 1998-05-01 | Galvanized Steel
DALES AMOCO | 203 MARCUS ST | WRIGHTSVILLE | Johnson | 830010 | 3 |  |  | FALSE |  | FALSE | Removed from Ground | Gas (Historical Use) | 2000 | Bare Steel | 1976-05-08 | 2000-05-16 | Galvanized Steel | Suction (American)
EAST OIL | WRIGHTSVILLE | WRIGHTSVILLE | Johnson | 830019 | 3 | [5 empty] | Removed from Ground | Gas (Historical Use) | 20000 | Bare Steel | 1979-05-10 | 1999-11-01 | Galvanized Steel
NEWSOME OIL CO | 44 SOUTH VALLEY ST | WRIGHTSVILLE | Johnson | 9083006 | 2 | Flapper Valve | 1998-12-01 | FALSE | 1998-12-01 | FALSE | Currently in Use | Diesel On Road | 10000 | Steel-Impressed Current | 1963-01-01 |  | Steel (Impressed Current) | Suction (American)
VACANT LOT | 201 WEST TRIBLY ST | WRIGHTSVILLE | Johnson | 9083012 | 1 | [5 empty] | Removed from Ground | Gas (Historical Use) | 0 | Not Marked/Unknown | 1997-03-14 | 1997-03-14 | Not Marked
JOHNSON COUNTY BOARD OF EDUCATIO | 304 LEE ST | WRIGHTSVILLE | Johnson | 830003 | 1 |  |  | FALSE |  | FALSE | Removed from Ground | Gas (Historical Use) | 10000 | Bare Steel | 1967-01-20 | 1990-09-17 | Galvanized Steel
NEWSOME OIL COMPANY | 2576 EAST ELM ST | WRIGHTSVILLE | Johnson | 10002076 | 7 | Flapper Valve | 1998-12-01 | FALSE | 1998-12-01 | FALSE | Currently in Use | E-0 | 1060 | Steel-Impressed Current | 1998-03-01 |  | Steel (Impressed Current) | Safe Suction (Euro)
BILLY HELTON PROPERTY | 198 WEST TRILBY STREET | WRIGHTVILLE | Johnson | 10001320 | 1 |  |  | FALSE |  | FALSE | Removed from Ground |  | 0 | Unknown |  | 1899-12-31
PETRO EXPRESS #19 | 328 WEST TRILBY ST | WRIGHTSVILLE | Johnson | 9083003 | 3 |  | 1998-05-20 | FALSE | 1998-05-20 | FALSE | Temporarily out of use | Gas (Historical Use) | 3000 | Steel-Impressed Current | 1982-05-01 |  | Steel (Impressed Current) | Pressurized
NEWSOME OIL CO | 44 SOUTH VALLEY ST | WRIGHTSVILLE | Johnson | 9083006 | 3 | Flapper Valve | 1998-12-01 | FALSE | 1998-12-01 | FALSE | Currently in Use | E-0 | 10000 | Steel-Impressed Current | 1963-01-01 |  | Steel (Impressed Current) | Suction (American)
Side Track | 6680 E College St | WRIGHTSVILLE | Johnson | 10002708 | 2 | Overfill Alarm | 2017-05-26 | FALSE | 2017-05-26 | FALSE | Currently in Use | Diesel On Road | 20000 | Tank Jacket Double Walled | 2017-05-26 |  | Double-Walled Fiberglass | Pressurized
Side Track | 6680 E College St | WRIGHTSVILLE | Johnson | 10002708 | 1B | Overfill Alarm | 2017-05-26 | FALSE | 2017-05-26 | FALSE | Currently in Use | E-0 | 4000 | Tank Jacket Double Walled | 2017-05-26 |  | Double-Walled Fiberglass | Pressurized
Side Track | 6680 E College St | WRIGHTSVILLE | Johnson | 10002708 | 1A | Overfill Alarm | 2017-05-26 | FALSE | 2017-05-26 | FALSE | Currently in Use | Regular | 11000 | Tank Jacket Double Walled | 2017-05-26 |  | Double-Walled Fiberglass | Pressurized
JET FOOD STORE #3 | 8292 S MARCUS ST | WRIGHTSVILLE | Johnson | 9083010 | 3 | Flapper Valve | 1997-07-01 | FALSE | 1997-07-01 | FALSE | Currently in Use | Regular | 6000 | Steel-Impressed Current | 1976-01-01 |  | Fiberglass Reinforced Plastic | Suction (American)
JET FOOD STORE #3 | 8292 S MARCUS ST | WRIGHTSVILLE | Johnson | 9083010 | 1 | Flapper Valve | 1997-07-01 | FALSE | 1997-07-01 | FALSE | Currently in Use | Plus | 6000 | Steel-Impressed Current | 1976-01-01 |  | Fiberglass Reinforced Plastic | Pressurized
JET FOOD STORE #3 | 8292 S MARCUS ST | WRIGHTSVILLE | Johnson | 9083010 | 4 | Flapper Valve | 2011-03-16 | FALSE | 2011-03-11 | FALSE | Currently in Use | Diesel | 6000 | Composite Double Walled | 2008-06-26 |  | Double-Walled Flex | Pressurized
JET FOOD STORE #3 | 8292 S MARCUS ST | WRIGHTSVILLE | Johnson | 9083010 | 2 | Flapper Valve | 1997-07-01 | FALSE | 1997-07-01 | FALSE | Currently in Use | Regular | 6000 | Steel-Impressed Current | 1976-01-01 |  | Fiberglass Reinforced Plastic | Safe Suction (Euro)
Circle K 2745101 | 283 W CLINTON ST | GRAY | Jones | 10000499 | 2 | Flapper Valve | 2003-10-01 | FALSE | 2003-10-01 | FALSE | Currently in Use | Gas (Historical Use) | 10000 | Composite Double Walled | 2003-10-01 |  | Double-Walled Fiberglass | Pressurized
GRAY POLICE DEPT |  | GRAY | Jones | 840032 | 1 | [5 empty] | Removed from Ground | Gas (Historical Use) | 3000 | Bare Steel | 1951-05-17 | 1994-03-29 | Galvanized Steel
GAS EXPRESS #282 | 249 GA HWY 22 EAST | GRAY | Jones | 840024 | 2 | Flapper Valve | 1997-09-11 |  | 1997-09-11 |  | Currently in Use | Gas (Historical Use) | 4000 | Steel-Impressed Current | 1979-05-10 |  | Fiberglass Reinforced Plastic | Pressurized
GRAY MARATHON | 180 W CLINTON ST | GRAY | Jones | 9084033 | 2 | Ball Float | 1996-08-01 | FALSE | 1996-08-01 | FALSE | Currently in Use | Regular | 12000 | Fiberglass | 1996-08-12 |  | Fiberglass Reinforced Plastic | Pressurized
JACKSONS STORE | GA 18 @ UPPER RIVER RD | GRAY | Jones | 840040 | 3 | [5 empty] | Permanently Out of Use - historical purposes | Gas (Historical Use) | 1000 | Bare Steel | 1979-05-15 | 1899-12-31 | Galvanized Steel | Safe Suction (Euro)
CENTRAL OF GA RR | CLINTON ST | GRAY | Jones | 9084012 | 1 | [5 empty] | Removed from Ground | Gas (Historical Use) | 2000 | Not Marked/Unknown |  | 1899-12-31 | Not Marked
INGLES MARKETS GAS EXPRESS #486 | 261 WEST CLINTON ST | GRAY | Jones | 10002282 | 1B | Flapper Valve | 2014-02-01 | FALSE | 2014-02-01 | FALSE | Currently in Use | Premium | 7000 | Fiberglass Double Walled | 2014-02-01 |  | Double-Walled Flex | Pressurized
JONES CO SCHOOL BUS GARAGE | MADISON ST | GRAY | Jones | 840001 | 3 | [5 empty] | Removed from Ground | Other | 10000 | Cathodically Protected Steel | 1977-07-28 | 1997-08-13 | Galvanized Steel | Safe Suction (Euro)
HANDY ANDY (438) | 500 W CLINTON ST | GRAY | Jones | 840030 | 1 | Flapper Valve | 1997-06-01 | FALSE | 1997-06-01 | FALSE | Removed from Ground | Premium | 8000 | Steel-Impressed Current | 1982-05-08 | 2019-12-09 |  | Pressurized
JONES CO SCHOOL BUS GARAGE | MADISON ST | GRAY | Jones | 840001 | 2 | [5 empty] | Removed from Ground | Other | 1000 | Cathodically Protected Steel | 1963-01-01 | 1997-08-13 | Galvanized Steel | Safe Suction (Euro)
WHITES 66 SERVICE STATION | MACON RD | GRAY | Jones | 840027 | 4 |  |  | TRUE |  | TRUE | Permanently Out of Use - historical purposes | Used Oil | 550 | Bare Steel | 1965-05-12 | 1899-12-31 | Galvanized Steel
OLD CLINTON GAS & GROCERIES | 4243 GRAY HWY | GRAY | Jones | 9084031 | 2 | Ball Float | 1993-04-01 | FALSE | 1993-04-01 | FALSE | Currently in Use | Premium | 8000 | Galvanic (STIP-3) | 1993-04-22 |  | Fiberglass Reinforced Plastic | Pressurized
ABC FOOD STORE | GRAY HWY | HADDOCK | Jones | 840008 | 2 | [5 empty] | Currently in Use | Gas (Historical Use) | 2000 | Bare Steel | 1966-02-24 |  | Galvanized Steel
INGLES MARKETS GAS EXPRESS #486 | 261 WEST CLINTON ST | GRAY | Jones | 10002282 | 1A | Flapper Valve | 2014-02-01 | FALSE | 2014-02-01 | FALSE | Currently in Use | Regular | 25000 | Fiberglass Double Walled | 2014-02-01 |  | Double-Walled Flex | Pressurized
JONES CO SCHOOL BUS GARAGE | MADISON ST | GRAY | Jones | 840001 | 4 | [5 empty] | Removed from Ground | Other | 10000 | Cathodically Protected Steel | 1988-08-26 | 1997-08-13 | Galvanized Steel | Pressurized
DAVIS 6 INVESTMENTS LP | 112 DOLLY STREET | GRAY | Jones | 10001469 | 1 |  |  | FALSE |  | FALSE | Removed from Ground | Gas (Historical Use) | 980 | Bare Steel | 2007-09-01 | 2007-09-01 | Bare Steel
Circle K 2745101 | 283 W CLINTON ST | GRAY | Jones | 10000499 | 1 | Flapper Valve | 2003-10-01 | FALSE | 2003-10-01 | FALSE | Currently in Use | Gas (Historical Use) | 15000 | Composite Double Walled | 2003-10-01 |  | Double-Walled Fiberglass | Pressurized
GRAY POLICE DEPT |  | GRAY | Jones | 840032 | 2 | [5 empty] | Removed from Ground | Gas (Historical Use) | 1000 | Not Marked/Unknown | 1951-05-17 | 1994-03-29 | Not Marked
OLD CLINTON GAS & GROCERIES | 4243 GRAY HWY | GRAY | Jones | 9084031 | 1 | Ball Float | 1993-04-01 | FALSE | 1993-04-01 | FALSE | Currently in Use | Regular | 8000 | Galvanic (STIP-3) | 1993-04-22 |  | Fiberglass Reinforced Plastic | Pressurized
City Limits Marathon | 4386 GRAY HWY. | GRAY | Jones | 9084019 | 4 |  | 1992-03-01 | FALSE | 2000-05-06 | FALSE | Removed from Ground | Gas (Historical Use) | 4000 | Steel-Impressed Current | 1984-04-01 | 2018-01-03 | Galvanized Steel | Pressurized
City Limits Marathon | 4386 GRAY HWY. | GRAY | Jones | 9084019 | 5 |  | 1992-03-01 | FALSE | 2000-05-06 | FALSE | Removed from Ground | Kerosene | 1000 | Steel-Impressed Current | 1998-04-01 | 2018-01-03 | Steel (Impressed Current) | Safe Suction (Euro)
BONNER & SONS GROCERY | 1760 GA HWY 22 EAST | HADDOCK | Jones | 840010 | 4 |  |  | FALSE |  | FALSE | Abandoned-No Known Release | Gas (Historical Use) | 2000 | Bare Steel | 1971-02-23 |  | Galvanized Steel
CHEROKEE PRODUCTS CO | GA HWY 22 EAST | HADDOCK | Jones | 840003 | 1 | [5 empty] | Removed from Ground | Diesel | 10000 | Bare Steel | 1979-04-11 | 1998-11-01 | Galvanized Steel
K&A | 1359 HWY 22 | HADDOCK | Jones | 9011132 | 4 | Ball Float | 1990-08-14 | FALSE | 1990-08-14 | FALSE | Temporarily out of use | Diesel | 2000 | Lined Interior/Impressed Current | 1982-04-28 |  | Fiberglass Reinforced Plastic | Suction (American)
M & T GROCERY | 2578 EATONTON HWY | HADDOCK | Jones | 9117019 | 6 |  | 2008-02-22 | FALSE | 2008-02-22 | FALSE | Temporarily out of use | Premium | 10000 | Fiberglass | 2007-11-27 |  | Fiberglass Reinforced Plastic | Pressurized
RUBY QUARRY | GA HWY 49 | MACON | Jones | 840005 | 3 | [5 empty] | Removed from Ground | Diesel | 10000 | Bare Steel | 1984-04-17 | 1991-06-15 | Not Marked
TOWN CREEK FOOD SHOP & GAS | 3061 UPPER RIVER RD | MACON | Jones | 9084040 | 1A |  | 1994-11-01 | FALSE | 1994-11-01 | FALSE | Temporarily out of use | Gas (Historical Use) | 8000 | Composite | 1994-11-01 |  | Double-Walled Fiberglass | Pressurized
J F MADDOX - MADDOX GROCERY | 2982 UPPER RIVER RD | MACON | Jones | 9084001 | 1 | [5 empty] | Removed from Ground | Gas (Historical Use) | 4000 | Marked Unknown | 1991-06-18 | 1991-06-18 | Bare Steel | Suction (American)
TRIBBLE'S GAS STATION | RT 2 GA HWY 18 WEST | GRAY | Jones | 9084002 | 1 | [5 empty] | Temporarily out of use | Other | 500 | Marked Unknown |  |  | Unknown
City Limits Marathon | 4386 GRAY HWY. | GRAY | Jones | 9084019 | 1 |  | 1992-03-01 | FALSE | 2000-05-06 | FALSE | Removed from Ground | Used Oil | 4000 | Steel-Impressed Current | 1984-04-01 | 2018-01-03 | Galvanized Steel | Pressurized
CHEROKEE PRODUCTS CO | GA HWY 22 EAST | HADDOCK | Jones | 840003 | 4 | [5 empty] | Removed from Ground | Diesel | 1000 | Bare Steel | 1966-04-14 | 1998-10-22 | Galvanized Steel
LISTONS GROCERY | 290 HWY 49 | MACON | Jones | 840017 | 2 |  | 1997-04-08 | FALSE | 1997-04-08 | FALSE | Currently in Use | Gas (Historical Use) | 6000 | Steel-Impressed Current | 1997-04-08 |  |  | Safe Suction (Euro)
49 MINIT MART | 430 MILLEDGEVILLE RD, 711 GA-49 | MACON | Jones | 9011131 | 1 | Flapper Valve | 1990-05-31 | FALSE | 1990-05-31 | FALSE | Currently in Use | Regular | 8000 | Composite | 1990-05-31 |  | Fiberglass Reinforced Plastic | Pressurized
GRAY POLICE DEPT |  | GRAY | Jones | 840032 | 4 | [5 empty] | Removed from Ground | Gas (Historical Use) | 1000 | Not Marked/Unknown | 1951-05-17 | 1994-03-29 | Not Marked
TRI-COUNTY ELECTRIC MEMBERSHIP C | HWY 129/GRAY HWY | GRAY | Jones | 840019 | 1 | [5 empty] | Removed from Ground | Diesel | 2000 | Bare Steel | 1967-03-24 | 1997-08-01 | Galvanized Steel
NORFOLK SOUTHERN RAILWAY | US HWY 129 & RAILROAD ST | GRAY | Jones | 9084003 | 1 | [5 empty] | Removed from Ground | Gas (Historical Use) | 1000 | Marked Unknown | 1990-01-01 | 1990-01-01 | Unknown
JONES COUNTY BOARD OF EDUCATION | 237 RAILROAD ST | GRAY | Jones | 9084035 | 2 | Ball Float | 1996-09-13 | FALSE | 1996-09-13 | FALSE | Currently in Use | Diesel | 5000 | Fiberglass | 1996-09-13 |  | Double-Walled Fiberglass | Pressurized
RUBY QUARRY | GA HWY 49 | MACON | Jones | 840005 | 2 | [5 empty] | Removed from Ground | Diesel | 10000 | Bare Steel | 1984-04-17 | 1991-06-15 | Not Marked
LISTONS GROCERY | 290 HWY 49 | MACON | Jones | 840017 | 4 |  | 1997-04-08 | FALSE | 1997-04-08 | FALSE | Currently in Use | Kerosene | 3000 | Steel-Impressed Current | 1997-04-08 |  |  | Safe Suction (Euro)
C & J SUPERMARKET #2 | 2901 JOYCLIFF RD | MACON | Jones | 840036 | 3 | Flapper Valve | 1997-06-23 | FALSE | 1997-06-23 | FALSE | Currently in Use | E-0 | 6000 | Steel-Impressed Current | 1980-05-01 |  | Fiberglass Reinforced Plastic | Pressurized
NEWTOP LLC | 2676 GRAY HWY | MACON | Jones | 9084036 | 5 | Flapper Valve | 1997-06-01 |  | 1997-06-01 |  | Currently in Use | Other | 2000 | Steel-Impressed Current | 1980-01-01 |  | Steel (Impressed Current) | Pressurized
REEVES CONSTRUCTION CO | 2500 GRAY HWY | MACON | Jones | 9084008 | 1 | Flapper Valve | 1996-12-13 | FALSE | 1996-12-13 | FALSE | Currently in Use | Regular | 10000 | Galvanic (STIP-3) | 1988-01-01 |  |  | Pressurized
AGGREGATES USA LLC | 1263 LITE & TIE RD | MACON | Jones | 9084007 | 2 |  | 2012-05-01 | FALSE | 2012-05-01 | FALSE | Removed from Ground | Regular | 4000 | Composite Double Walled | 2012-05-01 |  | Double-Walled Flex | Pressurized
ATLANTA GAS LIGHT MACON LNG PLAN | 258 HENDERSON RD | MACON | Jones | 840028 | 3 |  | 1993-02-09 | TRUE | 1993-02-09 | TRUE | Currently in Use | Used Oil | 2500 | Fiberglass Double Walled | 1993-02-09 |  | Fiberglass Reinforced Plastic
JONES CO UNIT | 314 JULIETTE-Round Oak RD | ROUND OAK | Jones | 9084006 | 4 |  | 1990-01-01 |  | 1990-01-01 |  | Removed from Ground | Gas (Historical Use) | 2000 | Galvanic (STIP-3) | 1989-01-01 | 2003-04-15 | Cathodically Protected | Safe Suction (Euro)
OSAN CARD LOCK #4 | 2496 GRAY HWY | MACON | Jones | 9084010 | 42 | Flapper Valve | 1996-11-22 | FALSE | 1996-11-22 | FALSE | Currently in Use | Plus | 4010 | Steel-Impressed Current | 1989-01-01 |  | Fiberglass Reinforced Plastic | Pressurized
JONES CO UNIT | 314 JULIETTE-Round Oak RD | ROUND OAK | Jones | 9084006 | 7 | Flapper Valve | 2003-02-26 | FALSE | 2003-02-26 | FALSE | Currently in Use | Diesel | 2500 | Fiberglass Double Walled | 2003-02-26 |  | Fiberglass Reinforced Plastic | Safe Suction (Euro)
JONES CO UNIT | 314 JULIETTE-Round Oak RD | ROUND OAK | Jones | 9084006 | 5 |  | 1990-01-01 |  | 1990-01-01 |  | Removed from Ground | Diesel | 1000 | Galvanic (STIP-3) | 1990-01-01 | 2003-02-17 | Cathodically Protected | Safe Suction (Euro)
JONES CO SCHOOL BUS GARAGE | MADISON ST | GRAY | Jones | 840001 | 1 | [5 empty] | Removed from Ground | Gas (Historical Use) | 7000 | Cathodically Protected Steel | 1958-01-01 | 1997-08-12 | Galvanized Steel | Safe Suction (Euro)
DAN GREENE | 758 GREENE SETTLMENT RD | GRAY | Jones | 840007 | 2 |  | 1999-02-22 | FALSE | 1998-12-01 | FALSE | Temporarily out of use | Regular | 4000 | Steel-Impressed Current | 1986-03-12 |  | Steel (Impressed Current) | Safe Suction (Euro)
GRAY FEED SEED FERT CO INC | RAIL RD ST | GRAY | Jones | 840031 | 1 | [5 empty] | Removed from Ground | Gas (Historical Use) | 1000 | Bare Steel | 1974-05-11 | 1998-03-10 | Galvanized Steel
WHITES 66 SERVICE STATION | MACON RD | GRAY | Jones | 840027 | 3 | [5 empty] | Removed from Ground | Gas (Historical Use) | 1000 | Bare Steel | 1976-05-09 | 1998-03-01 | Galvanized Steel
GRAY CONCRETE SVC INC | 128 GA HWY 22 E | GRAY | Jones | 840013 | 1 | [5 empty] | Removed from Ground | Diesel | 2000 | Bare Steel | 1980-02-21 | 1998-06-01 | Galvanized Steel
CREEKSIDE BAIT & TACKLE | 3534 GRAY HWY | GRAY | Jones | 840021 | 2 | Flapper Valve | 1998-02-12 | FALSE | 1998-02-12 | FALSE | Temporarily out of use | Gas (Historical Use) | 8000 |  | 1977-05-02 |  |  | Suction (American)
MS BETTYS CORNER STORE | 115 BOWEN HILL RD | HADDOCK | Jones | 9084014 | 1 | Flapper Valve | 1999-05-28 | FALSE | 1999-05-28 | FALSE | Temporarily out of use | Gas (Historical Use) | 4000 | Steel-Impressed Current | 1982-01-01 |  | Steel (Impressed Current) | Suction (American)
K&A | 1359 HWY 22 | HADDOCK | Jones | 9011132 | 3 | Ball Float | 1990-08-14 | FALSE | 1990-08-14 | FALSE | Currently in Use | Plus | 2000 | Lined Interior/Impressed Current | 1982-04-28 |  | Fiberglass Reinforced Plastic | Pressurized
WHITES 66 SERVICE STATION | MACON RD | GRAY | Jones | 840027 | 1 | [5 empty] | Removed from Ground | Gas (Historical Use) | 4000 | Bare Steel | 1965-05-12 | 1998-03-01 | Galvanized Steel
Circle K 2745101 | 283 W CLINTON ST | GRAY | Jones | 10000499 | 3 | Flapper Valve | 2003-10-01 | FALSE | 2003-10-01 | FALSE | Currently in Use | Diesel | 8000 | Composite Double Walled | 2003-10-01 |  | Double-Walled Fiberglass | Pressurized
DAN GREENE | 758 GREENE SETTLMENT RD | GRAY | Jones | 840007 | 4 |  | 1999-02-22 | FALSE | 1998-12-01 | FALSE | Temporarily out of use | Diesel | 4000 | Steel-Impressed Current | 1986-03-12 |  | Steel (Impressed Current) | Safe Suction (Euro)
HANDY ANDY (438) | 500 W CLINTON ST | GRAY | Jones | 840030 | 2 | Flapper Valve | 1997-06-01 | FALSE | 1997-06-01 | FALSE | Removed from Ground | Regular | 8000 | Steel-Impressed Current | 1982-05-08 | 2019-12-09 |  | Pressurized
GAS EXPRESS #282 | 249 GA HWY 22 EAST | GRAY | Jones | 840024 | 3 | Flapper Valve | 1997-09-11 |  | 1997-09-11 |  | Currently in Use | Gas (Historical Use) | 4000 | Steel-Impressed Current | 1979-05-10 |  | Fiberglass Reinforced Plastic | Pressurized
JONES COUNTY PUBLIC WORKS | 454 CUMSLO RD | GRAY | Jones | 840015 | 1 | Flapper Valve | 1998-10-01 | FALSE | 1998-10-01 | FALSE | Currently in Use | Diesel | 3000 | Steel-Impressed Current | 1981-02-20 |  | Steel (Impressed Current) | Safe Suction (Euro)
TRI-COUNTY ELECTRIC MEMBERSHIP C | HWY 129/GRAY HWY | GRAY | Jones | 840019 | 2 | [5 empty] | Removed from Ground | Gas (Historical Use) | 4000 | Bare Steel | 1985-03-19 | 1993-12-01 | Galvanized Steel
CREEKSIDE BAIT & TACKLE | 3534 GRAY HWY | GRAY | Jones | 840021 | 1 | Flapper Valve | 1998-02-12 | FALSE | 1998-02-12 | FALSE | Temporarily out of use | Gas (Historical Use) | 8000 |  | 1977-05-02 |  |  | Pressurized
JACKSONS STORE | GA 18 @ UPPER RIVER RD | GRAY | Jones | 840040 | 2 | [5 empty] | Permanently Out of Use - historical purposes | Gas (Historical Use) | 560 | Bare Steel | 1971-05-17 | 1899-12-31 | Galvanized Steel | Safe Suction (Euro)
T & C SPEED STOP | 1495 MONTICELLO HWY | GRAY | Jones | 9084037 | 1B |  | 1999-08-27 | FALSE | 1999-08-26 | FALSE | Temporarily out of use | Gas (Historical Use) | 4000 | Composite | 1999-08-20 |  |  | Safe Suction (Euro)
MS BETTYS CORNER STORE | 115 BOWEN HILL RD | HADDOCK | Jones | 9084014 | 3 | Flapper Valve | 1999-05-28 | FALSE | 1999-05-28 | FALSE | Temporarily out of use | Gas (Historical Use) | 1000 | Steel-Impressed Current | 1982-01-01 |  | Steel (Impressed Current) | Safe Suction (Euro)
Dan's BP | 1210 EATONTON HIGHWAY | GRAY | Jones | 9084039 | 2 |  | 1999-04-01 |  | 1999-04-01 |  | Currently in Use | Gas (Historical Use) | 6000 | Composite | 1999-04-01 |  | Double Walled | Pressurized
NEWTOP LLC | 2676 GRAY HWY | MACON | Jones | 9084036 | 2 | Flapper Valve | 1997-06-01 |  | 1997-06-01 |  | Currently in Use | Gas (Historical Use) | 8000 | Steel-Impressed Current | 1980-01-01 |  | Steel (Impressed Current) | Pressurized
GRAY FOOD MART LLC | 2810 GRAY HWY | MACON | Jones | 9084018 | 1SUPER | Flapper Valve | 1998-01-01 | FALSE | 1998-01-01 | FALSE | Currently in Use | Plus | 4000 | Steel-Impressed Current | 1985-01-01 |  |  | Pressurized
WHOLESALE TIRE & WHEEL CO | 100 W CLINTON ST | GRAY | Jones | 9084023 | 1 | [5 empty] | Removed from Ground | Gas (Historical Use) | 6000 | Bare Steel | 1981-01-01 | 1997-07-01 | Galvanized Steel | Pressurized
MS BETTYS CORNER STORE | 115 BOWEN HILL RD | HADDOCK | Jones | 9084014 | 2 | Flapper Valve | 1999-05-28 | FALSE | 1999-05-28 | FALSE | Temporarily out of use | Diesel | 3000 | Steel-Impressed Current | 1982-01-01 |  | Steel (Impressed Current) | Safe Suction (Euro)
Dan's BP | 1210 EATONTON HIGHWAY | GRAY | Jones | 9084039 | 1 |  | 1999-04-01 |  | 1999-04-01 |  | Currently in Use | Gas (Historical Use) | 10000 | Composite | 1999-04-01 |  | Double Walled | Pressurized
CHEROKEE PRODUCTS CO | GA HWY 22 EAST | HADDOCK | Jones | 840003 | 2 | [5 empty] | Removed from Ground | Gas (Historical Use) | 1000 | Bare Steel | 1998-11-01 | 1998-11-01 | Galvanized Steel
M & T GROCERY | 2578 EATONTON HWY | HADDOCK | Jones | 9117019 | 3DIESEL |  | 1999-01-13 |  | 1999-01-13 |  | Removed from Ground | Diesel | 4000 | Steel-Impressed Current | 1978-03-12 | 2007-04-18 | Cathodically Protected | Suction (American)
RUBY QUARRY | GA HWY 49 | MACON | Jones | 840005 | 8 |  |  | TRUE |  | TRUE | Removed from Ground | Used Oil | 1000 | Bare Steel | 1971-04-21 | 1991-06-15 | Galvanized Steel
RUBY QUARRY | GA HWY 49 | MACON | Jones | 840005 | 6 | [5 empty] | Removed from Ground | Gas (Historical Use) | 3000 | Bare Steel | 1984-04-17 | 1991-06-15 | Not Marked
LISTONS GROCERY | 290 HWY 49 | MACON | Jones | 840017 | 1 |  | 1997-04-08 | FALSE | 1997-04-08 | FALSE | Temporarily out of use | Diesel | 1000 | Steel-Impressed Current | 1997-04-08 |  |  | Safe Suction (Euro)
49 MINIT MART | 430 MILLEDGEVILLE RD, 711 GA-49 | MACON | Jones | 9011131 | 2 | Flapper Valve | 1990-05-31 | FALSE | 1990-05-31 | FALSE | Currently in Use | Premium | 6000 | Composite | 1990-05-31 |  | Fiberglass Reinforced Plastic | Pressurized
GRAY FOOD MART LLC | 2810 GRAY HWY | MACON | Jones | 9084018 | 5DIESEL |  | 1998-01-01 | FALSE | 1998-01-01 | FALSE | Currently in Use | Diesel | 8000 | Steel-Impressed Current | 1986-01-01 |  |  | Pressurized
C M MARKET | 3437 JOY CLIFF RD | MACON | Jones | 9084022 | 3 | [5 empty] | Removed from Ground | Gas (Historical Use) | 3000 | Bare Steel | 1976-10-01 | 1995-10-26 | Not Marked
CENTRAL OF GA RR | CLINTON ST | GRAY | Jones | 9084012 | 2 | [5 empty] | Removed from Ground | Gas (Historical Use) | 1000 | Not Marked/Unknown |  | 1899-12-31 | Not Marked
WEST GRAY BP | 295 W CLINTON ST | GRAY | Jones | 9084038 | 2 | Ball Float | 2000-08-30 | FALSE | 2000-08-30 | FALSE | Currently in Use | Premium | 12000 | Composite | 2000-08-30 |  | Fiberglass Reinforced Plastic | Pressurized
OLD CLINTON GAS & GROCERIES | 4243 GRAY HWY | GRAY | Jones | 9084031 | 6 | Flapper Valve | 1993-04-01 | FALSE | 1993-04-01 | FALSE | Currently in Use | Diesel Off Road | 6000 | Galvanic (STIP-3) | 1993-04-22 |  | Fiberglass Reinforced Plastic | Safe Suction (Euro)
City Limits Marathon | 4386 GRAY HWY. | GRAY | Jones | 9084019 | 3 |  | 1992-03-01 | FALSE | 2000-05-06 | FALSE | Removed from Ground | Gas (Historical Use) | 4000 | Steel-Impressed Current | 1984-04-01 | 2018-01-03 | Galvanized Steel | Pressurized
THE CROSSING FOOD MART | 104 EATONTON HWY | GRAY | Jones | 9084013 | 1 | Flapper Valve | 1997-09-29 | FALSE | 1988-10-24 | TRUE | Closed in Ground | Regular | 8000 | Steel-Impressed Current | 1978-01-01 | 2024-02-13 | Fiberglass Reinforced Plastic | Pressurized
K&A | 1359 HWY 22 | HADDOCK | Jones | 9011132 | 1 | Flapper Valve |  | FALSE |  | FALSE | Currently in Use | Regular | 8000 | Lined Interior/Impressed Current | 1982-04-28 |  | Fiberglass Reinforced Plastic | Pressurized
DAN GREENE | 758 GREENE SETTLMENT RD | GRAY | Jones | 840007 | 3 |  | 1999-02-22 | FALSE | 1998-12-01 | FALSE | Temporarily out of use | Premium | 2000 | Steel-Impressed Current | 1986-03-12 |  | Steel (Impressed Current) | Suction (American)
CREEKSIDE BAIT & TACKLE | 3534 GRAY HWY | GRAY | Jones | 840021 | 3 | Flapper Valve | 1998-02-12 | FALSE | 1998-02-12 | FALSE | Temporarily out of use | Diesel | 6000 |  | 1977-05-02 |  | Cathodically Protected | Suction (American)
JACKSONS STORE | GA 18 @ UPPER RIVER RD | GRAY | Jones | 840040 | 1 | [5 empty] | Permanently Out of Use - historical purposes | Gas (Historical Use) | 560 | Bare Steel | 1971-05-17 | 1899-12-31 | Galvanized Steel | Safe Suction (Euro)
JONES COUNTY BOARD OF EDUCATION | 237 RAILROAD ST | GRAY | Jones | 9084035 | 1 | Ball Float | 1996-09-13 | FALSE | 1996-09-13 | FALSE | Currently in Use | Regular | 12000 | Fiberglass | 1996-09-13 |  | Double-Walled Fiberglass | Pressurized
ROBERTS TIMBER CO INC | 151 INDUSTRIAL BLVD | GRAY | Jones | 9084034 | 1 | Ball Float | 1997-05-01 | FALSE | 1997-05-01 | FALSE | Currently in Use | Diesel | 10000 | Galvanic (STIP-3) | 1997-05-01 |  | Fiberglass Reinforced Plastic | Pressurized
T & C SPEED STOP | 1495 MONTICELLO HWY | GRAY | Jones | 9084037 | 1A |  | 1999-08-27 | FALSE | 1999-08-26 | FALSE | Temporarily out of use | Gas (Historical Use) | 8000 | Composite | 1999-08-20 |  |  | Safe Suction (Euro)
OLD CLINTON GAS & GROCERIES | 4243 GRAY HWY | GRAY | Jones | 9084031 | 5 | Flapper Valve | 1993-04-01 | FALSE | 1993-04-01 | FALSE | Currently in Use | Kerosene | 1000 | Galvanic (STIP-3) | 1993-04-22 |  | Fiberglass Reinforced Plastic | Safe Suction (Euro)
OLD CLINTON GAS & GROCERIES | 4243 GRAY HWY | GRAY | Jones | 9084031 | 4 | Ball Float | 1993-04-01 | FALSE | 1993-04-01 | FALSE | Currently in Use | Plus | 6000 | Galvanic (STIP-3) | 1993-04-22 |  | Fiberglass Reinforced Plastic | Pressurized
BONNER & SONS GROCERY | 1760 GA HWY 22 EAST | HADDOCK | Jones | 840010 | 1 |  |  | FALSE |  | FALSE | Abandoned-No Known Release | Diesel | 1000 | Bare Steel | 1978-02-21 |  | Galvanized Steel
J F MADDOX - MADDOX GROCERY | 2982 UPPER RIVER RD | MACON | Jones | 9084001 | 2 | [5 empty] | Removed from Ground | Other | 6000 | Marked Unknown | 1991-06-18 | 1991-06-18 | Bare Steel
49er Food Mart | 2440 SHURLING DR | MACON | Jones | 10001093 | 1A | Ball Float | 2005-09-01 | FALSE | 2005-09-01 | FALSE | Currently in Use | Gas (Historical Use) | 15000 | Composite | 2005-09-01 |  | Double-Walled Flex | Pressurized
DEPARTMENT OF TRANSPORTATION 103 | 1 MI S OF GRAY ON CUMSLO RD | GRAY | Jones | 840002 | 349G1 | [5 empty] | Removed from Ground | Gas (Historical Use) | 1060 | Bare Steel | 1972-05-02 | 1999-09-27 | Galvanized Steel
GRAY POLICE DEPT |  | GRAY | Jones | 840032 | 3 | [5 empty] | Removed from Ground | Gas (Historical Use) | 550 | Not Marked/Unknown | 1951-05-17 | 1994-03-29 | Not Marked
WHOLESALE TIRE & WHEEL CO | 100 W CLINTON ST | GRAY | Jones | 9084023 | 3 | [5 empty] | Removed from Ground | Diesel | 6000 | Bare Steel | 1981-01-01 | 1997-07-01 | Galvanized Steel | Pressurized
GAS EXPRESS #282 | 249 GA HWY 22 EAST | GRAY | Jones | 840024 | 1 | Flapper Valve | 1997-09-11 |  | 1997-09-11 |  | Currently in Use | Gas (Historical Use) | 4000 | Steel-Impressed Current | 1979-05-10 |  | Fiberglass Reinforced Plastic | Pressurized
GAS EXPRESS #282 | 249 GA HWY 22 EAST | GRAY | Jones | 840024 | 4 | Flapper Valve | 1997-09-11 |  | 1997-09-11 |  | Currently in Use | Gas (Historical Use) | 4000 | Steel-Impressed Current | 1979-05-10 |  | Fiberglass Reinforced Plastic | Pressurized
DAN GREENE | 758 GREENE SETTLMENT RD | GRAY | Jones | 840007 | 1 |  | 1999-02-22 | FALSE | 1998-12-01 | FALSE | Temporarily out of use | Diesel | 5000 | Steel-Impressed Current | 1986-03-12 |  | Steel (Impressed Current) | Safe Suction (Euro)
GRAY CONCRETE SVC INC | 128 GA HWY 22 E | GRAY | Jones | 840013 | 2 | [5 empty] | Removed from Ground | Gas (Historical Use) | 1000 | Bare Steel | 1980-02-21 | 1998-06-26 | Galvanized Steel
JONES COUNTY BOARD OF EDUCATION | 237 RAILROAD ST | GRAY | Jones | 9084035 | 3 | Ball Float | 2009-01-20 | FALSE | 2009-04-20 | FALSE | Currently in Use | Regular | 10000 | Composite Double Walled | 2009-04-20 |  | Double-Walled Fiberglass | Pressurized
ROBERTS TIMBER CO INC | 151 INDUSTRIAL BLVD | GRAY | Jones | 9084034 | 3 | Ball Float | 1997-05-01 | FALSE | 1997-05-01 | FALSE | Currently in Use | Regular | 3000 | Galvanic (STIP-3) | 1997-05-01 |  | Fiberglass Reinforced Plastic | Pressurized
GRAY MARATHON | 180 W CLINTON ST | GRAY | Jones | 9084033 | 1 | Ball Float | 1996-08-01 | FALSE | 1996-08-01 | FALSE | Currently in Use | Plus | 12000 | Fiberglass | 1996-08-12 |  | Fiberglass Reinforced Plastic | Pressurized
GREENS WATER WELLS INC | 3535 GRAY HIGHWAY | GRAY | Jones | 9084030 | 2 | [5 empty] | Removed from Ground | Diesel | 8000 | Bare Steel | 1968-01-01 | 1998-12-01 | Bare Steel
WHOLESALE TIRE & WHEEL CO | 100 W CLINTON ST | GRAY | Jones | 9084023 | 2 | [5 empty] | Removed from Ground | Gas (Historical Use) | 6000 | Bare Steel | 1981-01-01 | 1997-07-01 | Galvanized Steel | Pressurized
JONES CO SHERIFF DEPARTMENT | HWY 18 E, 123 Holmes Hawkins Dr | GRAY | Jones | 9005025 | 1 | Flapper Valve | 1998-01-01 | FALSE | 1998-01-01 | FALSE | Currently in Use | Regular | 4000 | Galvanic (STIP-3) | 1998-01-01 |  | Fiberglass Reinforced Plastic | Suction (American)
HITCHCOCK QUARRY | LITE-N-TIE RD | MACON | Jones | 840022 | 5 |  |  | TRUE |  | TRUE | Removed from Ground | Used Oil | 2000 | Bare Steel | 1971-05-03 | 1988-12-22 | Galvanized Steel
HITCHCOCK QUARRY | LITE-N-TIE RD | MACON | Jones | 840022 | 4 | [5 empty] | Removed from Ground | Diesel | 7000 | Bare Steel | 1974-05-02 | 1988-12-22 | Galvanized Steel
C & J SUPERMARKET #2 | 2901 JOYCLIFF RD | MACON | Jones | 840036 | 2 | Flapper Valve | 1997-06-23 | FALSE | 1997-06-23 | FALSE | Currently in Use | Diesel | 8000 | Steel-Impressed Current | 1980-05-01 |  | Fiberglass Reinforced Plastic | Pressurized
BONNER & SONS GROCERY | 1760 GA HWY 22 EAST | HADDOCK | Jones | 840010 | 2 |  |  | FALSE |  | FALSE | Abandoned-No Known Release | Gas (Historical Use) | 2000 | Bare Steel | 1978-02-21 |  | Galvanized Steel
CHEROKEE PRODUCTS CO | GA HWY 22 EAST | HADDOCK | Jones | 840003 | 3 | [5 empty] | Removed from Ground | Gas (Historical Use) | 1000 | Bare Steel | 1998-11-01 | 1998-11-01 | Galvanized Steel
HITCHCOCK QUARRY | LITE-N-TIE RD | MACON | Jones | 840022 | 2 | [5 empty] | Removed from Ground | Diesel | 8000 | Bare Steel | 1974-05-02 | 1988-12-22 | Galvanized Steel
RIVER NORTH CC INC | 1 RIVER NORTH BLVD | MACON | Jones | 9084011 | 1 |  |  | FALSE |  | FALSE | Removed from Ground | Gas (Historical Use) | 1000 | Bare Steel | 1977-01-01 | 1899-12-31 | Galvanized Steel
AGGREGATES USA LLC | 1263 LITE & TIE RD | MACON | Jones | 9084007 | 56 |  | 1989-01-04 |  | 1989-01-04 |  | Removed from Ground | Diesel | 20000 | Galvanic (STIP-3) | 1989-01-04 | 2013-01-23 | Fiberglass Reinforced Plastic | Pressurized
MICHAEL E GILBERT | 1353 HIGHWAY 49 N | MACON | Jones | 10002192 | 1 | Flapper Valve | 1996-10-01 | FALSE | 1996-10-01 | FALSE | Currently in Use | Diesel | 12000 | Composite | 1996-10-01 |  | Double-Walled Flex | Pressurized
C M MARKET | 3437 JOY CLIFF RD | MACON | Jones | 9084022 | 6 | Ball Float | 1995-10-01 | FALSE | 1995-10-01 | FALSE | Currently in Use | Plus | 2000 | Composite | 1995-10-01 |  | Fiberglass Reinforced Plastic | Pressurized
OSAN CARD LOCK #4 | 2496 GRAY HWY | MACON | Jones | 9084010 | 43 | Flapper Valve | 1996-11-22 | FALSE | 1996-11-22 | FALSE | Currently in Use | Diesel | 12000 | Steel-Impressed Current | 1989-01-01 |  | Fiberglass Reinforced Plastic | Pressurized
JONES COUNTY PUBLIC WORKS | 454 CUMSLO RD | GRAY | Jones | 840015 | 2 | Flapper Valve | 1998-10-01 | FALSE | 1998-10-01 | FALSE | Currently in Use | Regular | 3000 | Steel-Impressed Current | 1981-01-01 |  | Steel (Impressed Current) | Suction (American)
HAMRICK BLDG & SUPPLY CO INC | HWY 22 EAST 1/2 MILE EAST OF RR | GRAY | Jones | 840006 | 1 | [5 empty] | Removed from Ground | Gas (Historical Use) | 500 | Bare Steel | 1970-03-18 | 1996-07-03 | Galvanized Steel
CENTRAL OF GA RR | CLINTON ST | GRAY | Jones | 9084012 | 3 | [5 empty] | Removed from Ground | Gas (Historical Use) | 1000 | Not Marked/Unknown |  | 1899-12-31 | Not Marked
NEWTOP LLC | 2676 GRAY HWY | MACON | Jones | 9084036 | 3 | Flapper Valve | 1997-06-01 |  | 1997-06-01 |  | Currently in Use | Gas (Historical Use) | 10000 | Steel-Impressed Current | 1980-01-01 |  | Steel (Impressed Current) | Pressurized
GRAY FOOD MART LLC | 2810 GRAY HWY | MACON | Jones | 9084018 | 4NOLEAD |  | 1998-01-01 | FALSE | 1998-01-01 | FALSE | Currently in Use | Regular | 8000 | Steel-Impressed Current | 1990-01-01 |  |  | Pressurized
THE CROSSING FOOD MART | 104 EATONTON HWY | GRAY | Jones | 9084013 | 3 | Flapper Valve | 1997-09-29 | FALSE | 1988-10-24 | TRUE | Removed from Ground |  | 5000 | Steel-Impressed Current | 1983-01-01 |  | Fiberglass Reinforced Plastic | Pressurized
Dan's BP | 1210 EATONTON HIGHWAY | GRAY | Jones | 9084039 | 3 |  | 2004-01-01 | FALSE | 2004-01-01 | FALSE | Currently in Use | Diesel | 10000 | Composite | 2004-01-01 |  |  | Pressurized
BONNER & SONS GROCERY | 1760 GA HWY 22 EAST | HADDOCK | Jones | 840010 | 3 |  |  | FALSE |  | FALSE | Abandoned-No Known Release | Gas (Historical Use) | 2000 | Bare Steel | 1971-02-23 |  | Galvanized Steel
LISTONS GROCERY | 290 HWY 49 | MACON | Jones | 840017 | 3 |  | 1997-04-08 | FALSE | 1997-04-08 | FALSE | Currently in Use | Diesel | 6000 | Steel-Impressed Current | 1997-04-08 |  |  | Safe Suction (Euro)
GRAY FOOD MART LLC | 2810 GRAY HWY | MACON | Jones | 9084018 | 3NOLEAD |  | 1998-01-01 | FALSE | 1998-01-01 | FALSE | Currently in Use | Regular | 8000 | Steel-Impressed Current | 1985-01-01 |  |  | Pressurized
M&J FOODMART | 3402 JOYCLIFF RD | MACON | Jones | 9084021 | 2 |  | 1998-09-10 | FALSE | 1998-09-10 | FALSE | Temporarily out of use | Plus | 3000 | Steel-Impressed Current | 1980-01-01 |  |  | Safe Suction (Euro)
RIVER NORTH CC INC | 1 RIVER NORTH BLVD | MACON | Jones | 9084011 | 2 |  |  | FALSE |  | FALSE | Removed from Ground | Gas (Historical Use) | 2000 | Bare Steel | 1977-01-01 | 1899-12-31 | Galvanized Steel
AGGREGATES USA LLC | 1263 LITE & TIE RD | MACON | Jones | 9084007 | 1 |  | 2012-05-01 | FALSE | 2012-05-01 | FALSE | Removed from Ground | Diesel Off Road | 20000 | Composite Double Walled | 2012-05-01 |  | Double-Walled Flex | Pressurized
JONES CO UNIT | 314 JULIETTE-Round Oak RD | ROUND OAK | Jones | 9084006 | 6 | Flapper Valve | 2003-02-26 | FALSE | 2003-02-26 | FALSE | Currently in Use | Regular | 2500 | Fiberglass Double Walled | 2003-06-26 |  | Fiberglass Reinforced Plastic | Safe Suction (Euro)
M & T GROCERY | 2578 EATONTON HWY | HADDOCK | Jones | 9117019 | 7 |  | 2008-02-22 | FALSE | 2008-02-22 | FALSE | Temporarily out of use | Diesel | 10000 | Fiberglass | 2007-11-27 |  | Fiberglass Reinforced Plastic | Pressurized
M & T GROCERY | 2578 EATONTON HWY | HADDOCK | Jones | 9117019 | 5 |  | 2008-02-22 | FALSE | 2008-02-22 | FALSE | Temporarily out of use | Regular | 10000 | Fiberglass | 2007-11-27 |  | Fiberglass Reinforced Plastic | Pressurized
RUBY QUARRY | GA HWY 49 | MACON | Jones | 840005 | 7 |  |  | TRUE |  | TRUE | Removed from Ground | Used Oil | 1000 | Bare Steel | 1971-04-21 | 1991-06-15 | Galvanized Steel
RUBY QUARRY | GA HWY 49 | MACON | Jones | 840005 | 5 | [5 empty] | Removed from Ground | Empty | 15000 | Bare Steel | 1978-04-19 | 1981-06-01 | Galvanized Steel
RUBY QUARRY | GA HWY 49 | MACON | Jones | 840005 | 4 | [5 empty] | Removed from Ground | Diesel | 15000 | Bare Steel | 1978-04-19 | 1991-06-15 | Galvanized Steel
C & J SUPERMARKET #2 | 2901 JOYCLIFF RD | MACON | Jones | 840036 | 1 | Flapper Valve | 1997-06-23 | FALSE | 1997-06-23 | FALSE | Currently in Use | Regular | 8000 | Steel-Impressed Current | 1980-05-01 |  | Fiberglass Reinforced Plastic | Pressurized
TOWN CREEK FOOD SHOP & GAS | 3061 UPPER RIVER RD | MACON | Jones | 9084040 | 1B |  | 1994-11-01 | FALSE | 1994-11-01 | FALSE | Temporarily out of use | Gas (Historical Use) | 4000 | Composite | 1994-11-01 |  | Double-Walled Fiberglass | Pressurized
GARY'S FOOD STORE | 158 HWY 49 | MACON | Jones | 9084015 | 2 | Flapper Valve | 1998-08-12 | FALSE | 1998-08-12 | FALSE | Currently in Use | Regular | 6000 | Steel-Impressed Current | 1980-01-01 |  |  | Safe Suction (Euro)
C M MARKET | 3437 JOY CLIFF RD | MACON | Jones | 9084022 | 4 | Flapper Valve | 1993-08-01 | FALSE | 1993-08-01 | FALSE | Currently in Use | Diesel | 4000 | Galvanic (STIP-3) | 1993-10-01 |  | Fiberglass Reinforced Plastic | Pressurized
C M MARKET | 3437 JOY CLIFF RD | MACON | Jones | 9084022 | 1 | [5 empty] | Removed from Ground | Gas (Historical Use) | 8000 | Bare Steel | 1976-10-01 | 1995-10-26 | Not Marked
49er Food Mart | 2440 SHURLING DR | MACON | Jones | 10001093 | 1B | Ball Float | 2005-09-01 | FALSE | 2005-09-01 | FALSE | Currently in Use | Gas (Historical Use) | 5000 | Composite | 2005-09-01 |  | Double-Walled Flex | Pressurized
ATLANTA GAS LIGHT MACON LNG PLAN | 258 HENDERSON RD | MACON | Jones | 840028 | 1 |  |  | TRUE |  | TRUE | Removed from Ground | Used Oil | 1000 | Cathodically Protected Steel | 1980-05-08 | 1993-02-09 | Galvanized Steel | Gravity Fed
JONES CO UNIT | 314 JULIETTE-Round Oak RD | ROUND OAK | Jones | 9084006 | 2 | [5 empty] | Removed from Ground | Empty | 560 | Bare Steel | 1955-01-01 | 1990-04-01 | Galvanized Steel
INGLES MARKETS GAS EXPRESS #486 | 261 WEST CLINTON ST | GRAY | Jones | 10002282 | 2A | Flapper Valve | 2014-02-01 | FALSE | 2014-02-01 | FALSE | Currently in Use | E-10 | 5000 | Fiberglass Double Walled | 2014-02-01 |  | Double-Walled Flex | Pressurized
HANDY ANDY (438) | 500 W CLINTON ST | GRAY | Jones | 840030 | 3 | Flapper Valve | 1997-06-01 | FALSE | 1997-06-01 | FALSE | Removed from Ground | Plus | 6000 | Steel-Impressed Current | 1982-05-08 | 2019-12-09 |  | Pressurized
WHITES 66 SERVICE STATION | MACON RD | GRAY | Jones | 840027 | 2 | [5 empty] | Removed from Ground | Gas (Historical Use) | 4000 | Bare Steel | 1965-05-12 | 1998-03-01 | Galvanized Steel
JAMES BAULKON STORE | HWY 18 | JAMES | Jones | 840014 | 1 | [5 empty] | Permanently Out of Use - historical purposes | Gas (Historical Use) | 500 | Bare Steel | 1965-02-24 | 1899-12-31 | Unknown
GARY'S FOOD STORE | 158 HWY 49 | MACON | Jones | 9084015 | 1 | Flapper Valve | 1998-08-12 | FALSE | 1998-08-12 | FALSE | Currently in Use | Regular | 6000 | Steel-Impressed Current | 1980-01-01 |  |  | Safe Suction (Euro)
M&J FOODMART | 3402 JOYCLIFF RD | MACON | Jones | 9084021 | 4 |  | 1998-09-10 | FALSE | 1998-09-10 | FALSE | Temporarily out of use | Diesel | 3000 | Steel-Impressed Current | 1980-01-01 |  |  | Safe Suction (Euro)
M&J FOODMART | 3402 JOYCLIFF RD | MACON | Jones | 9084021 | 5 | Flapper Valve | 1998-09-10 | FALSE | 1998-09-10 | FALSE | Temporarily out of use | Diesel | 4000 | Steel-Impressed Current | 1980-01-01 |  |  | Safe Suction (Euro)
C M MARKET | 3437 JOY CLIFF RD | MACON | Jones | 9084022 | 5B | Ball Float | 1995-10-01 | FALSE | 1995-10-01 | FALSE | Currently in Use | Regular | 4000 | Composite | 1995-10-01 |  | Fiberglass Reinforced Plastic | Pressurized
GOD WORSHIP CENTER | 2668 GRAY HWY | MACON | Jones | 10001411 | 3 |  |  | FALSE |  | FALSE | Closed in Ground |  | 0 | Bare Steel | 1957-01-01 | 1980-01-01
AT&T COMM RADIO TOWER | OFF HWY 129 ON HWY 11/ROUND OAK | ROUND OAK | Jones | 840029 | 1 | [5 empty] | Removed from Ground | Kerosene | 5000 | Bare Steel | 1963-05-14 | 1991-09-01 | Copper
PIEDMONT NATIONAL WILD REFUGE | FISH & WILDLIFE SERVICE | ROUND OAK | Jones | 840033 | 1 | [5 empty] | Removed from Ground | Gas (Historical Use) | 2000 | Bare Steel | 1983-05-09 | 1996-04-16 | Galvanized Steel
C M MARKET | 3437 JOY CLIFF RD | MACON | Jones | 9084022 | 5A | Ball Float | 1995-10-01 | FALSE | 1995-10-01 | FALSE | Currently in Use | Premium | 8000 | Composite | 1995-10-01 |  | Fiberglass Reinforced Plastic | Pressurized
GOD WORSHIP CENTER | 2668 GRAY HWY | MACON | Jones | 10001411 | 5 |  |  | FALSE |  | FALSE | Closed in Ground |  | 0 | Bare Steel | 1957-01-01 | 1980-01-01
GOD WORSHIP CENTER | 2668 GRAY HWY | MACON | Jones | 10001411 | 4 |  |  | FALSE |  | FALSE | Closed in Ground |  | 0 | Bare Steel | 1957-01-01 | 1980-01-01
RIVER NORTH CC INC | 1 RIVER NORTH BLVD | MACON | Jones | 9084011 | 3 |  |  | FALSE |  | FALSE | Removed from Ground | Diesel | 550 | Bare Steel | 1977-01-01 | 1899-12-31 | Galvanized Steel
AGGREGATES USA LLC | 1263 LITE & TIE RD | MACON | Jones | 9084007 | 64 |  | 1989-01-04 |  | 1989-01-04 |  | Removed from Ground | Gas (Historical Use) | 4000 | Galvanic (STIP-3) | 1989-01-04 | 2013-01-23 | Fiberglass Reinforced Plastic | Pressurized
M&J FOODMART | 3402 JOYCLIFF RD | MACON | Jones | 9084021 | 1 | Flapper Valve | 1998-09-10 | FALSE | 1998-09-10 | FALSE | Temporarily out of use | Regular | 6000 | Steel-Impressed Current | 1980-01-01 |  |  | Safe Suction (Euro)
GRAY FOOD MART LLC | 2810 GRAY HWY | MACON | Jones | 9084018 | 2PLUS | Flapper Valve | 1998-01-01 | FALSE | 1998-01-01 | FALSE | Currently in Use | Premium | 4000 | Steel-Impressed Current | 1985-01-01 |  |  | Pressurized
TRI-COUNTY ELECTRIC MEMBERSHIP C | HWY 129/GRAY HWY | GRAY | Jones | 840019 | 3 | [5 empty] | Removed from Ground | Gas (Historical Use) | 8000 | Bare Steel | 1980-03-20 | 1993-01-01 | Galvanized Steel
NORFOLK SOUTHERN RAILWAY | US HWY 129 & RAILROAD ST | GRAY | Jones | 9084003 | 3 | [5 empty] | Removed from Ground | Diesel | 2000 | Marked Unknown | 1990-01-01 | 1990-01-01 | Unknown
GREENS WATER WELLS INC | 3535 GRAY HIGHWAY | GRAY | Jones | 9084030 | 1 | [5 empty] | Removed from Ground | Gas (Historical Use) | 8000 | Bare Steel | 1968-01-01 | 1998-12-01 | Bare Steel
49 MINIT MART | 430 MILLEDGEVILLE RD, 711 GA-49 | MACON | Jones | 9011131 | 4 | Flapper Valve | 1990-05-31 | FALSE | 1990-05-31 | FALSE | Currently in Use | Diesel | 6000 | Composite | 1990-05-31 |  | Fiberglass Reinforced Plastic | Pressurized
49 MINIT MART | 430 MILLEDGEVILLE RD, 711 GA-49 | MACON | Jones | 9011131 | 5 | Flapper Valve | 2000-04-26 | FALSE | 2000-04-26 | FALSE | Currently in Use | Diesel Off Road | 2000 | Fiberglass | 2000-04-26 |  | Fiberglass Reinforced Plastic | Safe Suction (Euro)
REEVES CONSTRUCTION CO | 2500 GRAY HWY | MACON | Jones | 9084008 | 2 | Flapper Valve | 1996-12-13 | FALSE | 1996-12-13 | FALSE | Currently in Use | Diesel | 10000 | Galvanic (STIP-3) | 1988-01-01 |  |  | Pressurized
GOD WORSHIP CENTER | 2668 GRAY HWY | MACON | Jones | 10001411 | 1 |  |  | FALSE |  | FALSE | Closed in Ground |  | 0 | Bare Steel | 1957-01-01 | 1980-01-01
M & T GROCERY | 2578 EATONTON HWY | HADDOCK | Jones | 9117019 | 4DIESEL |  | 1999-01-13 |  | 1999-01-13 |  | Removed from Ground | Diesel | 4000 | Steel-Impressed Current | 1978-03-12 | 2007-04-18 | Cathodically Protected | Suction (American)
RUBY QUARRY | GA HWY 49 | MACON | Jones | 840005 | 1 | [5 empty] | Removed from Ground | Diesel | 10000 | Bare Steel | 1984-04-17 | 1991-06-05 | Not Marked
HITCHCOCK QUARRY | LITE-N-TIE RD | MACON | Jones | 840022 | 1 | [5 empty] | Removed from Ground | Gas (Historical Use) | 2000 | Bare Steel | 1976-05-01 | 1988-12-22 | Galvanized Steel
GRAY FOOD MART LLC | 2810 GRAY HWY | MACON | Jones | 9084018 | 6 | Flapper Valve | 2000-03-20 | FALSE | 2000-03-20 | FALSE | Temporarily out of use | Kerosene | 2000 | Composite | 2000-03-01 |  | Fiberglass Reinforced Plastic | Safe Suction (Euro)
C M MARKET | 3437 JOY CLIFF RD | MACON | Jones | 9084022 | 2 | [5 empty] | Removed from Ground | Gas (Historical Use) | 3000 | Bare Steel | 1976-10-01 | 1995-10-26 | Not Marked
JONES CO UNIT | 314 JULIETTE-Round Oak RD | ROUND OAK | Jones | 9084006 | 3 | [5 empty] | Removed from Ground | Empty | 2000 | Cathodically Protected Steel | 1988-01-01 | 1990-04-01 | Cathodically Protected
LAWRENCE BROWN JR PROPERTY | 263 OLD HIGHWAY 18 | GRAY | Jones | 10002064 | 1 |  |  | FALSE |  | FALSE | Removed from Ground | Not Marked/Tank Removed | 500 | Bare Steel | 2011-12-15 | 2011-12-15 | Galvanized Steel
INGLES MARKETS GAS EXPRESS #486 | 261 WEST CLINTON ST | GRAY | Jones | 10002282 | 2B | Flapper Valve | 2014-02-01 | FALSE | 2014-02-01 | FALSE | Currently in Use | Diesel | 5000 | Fiberglass Double Walled | 2014-02-01 |  | Double-Walled Flex | Pressurized
CTC OF THE SOUTH-GRAY | DOLLY ST | GRAY | Jones | 840041 | 1 | [5 empty] | Removed from Ground | Diesel | 500 | Bare Steel | 1978-01-03 | 1992-05-01 | Bare Steel
NORFOLK SOUTHERN RAILWAY | US HWY 129 & RAILROAD ST | GRAY | Jones | 9084003 | 2 | [5 empty] | Removed from Ground | Gas (Historical Use) | 1000 | Marked Unknown | 1990-01-01 | 1990-01-01 | Unknown
WEST GRAY BP | 295 W CLINTON ST | GRAY | Jones | 9084038 | 3 | Ball Float | 2000-08-30 | FALSE | 2000-08-30 | FALSE | Currently in Use | Diesel | 6000 | Composite | 2000-08-30 |  | Fiberglass Reinforced Plastic | Pressurized
M & T GROCERY | 2578 EATONTON HWY | HADDOCK | Jones | 9117019 | 2PREM |  | 1999-01-13 |  | 1999-01-13 |  | Removed from Ground | Gas (Historical Use) | 4000 | Steel-Impressed Current | 1978-03-12 | 2007-04-18 | Cathodically Protected | Suction (American)
HITCHCOCK QUARRY | LITE-N-TIE RD | MACON | Jones | 840022 | 3 | [5 empty] | Removed from Ground | Diesel | 7500 | Bare Steel | 1974-05-02 | 1988-12-22 | Galvanized Steel
City Limits Marathon | 4386 GRAY HWY. | GRAY | Jones | 9084019 | 6 |  | 1992-03-01 | FALSE | 2000-05-06 | FALSE | Removed from Ground | Used Oil | 4000 | Steel-Impressed Current | 1984-04-01 | 2018-01-03 | Steel (Impressed Current) | Safe Suction (Euro)
CTC OF THE SOUTH-HADDCOK CO | HWY 22 | HADDOCK | Jones | 840042 | 1 | [5 empty] | Removed from Ground | Diesel | 500 | Bare Steel | 1979-01-03 | 1992-05-01 | Bare Steel
JONES CO UNIT | 314 JULIETTE-Round Oak RD | ROUND OAK | Jones | 9084006 | 1 | [5 empty] | Removed from Ground | Empty | 2000 | Bare Steel | 1975-01-01 | 1990-04-01 | Galvanized Steel
ATLANTA GAS LIGHT MACON LNG PLAN | 258 HENDERSON RD | MACON | Jones | 840028 | 2 |  |  | TRUE |  | TRUE | Removed from Ground | Used Oil | 1000 | Bare Steel | 1981-01-01 | 1990-10-01 | Galvanized Steel | Safe Suction (Euro)
ABC FOOD STORE | GRAY HWY | HADDOCK | Jones | 840008 | 1 | [5 empty] | Currently in Use | Gas (Historical Use) | 2000 | Bare Steel | 1966-02-24 |  | Galvanized Steel
AT&T COMM RADIO TOWER | OFF HWY 129 ON HWY 11/ROUND OAK | ROUND OAK | Jones | 840029 | 2 | [5 empty] | Removed from Ground | Other | 5000 | Bare Steel | 1963-05-14 | 1991-09-01 | Copper
PIEDMONT NATIONAL WILD REFUGE | FISH & WILDLIFE SERVICE | ROUND OAK | Jones | 840033 | 2 | [5 empty] | Removed from Ground | Diesel | 2000 | Bare Steel | 1983-05-09 | 1996-04-16 | Galvanized Steel
49 MINIT MART | 430 MILLEDGEVILLE RD, 711 GA-49 | MACON | Jones | 9011131 | 3 | Flapper Valve | 1990-05-31 | FALSE | 1990-05-31 | FALSE | Currently in Use | Diesel | 6000 | Composite | 1990-05-31 |  | Fiberglass Reinforced Plastic | Pressurized
GOD WORSHIP CENTER | 2668 GRAY HWY | MACON | Jones | 10001411 | 2 |  |  | FALSE |  | FALSE | Closed in Ground |  | 0 | Bare Steel | 1957-01-01 | 1980-01-01
JONES CO SHERIFFS DEPT | JEFFERSON ST/COURTHOUSE | GRAY | Jones | 840016 | 1 | [5 empty] | Removed from Ground | Gas (Historical Use) | 1000 | Bare Steel | 1978-01-01 | 1998-12-02 | Galvanized Steel | Safe Suction (Euro)
CENTRAL OF GA RR | CLINTON ST | GRAY | Jones | 9084012 | 4 |  |  | TRUE |  | TRUE | Removed from Ground | Used Oil | 250 | Not Marked/Unknown |  | 1899-12-31 | Not Marked
NORFOLK SOUTHERN RAILWAY | US HWY 129 & RAILROAD ST | GRAY | Jones | 9084003 | 4 |  |  | TRUE |  | TRUE | Removed from Ground | Used Oil | 500 | Marked Unknown | 1990-01-01 | 1990-01-01 | Unknown
ROBERTS TIMBER CO INC | 151 INDUSTRIAL BLVD | GRAY | Jones | 9084034 | 2 | Ball Float | 1997-05-01 | FALSE | 1997-05-01 | FALSE | Currently in Use | Diesel Off Road | 7000 | Galvanic (STIP-3) | 1997-05-01 |  | Fiberglass Reinforced Plastic | Pressurized
WEST GRAY BP | 295 W CLINTON ST | GRAY | Jones | 9084038 | 1 | Ball Float | 2000-08-30 | FALSE | 2000-08-30 | FALSE | Currently in Use | Regular | 12000 | Composite | 2000-08-30 |  | Fiberglass Reinforced Plastic | Pressurized
OLD CLINTON GAS & GROCERIES | 4243 GRAY HWY | GRAY | Jones | 9084031 | 3 | Ball Float | 1993-04-01 | FALSE | 1993-04-01 | FALSE | Currently in Use | Diesel | 8000 | Galvanic (STIP-3) | 1993-04-22 |  | Fiberglass Reinforced Plastic | Pressurized
City Limits Marathon | 4386 GRAY HWY. | GRAY | Jones | 9084019 | 2 |  | 1992-03-01 | FALSE | 2000-05-06 | FALSE | Removed from Ground | Diesel | 8000 | Steel-Impressed Current | 1970-12-01 | 2018-01-03 | Galvanized Steel | Pressurized
THE CROSSING FOOD MART | 104 EATONTON HWY | GRAY | Jones | 9084013 | 2 | Flapper Valve | 1997-09-29 | FALSE | 1988-10-24 | TRUE | Closed in Ground | Plus | 8000 | Steel-Impressed Current | 1978-01-01 |  | Fiberglass Reinforced Plastic | Pressurized
BERRY MOORE DVM | US 129 | GRAY | Jones | 9084017 | 1 | [5 empty] | Removed from Ground | Gas (Historical Use) | 500 | Bare Steel | 1972-01-01 | 2002-08-01 | Galvanized Steel | Safe Suction (Euro)
K&A | 1359 HWY 22 | HADDOCK | Jones | 9011132 | 2 | Ball Float | 1990-08-14 | FALSE | 1990-08-14 | FALSE | Currently in Use | Premium | 6000 | Lined Interior/Impressed Current | 1982-04-28 |  | Fiberglass Reinforced Plastic | Pressurized
M & T GROCERY | 2578 EATONTON HWY | HADDOCK | Jones | 9117019 | 1RU |  | 1999-01-13 |  | 1999-01-13 |  | Removed from Ground | Gas (Historical Use) | 4000 | Steel-Impressed Current | 1978-03-12 | 2007-04-18 | Cathodically Protected | Suction (American)
NEWTOP LLC | 2676 GRAY HWY | MACON | Jones | 9084036 | 4 | Flapper Valve | 1997-06-01 |  | 1997-06-01 |  | Currently in Use | Diesel | 10000 | Steel-Impressed Current | 1980-01-01 |  | Steel (Impressed Current) | Pressurized
NEWTOP LLC | 2676 GRAY HWY | MACON | Jones | 9084036 | 1 | Flapper Valve | 1997-06-01 |  | 1997-06-01 |  | Currently in Use | Gas (Historical Use) | 8000 | Steel-Impressed Current | 1980-01-01 |  | Steel (Impressed Current) | Pressurized
M&J FOODMART | 3402 JOYCLIFF RD | MACON | Jones | 9084021 | 3 | Flapper Valve | 1998-09-10 | FALSE | 1998-09-10 | FALSE | Temporarily out of use | Diesel | 3000 | Steel-Impressed Current | 1980-01-01 |  |  | Safe Suction (Euro)
49er Food Mart | 2440 SHURLING DR | MACON | Jones | 10001093 | S | Ball Float | 2005-09-01 | FALSE | 2005-09-01 | FALSE | Currently in Use | Diesel | 10000 | Composite | 2005-09-01 |  | Double-Walled Flex | Pressurized
KNOX RIVERS CONSTRUCTION | PITTS CHAPEL RD/HWY 49 | MACON | Jones | 840043 | 3 | [5 empty] | Removed from Ground | Diesel | 3000 | Bare Steel | 1975-01-04 | 1994-12-01 | Galvanized Steel
KNOX RIVERS CONSTRUCTION | PITTS CHAPEL RD/HWY 49 | MACON | Jones | 840043 | 2 | [5 empty] | Removed from Ground | Gas (Historical Use) | 1000 | Bare Steel | 1975-01-04 | 1994-12-01 | Galvanized Steel
KNOX RIVERS CONSTRUCTION | PITTS CHAPEL RD/HWY 49 | MACON | Jones | 840043 | 1 | [5 empty] | Removed from Ground | Gas (Historical Use) | 1000 | Bare Steel | 1975-01-04 | 1994-12-01 | Galvanized Steel
RANCHERS LPG, LLC | 615 LANDMARK POINTE BLVD SUITE A | GRAY | Jones | 10003340 | 2 | Flapper Valve | 2023-05-01 | FALSE | 2023-05-01 | FALSE | Currently in Use | Diesel | 8000 | Composite Double Walled | 2023-05-01 |  | Double-Walled Flex | Pressurized
US FOREST SERV/HILLSBORO WORK CE | TURNER RD | HILLSBORO | Jones | 9084004 | 2 | [5 empty] | Removed from Ground | Gas (Historical Use) | 1000 | Bare Steel | 1968-01-01 | 1988-12-20 | Galvanized Steel
US FOREST SERV/HILLSBORO WORK CE | TURNER RD | HILLSBORO | Jones | 9084004 | 1 | [5 empty] | Removed from Ground | Diesel | 500 | Bare Steel | 1968-01-01 | 1988-12-20 | Galvanized Steel
E-Z SERVE #8459 | US HWY 341 | BARNESVILLE | Lamar | 850029 | 1 |  | 1998-10-20 |  | 1998-10-20 |  | Removed from Ground | Empty | 8000 | Steel-Impressed Current | 1980-08-08 | 2009-05-27 | Cathodically Protected | Safe Suction (Euro)
RED APPLE #116 | 419 ATLANTA ST | BARNESVILLE | Lamar | 850030 | 2 | Ball Float | 1986-01-01 | FALSE | 1986-01-01 | FALSE | Temporarily out of use | Plus | 8000 | Fiberglass | 1986-01-01 |  | Fiberglass Reinforced Plastic | Pressurized
SPRINT FOODS INC | HWY 341 SOUTH | BARNESVILLE | Lamar | 850011 | 2 | [5 empty] | Removed from Ground | Gas (Historical Use) | 10000 | Bare Steel | 1986-04-29 | 1998-06-01 | Galvanized Steel | Pressurized
GENERAL TIRE INC/ONE GENERAL ST | 160 ALDORA ST | BARNESVILLE | Lamar | 850009 | 2 | [5 empty] | Removed from Ground | Diesel | 6000 | Bare Steel | 1972-04-26 | 1988-05-03 | Bare Steel
Circle K 2745057 | 771 US HWY 341 @ GA HWY 36 | BARNESVILLE | Lamar | 850008 | 4 | Flapper Valve | 2001-08-07 | FALSE | 2001-08-07 | FALSE | Currently in Use | Regular | 12000 | Composite Double Walled | 2001-08-07 |  | Double-Walled Flex | Pressurized
MILNER MILLING INC/DIXIE PORTLAN | 347 INDUSTRIAL RD | BARNESVILLE | Lamar | 850031 | 1 | [5 empty] | Removed from Ground | Diesel | 12000 | Marked Unknown | 1979-05-10 | 1991-02-21 | Bare Steel
B&L QUICK SERVE #58 | 301 COLLEGE DR | BARNESVILLE | Lamar | 850012 | 3 |  | 1998-11-12 |  | 1998-11-12 |  | Removed from Ground | Gas (Historical Use) | 3000 | Steel-Impressed Current | 1975-05-04 | 2005-01-18 |  | Safe Suction (Euro)
BEVIL TIRE & AUTO SHOP | 319 THOMASTON ST | BARNESVILLE | Lamar | 850007 | 3 | [5 empty] | Removed from Ground | Gas (Historical Use) | 4000 | Bare Steel | 1986-04-09 | 1989-12-13 | Galvanized Steel
DEPARTMENT OF TRANSPORTATION 103 | GA HWY 7 S | BARNESVILLE | Lamar | 850006 | 302G1 | [5 empty] | Removed from Ground | Gas (Historical Use) | 1000 | Bare Steel | 1974-05-02 | 1993-11-01 | Galvanized Steel
SAMMIES FOODMART | 101 MILL ST | BARNESVILLE | Lamar | 850020 | 4 |  | 1993-04-01 |  | 1993-04-01 |  | Temporarily out of use | Gas (Historical Use) | 4000 | Steel-Impressed Current | 1979-05-10 |  | Steel (Impressed Current) | Pressurized
SAMMIES FOODMART | 101 MILL ST | BARNESVILLE | Lamar | 850020 | 5 |  | 1993-04-01 |  | 1993-04-01 |  | Temporarily out of use | Diesel | 4000 | Steel-Impressed Current | 1979-05-10 |  | Steel (Impressed Current) | Pressurized
CROSSROADS SHELL | 623 HWY 341 S | BARNESVILLE | Lamar | 850016 | 3 | Ball Float | 1995-02-26 |  | 1995-02-26 |  | Currently in Use | Gas (Historical Use) | 4000 | Steel-Impressed Current | 1974-05-11 |  | Fiberglass Reinforced Plastic | Pressurized
BENNYS MARATHON STATION | 201 FORSYTH ST | BARNESVILLE | Lamar | 850017 | 1 | Ball Float | 1994-11-26 | FALSE | 1994-11-26 | FALSE | Temporarily out of use |  | 6000 | Galvanic (STIP-3) | 1971-05-12 |  | Fiberglass Reinforced Plastic | Pressurized
LAMAR COUNTY | 106 COLLIER RD | BARNESVILLE | Lamar | 850028 | 2 | [5 empty] | Removed from Ground | Diesel | 8000 | Cathodically Protected Steel | 1987-08-01 | 1997-06-01 | Fiberglass Reinforced Plastic | Safe Suction (Euro)
B&L QUICK SERVE #58 | 301 COLLEGE DR | BARNESVILLE | Lamar | 850012 | 2 |  | 1998-11-12 | FALSE | 1998-11-12 | FALSE | Removed from Ground | Gas (Historical Use) | 6000 | Steel-Impressed Current | 1975-05-04 | 2018-11-26 |  | Safe Suction (Euro)
PROCTOR & GAMBLE | OLD MILNER RD | BARNESVILLE | Lamar | 850010 | 1 | [5 empty] | Removed from Ground | Gas (Historical Use) | 2000 | Cathodically Protected Steel | 1982-04-02 | 1990-05-01 | Bare Steel
LAMAR COUNTY | 106 COLLIER RD | BARNESVILLE | Lamar | 850028 | 1 | [5 empty] | Removed from Ground | Gas (Historical Use) | 10000 | Bare Steel | 1972-01-14 | 1997-06-01 | Fiberglass Reinforced Plastic | Safe Suction (Euro)
RED APPLE #116 | 419 ATLANTA ST | BARNESVILLE | Lamar | 850030 | 3 | Ball Float | 1986-01-01 | FALSE | 1986-01-01 | FALSE | Temporarily out of use | Premium | 8000 | Fiberglass | 1986-01-01 |  | Fiberglass Reinforced Plastic | Pressurized
DEPARTMENT OF TRANSPORTATION 103 | GA HWY 7 S | BARNESVILLE | Lamar | 850006 | 302D1 | [5 empty] | Removed from Ground | Diesel | 500 | Bare Steel | 1972-05-02 | 1993-11-01 | Galvanized Steel
PRYOR SS #2 | 512 ATLANTA ST | BARNESVILLE | Lamar | 9126041 | PLUS1000 | [5 empty] | Temporarily out of use | Diesel | 1000 | Bare Steel |  |  | Galvanized Steel | Safe Suction (Euro)
E-Z SERVE #8459 | US HWY 341 | BARNESVILLE | Lamar | 850029 | 3 |  | 1998-10-20 |  | 1998-10-20 |  | Removed from Ground | Empty | 8000 | Steel-Impressed Current | 1980-08-08 | 2009-06-29 | Cathodically Protected | Safe Suction (Euro)
B&L QUICK SERVE #58 | 301 COLLEGE DR | BARNESVILLE | Lamar | 850012 | 1 |  | 1998-11-12 | FALSE | 1998-11-12 | FALSE | Removed from Ground | Gas (Historical Use) | 10000 | Steel-Impressed Current | 1975-05-04 | 2018-11-26 |  | Safe Suction (Euro)
SAMMIES FOODMART | 101 MILL ST | BARNESVILLE | Lamar | 850020 | 3 |  | 1993-04-01 |  | 1993-04-01 |  | Temporarily out of use | Kerosene | 6000 | Steel-Impressed Current | 1979-05-10 |  | Steel (Impressed Current) | Pressurized
BENS TRUCK STOP | HWY 341 S | BARNESVILLE | Lamar | 850014 | 4 | [5 empty] | Removed from Ground | Gas (Historical Use) | 1000 | Bare Steel | 1986-05-08 | 1998-10-06 | Bare Steel | Safe Suction (Euro)
FORMER ANDERSONS GROCERY STORE | 1333 HWY 341 S | BARNESVILLE | Lamar | 10000651 | 6 | Ball Float | 1997-01-01 | FALSE | 1997-01-01 | FALSE | Removed from Ground | Gas (Historical Use) | 500 | Galvanic (STIP-3) | 1997-01-01 | 2005-10-29 | Fiberglass Reinforced Plastic | Safe Suction (Euro)
INGLES MARKETS GAS EXPRESS #498 | 629 HWY 341 S | BARNESVILLE | Lamar | 10001547 | 2A |  | 2008-07-01 | FALSE | 2008-07-01 | FALSE | Currently in Use | Diesel | 5000 | Fiberglass Double Walled | 2008-06-01 |  | Double-Walled Flex | Pressurized
LAMAR CO COURTHOUSE | 326 THOMASTON STREET | BARNESVILLE | Lamar | 9085018 | 1 | [5 empty] | Removed from Ground | Gas (Historical Use) | 1000 | Marked Unknown | 1998-03-12 | 1998-03-12 | Galvanized Steel | Safe Suction (Euro)
HOT SHOT | 202 HWY 341 BY-PASS | BARNESVILLE | Lamar | 9085005 | 4 |  | 1994-02-16 | FALSE | 1994-02-16 | FALSE | Temporarily out of use | Diesel | 8000 | Composite | 1994-02-16 |  | Fiberglass Reinforced Plastic | Pressurized
HOT SHOT | 202 HWY 341 BY-PASS | BARNESVILLE | Lamar | 9085005 | 5 |  | 1994-02-16 | FALSE | 1994-02-16 | FALSE | Currently in Use | Diesel | 12000 | Composite | 1994-02-16 |  | Fiberglass Reinforced Plastic | Pressurized
ED BRUCE ASSOC INC | 118 FORSYTH ST | BARNESVILLE | Lamar | 850003 | 1 | [5 empty] | Removed from Ground | Empty | 500 | Marked Unknown | 1966-03-05 | 1976-01-01 | Unknown
PROCTOR & GAMBLE | OLD MILNER RD | BARNESVILLE | Lamar | 850010 | 2 | [5 empty] | Removed from Ground | Diesel | 8000 | Cathodically Protected Steel | 1982-04-02 | 1990-05-01 | Bare Steel
BEVIL TIRE & AUTO SHOP | 319 THOMASTON ST | BARNESVILLE | Lamar | 850007 | 1 | [5 empty] | Removed from Ground | Gas (Historical Use) | 2000 | Bare Steel | 1986-04-09 | 1989-12-13 | Galvanized Steel
BEVIL TIRE & AUTO SHOP | 319 THOMASTON ST | BARNESVILLE | Lamar | 850007 | 4 | [5 empty] | Removed from Ground | Gas (Historical Use) | 4000 | Bare Steel | 1986-04-09 | 1989-12-13 | Galvanized Steel
THE WILLIAM CARTER CO | 2 RAILROAD ST | BARNESVILLE | Lamar | 850005 | 2 | [5 empty] | Currently in Use | Diesel | 28000 | Unknown | 1974-01-31 |  | Not Marked
HWY 341 BEST BUY | 892 HIGHWAY 341 S | BARNESVILLE | Lamar | 850019 | 4 | Flapper Valve | 1995-11-01 | FALSE | 1995-11-01 | FALSE | Currently in Use | E-0 | 6000 | Steel-Impressed Current | 1982-05-09 |  | Fiberglass Reinforced Plastic | Pressurized
BST BARNESVILLE CO R2172 | 336 THOMASTON ST | BARNESVILLE | Lamar | 850026 | 2 | Flapper Valve | 1997-02-10 | FALSE | 1997-02-10 | FALSE | Currently in Use | Diesel | 4000 | Fiberglass | 1997-02-10 |  | Copper | Safe Suction (Euro)
HWY 341 BEST BUY | 892 HIGHWAY 341 S | BARNESVILLE | Lamar | 850019 | 3 | Flapper Valve | 1995-11-01 | FALSE | 1995-11-01 | FALSE | Currently in Use | Diesel | 6000 | Steel-Impressed Current | 1982-05-09 |  | Fiberglass Reinforced Plastic | Pressurized
SAMMIES FOODMART | 101 MILL ST | BARNESVILLE | Lamar | 850020 | 1 |  | 1993-04-01 |  | 1993-04-01 |  | Temporarily out of use | Gas (Historical Use) | 6000 | Steel-Impressed Current | 1979-05-10 |  | Steel (Impressed Current) | Pressurized
RELIABLE MART | 401 VETERAN'S PKWY | BARNESVILLE | Lamar | 10001036 | 3 | Ball Float | 2004-11-09 | FALSE | 2004-11-09 | FALSE | Currently in Use | Diesel On Road | 8000 | Composite | 2004-11-09 |  | Double-Walled Flex | Pressurized
DEPARTMENT OF TRANSPORTATION 103 | GA HWY 7 S | BARNESVILLE | Lamar | 850006 | 302D2 | [5 empty] | Removed from Ground | Diesel | 1058 | Bare Steel | 1998-08-10 | 1998-08-10 | Galvanized Steel | Suction (American)
T&J OUTFITTERS #345 | 1054 HWY 36 W | BARNESVILLE | Lamar | 10001286 | 2B | Ball Float | 2007-01-01 | FALSE | 2007-01-01 | FALSE | Currently in Use | Diesel Off Road | 4000 | Composite | 2007-01-01 |  | Fiberglass Reinforced Plastic | Pressurized
RED APPLE #116 | 419 ATLANTA ST | BARNESVILLE | Lamar | 850030 | 1 | Ball Float | 1986-01-01 | FALSE | 1986-01-01 | FALSE | Temporarily out of use | Regular | 8000 | Fiberglass | 1986-01-01 |  | Fiberglass Reinforced Plastic | Pressurized
HWY 341 BEST BUY | 892 HIGHWAY 341 S | BARNESVILLE | Lamar | 850019 | 1 | Flapper Valve | 1995-11-01 | FALSE | 1995-11-01 | FALSE | Currently in Use | Regular | 10000 | Steel-Impressed Current | 1982-05-09 |  | Fiberglass Reinforced Plastic | Pressurized
CROSSROADS SHELL | 623 HWY 341 S | BARNESVILLE | Lamar | 850016 | 1 | Ball Float | 1995-02-26 |  | 1995-02-26 |  | Currently in Use | Gas (Historical Use) | 4000 | Steel-Impressed Current | 1974-05-11 |  | Fiberglass Reinforced Plastic | Pressurized
GENERAL TIRE INC/ONE GENERAL ST | 160 ALDORA ST | BARNESVILLE | Lamar | 850009 | 6 | [5 empty] | Removed from Ground | Diesel | 30000 | Bare Steel | 1972-04-26 | 1990-11-01 | Bare Steel
Circle K 2745057 | 771 US HWY 341 @ GA HWY 36 | BARNESVILLE | Lamar | 850008 | 1 |  | 1997-07-30 |  | 1997-07-30 |  | Removed from Ground | Gas (Historical Use) | 8000 | Steel-Impressed Current | 1981-01-01 | 1899-12-31 | Galvanized Steel | Pressurized
THE WILLIAM CARTER CO | 2 RAILROAD ST | BARNESVILLE | Lamar | 850005 | 1 | [5 empty] | Currently in Use | Diesel | 28000 | Unknown | 1974-01-31 |  | Not Marked
STALLING AMOCO | 200 FORSYTH ST | BARNESVILLE | Lamar | 850023 | 2 | [5 empty] | Removed from Ground | Gas (Historical Use) | 4000 | Bare Steel | 1970-05-12 | 1993-10-04 | Galvanized Steel | Pressurized
LARRYS | COLLEGE & FORSYTH ST | BARNESVILLE | Lamar | 850021 | 2 | [5 empty] | Removed from Ground | Gas (Historical Use) | 3000 | Bare Steel | 1969-05-12 | 1991-03-04 | Galvanized Steel
BENS TRUCK STOP | HWY 341 S | BARNESVILLE | Lamar | 850014 | 1 | [5 empty] | Removed from Ground | Gas (Historical Use) | 1000 | Bare Steel | 1986-05-08 | 1998-10-06 | Bare Steel | Safe Suction (Euro)
HINES PRESCRIPTION SHOP | 302 COLLEGE DRIVE | BARNESVILLE | Lamar | 10001611 | 2 |  |  | FALSE |  | FALSE | Removed from Ground | Gas (Historical Use) | 1000 | Bare Steel | 2008-08-20 | 2008-08-20
SAMMIES FOODMART | 101 MILL ST | BARNESVILLE | Lamar | 850020 | 2 |  | 1993-04-01 |  | 1993-04-01 |  | Temporarily out of use | Gas (Historical Use) | 6000 | Steel-Impressed Current | 1979-05-10 |  | Steel (Impressed Current) | Pressurized
FORMER ANDERSONS GROCERY STORE | 1333 HWY 341 S | BARNESVILLE | Lamar | 10000651 | 4 | Ball Float | 1997-01-01 | FALSE | 1997-01-01 | FALSE | Removed from Ground | Gas (Historical Use) | 2000 | Galvanic (STIP-3) | 1997-01-01 | 2005-10-29 | Fiberglass Reinforced Plastic | Safe Suction (Euro)
BENS TRUCK STOP | HWY 341 S | BARNESVILLE | Lamar | 850014 | 3 | [5 empty] | Removed from Ground | Gas (Historical Use) | 1000 | Bare Steel | 1986-05-08 | 1998-10-06 | Bare Steel | Safe Suction (Euro)
BENNYS MARATHON STATION | 201 FORSYTH ST | BARNESVILLE | Lamar | 850017 | 3 | Ball Float | 1994-11-26 | FALSE | 1994-11-26 | FALSE | Temporarily out of use |  | 3000 | Galvanic (STIP-3) | 1971-05-12 |  | Fiberglass Reinforced Plastic | Pressurized
SOUTHERN RIVERS ENERGY | 1367 HWY 341 S | BARNESVILLE | Lamar | 10000708 | 2 | Flapper Valve | 1998-04-26 | FALSE | 1998-04-26 | FALSE | Currently in Use | Diesel | 8000 | Composite Double Walled | 1998-04-26 |  | Fiberglass Reinforced Plastic | Pressurized
T&J OUTFITTERS #345 | 1054 HWY 36 W | BARNESVILLE | Lamar | 10001286 | 1A | Ball Float | 2007-01-01 | FALSE | 2007-01-01 | FALSE | Currently in Use | Premium | 4000 | Composite | 2007-01-01 |  | Fiberglass Reinforced Plastic | Pressurized
PRYOR SS #2 | 512 ATLANTA ST | BARNESVILLE | Lamar | 9126041 | UL2000 | [5 empty] | Temporarily out of use | Diesel | 2000 | Bare Steel |  |  | Galvanized Steel | Safe Suction (Euro)
STALLING AMOCO | 200 FORSYTH ST | BARNESVILLE | Lamar | 850023 | 1 | [5 empty] | Removed from Ground | Gas (Historical Use) | 4000 | Bare Steel | 1970-05-12 | 1993-10-04 | Galvanized Steel | Pressurized
BENS TRUCK STOP | HWY 341 S | BARNESVILLE | Lamar | 850014 | 2 | [5 empty] | Removed from Ground | Gas (Historical Use) | 1000 | Bare Steel | 1986-05-08 | 1998-10-06 | Bare Steel | Safe Suction (Euro)
LAMAR COUNTY BOARD OF EDUCATION (BUS SHOP) | 227 ROBERTA DR | BARNESVILLE | Lamar | 10000238 | 1 | Flapper Valve | 1997-05-01 | FALSE | 1997-05-01 | FALSE | Currently in Use | Not Marked/Tank Removed | 10000 | Epoxy | 1997-05-01 |  | Fiberglass Reinforced Plastic | Safe Suction (Euro)
BST BARNESVILLE CO R2172 | 336 THOMASTON ST | BARNESVILLE | Lamar | 850026 | 1 | [5 empty] | Removed from Ground | Other | 1000 | Bare Steel | 1966-01-06 | 1997-01-06 | Copper | Suction (American)
E-Z SERVE #8459 | US HWY 341 | BARNESVILLE | Lamar | 850029 | 2 |  | 1998-10-20 |  | 1998-10-20 |  | Removed from Ground | Empty | 8000 | Steel-Impressed Current | 1980-08-08 | 2009-06-29 | Cathodically Protected | Safe Suction (Euro)
SPRINT FOODS INC | HWY 341 SOUTH | BARNESVILLE | Lamar | 850011 | 1 | [5 empty] | Removed from Ground | Gas (Historical Use) | 10000 | Bare Steel | 1986-04-29 | 1998-06-01 | Galvanized Steel | Pressurized
GENERAL TIRE INC/ONE GENERAL ST | 160 ALDORA ST | BARNESVILLE | Lamar | 850009 | 1 | [5 empty] | Removed from Ground | Diesel | 11750 | Bare Steel | 1956-04-30 | 1990-11-01 | Bare Steel
GENERAL TIRE INC/ONE GENERAL ST | 160 ALDORA ST | BARNESVILLE | Lamar | 850009 | 4 | [5 empty] | Removed from Ground | Diesel | 4100 | Bare Steel | 1972-04-26 | 1990-11-01 | Bare Steel
Circle K 2745057 | 771 US HWY 341 @ GA HWY 36 | BARNESVILLE | Lamar | 850008 | 2 |  | 1997-07-30 |  | 1997-07-30 |  | Removed from Ground | Gas (Historical Use) | 8000 | Steel-Impressed Current | 1981-01-01 | 1899-12-31 | Galvanized Steel | Pressurized
STALLING AMOCO | 200 FORSYTH ST | BARNESVILLE | Lamar | 850023 | 3 | [5 empty] | Removed from Ground | Gas (Historical Use) | 2000 | Bare Steel | 1970-05-12 | 1993-10-04 | Galvanized Steel | Pressurized
FORMER ANDERSONS GROCERY STORE | 1333 HWY 341 S | BARNESVILLE | Lamar | 10000651 | 1 |  |  | FALSE |  | FALSE | Removed from Ground | Gas (Historical Use) | 1065 | Bare Steel |  | 1899-12-31 | Galvanized Steel
CITY OF BARNESVILLE STREET DEPT | 100 LAMAR STREET | BARNESVILLE | Lamar | 9085020 | 2 | [5 empty] | Removed from Ground | Diesel | 2000 | Not Marked/Unknown | 1986-01-01 | 1998-09-03 | Not Marked
CLEMENT HARRIS | RT 5 BOX 64 | NEWMAN | Lamar | 850015 | 2 | [5 empty] | Closed in Ground | Gas (Historical Use) | 500 | Bare Steel | 1986-05-08 | 1987-09-10 | Galvanized Steel
FORMER ANDERSONS GROCERY STORE | 1333 HWY 341 S | BARNESVILLE | Lamar | 10000651 | 5 | Ball Float | 1997-01-01 | FALSE | 1997-01-01 | FALSE | Removed from Ground | Diesel | 1000 | Galvanic (STIP-3) | 1997-01-01 | 2005-10-29 | Fiberglass Reinforced Plastic | Safe Suction (Euro)
HINES PRESCRIPTION SHOP | 302 COLLEGE DRIVE | BARNESVILLE | Lamar | 10001611 | 1 |  |  | FALSE |  | FALSE | Removed from Ground | Gas (Historical Use) | 1000 | Bare Steel | 2008-08-20 | 2008-08-20
BP AMOCO | 328 COLLEGE DR | BARNESVILLE | Lamar | 9085004 | 1 | Ball Float | 1993-05-01 | FALSE | 1993-05-01 | FALSE | Currently in Use | Regular | 10000 | Galvanic (STIP-3) | 1989-01-01 |  | Fiberglass Reinforced Plastic
NORFOLK SOUTHERN | INTERMODAL FACILITY | BARNESVILLE | Lamar | 9085003 | 1 | [5 empty] | Removed from Ground | Diesel | 1000 | Marked Unknown | 1992-04-03 | 1992-04-03 | Unknown
C&B CONVENIENCE STORE | 402 FREDONIA CHURCH HWY 41 S | BARNESVILLE | Lamar | 9085012 | 1 | Ball Float | 1994-02-28 | FALSE | 1994-02-28 | FALSE | Currently in Use | Regular | 8000 | Composite | 1994-02-28 |  | Fiberglass Reinforced Plastic | Pressurized
William Claxton | 116 ATLANTA ST | BARNESVILLE | Lamar | 9085013 | 1 | Flapper Valve | 1998-07-31 | FALSE | 1998-07-31 | FALSE | Temporarily out of use | Gas (Historical Use) | 2000 | Steel-Impressed Current | 1989-01-01 |  | Steel (Impressed Current) | Suction (American)
William Claxton | 116 ATLANTA ST | BARNESVILLE | Lamar | 9085013 | 4 |  | 1998-07-31 | TRUE | 1998-07-31 | TRUE | Temporarily out of use | Used Oil | 500 | Steel-Impressed Current | 1989-01-01 |  | Steel (Impressed Current)
STALLING AMOCO STATION | 877 S HWY 341 | BARNESVILLE | Lamar | 9085011 | 3 |  | 1998-11-01 |  | 1998-11-01 |  | Temporarily out of use | Gas (Historical Use) | 4000 | Steel-Impressed Current | 1998-12-01 |  | Cathodically Protected | Safe Suction (Euro)
MILNER AMOCO | 312 MAIN ST | MILNER | Lamar | 850022 | 2 | [5 empty] | Removed from Ground | Gas (Historical Use) | 1000 | Bare Steel | 1965-05-10 | 1988-01-01 | Galvanized Steel
SMITTYS ONE STOP | 110 FELLOWSHIP DR | BARNESVILLE | Lamar | 850024 | 809186 | Flapper Valve | 1999-10-01 | FALSE | 1999-10-01 | FALSE | Temporarily out of use | Diesel | 10000 | Epoxy | 1999-10-01 |  | Fiberglass Reinforced Plastic | Pressurized
SMITTYS ONE STOP | 110 FELLOWSHIP DR | BARNESVILLE | Lamar | 850024 | CENTER | Flapper Valve | 1999-10-01 | FALSE | 1999-10-01 | FALSE | Temporarily out of use | Gas (Historical Use) | 4000 | Galvanic (STIP-3) | 1985-05-07 |  | Fiberglass Reinforced Plastic | Pressurized
SOUTHERN RIVERS ENERGY | 1367 HWY 341 S | BARNESVILLE | Lamar | 10000708 | 1 | Flapper Valve | 1998-04-26 | FALSE | 1998-04-26 | FALSE | Currently in Use | Gas (Historical Use) | 8000 | Composite Double Walled | 2004-07-26 |  | Fiberglass Reinforced Plastic | Pressurized
RELIABLE MART | 401 VETERAN'S PKWY | BARNESVILLE | Lamar | 10001036 | 1 | Ball Float | 2004-11-09 | FALSE | 2004-11-09 | FALSE | Currently in Use | Regular | 12000 | Composite | 2004-11-09 |  | Double-Walled Flex | Pressurized
T&J OUTFITTERS #345 | 1054 HWY 36 W | BARNESVILLE | Lamar | 10001286 | 1B | Ball Float | 2007-01-01 | FALSE | 2007-01-01 | FALSE | Currently in Use | Diesel | 4000 | Composite | 2007-01-01 |  | Fiberglass Reinforced Plastic | Pressurized
LAMAR CO PUBLIC WORKS DEPARTMENT | 730 GROVE ST | BARNESVILLE | Lamar | 9085016 | 4 |  | 1997-10-20 |  | 1997-10-20 |  | Currently in Use | Diesel | 10000 | Epoxy | 1997-10-20 |  | Fiberglass Reinforced Plastic | Safe Suction (Euro)
LAMAR ELECTRIC MEMBERSHIP CORP | 204 COLLEGE DR | BARNESVILLE | Lamar | 850013 | 1 | [5 empty] | Removed from Ground | Gas (Historical Use) | 1000 | Bare Steel | 1966-05-06 | 1992-02-19 | Bare Steel | Safe Suction (Euro)
DEPARTMENT OF TRANSPORTATION 103 | GA HWY 7 S | BARNESVILLE | Lamar | 850006 | 302G2 | [5 empty] | Removed from Ground | Gas (Historical Use) | 1044 | Bare Steel | 1998-08-10 | 1998-08-10 | Galvanized Steel | Suction (American)
LARRYS | COLLEGE & FORSYTH ST | BARNESVILLE | Lamar | 850021 | 3 | [5 empty] | Removed from Ground | Gas (Historical Use) | 3000 | Bare Steel | 1969-05-12 | 1991-03-04 | Galvanized Steel
BENNYS MARATHON STATION | 201 FORSYTH ST | BARNESVILLE | Lamar | 850017 | 4 | Ball Float | 1994-11-26 | FALSE | 1994-11-26 | FALSE | Temporarily out of use |  | 3000 | Galvanic (STIP-3) | 1971-05-12 |  | Fiberglass Reinforced Plastic | Pressurized
FORMER ANDERSONS GROCERY STORE | 1333 HWY 341 S | BARNESVILLE | Lamar | 10000651 | 2 |  |  | FALSE |  | FALSE | Removed from Ground | Gas (Historical Use) | 1065 | Bare Steel |  | 1899-12-31 | Galvanized Steel
GROVE ST FIRE STATION | GROVE ST HWY 341S | BARNESVILLE | Lamar | 9085014 | 1 | [5 empty] | Removed from Ground | Diesel | 0 | Not Marked/Unknown | 1997-11-19 | 1997-11-19 | Not Marked
William Claxton | 116 ATLANTA ST | BARNESVILLE | Lamar | 9085013 | 2 | Flapper Valve | 1998-07-31 | FALSE | 1998-07-31 | FALSE | Temporarily out of use | Gas (Historical Use) | 2000 | Steel-Impressed Current | 1989-01-01 |  | Steel (Impressed Current) | Suction (American)
EXPRESS MART | US 341 & ROSE DR | BARNESVILLE | Lamar | 9085007 | 2 | [5 empty] | Removed from Ground | Gas (Historical Use) | 6000 | Bare Steel | 2000-01-11 | 2000-01-11 | Galvanized Steel | Safe Suction (Euro)
CROSSROADS SHELL | 623 HWY 341 S | BARNESVILLE | Lamar | 850016 | 2 | Ball Float | 1997-02-26 |  | 1997-02-26 |  | Currently in Use | Gas (Historical Use) | 6000 | Steel-Impressed Current | 1974-05-01 |  | Fiberglass Reinforced Plastic | Pressurized
William Claxton | 116 ATLANTA ST | BARNESVILLE | Lamar | 9085013 | 3 | Flapper Valve | 1998-07-31 | FALSE | 1998-07-31 | FALSE | Temporarily out of use | Gas (Historical Use) | 1000 | Steel-Impressed Current | 1989-01-01 |  | Steel (Impressed Current) | Safe Suction (Euro)
STALLING AMOCO STATION | 877 S HWY 341 | BARNESVILLE | Lamar | 9085011 | OIL |  |  | TRUE |  | TRUE | Removed from Ground | Used Oil | 550 | Not Marked/Unknown | 1999-01-14 | 1999-01-14 | Not Marked
LAMAR CO PUBLIC WORKS DEPARTMENT | 730 GROVE ST | BARNESVILLE | Lamar | 9085016 | 2 | [5 empty] | Removed from Ground | Diesel | 10000 | Not Marked/Unknown |  | 1899-12-31 | Not Marked
STALLING AMOCO STATION | 877 S HWY 341 | BARNESVILLE | Lamar | 9085011 | KERO | [5 empty] | Removed from Ground | Kerosene | 550 | Not Marked/Unknown | 1999-01-14 | 1999-01-14 | Not Marked
BP AMOCO | 328 COLLEGE DR | BARNESVILLE | Lamar | 9085004 | 3 | Ball Float | 1993-05-01 | FALSE | 1993-05-01 | FALSE | Currently in Use | Plus | 6000 | Galvanic (STIP-3) | 1989-01-01 |  | Fiberglass Reinforced Plastic
Circle K 2745057 | 771 US HWY 341 @ GA HWY 36 | BARNESVILLE | Lamar | 850008 | 3 |  | 1997-07-30 |  | 1997-07-30 |  | Removed from Ground | Gas (Historical Use) | 6000 | Steel-Impressed Current | 1981-01-01 | 1899-12-31 | Galvanized Steel | Pressurized
THE WILLIAM CARTER CO | 2 RAILROAD ST | BARNESVILLE | Lamar | 850005 | 3 | [5 empty] | Currently in Use | Diesel | 40000 | Bare Steel | 1958-02-04 |  | Not Marked
SMITTYS ONE STOP | 110 FELLOWSHIP DR | BARNESVILLE | Lamar | 850024 | EAST | Flapper Valve | 1999-10-01 | FALSE | 1999-10-01 | FALSE | Temporarily out of use | Gas (Historical Use) | 4000 | Galvanic (STIP-3) | 1985-05-07 |  | Fiberglass Reinforced Plastic | Pressurized
LARRYS | COLLEGE & FORSYTH ST | BARNESVILLE | Lamar | 850021 | 5 | [5 empty] | Removed from Ground | Gas (Historical Use) | 3000 | Bare Steel | 1969-05-12 | 1991-03-04 | Galvanized Steel
LARRYS | COLLEGE & FORSYTH ST | BARNESVILLE | Lamar | 850021 | 4 | [5 empty] | Removed from Ground | Gas (Historical Use) | 2000 | Bare Steel | 1969-05-12 | 1991-03-04 | Galvanized Steel
T&J OUTFITTERS #345 | 1054 HWY 36 W | BARNESVILLE | Lamar | 10001286 | 2A | Ball Float | 2007-01-01 | FALSE | 2007-01-01 | FALSE | Currently in Use | Regular | 8000 | Composite | 2007-01-01 |  | Fiberglass Reinforced Plastic | Pressurized
HOT SHOT | 202 HWY 341 BY-PASS | BARNESVILLE | Lamar | 9085005 | 2 |  | 1994-02-16 |  | 1994-02-16 |  | Currently in Use | Gas (Historical Use) | 8000 | Composite | 1994-02-16 |  | Fiberglass Reinforced Plastic | Pressurized
EXPRESS MART | US 341 & ROSE DR | BARNESVILLE | Lamar | 9085007 | 4 | [5 empty] | Removed from Ground | Diesel | 4000 | Bare Steel | 2000-01-11 | 2000-01-11 | Galvanized Steel | Safe Suction (Euro)
EXPRESS MART | US 341 & ROSE DR | BARNESVILLE | Lamar | 9085007 | 1 | [5 empty] | Removed from Ground | Gas (Historical Use) | 6000 | Bare Steel | 2000-01-11 | 2000-01-11 | Galvanized Steel | Safe Suction (Euro)
ED BRUCE ASSOC INC | 118 FORSYTH ST | BARNESVILLE | Lamar | 850003 | 2 | [5 empty] | Removed from Ground | Empty | 500 | Marked Unknown | 1966-03-05 | 1976-01-01 | Unknown
PRYOR SS #2 | 512 ATLANTA ST | BARNESVILLE | Lamar | 9126041 | PREM1000 | [5 empty] | Temporarily out of use | Gas (Historical Use) | 1000 | Bare Steel |  |  | Galvanized Steel | Safe Suction (Euro)
HWY 341 BEST BUY | 892 HIGHWAY 341 S | BARNESVILLE | Lamar | 850019 | 2 | Flapper Valve | 1995-11-01 | FALSE | 1995-11-01 | FALSE | Currently in Use | Premium | 8000 | Steel-Impressed Current | 1982-05-09 |  | Fiberglass Reinforced Plastic | Pressurized
RELIABLE MART | 401 VETERAN'S PKWY | BARNESVILLE | Lamar | 10001036 | 2 | Ball Float | 2004-11-09 | FALSE | 2004-11-09 | FALSE | Currently in Use | Premium | 10000 | Composite | 2004-11-09 |  | Double-Walled Flex | Pressurized
LAMAR COUNTY DETENTION CENTER | 121 ROBERTA DR | BARNESVILLE | Lamar | 9085015 | 1 |  | 1998-09-08 |  | 1992-10-01 |  | Removed from Ground | Gas (Historical Use) | 3000 | Steel-Impressed Current | 1992-10-01 | 2003-01-01 | Fiberglass Reinforced Plastic | Pressurized
C&B CONVENIENCE STORE | 402 FREDONIA CHURCH HWY 41 S | BARNESVILLE | Lamar | 9085012 | 3 | Ball Float | 1994-02-28 | FALSE | 1994-02-28 | FALSE | Currently in Use | Premium | 6000 | Composite | 1994-02-28 |  | Fiberglass Reinforced Plastic | Pressurized
LAMAR COUNTY BOARD OF EDUCATION (BUS SHOP) | 227 ROBERTA DR | BARNESVILLE | Lamar | 10000238 | 2 | Flapper Valve | 1997-05-01 | FALSE | 1997-05-01 | FALSE | Currently in Use | Not Marked/Tank Removed | 6000 | Epoxy | 1997-05-01 |  | Fiberglass Reinforced Plastic | Safe Suction (Euro)
INGLES MARKETS GAS EXPRESS #498 | 629 HWY 341 S | BARNESVILLE | Lamar | 10001547 | 1B |  | 2008-07-01 | FALSE | 2008-07-01 | FALSE | Currently in Use | Gas (Historical Use) | 7000 | Fiberglass Double Walled | 2008-06-01 |  | Double-Walled Flex | Pressurized
LAMAR CO PUBLIC WORKS DEPARTMENT | 730 GROVE ST | BARNESVILLE | Lamar | 9085016 | 1 | [5 empty] | Removed from Ground | Gas (Historical Use) | 10000 | Not Marked/Unknown |  | 1899-12-31 | Not Marked
MILNER AMOCO | 312 MAIN ST | MILNER | Lamar | 850022 | 1 | [5 empty] | Removed from Ground | Gas (Historical Use) | 1000 | Bare Steel | 1965-05-10 | 1988-01-01 | Galvanized Steel
SAM'S 7-11 (FORMER) | 523 HWY 18 WEST | BARNESVILLE | Lamar | 9085001 | 1 | [5 empty] | Removed from Ground | Gas (Historical Use) | 550 | Bare Steel | 1991-08-09 | 1991-08-09 | Unknown
INGLES MARKETS GAS EXPRESS #498 | 629 HWY 341 S | BARNESVILLE | Lamar | 10001547 | 1A |  | 2008-07-01 | FALSE | 2008-07-01 | FALSE | Currently in Use | Gas (Historical Use) | 25000 | Fiberglass Double Walled | 2008-06-01 |  | Double-Walled Flex | Pressurized
LAMAR CO PUBLIC WORKS DEPARTMENT | 730 GROVE ST | BARNESVILLE | Lamar | 9085016 | 3 |  | 1997-10-20 |  | 1997-10-20 |  | Currently in Use | Gas (Historical Use) | 10000 | Epoxy | 1997-10-20 |  | Fiberglass Reinforced Plastic | Safe Suction (Euro)
STALLING AMOCO STATION | 877 S HWY 341 | BARNESVILLE | Lamar | 9085011 | 1 |  | 1998-11-01 |  | 1998-11-01 |  | Temporarily out of use | Gas (Historical Use) | 4000 | Steel-Impressed Current | 1998-12-01 |  | Cathodically Protected | Safe Suction (Euro)
BP AMOCO | 328 COLLEGE DR | BARNESVILLE | Lamar | 9085004 | 2 | Ball Float | 1993-05-01 | FALSE | 1993-05-01 | FALSE | Currently in Use | Premium | 10000 | Galvanic (STIP-3) | 1989-01-01 |  | Fiberglass Reinforced Plastic
PRYOR SS #2 | 512 ATLANTA ST | BARNESVILLE | Lamar | 9126041 | UL3000 | [5 empty] | Temporarily out of use | Gas (Historical Use) | 3000 | Bare Steel | 1974-06-07 |  | Galvanized Steel | Safe Suction (Euro)
SPRINT FOODS INC | HWY 341 SOUTH | BARNESVILLE | Lamar | 850011 | 4 | [5 empty] | Removed from Ground | Gas (Historical Use) | 4000 | Bare Steel | 1986-04-29 | 1998-06-01 | Galvanized Steel | Suction (American)
GENERAL TIRE INC/ONE GENERAL ST | 160 ALDORA ST | BARNESVILLE | Lamar | 850009 | 5 | [5 empty] | Removed from Ground | Diesel | 4100 | Bare Steel | 1972-04-26 | 1988-05-03 | Bare Steel
BLACKMANS ONE STOP | 700 ZEBULON RD | BARNESVILLE | Lamar | 850025 | 3 | [5 empty] | Closed in Ground | Gas (Historical Use) | 0 | Bare Steel | 1984-05-08 | 1987-06-01 | Galvanized Steel
LARRYS | COLLEGE & FORSYTH ST | BARNESVILLE | Lamar | 850021 | 6 | [5 empty] | Removed from Ground | Gas (Historical Use) | 3000 | Bare Steel | 1969-05-12 | 1991-03-04 | Galvanized Steel
C&B CONVENIENCE STORE | 402 FREDONIA CHURCH HWY 41 S | BARNESVILLE | Lamar | 9085012 | 4 | Ball Float | 1994-02-28 | FALSE | 1994-02-28 | FALSE | Currently in Use | Diesel | 6000 | Composite | 1994-02-28 |  | Fiberglass Reinforced Plastic | Pressurized
C&B CONVENIENCE STORE | 402 FREDONIA CHURCH HWY 41 S | BARNESVILLE | Lamar | 9085012 | 5 | Flapper Valve | 1994-02-28 | FALSE | 1994-02-28 | FALSE | Temporarily out of use | Diesel | 2000 | Composite | 1994-02-28 |  | Fiberglass Reinforced Plastic | Safe Suction (Euro)
HOT SHOT | 202 HWY 341 BY-PASS | BARNESVILLE | Lamar | 9085005 | 3 |  | 1994-02-16 |  | 1994-02-16 |  | Currently in Use | Diesel | 8000 | Composite | 1994-02-16 |  | Fiberglass Reinforced Plastic | Pressurized
EXPRESS MART | US 341 & ROSE DR | BARNESVILLE | Lamar | 9085007 | 3 | [5 empty] | Removed from Ground | Gas (Historical Use) | 4000 | Bare Steel | 2000-01-11 | 2000-01-11 | Galvanized Steel | Safe Suction (Euro)
Circle K 2745057 | 771 US HWY 341 @ GA HWY 36 | BARNESVILLE | Lamar | 850008 | 5 | Flapper Valve | 2001-08-07 | FALSE | 2001-08-07 | FALSE | Currently in Use | Premium | 10000 | Composite Double Walled | 2001-08-07 |  | Double-Walled Flex | Pressurized
BEVIL TIRE & AUTO SHOP | 319 THOMASTON ST | BARNESVILLE | Lamar | 850007 | 2 | [5 empty] | Removed from Ground | Gas (Historical Use) | 2000 | Bare Steel | 1986-04-09 | 1989-12-13 | Galvanized Steel
BLACKMANS ONE STOP | 700 ZEBULON RD | BARNESVILLE | Lamar | 850025 | 1 | [5 empty] | Closed in Ground | Gas (Historical Use) | 0 | Bare Steel | 1984-05-08 | 1987-06-01 | Galvanized Steel
SMITTYS ONE STOP | 110 FELLOWSHIP DR | BARNESVILLE | Lamar | 850024 | WEST | Flapper Valve | 1999-10-01 | FALSE | 1999-10-01 | FALSE | Temporarily out of use | Gas (Historical Use) | 4000 | Galvanic (STIP-3) | 1985-05-07 |  | Fiberglass Reinforced Plastic | Pressurized
FORMER ANDERSONS GROCERY STORE | 1333 HWY 341 S | BARNESVILLE | Lamar | 10000651 | 3 |  |  | FALSE |  | FALSE | Removed from Ground | Gas (Historical Use) | 1065 | Bare Steel |  | 1899-12-31 | Galvanized Steel
INGLES MARKETS GAS EXPRESS #498 | 629 HWY 341 S | BARNESVILLE | Lamar | 10001547 | 2B |  | 2008-07-01 | FALSE | 2008-07-01 | FALSE | Currently in Use | Diesel | 5000 | Fiberglass Double Walled | 2008-06-01 |  | Double-Walled Flex | Pressurized
LAMAR CO COURTHOUSE | 326 THOMASTON STREET | BARNESVILLE | Lamar | 9085018 | 2 | [5 empty] | Removed from Ground | Diesel | 550 | Marked Unknown | 1998-03-12 | 1998-03-12 | Galvanized Steel | Safe Suction (Euro)
MILNER AMOCO | 312 MAIN ST | MILNER | Lamar | 850022 | 3 | [5 empty] | Removed from Ground | Gas (Historical Use) | 2000 | Bare Steel | 1975-05-08 | 1988-01-01 | Galvanized Steel
EVANS TIMBER CO INC | 569 HWY 41 N | MILNER | Lamar | 9085019 | 1 |  | 1998-11-09 |  | 1998-11-09 |  | Removed from Ground | Diesel | 20000 | Steel-Impressed Current | 1983-12-01 | 2014-03-31 | Cathodically Protected | Pressurized
C&B CONVENIENCE STORE | 402 FREDONIA CHURCH HWY 41 S | BARNESVILLE | Lamar | 9085012 | 2 | Ball Float | 1994-02-28 | FALSE | 1994-02-28 | FALSE | Currently in Use | E-10 | 6000 | Composite | 1994-02-28 |  | Fiberglass Reinforced Plastic | Pressurized
HOT SHOT | 202 HWY 341 BY-PASS | BARNESVILLE | Lamar | 9085005 | 1 |  | 1994-02-16 |  | 1994-02-16 |  | Currently in Use | Gas (Historical Use) | 15000 | Composite | 1994-02-16 |  | Fiberglass Reinforced Plastic | Pressurized
SPRINT FOODS INC | HWY 341 SOUTH | BARNESVILLE | Lamar | 850011 | 3 | [5 empty] | Removed from Ground | Diesel | 10000 | Bare Steel | 1986-04-29 | 1998-06-01 | Galvanized Steel | Pressurized
GENERAL TIRE INC/ONE GENERAL ST | 160 ALDORA ST | BARNESVILLE | Lamar | 850009 | 3 | [5 empty] | Removed from Ground | Diesel | 6000 | Bare Steel | 1972-04-26 | 1990-11-01 | Bare Steel
BLACKMANS ONE STOP | 700 ZEBULON RD | BARNESVILLE | Lamar | 850025 | 2 | [5 empty] | Closed in Ground | Gas (Historical Use) | 0 | Bare Steel | 1984-05-08 | 1987-06-01 | Galvanized Steel
STALLING AMOCO | 200 FORSYTH ST | BARNESVILLE | Lamar | 850023 | 4 |  |  | TRUE |  | TRUE | Removed from Ground | Used Oil | 550 | Bare Steel | 1970-05-12 | 1993-10-04 | Galvanized Steel | Gravity Fed
LARRYS | COLLEGE & FORSYTH ST | BARNESVILLE | Lamar | 850021 | 1 | [5 empty] | Removed from Ground | Gas (Historical Use) | 2000 | Bare Steel | 1969-05-12 | 1991-03-04 | Galvanized Steel
BENNYS MARATHON STATION | 201 FORSYTH ST | BARNESVILLE | Lamar | 850017 | 2 | Ball Float | 1994-11-26 | FALSE | 1994-11-26 | FALSE | Temporarily out of use |  | 10000 | Galvanic (STIP-3) | 1971-05-12 |  | Fiberglass Reinforced Plastic | Pressurized
RELIABLE MART | 401 VETERAN'S PKWY | BARNESVILLE | Lamar | 10001036 | 4 | Ball Float | 2004-11-09 | FALSE | 2004-11-09 | FALSE | Currently in Use | Diesel Off Road | 4000 | Composite | 2004-11-09 |  | Double-Walled Flex | Pressurized
CITY OF BARNESVILLE STREET DEPT | 100 LAMAR STREET | BARNESVILLE | Lamar | 9085020 | 1 | [5 empty] | Removed from Ground | Gas (Historical Use) | 10000 | Not Marked/Unknown | 1986-01-01 | 1998-09-03 | Not Marked
STALLING AMOCO STATION | 877 S HWY 341 | BARNESVILLE | Lamar | 9085011 | 2 |  | 1998-11-01 |  | 1998-11-01 |  | Temporarily out of use | Gas (Historical Use) | 4000 | Steel-Impressed Current | 1998-12-01 |  | Cathodically Protected | Safe Suction (Euro)
CLEMENT HARRIS | RT 5 BOX 64 | NEWMAN | Lamar | 850015 | 1 | [5 empty] | Closed in Ground | Gas (Historical Use) | 500 | Bare Steel | 1986-05-08 | 1987-09-10 | Galvanized Steel
COUNTY LINE FARM | 222 FORSYTH YATESVILLE RD | CULLODEN | Lamar | 10000899 | 2A |  |  | FALSE |  | FALSE | Removed from Ground | Diesel | 2000 | Composite | 1999-06-01 | 1899-12-31 |  | Safe Suction (Euro)
COUNTY LINE FARM | 222 FORSYTH YATESVILLE RD | CULLODEN | Lamar | 10000899 | 1 | Flapper Valve |  | FALSE |  | FALSE | Removed from Ground | Diesel | 7000 | Fiberglass | 1997-06-01 | 1899-12-31 | Aboveground | Safe Suction (Euro)
COUNTY LINE FARM | 222 FORSYTH YATESVILLE RD | CULLODEN | Lamar | 10000899 | 2B |  |  | FALSE |  | FALSE | Removed from Ground | Diesel | 1000 | Composite | 1999-06-01 | 1899-12-31 |  | Safe Suction (Euro)
Gordon College | 419 College Dr | Barnesville | Lamar | UST-SLOC-9085006 | 1 | [5 empty] | Removed from Ground | Gas (Historical Use) | 1000 | Bare Steel | 1986-10-16 | 2004-04-16 | Galvanized Steel | Suction (American)
Gordon College | 419 College Dr | Barnesville | Lamar | UST-SLOC-9085006 | 2 | [5 empty] | Removed from Ground | Diesel | 1000 | Bare Steel | 1986-10-16 | 2004-04-16 | Not Marked | Suction (American)
Gordon College | 419 College Dr | Barnesville | Lamar | UST-SLOC-850002 | 1 | [5 empty] | Removed from Ground | Gas (Historical Use) | 505 | Bare Steel | 1974-01-17 | 1995-01-01 | Bare Steel
Gordon College | 419 College Dr | Barnesville | Lamar | UST-SLOC-850002 | 3 | [5 empty] | Removed from Ground | Diesel | 1000 | Bare Steel | 1986-10-16 | 1899-12-31 | Not Marked | Suction (American)
Gordon College | 419 College Dr | Barnesville | Lamar | UST-SLOC-850002 | 2 | [5 empty] | Removed from Ground | Gas (Historical Use) | 1000 | Bare Steel | 1986-10-16 | 1899-12-31 | Galvanized Steel | Suction (American)
GLENN LEE | RT 1 | LAKELAND | Lanier | 870066 | 2 | [5 empty] | Permanently Out of Use - historical purposes | Gas (Historical Use) | 287 | Bare Steel | 1971-03-14 | 1899-12-31 | Galvanized Steel | Suction (American)
B & KS COUNTRYSIDE GENERAL STORE | HWY 122 & RIVER RD | LAKELAND | Lanier | 860001 | 1 | [5 empty] | Removed from Ground | Empty | 1000 | Bare Steel | 1976-03-26 | 1996-12-01 | Galvanized Steel
MIDTOWN MINIT MART | 214 E MAIN ST | LAKELAND | Lanier | 860017 | 1 | Flapper Valve | 1998-11-15 | FALSE | 1998-11-15 | FALSE | Currently in Use | E-10 | 8000 | Steel-Impressed Current | 1982-05-08 |  | Steel (Impressed Current) | Pressurized
GIDDENS CHEVROLET | 202 WEST MAIN STREET | LAKELAND | Lanier | 10001916 | 4 |  |  | FALSE |  | FALSE | Installed | Used Oil | 500 | Unknown |  |  | Unknown
LAKELAND QUICK STOP | 121 S VALDOSTA RD | LAKELAND | Lanier | 9086004 | 2 | Flapper Valve | 1991-12-01 | FALSE | 1991-12-01 | FALSE | Currently in Use | Premium | 10000 | Fiberglass | 1991-11-01 |  | Steel (Impressed Current) | Pressurized
ROBINSON SVC STA | 101 WEST MAIN ST | LAKELAND | Lanier | 4100007 | 3 | [5 empty] | Removed from Ground | Gas (Historical Use) | 1000 | Bare Steel | 1971-03-08 | 1997-10-15 | Galvanized Steel
ROBINSON SVC STA | 101 WEST MAIN ST | LAKELAND | Lanier | 4100007 | 2 | [5 empty] | Removed from Ground | Gas (Historical Use) | 1000 | Bare Steel | 1971-03-08 | 1997-10-15 | Galvanized Steel
BULL DOGS #2 | 314 E MAIN ST | LAKELAND | Lanier | 860009 | 3 | Flapper Valve | 1997-03-05 | FALSE | 1997-03-05 | FALSE | Removed from Ground | E-10 | 1000 | Steel-Impressed Current | 1966-03-12 | 2020-03-17 | Steel (Impressed Current) | Suction (American)
LAKELAND OIL CO INC | 308 W MAIN ST | LAKELAND | Lanier | 860006 | 1R | Flapper Valve | 1998-06-10 | FALSE | 1998-06-10 | FALSE | Closed in Ground | Gas (Historical Use) | 1000 | Steel-Impressed Current | 1986-02-05 |  | Steel (Impressed Current) | Safe Suction (Euro)
LANIER COUNTY MIDDLE SCHOOL | 311 SOUTH 10TH AVE | LAKELAND | Lanier | 860007 | 1 | [5 empty] | Removed from Ground | Diesel | 5000 | Bare Steel | 1966-01-11 | 1990-01-01 | Galvanized Steel
GIDDENS CHEVROLET | 202 WEST MAIN STREET | LAKELAND | Lanier | 10001916 | 1 |  |  | FALSE |  | FALSE | Removed from Ground | Gas (Historical Use) | 2000 | Unknown | 1972-01-01 | 1972-01-01 | Unknown
PETRO #155 C MART | 73 OAK ST | LAKELAND | Lanier | 9086002 | 3 |  | 1998-04-01 | FALSE | 1998-04-01 | FALSE | Temporarily out of use | Premium | 6000 | Galvanic (STIP-3) | 1987-08-30 |  | Fiberglass Reinforced Plastic | Pressurized
JOHN ROBERSON SERVICE CTR | 322 WEST THIGPEN | LAKELAND | Lanier | 9086005 | 1 | [5 empty] | Currently in Use | Gas (Historical Use) | 1000 | Not Marked/Unknown |  |  | Not Marked
LAKELAND QUICK STOP | 121 S VALDOSTA RD | LAKELAND | Lanier | 9086004 | 3 | Flapper Valve | 1991-12-01 | FALSE | 1991-12-01 | FALSE | Currently in Use | Diesel | 10000 | Fiberglass | 1991-11-01 |  | Steel (Impressed Current) | Pressurized
ROBINSON SVC STA | 101 WEST MAIN ST | LAKELAND | Lanier | 4100007 | 5 |  |  | FALSE |  | FALSE | Removed from Ground | Not Marked/Tank Removed | 0 | Bare Steel | 2000-01-27 | 2000-01-27 | Not Marked
BULL DOGS #2 | 314 E MAIN ST | LAKELAND | Lanier | 860009 | 2 | Flapper Valve | 1997-03-05 | FALSE | 1997-03-05 | FALSE | Removed from Ground | E-10 | 3000 | Steel-Impressed Current | 1966-03-12 | 2020-03-17 | Steel (Impressed Current) | Safe Suction (Euro)
JOHN ROBERSON SERVICE CTR | 322 WEST THIGPEN | LAKELAND | Lanier | 9086005 | 2 | [5 empty] | Currently in Use | Gas (Historical Use) | 1000 | Not Marked/Unknown |  |  | Not Marked
DIXIE BAY STATION #682 | WEST MAIN ST | LAKELAND | Lanier | 860019 | 4 | [5 empty] | Removed from Ground | Gas (Historical Use) | 3000 | Bare Steel | 1964-05-18 | 1991-09-30 | Galvanized Steel
DIXIE BAY STATION #682 | WEST MAIN ST | LAKELAND | Lanier | 860019 | 1 | [5 empty] | Removed from Ground | Gas (Historical Use) | 3000 | Bare Steel | 1964-05-18 | 1991-09-30 | Galvanized Steel
LAKELAND QUICK STOP | 121 S VALDOSTA RD | LAKELAND | Lanier | 9086004 | 4 |  |  | FALSE | 1991-12-01 | FALSE | Closed in Ground | Gas (Historical Use) | 10000 | Fiberglass | 1991-11-01 | 1992-01-01 | Galvanized Steel | Pressurized
ROBINSON SVC STA | 101 WEST MAIN ST | LAKELAND | Lanier | 4100007 | 1 | [5 empty] | Removed from Ground | Gas (Historical Use) | 1000 | Bare Steel | 1971-03-08 | 1997-10-15 | Galvanized Steel
MIDTOWN MINIT MART | 214 E MAIN ST | LAKELAND | Lanier | 860017 | 2 | Flapper Valve | 1998-11-15 | FALSE | 1998-11-15 | FALSE | Currently in Use | Premium | 8000 | Steel-Impressed Current | 1982-05-08 |  | Steel (Impressed Current) | Pressurized
LAKELAND OIL CO INC | 802 VALDOSTA HWY | LAKELAND | Lanier | 860010 | 6 | [5 empty] | Removed from Ground | Empty | 560 | Bare Steel | 1966-03-12 | 1992-01-01 | Galvanized Steel
DOLLAR GENERAL #1623 | 142 S VALDOSTA RD | LAKELAND | Lanier | 10002402 | 2A | Flapper Valve | 2014-09-18 | FALSE |  | FALSE | Currently in Use | Premium | 8000 | Fiberglass Double Walled | 2016-03-18 |  | Double-Walled Flex | Pressurized
BOBBYS CITGO | 46 N CARTER ST | LAKELAND | Lanier | 860012 | 1 | Flapper Valve | 1998-09-14 | FALSE | 1998-09-14 | FALSE | Currently in Use | Premium | 2000 | Steel-Impressed Current | 1970-04-25 |  | Steel (Impressed Current) | Suction (American)
MRS JAMES CONNIES GULF | US 84 & 129 | STOCKTON | Lanier | 860015 | 2 | [5 empty] | Removed from Ground | Gas (Historical Use) | 1000 | Bare Steel | 1971-05-12 | 1899-12-31 | Galvanized Steel
STOCKTON QUICK STOP #954 | 508 HWY 84 W | STOCKTON | Lanier | 860020 | 1 | Flapper Valve | 2001-03-01 | FALSE | 2001-03-01 | FALSE | Currently in Use | E-10 | 10000 | Galvanic (STIP-3) | 2001-03-01 |  | Fiberglass Reinforced Plastic | Pressurized
B & KS COUNTRYSIDE GENERAL STORE | HWY 122 & RIVER RD | LAKELAND | Lanier | 860001 | 3 | [5 empty] | Removed from Ground | Diesel | 280 | Bare Steel | 1961-03-30 | 1996-12-01 | Galvanized Steel
JET 91 | 62 W MAIN ST | LAKELAND | Lanier | 10002143 | 1C | Flapper Valve | 2012-08-15 | FALSE | 2012-08-15 | FALSE | Currently in Use | Diesel | 4000 | Composite Double Walled | 2012-08-12 |  | Fiberglass Reinforced Plastic | Pressurized
JAMES J MCGUIRE PROPERTY | HWY 84 | STOCKTON | Lanier | 10000630 | 1 |  |  | FALSE |  | FALSE | Removed from Ground | Gas (Historical Use) | 550 | Bare Steel | 2000-05-12 | 2000-05-12
ELIJAH LOVE | RT 1 | LAKELAND | Lanier | 870067 | 1 | [5 empty] | Permanently Out of Use - historical purposes | Empty | 287 | Bare Steel | 1971-03-14 | 1899-12-31 | Galvanized Steel
LAKELAND OIL CO INC | 308 W MAIN ST | LAKELAND | Lanier | 860006 | 4#2 | Flapper Valve | 1998-06-10 | FALSE | 1998-06-10 | FALSE | Closed in Ground | Diesel | 4000 | Steel-Impressed Current | 1986-02-05 |  | Steel (Impressed Current) | Safe Suction (Euro)
DIXIE BAY STATION #682 | WEST MAIN ST | LAKELAND | Lanier | 860019 | 3 | [5 empty] | Removed from Ground | Gas (Historical Use) | 3000 | Bare Steel | 1964-05-18 | 1991-09-30 | Galvanized Steel
ELIJAH LOVE | RT 1 | LAKELAND | Lanier | 870067 | 2 | [5 empty] | Permanently Out of Use - historical purposes | Empty | 287 | Bare Steel | 1971-03-14 | 1899-12-31 | Galvanized Steel
DOLLAR GENERAL #1623 | 142 S VALDOSTA RD | LAKELAND | Lanier | 10002402 | 1 | Flapper Valve | 2014-09-18 | FALSE |  | FALSE | Currently in Use | E-10 | 15000 | Fiberglass Double Walled | 2016-03-18 |  | Double-Walled Flex | Pressurized
MRS JAMES CONNIES GULF | US 84 & 129 | STOCKTON | Lanier | 860015 | 3 | [5 empty] | Removed from Ground | Gas (Historical Use) | 1000 | Bare Steel | 1971-05-12 | 1899-12-31 | Galvanized Steel
BULL DOGS #3 | 514 HWY 84 E | STOCKTON | Lanier | 860016 | 2 | Flapper Valve | 1997-05-01 | FALSE | 1997-05-01 | TRUE | Temporarily out of use | Gas (Historical Use) | 12000 | Steel-Impressed Current | 1976-05-07 |  | Fiberglass Reinforced Plastic | Pressurized
JAMES J MCGUIRE PROPERTY | HWY 84 | STOCKTON | Lanier | 10000630 | 2 |  |  | FALSE |  | FALSE | Removed from Ground | Gas (Historical Use) | 550 | Bare Steel | 2000-05-12 | 2000-05-12
CROSSROAD PANTRY | 1385 W HWY 122 | LAKELAND | Lanier | 10002301 | 2 | Overfill Alarm | 2013-08-15 | FALSE | 2013-08-15 | FALSE | Currently in Use | Premium | 4000 | Tank Jacket | 2013-08-15 |  | Double-Walled Fiberglass | Pressurized
STOCKTON QUICK STOP #954 | 508 HWY 84 W | STOCKTON | Lanier | 860020 | 3 | Flapper Valve | 2001-03-01 | FALSE | 2001-03-01 | FALSE | Currently in Use | Diesel | 10000 | Galvanic (STIP-3) | 2001-03-01 |  | Fiberglass Reinforced Plastic | Pressurized
STOCKTON QUICK STOP #954 | 508 HWY 84 W | STOCKTON | Lanier | 860020 | A |  |  | FALSE |  | FALSE | Removed from Ground | Gas (Historical Use) | 1000 | Bare Steel | 2000-07-26 | 2000-07-26
JAMES J MCGUIRE PROPERTY | HWY 84 | STOCKTON | Lanier | 10000630 | 3 |  |  | FALSE |  | FALSE | Removed from Ground | Gas (Historical Use) | 550 | Bare Steel | 2000-05-12 | 2000-05-12
MRS JAMES CONNIES GULF | US 84 & 129 | STOCKTON | Lanier | 860015 | 1 | [5 empty] | Removed from Ground | Gas (Historical Use) | 1000 | Bare Steel | 1971-05-12 | 1899-12-31 | Galvanized Steel
ROBINSON SVC STA | 101 WEST MAIN ST | LAKELAND | Lanier | 4100007 | 4 |  |  | TRUE |  | TRUE | Removed from Ground | Used Oil | 560 | Bare Steel | 1971-03-08 | 2002-01-29 | Galvanized Steel | Gravity Fed
MIDTOWN MINIT MART | 214 E MAIN ST | LAKELAND | Lanier | 860017 | 3 |  | 1998-11-15 |  | 1998-11-15 |  | Closed in Ground | Gas (Historical Use) | 8000 | Steel-Impressed Current | 1982-05-08 | 2005-10-26 | Steel (Impressed Current) | Pressurized
LAKELAND OIL CO INC | 308 W MAIN ST | LAKELAND | Lanier | 860006 | 3P | Flapper Valve | 1998-06-10 | FALSE | 1998-06-10 | FALSE | Closed in Ground | Gas (Historical Use) | 4000 | Steel-Impressed Current | 1986-02-05 |  | Steel (Impressed Current) | Safe Suction (Euro)
CROSSROAD PANTRY | 1385 W HWY 122 | LAKELAND | Lanier | 10002301 | 3 | Overfill Alarm | 2013-08-15 | FALSE | 2013-08-15 | FALSE | Currently in Use | Diesel On Road | 4000 | Tank Jacket | 2013-08-15 |  | Double-Walled Fiberglass | Pressurized
STOCKTON QUICK STOP #954 | 508 HWY 84 W | STOCKTON | Lanier | 860020 | 2 | Flapper Valve | 2001-03-01 | FALSE | 2001-03-01 | FALSE | Currently in Use | Premium | 10000 | Galvanic (STIP-3) | 2001-03-01 |  | Fiberglass Reinforced Plastic | Pressurized
ALLTEL/GTE/LAKELAND CENTRAL OFFI | SOUTHEAST MURIEL & TEMPLE ST | LAKELAND | Lanier | 9086001 | 1 | [5 empty] | Removed from Ground | Other | 550 | Bare Steel | 1994-09-29 | 1994-09-29 | Copper | Suction (American)
GLENN LEE | RT 1 | LAKELAND | Lanier | 870066 | 1 | [5 empty] | Removed from Ground | Gas (Historical Use) | 560 | Bare Steel | 1971-03-14 | 1997-10-15 | Galvanized Steel | Suction (American)
LAKELAND OIL CO INC | 802 VALDOSTA HWY | LAKELAND | Lanier | 860010 | 2 | [5 empty] | Removed from Ground | Gas (Historical Use) | 560 | Bare Steel | 1971-03-11 | 1992-01-10 | Galvanized Steel
GIDDENS CHEVROLET | 202 WEST MAIN STREET | LAKELAND | Lanier | 10001916 | 3 |  |  | FALSE |  | FALSE | Removed from Ground | Used Oil | 500 | Unknown |  | 1899-12-31 | Unknown
BULL DOGS #3 | 514 HWY 84 E | STOCKTON | Lanier | 860016 | 1 | Flapper Valve | 1997-05-01 | FALSE | 1997-05-01 | TRUE | Temporarily out of use | Gas (Historical Use) | 12000 | Steel-Impressed Current | 1976-05-07 |  | Fiberglass Reinforced Plastic | Pressurized
BOBBYS CITGO | 46 N CARTER ST | LAKELAND | Lanier | 860012 | 2 | Flapper Valve | 1998-09-14 | FALSE | 1998-09-14 | FALSE | Currently in Use | E-0 | 2000 | Steel-Impressed Current | 1970-04-25 |  | Steel (Impressed Current) | Suction (American)
LAKELAND OIL CO INC | 802 VALDOSTA HWY | LAKELAND | Lanier | 860010 | 4 |  | 1998-06-10 |  | 1998-06-10 |  | Removed from Ground | Diesel | 3000 | Steel-Impressed Current | 1971-03-11 | 2002-03-01 | Cathodically Protected | Suction (American)
PETRO #155 C MART | 73 OAK ST | LAKELAND | Lanier | 9086002 | 2 |  | 1998-04-01 | FALSE | 1998-04-01 | FALSE | Temporarily out of use | E-0 | 8000 | Galvanic (STIP-3) | 1987-08-30 |  | Fiberglass Reinforced Plastic | Pressurized
BULL DOGS #2 | 314 E MAIN ST | LAKELAND | Lanier | 860009 | 1 | Flapper Valve | 1997-03-05 | FALSE | 1997-03-05 | FALSE | Removed from Ground | Gas (Historical Use) | 3000 | Steel-Impressed Current | 1966-03-12 | 2020-03-17 | Steel (Impressed Current) | Safe Suction (Euro)
BULL DOGS #1 | 305 W MAIN ST | LAKELAND | Lanier | 860008 | 1 | Flapper Valve | 1997-03-02 | FALSE | 1997-03-02 | FALSE | Currently in Use | Diesel | 8000 | Steel-Impressed Current | 1978-03-09 |  | Steel (Impressed Current) | Safe Suction (Euro)
B & KS COUNTRYSIDE GENERAL STORE | HWY 122 & RIVER RD | LAKELAND | Lanier | 860001 | 2 | [5 empty] | Removed from Ground | Empty | 1000 | Bare Steel | 1976-03-26 | 1996-12-01 | Galvanized Steel
LANIER UNIT 08-086 | RT 1 | LAKELAND | Lanier | 860013 | 1 |  |  | TRUE |  | TRUE | Permanently Out of Use - historical purposes | Empty | 2000 | Bare Steel | 1974-04-25 | 1899-12-31 | Bare Steel
CROSSROAD PANTRY | 1385 W HWY 122 | LAKELAND | Lanier | 10002301 | 4 | Overfill Alarm | 2013-08-15 | FALSE | 2013-08-15 | FALSE | Currently in Use | E-10 | 12000 | Tank Jacket | 2013-08-15 |  | Double-Walled Fiberglass | Pressurized
CROSSROAD PANTRY | 1385 W HWY 122 | LAKELAND | Lanier | 10002301 | 1 | Overfill Alarm | 2013-08-15 | FALSE | 2013-08-15 | FALSE | Currently in Use | Diesel Off Road | 4000 | Tank Jacket | 2013-08-15 |  | Double-Walled Fiberglass | Pressurized
DOLLAR GENERAL #1623 | 142 S VALDOSTA RD | LAKELAND | Lanier | 10002402 | 2B | Flapper Valve | 2014-09-18 | FALSE |  | FALSE | Currently in Use | Diesel | 7000 | Fiberglass Double Walled | 2016-03-18 |  | Double-Walled Flex | Pressurized
STOCKTON QUICK STOP #954 | 508 HWY 84 W | STOCKTON | Lanier | 860020 | C |  |  | FALSE |  | FALSE | Removed from Ground | Gas (Historical Use) | 1000 | Bare Steel | 2000-07-26 | 2000-07-26
FENNIS MILLER SEPTIC TANK CO | PO BOX 246 | LAKELAND | Lanier | 860002 | 1 | [5 empty] | Removed from Ground | Diesel | 1000 | Bare Steel | 1971-03-28 | 1987-01-01 | Galvanized Steel
LAKELAND QUICK STOP | 121 S VALDOSTA RD | LAKELAND | Lanier | 9086004 | 1 | Flapper Valve | 1991-12-01 | FALSE | 1991-12-01 | FALSE | Currently in Use | E-10 | 10000 | Fiberglass | 1991-11-01 |  | Steel (Impressed Current)
DIXIE BAY STATION #682 | WEST MAIN ST | LAKELAND | Lanier | 860019 | 2 | [5 empty] | Removed from Ground | Gas (Historical Use) | 3000 | Bare Steel | 1964-05-18 | 1991-09-30 | Galvanized Steel
GA DOT #10427/LANIER CO MAINT HQ | SR 11 EAST | LAKELAND | Lanier | 860014 | 427D1 |  | 1988-10-31 |  | 1988-10-31 |  | Removed from Ground | Diesel | 1050 | Cathodically Protected Steel | 1988-10-31 | 2004-03-16 | Galvanized Steel | Safe Suction (Euro)
LAKELAND OIL CO INC | 802 VALDOSTA HWY | LAKELAND | Lanier | 860010 | 3 | [5 empty] | Removed from Ground | Gas (Historical Use) | 560 | Bare Steel | 1978-03-09 | 1992-01-10 | Galvanized Steel
GA DOT #10427/LANIER CO MAINT HQ | SR 11 EAST | LAKELAND | Lanier | 860014 | 10427-3 | [5 empty] | Removed from Ground | Gas (Historical Use) | 550 | Bare Steel | 1976-05-01 | 1993-04-23 | Galvanized Steel
JET 91 | 62 W MAIN ST | LAKELAND | Lanier | 10002143 | 1A | Flapper Valve | 2012-08-15 | FALSE | 2012-08-15 | FALSE | Currently in Use | E-10 | 12000 | Composite Double Walled | 2012-08-12 |  | Double-Walled Fiberglass | Pressurized
GIDDENS CHEVROLET | 202 WEST MAIN STREET | LAKELAND | Lanier | 10001916 | 2 |  |  | FALSE |  | FALSE | Removed from Ground | Gas (Historical Use) | 2000 | Unknown | 1972-01-01 | 1972-01-01 | Unknown
PETRO #155 C MART | 73 OAK ST | LAKELAND | Lanier | 9086002 | 1 | Flapper Valve | 1998-04-01 | FALSE | 1998-04-01 | FALSE | Currently in Use | E-10 | 8000 | Galvanic (STIP-3) | 1987-08-30 |  | Fiberglass Reinforced Plastic | Pressurized
LANIER COUNTY PRIMARY SCHOOL | 242 VALDOSTA RD | LAKELAND | Lanier | 860018 | 1 | [5 empty] | Removed from Ground | Gas (Historical Use) | 8000 | Bare Steel | 1977-01-03 | 1990-01-01 | Galvanized Steel
JET 91 | 62 W MAIN ST | LAKELAND | Lanier | 10002143 | 1B | Flapper Valve | 2012-08-15 | FALSE | 2012-08-15 | FALSE | Currently in Use | Premium | 4000 | Composite Double Walled | 2012-08-12 |  | Double-Walled Fiberglass | Pressurized
STOCKTON QUICK STOP #954 | 508 HWY 84 W | STOCKTON | Lanier | 860020 | B |  |  | FALSE |  | FALSE | Removed from Ground | Gas (Historical Use) | 550 | Bare Steel | 2000-07-26 | 2000-07-26
LAKELAND OIL CO INC | 308 W MAIN ST | LAKELAND | Lanier | 860006 | 2U | Flapper Valve | 1998-06-10 | FALSE | 1998-06-10 | FALSE | Closed in Ground | Gas (Historical Use) | 3000 | Steel-Impressed Current | 1986-02-05 |  | Steel (Impressed Current) | Safe Suction (Euro)
DIXIE BAY STATION #682 | WEST MAIN ST | LAKELAND | Lanier | 860019 | 5 | [5 empty] | Removed from Ground | Diesel | 2000 | Bare Steel | 1964-05-18 | 1991-09-30 | Galvanized Steel
MIDTOWN MINIT MART | 214 E MAIN ST | LAKELAND | Lanier | 860017 | 4 | [5 empty] | Removed from Ground | Gas (Historical Use) | 500 | Bare Steel | 1930-01-01 | 1998-08-01 | Bare Steel
MIDTOWN MINIT MART | 214 E MAIN ST | LAKELAND | Lanier | 860017 | 5 | [5 empty] | Removed from Ground | Gas (Historical Use) | 500 | Bare Steel | 1930-01-01 | 1998-08-01 | Bare Steel
LANIER COUNTY PRIMARY SCHOOL | 242 VALDOSTA RD | LAKELAND | Lanier | 860018 | 2 | [5 empty] | Removed from Ground | Diesel | 4000 | Bare Steel | 1985-01-01 | 1990-01-01 | Bare Steel
BOBBYS CITGO | 46 N CARTER ST | LAKELAND | Lanier | 860012 | 3 | Flapper Valve | 1998-09-14 | FALSE | 1998-09-14 | FALSE | Currently in Use | Diesel On Road | 2000 | Steel-Impressed Current | 1970-04-25 |  | Steel (Impressed Current) | Suction (American)
LAKELAND OIL CO INC | 802 VALDOSTA HWY | LAKELAND | Lanier | 860010 | 5 | [5 empty] | Removed from Ground | Empty | 560 | Bare Steel | 1966-03-12 | 1992-01-01 | Galvanized Steel
GA DOT #10427/LANIER CO MAINT HQ | SR 11 EAST | LAKELAND | Lanier | 860014 | 427G1 |  | 1988-10-31 |  | 1988-10-31 |  | Removed from Ground | Gas (Historical Use) | 1050 | Cathodically Protected Steel | 1988-10-31 | 2004-03-16 | Galvanized Steel | Safe Suction (Euro)
GA DOT #10427/LANIER CO MAINT HQ | SR 11 EAST | LAKELAND | Lanier | 860014 | 10427-4 | [5 empty] | Removed from Ground | Diesel | 1000 | Bare Steel | 1971-05-03 | 1993-04-23 | Galvanized Steel
BULL DOGS #1 | 305 W MAIN ST | LAKELAND | Lanier | 860008 | 2 | Flapper Valve | 1997-03-02 | FALSE | 1997-03-02 | FALSE | Currently in Use | E-10 | 8000 | Steel-Impressed Current | 1978-03-09 |  | Steel (Impressed Current) | Suction (American)
LAKELAND OIL CO INC | 802 VALDOSTA HWY | LAKELAND | Lanier | 860010 | 1 | [5 empty] | Removed from Ground | Gas (Historical Use) | 560 | Bare Steel | 1981-03-08 | 1992-01-10 | Galvanized Steel
TRI COUNTY GROCERY | 4 HWY 125 N | RAY CITY | Lanier | 9086003 | 3 | Flapper Valve | 1998-07-15 | FALSE | 1998-07-15 | FALSE | Currently in Use | Diesel | 8000 | STIP-3/Impressed Current | 1989-06-30 |  | Fiberglass Reinforced Plastic | Pressurized
TRI COUNTY GROCERY | 4 HWY 125 N | RAY CITY | Lanier | 9086003 | 1 | Flapper Valve | 1998-07-15 | FALSE | 1998-07-15 | FALSE | Currently in Use | E-10 | 10000 | Steel-Impressed Current | 1989-06-30 |  | Fiberglass Reinforced Plastic | Pressurized
TRI COUNTY GROCERY | 4 HWY 125 N | RAY CITY | Lanier | 9086003 | 2 | Flapper Valve | 1998-07-15 | FALSE | 1998-07-15 | FALSE | Currently in Use | Premium | 8000 | STIP-3/Impressed Current | 1989-06-30 |  | Fiberglass Reinforced Plastic | Pressurized
B&H QUICK STOP | 310 WRIGHTSVILLE AVE | East Dublin | Laurens | 870018 | 4 | Flapper Valve | 1996-05-15 | FALSE | 1996-05-15 | FALSE | Removed from Ground | Premium | 8000 | Steel-Impressed Current | 1989-01-01 |  | Fiberglass Reinforced Plastic | Pressurized
B&H QUICK STOP | 310 WRIGHTSVILLE AVE | East Dublin | Laurens | 870018 | 5 | Flapper Valve | 2024-01-01 | FALSE | 2024-01-01 | FALSE | Currently in Use | Regular | 8000 | Composite Double Walled | 2022-08-01 |  | Double-Walled Flex | Pressurized
DUBLIN CONSTRUCTION CO INC | 305 SOUTH WASHINGTON ST | DUBLIN | Laurens | 870099 | 2 | [5 empty] | Removed from Ground | Gas (Historical Use) | 4000 | Bare Steel | 1980-05-01 | 1997-10-06 | Galvanized Steel
NEIGHBORS #30 | 2130 Hwy 441 S | DUBLIN | Laurens | 870107 | 6 | Ball Float | 2014-01-06 | FALSE | 2014-01-06 | FALSE | Currently in Use | Diesel | 20000 | Composite Double Walled | 2014-01-06 |  | Double-Walled Fiberglass | Pressurized
K & C SHORT STOP #2 | 1108 TELFAIR ST | DUBLIN | Laurens | 870092 | 2 | Flapper Valve | 1999-03-10 | FALSE | 1999-03-10 | FALSE | Currently in Use | Premium | 8000 | Steel-Impressed Current | 1981-05-01 |  |  | Pressurized
JACKSON FOOD MART | 306 E JACKSON ST | DUBLIN | Laurens | 870109 | 5A | Ball Float | 1995-12-02 | FALSE | 1995-12-02 | FALSE | Currently in Use | Premium | 7000 | Composite | 1995-12-02 |  | Fiberglass Reinforced Plastic | Pressurized
GA POWER/DUBLIN OPER HQ | 201 PECAN DR | DUBLIN | Laurens | 870103 | 618505 | Ball Float | 1992-10-22 | FALSE | 1992-10-22 | FALSE | Currently in Use | Diesel | 6000 | Fiberglass | 1992-10-22 |  | Fiberglass Reinforced Plastic | Pressurized
IRISH BP | 1501 BELLEVUE RD | DUBLIN | Laurens | 870121 | 3 |  | 1998-12-15 |  | 1998-12-15 |  | Currently in Use | Gas (Historical Use) | 3000 | Cathodically Protected Steel | 1975-05-11 |  | Cathodically Protected | Suction (American)
SUPER FOODS | 1003 Martin Luther King Jr Drive | DUBLIN | Laurens | 870090 | 3 |  |  | FALSE |  | FALSE | Closed in Ground | Gas (Historical Use) | 4000 | Bare Steel | 1980-05-01 | 1996-02-16 | Galvanized Steel | Pressurized
SOUTHEAST PAPER MANUFACTURING CO | SHADDOCK CREEK RD | DUBLIN | Laurens | 870088 | OT-21 | [5 empty] | Removed from Ground | Gas (Historical Use) | 1000 | Bare Steel | 1979-04-24 | 1989-11-29 | Unknown
DUBLIN FIRESTONE TIRE CENTER | 501 BELLEVUE AVE | DUBLIN | Laurens | 870078 | 1 |  |  | TRUE |  | TRUE | Removed from Ground | Used Oil | 200 | Bare Steel | 1971-03-14 | 1996-06-01 | Bare Steel
B&H QUICK STOP | 310 WRIGHTSVILLE AVE | East Dublin | Laurens | 870018 | 1 |  |  | FALSE |  | FALSE | Permanently Out of Use - historical purposes | Gas (Historical Use) | 1060 | Bare Steel | 1982-05-07 | 1899-12-31 | Galvanized Steel
NORTH JEFFERSON EXXON | 912 N JEFFERSON ST | DUBLIN | Laurens | 870003 | 2 | [5 empty] | Removed from Ground | Gas (Historical Use) | 6000 | Bare Steel | 1966-05-10 | 1899-12-31 | Galvanized Steel
W H BUD BARRON AIRPORT | 675 AIRPORT RD | DUBLIN | Laurens | 870095 | 1 | [5 empty] | Removed from Ground | Gas (Historical Use) | 6000 | Bare Steel | 1966-04-28 | 1998-12-14 | Galvanized Steel
NEIGHBORS #30 | 2130 Hwy 441 S | DUBLIN | Laurens | 870107 | 1 | Flapper Valve | 1994-10-12 | FALSE | 1994-10-12 | FALSE | Currently in Use | Plus | 10000 | Galvanic (STIP-3) | 1985-05-05 |  | Fiberglass Reinforced Plastic | Pressurized
FAST LANE CAR WASH | 312 NORTH JEFFERSON STREET | DUBLIN | Laurens | 870120 | 2 | [5 empty] | Removed from Ground | Gas (Historical Use) | 1050 | Bare Steel | 1970-05-12 | 1998-03-23 | Galvanized Steel
NEIGHBORS #10 | 800 CENTRAL DR | East Dublin | Laurens | 870111 | 3 |  | 1988-08-10 | FALSE | 1988-08-18 | FALSE | Closed in Ground | Gas (Historical Use) | 8000 | Galvanic (STIP-3) | 1988-08-10 |  | Fiberglass Reinforced Plastic | Pressurized
DUBLIN CONSTRUCTION CO INC | 305 SOUTH WASHINGTON ST | DUBLIN | Laurens | 870099 | 1 | [5 empty] | Removed from Ground | Diesel | 8000 | Bare Steel | 1980-05-01 | 1997-10-06 | Galvanized Steel
W H BUD BARRON AIRPORT | 675 AIRPORT RD | DUBLIN | Laurens | 870095 | 4 | [5 empty] | Removed from Ground | Kerosene | 8000 | Bare Steel | 1966-04-28 | 1998-12-14 | Galvanized Steel
W H BUD BARRON AIRPORT | 675 AIRPORT RD | DUBLIN | Laurens | 870095 | 5 |  | 1998-08-01 | FALSE | 1998-08-01 | FALSE | Closed in Ground |  | 12000 | Composite | 1998-08-01 | 2018-09-11 | Fiberglass Reinforced Plastic | Safe Suction (Euro)
GA POWER/DUBLIN OPER HQ | 201 PECAN DR | DUBLIN | Laurens | 870103 | L296056 |  | 1991-10-16 |  | 1991-10-16 |  | Removed from Ground | Gas (Historical Use) | 10000 | Composite | 1991-10-16 | 2003-01-23 | Fiberglass Reinforced Plastic | Pressurized
FRIENDLY GUS #4 | 400 INDUSTRIAL BLVD | DUBLIN | Laurens | 870130 | 2 | Flapper Valve | 1994-03-01 | FALSE | 1994-03-01 | FALSE | Removed from Ground | Gas (Historical Use) | 6000 | Steel-Impressed Current | 1983-05-09 |  | Fiberglass Reinforced Plastic | Pressurized
NEIGHBORS #10 | 800 CENTRAL DR | East Dublin | Laurens | 870111 | 1 | Ball Float | 1988-08-10 | FALSE | 1988-08-10 | FALSE | Closed in Ground | Gas (Historical Use) | 8000 | Galvanic (STIP-3) | 1988-08-10 |  | Fiberglass Reinforced Plastic | Pressurized
80 WEST PUMP N PANTRY | HWY 80 WEST, 2134 Veterans Blvd. | DUBLIN | Laurens | 870136 | 3 | Flapper Valve | 1998-12-01 | FALSE | 1998-12-01 | FALSE | Currently in Use | Plus | 6000 | Steel-Impressed Current | 1979-05-10 |  | Steel (Impressed Current) | Pressurized
BEALL & SON GROCERY | RT 2 | DUBLIN | Laurens | 870146 | 1 | [5 empty] | Removed from Ground | Empty | 1000 | Bare Steel | 1976-05-10 | 1899-12-31 | Galvanized Steel | Suction (American)
B&H QUICK STOP | 310 WRIGHTSVILLE AVE | East Dublin | Laurens | 870018 | 6A | Flapper Valve | 2024-01-01 | FALSE | 2024-01-01 | FALSE | Currently in Use | Premium | 4000 | Composite Double Walled | 2022-08-01 |  | Double-Walled Flex | Pressurized
NORTH JEFFERSON EXXON | 912 N JEFFERSON ST | DUBLIN | Laurens | 870003 | 3 | [5 empty] | Removed from Ground | Gas (Historical Use) | 6000 | Bare Steel | 1987-08-03 | 1899-12-31 | Galvanized Steel | Pressurized
K & C SHORT STOP #2 | 1108 TELFAIR ST | DUBLIN | Laurens | 870092 | 4 | Flapper Valve | 1999-03-01 | FALSE | 1999-03-01 | FALSE | Currently in Use | Diesel | 8000 | Steel-Impressed Current | 1985-04-30 |  |  | Pressurized
SUPER FOODS | 1003 Martin Luther King Jr Drive | DUBLIN | Laurens | 870090 | 2 | Flapper Valve | 1996-02-01 | FALSE | 1996-02-01 | FALSE | Currently in Use | Regular | 6000 | STIP-3/Impressed Current | 1980-05-01 |  | Steel (Impressed Current) | Pressurized
SOUTHEAST PAPER MANUFACTURING CO | SHADDOCK CREEK RD | DUBLIN | Laurens | 870088 | OT-20N | [5 empty] | Removed from Ground | Diesel | 1000 | Bare Steel | 1979-04-24 | 1987-11-01 | Unknown
441 NORTH PUMP N PANTRY | US HWY 441 NORTH | DUBLIN | Laurens | 870140 | 1 | [5 empty] | Removed from Ground | Gas (Historical Use) | 4000 | Bare Steel | 1981-05-09 | 1899-12-31 | Galvanized Steel | Suction (American)
B&H QUICK STOP | 310 WRIGHTSVILLE AVE | East Dublin | Laurens | 870018 | 2 | Flapper Valve | 1996-05-15 | FALSE | 1996-05-15 | FALSE | Removed from Ground | Regular | 6000 | Steel-Impressed Current | 1989-01-01 | 2020-09-20 | Fiberglass Reinforced Plastic | Pressurized
JACKSON FOOD MART | 306 E JACKSON ST | DUBLIN | Laurens | 870109 | 2 | [5 empty] | Removed from Ground | Gas (Historical Use) | 1000 | Bare Steel | 1961-05-11 | 1995-12-01 | Galvanized Steel
FAST LANE CAR WASH | 312 NORTH JEFFERSON STREET | DUBLIN | Laurens | 870120 | 1 | [5 empty] | Removed from Ground | Gas (Historical Use) | 1050 | Bare Steel | 1970-05-12 | 1998-03-23 | Galvanized Steel
FAST LANE CAR WASH | 312 NORTH JEFFERSON STREET | DUBLIN | Laurens | 870120 | 4 |  |  | TRUE |  | TRUE | Removed from Ground | Used Oil | 250 | Not Marked/Unknown | 1998-03-23 | 1998-03-23 | Not Marked
SUPER FOOD MART | 1898 MARION ST | DUBLIN | Laurens | 870091 | 2 | Flapper Valve | 1998-12-03 | FALSE | 1998-12-03 | TRUE | Currently in Use | Regular | 4000 | Steel-Impressed Current | 1980-05-01 |  | Steel (Impressed Current) | Pressurized
SOUTHEAST PAPER MANUFACTURING CO | SHADDOCK CREEK RD | DUBLIN | Laurens | 870088 | OT-205 | [5 empty] | Removed from Ground | Diesel | 1000 | Bare Steel | 1979-04-24 | 1987-11-01 | Unknown
SOUTHEAST PAPER MANUFACTURING CO | SHADDOCK CREEK RD | DUBLIN | Laurens | 870088 | OT-36 |  |  | TRUE |  | TRUE | Removed from Ground | Used Oil | 1000 | Composite | 1984-04-22 | 1989-03-07 | Galvanized Steel
LOVETT & THARPE HDW CO | KELLAN RD | DUBLIN | Laurens | 870147 | 2 | [5 empty] | Removed from Ground | Diesel | 2000 | Bare Steel | 1977-05-10 | 1993-10-01 | Galvanized Steel
W H BUD BARRON AIRPORT | 675 AIRPORT RD | DUBLIN | Laurens | 870095 | 6 |  | 1998-08-01 | FALSE | 1998-08-01 | FALSE | Closed in Ground | Kerosene | 12000 | Composite | 1998-08-01 | 2018-09-11 | Fiberglass Reinforced Plastic | Safe Suction (Euro)
ALL GOOD SERVICES | 106 ROOSEVELT ST | DUBLIN | Laurens | 870105 | 1 | [5 empty] | Removed from Ground | Gas (Historical Use) | 550 | Bare Steel | 1983-05-06 | 1899-12-31 | Galvanized Steel
IRISH BP | 1501 BELLEVUE RD | DUBLIN | Laurens | 870121 | 2 |  | 1998-12-15 |  | 1998-12-15 |  | Currently in Use | Gas (Historical Use) | 3000 | Cathodically Protected Steel | 1975-05-11 |  | Cathodically Protected | Suction (American)
SUPER FOOD MART | 1898 MARION ST | DUBLIN | Laurens | 870091 | 4 | Flapper Valve | 1998-12-03 | FALSE | 1998-12-03 | TRUE | Currently in Use | Regular | 4000 | Steel-Impressed Current | 1980-05-01 |  | Steel (Impressed Current) | Pressurized
JACKSON FOOD MART | 306 E JACKSON ST | DUBLIN | Laurens | 870109 | 4 | Ball Float | 2017-09-21 | FALSE |  | FALSE | Currently in Use | Regular | 12000 | Tank Jacket Double Walled | 2017-09-21 |  | Double-Walled Fiberglass | Pressurized
JACKSON FOOD MART | 306 E JACKSON ST | DUBLIN | Laurens | 870109 | 1 | [5 empty] | Removed from Ground | Gas (Historical Use) | 1000 | Bare Steel | 1961-05-11 | 1995-12-01 | Galvanized Steel
FAST LANE CAR WASH | 312 NORTH JEFFERSON STREET | DUBLIN | Laurens | 870120 | 3 | [5 empty] | Removed from Ground | Gas (Historical Use) | 1050 | Bare Steel | 1970-05-12 | 1998-03-23 | Galvanized Steel
K & C SHORT STOP #2 | 1108 TELFAIR ST | DUBLIN | Laurens | 870092 | 1 | Flapper Valve | 1999-03-01 | FALSE | 1999-03-01 | FALSE | Currently in Use | Regular | 8000 | Steel-Impressed Current | 1981-05-01 |  |  | Pressurized
NEIGHBORS #10 | 800 CENTRAL DR | East Dublin | Laurens | 870111 | 2 |  | 1988-08-10 | FALSE | 1988-08-10 | FALSE | Closed in Ground | Gas (Historical Use) | 8000 | Galvanic (STIP-3) | 1988-08-10 |  | Fiberglass Reinforced Plastic | Pressurized
FORMER KMART 9242 | US 80 WEST WESTGATE SHOPPING | DUBLIN | Laurens | 870082 | 1 |  |  | TRUE |  | TRUE | Removed from Ground | Used Oil | 1000 | Bare Steel | 1977-04-06 | 1990-06-06 | Galvanized Steel
JACKSONS GAS & SERVICE CENTER | 805 N JEFFERSON ST | DUBLIN | Laurens | 870135 | 3 |  | 1998-12-10 |  | 1998-12-10 |  | Removed from Ground | Gas (Historical Use) | 10000 | Steel-Impressed Current | 1980-05-09 | 2000-07-14 | Cathodically Protected | Pressurized
KROGER GA 674 | 1100 HILLCREST PKWY | DUBLIN | Laurens | 10000953 | 2B | Ball Float | 2005-06-24 | FALSE | 2005-06-24 | FALSE | Currently in Use | Gas (Historical Use) | 8000 | Fiberglass Double Walled | 2005-06-02 |  | Double-Walled Flex | Pressurized
ABANDONED GAS STATION | 130 EAST JACKSON STREET | DUBLIN | Laurens | 10002495 | 2 |  |  | FALSE |  | FALSE | Removed from Ground | Gas (Historical Use) | 1000 | Bare Steel | 2015-09-21 | 2015-09-21 | Bare Steel
LEPRECHAUN CARWASH | 1513 RICE AVE | DUBLIN | Laurens | 870035 | 3 | [5 empty] | Removed from Ground | Gas (Historical Use) | 3000 | Bare Steel | 1984-05-06 | 2000-05-08 | Galvanized Steel
WHEELERS COUNTRY GENERAL | 706 CENTRAL DR | EAST DUBLIN | Laurens | 9087040 | 1 |  | 1992-01-01 |  |  |  | Removed from Ground | Gas (Historical Use) | 8000 | Galvanic (STIP-3) | 1986-01-01 | 1999-05-25 | Fiberglass Reinforced Plastic | Suction (American)
EAST LAURENS HIGH SCHOOL | RT 6 | EAST DUBLIN | Laurens | 870170 | 5 | [5 empty] | Removed from Ground | Diesel | 6000 | Marked Unknown | 1961-05-07 | 1996-07-01 | Unknown
B&H QUICK STOP | 310 WRIGHTSVILLE AVE | East Dublin | Laurens | 870018 | 6B | Flapper Valve | 2024-01-01 | FALSE | 2024-01-01 | FALSE | Currently in Use | E-0 | 4000 | Composite Double Walled | 2022-08-01 |  | Double-Walled Flex | Pressurized
JACKSON FOOD MART | 306 E JACKSON ST | DUBLIN | Laurens | 870109 | 5B | Ball Float | 1995-12-03 | FALSE | 1995-12-03 | FALSE | Currently in Use | Diesel | 3000 | Composite | 1995-12-02 |  | Fiberglass Reinforced Plastic | Pressurized
BASSETT FURN IND INC | 700 IND BLVD | DUBLIN | Laurens | 870096 | 2 | [5 empty] | Removed from Ground | Other | 1000 | Bare Steel | 1965-01-01 | 1989-10-10 | Galvanized Steel
NEIGHBORS #30 | 2130 Hwy 441 S | DUBLIN | Laurens | 870107 | 4 |  | 1994-10-12 |  | 1994-10-12 |  | Closed in Ground | Diesel | 8000 | Cathodically Protected Steel | 1985-05-05 | 2014-01-06 | Fiberglass Reinforced Plastic | Pressurized
NEIGHBORS #30 | 2130 Hwy 441 S | DUBLIN | Laurens | 870107 | 5 |  | 1994-10-12 |  | 1994-10-12 |  | Closed in Ground | Diesel | 8000 | Cathodically Protected Steel | 1988-05-31 | 2014-01-06 | Fiberglass Reinforced Plastic | Pressurized
GA POWER/DUBLIN OPER HQ | 201 PECAN DR | DUBLIN | Laurens | 870103 | 1 | [5 empty] | Removed from Ground | Gas (Historical Use) | 10000 | Bare Steel | 1976-05-09 | 1991-09-23 | Unknown
SUPER FOODS | 1003 Martin Luther King Jr Drive | DUBLIN | Laurens | 870090 | 4 | Flapper Valve | 1998-08-19 | FALSE | 1998-08-19 | FALSE | Currently in Use | Premium | 6000 | Steel-Impressed Current | 1998-08-19 |  | Steel (Impressed Current) | Pressurized
SUPER FOODS | 1003 Martin Luther King Jr Drive | DUBLIN | Laurens | 870090 | 1 |  | 1996-02-01 | FALSE | 1996-02-01 | FALSE | Closed in Ground | Gas (Historical Use) | 8000 | Steel-Impressed Current | 1980-05-01 | 2014-02-20 | Steel (Impressed Current) | Pressurized
SOUTHEAST PAPER MANUFACTURING CO | SHADDOCK CREEK RD | DUBLIN | Laurens | 870088 | OT-34 |  |  | TRUE |  | TRUE | Removed from Ground | Used Oil | 1000 | Bare Steel | 1983-04-23 | 1988-12-13 | Galvanized Steel
DANIELS BELLEVUE SHELL S/S | BELLEVUE AVE HWY 80 WEST | DUBLIN | Laurens | 870138 | 2 | [5 empty] | Removed from Ground | Gas (Historical Use) | 4000 | Bare Steel | 1980-05-09 | 1989-07-01 | Galvanized Steel
CEDAR GROVE CORNER MART | HWY 441 & 46, 5120 US 441 S | DUBLIN | Laurens | 870137 | 3 | [5 empty] | Removed from Ground | Gas (Historical Use) | 1060 | Bare Steel | 1971-05-12 | 1992-08-25 | Galvanized Steel | Suction (American)
BASSETT FURN IND INC | 700 IND BLVD | DUBLIN | Laurens | 870096 | 1 | [5 empty] | Removed from Ground | Diesel | 20000 | Bare Steel | 1979-04-09 | 1989-10-10 | Galvanized Steel
JACKSON FOOD MART | 306 E JACKSON ST | DUBLIN | Laurens | 870109 | 3 |  |  | FALSE |  | FALSE | Removed from Ground |  | 1000 | Bare Steel | 1995-12-01 | 1995-12-01 | Galvanized Steel
NEIGHBORS #30 | 2130 Hwy 441 S | DUBLIN | Laurens | 870107 | 3 | Flapper Valve | 1994-10-12 | FALSE | 1994-10-12 | FALSE | Currently in Use | E-0 | 8000 | Galvanic (STIP-3) | 1985-05-05 |  | Fiberglass Reinforced Plastic | Pressurized
GA POWER/DUBLIN OPER HQ | 201 PECAN DR | DUBLIN | Laurens | 870103 | DB2 | [5 empty] | Closed in Ground | Diesel | 10000 | Bare Steel | 1987-01-01 | 1992-10-20 | Bare Steel | Pressurized
GA POWER/DUBLIN OPER HQ | 201 PECAN DR | DUBLIN | Laurens | 870103 | DB1 | [5 empty] | Removed from Ground | Gas (Historical Use) | 10000 | Bare Steel | 1976-05-09 | 1991-09-23 | Unknown
FRIENDLY GUS #4 | 400 INDUSTRIAL BLVD | DUBLIN | Laurens | 870130 | 1 | Flapper Valve | 1994-03-01 | FALSE | 1994-03-01 | FALSE | Removed from Ground | Premium | 6000 | Steel-Impressed Current | 1983-05-09 |  | Fiberglass Reinforced Plastic | Pressurized
PAYNE TELFAIR SHELL S/S | 701 TELFAIR ST | DUBLIN | Laurens | 870139 | 1 | Flapper Valve | 1998-12-01 | FALSE | 1998-12-01 | FALSE | Currently in Use | Premium | 8000 | Steel-Impressed Current | 1976-05-10 |  | Steel (Impressed Current) | Pressurized
JACKSONS GAS & SERVICE CENTER | 805 N JEFFERSON ST | DUBLIN | Laurens | 870135 | 4 | [5 empty] | Removed from Ground | Diesel | 8000 | Bare Steel | 1980-05-09 | 1997-07-18 | Galvanized Steel
LOVES TRAVEL STOP #320 | 3009 HWY 257 | DUBLIN | Laurens | 10000676 | 1 | Ball Float | 2004-06-24 | FALSE | 2004-06-24 | FALSE | Currently in Use | E-10 | 20000 | Epoxy Double-Walled | 2004-06-24 |  | Double-Walled Fiberglass | Pressurized
LOVES TRAVEL STOP #320 | 3009 HWY 257 | DUBLIN | Laurens | 10000676 | 2B | Ball Float | 2004-06-24 | FALSE | 2004-06-24 | FALSE | Currently in Use | E-10 | 12000 | Epoxy Double-Walled | 2004-06-24 |  | Double-Walled Fiberglass | Pressurized
FRIENDLY GUS #23 | 1603 GA HWY 19 SOUTH | DUBLIN | Laurens | 10000427 | 1A | Flapper Valve | 2003-04-04 | FALSE | 2003-04-04 | FALSE | Currently in Use | Regular | 15000 | Composite | 2003-04-03 |  | Double-Walled Flex | Pressurized
GA DOT #10292 | GA HWY 126 | CADWELL | Laurens | 870086 | 4 | [5 empty] | Removed from Ground | Diesel | 500 | Bare Steel | 1968-05-03 | 1988-01-02 | Unknown
STINSON TRACTOR | CENTRAL DR | EAST DUBLIN | Laurens | 870112 | 1 | [5 empty] | Removed from Ground | Gas (Historical Use) | 550 | Bare Steel | 1965-05-10 | 1899-12-31 | Galvanized Steel
WALL TIRE | 1409 BELLEVIEW AVE | DUBLIN | Laurens | 10000596 | 1 |  |  | FALSE |  | FALSE | Removed from Ground | Gas (Historical Use) | 3000 | Bare Steel | 2004-03-22 | 2004-04-01
WALL TIRE | 1409 BELLEVIEW AVE | DUBLIN | Laurens | 10000596 | 4 |  |  | FALSE |  | FALSE | Removed from Ground | Gas (Historical Use) | 3000 | Bare Steel | 2004-03-22 | 2004-04-01
FRIENDLY GUS #23 | 1603 GA HWY 19 SOUTH | DUBLIN | Laurens | 10000427 | 3 | Flapper Valve | 2003-04-04 | FALSE | 2003-04-04 | FALSE | Currently in Use | Diesel | 20000 | Composite | 2003-04-03 |  | Double-Walled Flex | Pressurized
EAST LAURENS HIGH SCHOOL | RT 6 | EAST DUBLIN | Laurens | 870170 | 4 | [5 empty] | Currently in Use | Propane | 500 | Bare Steel | 1961-05-07 |  | Bare Steel
Friendly Gus #25 | 3440 US Hwy 80 W | Dudley | Laurens | 9087074 | 5 | [5 empty] | Removed from Ground | Other | 350 | Bare Steel | 1948-01-01 | 1999-01-15 | Bare Steel
FAIRVIEW PARK HOSPITAL | 200 IND BLVD | DUBLIN | Laurens | 870098 | 1 | Flapper Valve | 1998-06-03 | FALSE | 1998-06-03 | FALSE | Currently in Use | Diesel | 15000 | Epoxy | 1983-05-01 |  | Double Walled | Safe Suction (Euro)
K & C SHORT STOP #2 | 1108 TELFAIR ST | DUBLIN | Laurens | 870092 | 3 | Flapper Valve | 1999-03-01 | FALSE | 1999-03-01 | FALSE | Currently in Use | Plus | 8000 | Steel-Impressed Current | 1981-05-01 |  |  | Pressurized
SOUTHEAST PAPER MANUFACTURING CO | SHADDOCK CREEK RD | DUBLIN | Laurens | 870088 | OT-25 |  |  | TRUE |  | TRUE | Removed from Ground | Used Oil | 250 | Bare Steel | 1979-04-24 | 1988-11-29 | Galvanized Steel
GA STATE PATROL POST 20 | 1504 TELFAIR ST | DUBLIN | Laurens | 870072 | 2 | [5 empty] | Removed from Ground | Gas (Historical Use) | 10000 | Not Marked/Unknown | 1985-01-01 | 2008-04-14 | Not Marked
LOVETT & THARPE HDW CO | KELLAN RD | DUBLIN | Laurens | 870147 | 1 | [5 empty] | Removed from Ground | Gas (Historical Use) | 2000 | Bare Steel | 1977-05-10 | 1993-10-01 | Galvanized Steel
HUGH IKE THIGPEN | 407 CENTRAL DR | DUBLIN | Laurens | 870178 | 4 | Ball Float | 1993-09-25 | FALSE | 1993-09-25 | FALSE | Currently in Use | Diesel | 4000 | Steel-Impressed Current | 1985-05-13 |  | Double-Walled Flex | Pressurized
LOVETT & EAST DUBLIN INC | 816 E JACKSON ST | DUBLIN | Laurens | 9000566 | 1 | [5 empty] | Removed from Ground | Kerosene | 2000 | Bare Steel |  | 1899-12-31 | Galvanized Steel | Suction (American)
AT&T | 150 SOUTHERN BELL TOWER RD | DUBLIN | Laurens | 870157 | 1 | [5 empty] | Removed from Ground | Kerosene | 10000 | Cathodically Protected Steel | 1963-05-14 | 1991-09-01 | Not Marked | Suction (American)
HUGH IKE THIGPEN | 407 CENTRAL DR | DUBLIN | Laurens | 870178 | 2 | Ball Float | 1993-09-25 | FALSE | 1993-09-25 | FALSE | Currently in Use | Regular | 10000 | Steel-Impressed Current | 1985-05-13 |  | Double-Walled Flex | Pressurized
J B BUNCH OIL CO #387 | 1700 TELFAIR STREET | DUBLIN | Laurens | 870176 | 3 | [5 empty] | Removed from Ground | Empty | 4000 | Bare Steel | 1966-03-29 | 1995-01-01 | Galvanized Steel
DOMINEY GULF OIL CO #468 | 1214 N JEFFERSON STREET | DUBLIN | Laurens | 870177 | 2 | [5 empty] | Removed from Ground | Gas (Historical Use) | 4000 | Bare Steel | 1971-03-28 | 1995-01-01 | Galvanized Steel
NEIGHBORS #10 | 800 CENTRAL DR | East Dublin | Laurens | 870111 | 4 | [5 empty] | Removed from Ground | Gas (Historical Use) | 0 | Bare Steel | 1988-08-10 | 1988-08-10 | Not Marked
LAURENS EQUIPMENT | HWY 80 | DUBLIN | Laurens | 870116 | 1 | [5 empty] | Removed from Ground | Gas (Historical Use) | 550 | Bare Steel | 1973-05-08 | 1989-01-01 | Galvanized Steel
DUBLIN | PO BOX 1508 | DUBLIN | Laurens | 870087 | 1 | [5 empty] | Removed from Ground | Empty | 550 | Composite | 1972-04-13 | 1988-02-01 | Unknown
BEALL & SON GROCERY | RT 2 | DUBLIN | Laurens | 870146 | 2 | [5 empty] | Removed from Ground | Empty | 1000 | Bare Steel | 1976-05-10 | 1899-12-31 | Galvanized Steel | Suction (American)
GA DOT #10288 | TELFAIR ST | DUBLIN | Laurens | 870182 | 10288-1 | [5 empty] | Removed from Ground | Gas (Historical Use) | 557 | Bare Steel | 1957-01-08 | 1987-06-02 | Galvanized Steel
LOVES TRAVEL STOP #320 | 3009 HWY 257 | DUBLIN | Laurens | 10000676 | 2A | Ball Float | 2004-06-24 | FALSE | 2004-06-24 | FALSE | Currently in Use | E-10 | 8000 | Epoxy Double-Walled | 2004-06-24 |  | Double-Walled Fiberglass | Pressurized
Shamrock Stop | 1911 MARION ST | DUBLIN | Laurens | 9087060 | 2 |  | 1997-03-01 | FALSE | 1997-03-01 | FALSE | Currently in Use | Premium | 12000 | Composite | 1997-03-01 |  | Double-Walled Fiberglass | Pressurized
Bailey's One Stop | 2690 HWY 19 GLENWOOD RD | DUBLIN | Laurens | 9087053 | 2 | [5 empty] | Removed from Ground | Gas (Historical Use) | 560 | Bare Steel | 1999-04-01 | 1999-04-01 | Bare Steel | Suction (American)
CITY OF DUBLIN | 702 E. Madison Street | DUBLIN | Laurens | 9087046 | 3 | Ball Float | 1996-05-01 | FALSE | 1996-05-01 | FALSE | Currently in Use | Regular | 10000 | Composite | 1996-05-01 |  | Double-Walled Fiberglass | Pressurized
KROGER GA 674 | 1100 HILLCREST PKWY | DUBLIN | Laurens | 10000953 | 2A | Ball Float | 2005-06-24 | FALSE | 2005-06-24 | FALSE | Currently in Use | Diesel | 8000 | Fiberglass Double Walled | 2005-06-02 |  | Double-Walled Flex | Pressurized
ROBBIE'S SERVICE STATION | 714 CENTRAL DR | DUBLIN | Laurens | 10000477 | 1 |  |  | FALSE |  | FALSE | Removed from Ground | Gas (Historical Use) | 1000 | Bare Steel | 2003-11-05 | 2003-11-05 | Galvanized Steel | Suction (American)
FRIENDLY GUS #23 | 1603 GA HWY 19 SOUTH | DUBLIN | Laurens | 10000427 | 2 | Flapper Valve | 2003-04-04 | FALSE | 2003-04-04 | FALSE | Currently in Use | Diesel | 20000 | Composite | 2003-04-03 |  | Double-Walled Flex | Pressurized
GA FC | US HWY 441 SOUTH/3.5 MI | DUBLIN | Laurens | 870062 | 2 | [5 empty] | Removed from Ground | Diesel | 560 | Bare Steel | 1968-04-26 | 1998-09-17 | Galvanized Steel | Safe Suction (Euro)
OCONEE BAIT AND TACKLE SHOP | 754 CENTRAL DR | DUBLIN | Laurens | 870039 | 2 | [5 empty] | Removed from Ground | Gas (Historical Use) | 560 | Bare Steel | 1971-05-10 | 1998-10-28 | Galvanized Steel
SAHI BROTHERS INC | 907 N JEFFERSON ST | DUBLIN | Laurens | 870002 | F | [5 empty] | Removed from Ground | Other | 550 | Marked Unknown | 1991-10-01 | 1991-10-01 | Unknown
WHEELERS COUNTRY GENERAL | 706 CENTRAL DR | EAST DUBLIN | Laurens | 9087040 | 2 |  | 1992-01-01 |  |  |  | Removed from Ground | Gas (Historical Use) | 8000 | Galvanic (STIP-3) | 1986-01-01 | 1999-05-25 | Fiberglass Reinforced Plastic | Suction (American)
DUBLIN BURIAL VAULT CO INC | 1818 TELFAIR ST | DUBLIN | Laurens | 870070 | 1 | [5 empty] | Removed from Ground | Gas (Historical Use) | 3000 | Bare Steel | 1976-03-01 | 1999-01-12 | Galvanized Steel
W E JOSEY PROPERTY (DOT SITE) | 2307 HWY 80 WEST | DUBLIN | Laurens | 10000628 | 2 |  |  | FALSE |  | FALSE | Removed from Ground | Not Marked | 500 | Unknown | 2000-06-22 | 2000-06-22
SOUTHEAST PAPER MANUFACTURING CO | SHADDOCK CREEK RD | DUBLIN | Laurens | 870088 | OT-35 | [5 empty] | Removed from Ground | Diesel | 2000 | Composite | 1984-04-22 | 1989-03-07 | Galvanized Steel
SOUTHEAST PAPER MANUFACTURING CO | SHADDOCK CREEK RD | DUBLIN | Laurens | 870088 | OT-19 | [5 empty] | Removed from Ground | Kerosene | 7140 | Bare Steel | 1979-04-24 | 1987-10-25 | Galvanized Steel
PAYNE TELFAIR SHELL S/S | 701 TELFAIR ST | DUBLIN | Laurens | 870139 | 3 | Flapper Valve | 1998-12-01 | FALSE | 1998-12-01 | FALSE | Temporarily out of use | Plus | 6000 | Steel-Impressed Current | 1976-05-10 |  | Steel (Impressed Current) | Pressurized
TODD'S PUMP N PANTRY | EAST JACKSON | DUBLIN | Laurens | 870141 | 3 | [5 empty] | Removed from Ground | Gas (Historical Use) | 2000 | Bare Steel | 1971-05-12 | 1988-08-01 | Galvanized Steel
CEDAR GROVE CORNER MART | HWY 441 & 46, 5120 US 441 S | DUBLIN | Laurens | 870137 | 1 | [5 empty] | Removed from Ground | Gas (Historical Use) | 2000 | Bare Steel | 1979-05-10 | 1992-08-25 | Galvanized Steel | Suction (American)
BELLEVUE AMOCO S/S | 513 BELLEVUE AVE | DUBLIN | Laurens | 870054 | 3 | [5 empty] | Removed from Ground | Gas (Historical Use) | 3000 | Bare Steel | 1967-05-11 | 1899-12-31 | Galvanized Steel
GA DOT #10292 | GA HWY 126 | CADWELL | Laurens | 870086 | 2 | [5 empty] | Removed from Ground | Gas (Historical Use) | 1000 | Bare Steel | 1970-11-08 | 1988-01-02 | Galvanized Steel
NORTH JEFFERSON EXXON | 912 N JEFFERSON ST | DUBLIN | Laurens | 870003 | 1 | [5 empty] | Removed from Ground | Gas (Historical Use) | 6000 | Bare Steel | 1966-05-10 | 1899-12-31 | Galvanized Steel
NORTH JEFFERSON EXXON | 912 N JEFFERSON ST | DUBLIN | Laurens | 870003 | 4 | [5 empty] | Removed from Ground | Used Oil | 550 | Marked Unknown |  | 1899-12-31 | Unknown
CT FARM AND COUNTRY INC | 600 KELLAM RD | DUBLIN | Laurens | 870100 | 1 |  | 1997-02-25 |  | 1997-02-25 |  | Removed from Ground | Gas (Historical Use) | 10000 | Cathodically Protected Steel | 1981-01-01 | 1999-07-29 | Cathodically Protected | Safe Suction (Euro)
W H BUD BARRON AIRPORT | 675 AIRPORT RD | DUBLIN | Laurens | 870095 | 3 | [5 empty] | Removed from Ground | Kerosene | 8000 | Bare Steel | 1966-04-28 | 1998-12-14 | Galvanized Steel
NEIGHBORS #30 | 2130 Hwy 441 S | DUBLIN | Laurens | 870107 | 2 | Flapper Valve | 1994-10-12 | FALSE | 1994-10-12 | FALSE | Currently in Use | Regular | 10000 | Galvanic (STIP-3) | 1985-05-05 |  | Fiberglass Reinforced Plastic | Pressurized
NEIGHBORS FOOD | 1505 BELLEVUE RD | DUBLIN | Laurens | 870110 | 3 | [5 empty] | Removed from Ground | Gas (Historical Use) | 8000 | Bare Steel | 1982-05-06 | 1998-10-05 | Galvanized Steel | Pressurized
JACKSONS GAS & SERVICE CENTER | 805 N JEFFERSON ST | DUBLIN | Laurens | 870135 | 1 |  | 1998-12-10 |  | 1998-12-10 |  | Removed from Ground | Gas (Historical Use) | 12000 | Steel-Impressed Current | 1980-05-09 | 2000-06-11 | Cathodically Protected | Pressurized
JACKSONS GAS & SERVICE CENTER | 805 N JEFFERSON ST | DUBLIN | Laurens | 870135 | 5C | Ball Float | 2000-07-01 | FALSE | 2000-07-01 | FALSE | Temporarily out of use | Gas (Historical Use) | 3000 | Epoxy | 2000-07-01 |  |  | Pressurized
GOLD KIST INC | MARION ST/206 EAST MADISON ST | DUBLIN | Laurens | 870165 | 1 | [5 empty] | Removed from Ground | Gas (Historical Use) | 1000 | Bare Steel | 1965-05-12 | 1990-06-25 | Galvanized Steel
SALTERS SERVICE STATION | 415 GLENWOOD AVE | DUBLIN | Laurens | 870167 | 1 | [5 empty] | Closed in Ground | Gas (Historical Use) | 2000 | Bare Steel | 1980-05-07 | 1993-05-15 | Galvanized Steel
LOVES TRAVEL STOP #320 | 3009 HWY 257 | DUBLIN | Laurens | 10000676 | 5 | Ball Float | 2004-06-24 | FALSE | 2004-06-24 | FALSE | Currently in Use | Diesel | 20000 | Epoxy Double-Walled | 2004-06-24 |  | Double-Walled Fiberglass | Pressurized
LOVES TRAVEL STOP #320 | 3009 HWY 257 | DUBLIN | Laurens | 10000676 | 4 | Ball Float | 2004-06-24 | FALSE | 2004-06-24 | FALSE | Currently in Use | Diesel | 20000 | Epoxy Double-Walled | 2004-06-24 |  | Double-Walled Fiberglass | Pressurized
B&H QUICK STOP | 310 WRIGHTSVILLE AVE | East Dublin | Laurens | 870018 | 3 | Exempted | 1996-05-15 | FALSE | 1996-05-15 | FALSE | Removed from Ground | Plus | 6000 | Steel-Impressed Current | 1989-01-01 | 2020-09-20 | Fiberglass Reinforced Plastic | Pressurized
CT FARM AND COUNTRY INC | 600 KELLAM RD | DUBLIN | Laurens | 870100 | 2 |  | 1997-02-25 |  | 1997-02-25 |  | Currently in Use | Gas (Historical Use) | 8000 | Cathodically Protected Steel | 1981-01-01 |  | Cathodically Protected | Safe Suction (Euro)
CARTERS GARAGE | 105 BAINBRIDGE ST | DUBLIN | Laurens | 870097 | 1 | [5 empty] | Removed from Ground | Empty | 500 | Marked Unknown | 1966-03-31 | 1986-04-01 | Unknown
FRIENDLY GUS #4 | 400 INDUSTRIAL BLVD | DUBLIN | Laurens | 870130 | 3 | Flapper Valve | 1994-03-01 | FALSE | 1994-03-01 | FALSE | Removed from Ground | Regular | 4000 | Steel-Impressed Current | 1983-05-09 |  | Fiberglass Reinforced Plastic | Pressurized
NEIGHBORS FOOD | 1505 BELLEVUE RD | DUBLIN | Laurens | 870110 | 6B | Flapper Valve | 1998-10-30 | FALSE | 1998-10-30 | FALSE | Currently in Use | Plus | 8000 | Epoxy | 1998-10-30 |  | Double-Walled Fiberglass | Pressurized
GA DOT #10258 LAURENS CO MAINT H | US HWY 441 SOUTH/LAURENS CO RD # | DUBLIN | Laurens | 870180 | 10258-1 | [5 empty] | Removed from Ground | Empty | 1000 | Bare Steel | 1966-05-04 | 1986-01-02 | Unknown
FASTBREAK #3 | 418 BELLEVUE AVE | DUBLIN | Laurens | 9000588 | 3 | [5 empty] | Removed from Ground | Gas (Historical Use) | 10000 | Bare Steel | 1971-04-27 | 1990-03-26 | Galvanized Steel
QUICK FILL | 2177 HWY 441 S | DUBLIN | Laurens | 9087037 | 8 | Ball Float | 1995-07-01 | FALSE | 1995-07-01 | FALSE | Currently in Use | Diesel | 10000 | Composite | 1995-07-01 |  | Fiberglass Reinforced Plastic | Pressurized
QUICK FILL | 2177 HWY 441 S | DUBLIN | Laurens | 9087037 | 2 | [5 empty] | Removed from Ground | Gas (Historical Use) | 8000 | Bare Steel | 1980-01-01 | 1994-06-01 | Galvanized Steel | Pressurized
CEDAR GROVE CORNER MART | HWY 441 & 46, 5120 US 441 S | DUBLIN | Laurens | 870137 | 7 | Flapper Valve | 1992-08-25 | FALSE | 1992-08-25 | FALSE | Closed in Ground | Diesel | 4000 | Steel-Impressed Current | 1992-08-25 | 2018-09-01 | Steel (Impressed Current) | Pressurized
JACKSONS GAS & SERVICE CENTER | 805 N JEFFERSON ST | DUBLIN | Laurens | 870135 | 5B | Ball Float | 2000-07-01 | FALSE | 2000-07-01 | FALSE | Temporarily out of use | Gas (Historical Use) | 3000 | Epoxy | 2000-07-01 |  |  | Pressurized
FASTBREAK #3 | 418 BELLEVUE AVE | DUBLIN | Laurens | 9000588 | 7 | Flapper Valve | 1990-03-01 | FALSE | 1990-03-01 | FALSE | Currently in Use | Plus | 8000 | Steel-Impressed Current | 1990-03-01 |  | Galvanized Steel | Pressurized
FASTBREAK #3 | 418 BELLEVUE AVE | DUBLIN | Laurens | 9000588 | 5 | [5 empty] | Removed from Ground | Diesel | 10000 | Fiberglass | 1981-04-24 | 1990-03-26 | Fiberglass Reinforced Plastic
FASTBREAK #3 | 418 BELLEVUE AVE | DUBLIN | Laurens | 9000588 | 4 |  |  | TRUE |  | TRUE | Removed from Ground | Used Oil | 550 | Bare Steel | 1971-04-27 | 1990-03-26 | Galvanized Steel
JET FOOD STORE #48 | 2167 441 SOUTH | DUBLIN | Laurens | 9087041 | 2 | Flapper Valve | 1995-08-01 | FALSE | 1995-08-01 | FALSE | Currently in Use | Regular | 12000 | Composite | 1995-07-15 |  | Fiberglass Reinforced Plastic | Pressurized
FRIENDLY GUS #12 | 2935 Hwy 257 | DUBLIN | Laurens | 9087009 | 3 | Ball Float | 1990-06-09 | FALSE | 1990-06-09 | FALSE | Currently in Use | Premium | 8000 | Steel-Impressed Current | 1990-06-04 |  | Fiberglass Reinforced Plastic | Pressurized
FRIENDLY GUS #10 | 1329 North Jefferson St. | DUBLIN | Laurens | 9087039 | 5 | Flapper Valve | 1998-07-01 | FALSE | 1998-07-01 | FALSE | Currently in Use | Kerosene | 2000 | Galvanic (STIP-3) | 1987-01-01 |  | Fiberglass Reinforced Plastic | Pressurized
FRIENDLY GUS #10 | 1329 North Jefferson St. | DUBLIN | Laurens | 9087039 | 4 | Flapper Valve | 1998-07-01 | FALSE | 1998-07-01 | FALSE | Currently in Use | Diesel | 2000 | Galvanic (STIP-3) | 1987-01-01 |  | Fiberglass Reinforced Plastic | Pressurized
NEIGHBORS FOOD | 1505 BELLEVUE RD | DUBLIN | Laurens | 870110 | 6A | Flapper Valve | 1998-10-30 | FALSE | 1998-10-30 | FALSE | Currently in Use | Regular | 12000 | Epoxy | 1998-10-30 |  | Double-Walled Fiberglass | Pressurized
SUPER FOOD MART | 1898 MARION ST | DUBLIN | Laurens | 870091 | 3 | Flapper Valve | 1998-12-03 | FALSE | 1998-12-03 | TRUE | Currently in Use | Regular | 4000 | Steel-Impressed Current | 1980-05-01 |  | Steel (Impressed Current) | Pressurized
FORDHAM CANDY CO | RT 1 | DUBLIN | Laurens | 870113 | 1 | [5 empty] | Removed from Ground | Gas (Historical Use) | 1050 | Bare Steel | 1984-05-05 | 1899-12-31 | Galvanized Steel
HUGH IKE THIGPEN | 407 CENTRAL DR | DUBLIN | Laurens | 870178 | 3 | Ball Float | 1993-09-25 | FALSE | 1993-09-25 | FALSE | Currently in Use | Plus | 4000 | Steel-Impressed Current | 1985-05-13 |  | Double-Walled Flex | Safe Suction (Euro)
FASTBREAK #3 | 418 BELLEVUE AVE | DUBLIN | Laurens | 9000588 | 6 | Ball Float | 1990-03-01 | FALSE | 1990-03-01 | FALSE | Currently in Use | Regular | 8000 | Steel-Impressed Current | 1990-03-01 |  | Galvanized Steel | Pressurized
IRISH BP | 1501 BELLEVUE RD | DUBLIN | Laurens | 870121 | 1 |  | 1998-12-15 |  | 1998-12-15 |  | Currently in Use | Gas (Historical Use) | 3000 | Cathodically Protected Steel | 1975-05-11 |  | Cathodically Protected | Suction (American)
NEIGHBORS FOOD | 1505 BELLEVUE RD | DUBLIN | Laurens | 870110 | 2 | [5 empty] | Removed from Ground | Gas (Historical Use) | 3000 | Cathodically Protected Steel | 1987-08-08 | 1998-10-05 | Galvanized Steel | Pressurized
OLD SUSIE DASHIER BUILDING | S WASHINGTON ST | DUBLIN | Laurens | 870074 | 1 | [5 empty] | Permanently Out of Use - historical purposes | Other | 2000 | Bare Steel | 1986-02-03 | 1899-12-31 | Not Marked
CEDAR GROVE CORNER MART | HWY 441 & 46, 5120 US 441 S | DUBLIN | Laurens | 870137 | 2 | [5 empty] | Removed from Ground | Gas (Historical Use) | 560 | Bare Steel | 1971-05-12 | 1992-08-25 | Galvanized Steel | Suction (American)
JACKSONS GAS & SERVICE CENTER | 805 N JEFFERSON ST | DUBLIN | Laurens | 870135 | 5A | Ball Float | 2000-07-01 | FALSE | 2000-07-01 | FALSE | Temporarily out of use | Gas (Historical Use) | 6000 | Epoxy | 2000-07-01 |  |  | Pressurized
BST/DUBLIN CO/R2507 | 609 BELLEVUE AVE | DUBLIN | Laurens | 870161 | 1 | [5 empty] | Removed from Ground | Gas (Historical Use) | 1000 | Bare Steel | 1958-01-08 | 1989-10-15 | Galvanized Steel | Pressurized
GA DOT #10258 LAURENS CO MAINT H | US HWY 441 SOUTH/LAURENS CO RD # | DUBLIN | Laurens | 870180 | 258G1 | [5 empty] | Removed from Ground | Gas (Historical Use) | 4000 | Cathodically Protected Steel | 1986-01-01 | 2000-06-13 | Galvanized Steel | Suction (American)
DOMINEY GULF OIL CO #468 | 1214 N JEFFERSON STREET | DUBLIN | Laurens | 870177 | 3 | [5 empty] | Removed from Ground | Gas (Historical Use) | 8000 | Bare Steel | 1971-03-28 | 1995-01-01 | Galvanized Steel
FASTBREAK #3 | 418 BELLEVUE AVE | DUBLIN | Laurens | 9000588 | 8 | Flapper Valve | 1990-03-01 | FALSE | 1990-03-01 | FALSE | Currently in Use | Premium | 8000 | Steel-Impressed Current | 1990-03-01 |  | Galvanized Steel | Pressurized
FASTBREAK #3 | 418 BELLEVUE AVE | DUBLIN | Laurens | 9000588 | 2 | [5 empty] | Removed from Ground | Gas (Historical Use) | 10000 | Bare Steel | 1971-04-27 | 1990-03-26 | Galvanized Steel
HASKINS QUICK STOP | HWY 257 WEST | DUBLIN | Laurens | 9087051 | 4 |  | 1994-01-01 |  | 1994-01-01 |  | Removed from Ground | Gas (Historical Use) | 4000 | Cathodically Protected Steel | 1994-01-01 | 2016-08-24 | Fiberglass Reinforced Plastic | Suction (American)
DIANNE'S PACKAGE STORE | 300 E JACKSON STREET | DUBLIN | Laurens | 9087047 | 3 | [5 empty] | Removed from Ground | Empty | 1000 | Not Marked/Unknown | 1996-09-08 | 1996-09-08 | Not Marked
CITY OF DUBLIN | 702 E. Madison Street | DUBLIN | Laurens | 9087046 | 2 | [5 empty] | Permanently Out of Use - historical purposes | Gas (Historical Use) | 10000 | Bare Steel | 1977-01-01 | 1899-12-31 | Not Marked
JET FOOD STORE #48 | 2167 441 SOUTH | DUBLIN | Laurens | 9087041 | 1 | Flapper Valve | 1995-08-01 | FALSE | 1995-08-01 | FALSE | Currently in Use | Premium | 12000 | Composite | 1995-07-15 |  | Fiberglass Reinforced Plastic | Pressurized
ABANDONED GAS STATION | 130 EAST JACKSON STREET | DUBLIN | Laurens | 10002495 | 1 |  |  | FALSE |  | FALSE | Removed from Ground | Gas (Historical Use) | 1000 | Bare Steel | 2015-09-21 | 2015-09-21 | Bare Steel
BELLEVUE AMOCO S/S | 513 BELLEVUE AVE | DUBLIN | Laurens | 870054 | 4 | [5 empty] | Removed from Ground | Diesel | 1000 | Bare Steel | 1983-05-07 | 1899-12-31 | Galvanized Steel
COCA-COLA ENTERPRISES | 415 EAST JACKSON ST | DUBLIN | Laurens | 870064 | 2 | [5 empty] | Removed from Ground | Gas (Historical Use) | 5000 | Bare Steel | 1982-04-22 | 1988-06-01 | Galvanized Steel
FREEMANS SVC STATION/FREEMAN BRO | 901 TELFAIR ST | DUBLIN | Laurens | 870042 | 1 | [5 empty] | Removed from Ground | Gas (Historical Use) | 1060 | Bare Steel | 1956-05-13 | 1996-09-20 | Galvanized Steel
SAHI BROTHERS INC | 907 N JEFFERSON ST | DUBLIN | Laurens | 870002 | 1 |  | 1998-05-01 | FALSE | 1998-05-01 | FALSE | Currently in Use | Premium | 10000 | Fiberglass | 1998-05-01 |  | Fiberglass Reinforced Plastic | Pressurized
QUICK STOP #2 | HWY 117 | CADWELL | Laurens | 870156 | 1 | Flapper Valve | 1998-08-05 | FALSE | 1998-08-02 | FALSE | Temporarily out of use | E-10 | 4000 | Steel-Impressed Current | 1985-05-08 |  | Steel (Impressed Current) | Pressurized
WHITE SPOT S/S | HWY 117 | CADWELL | Laurens | 9087036 | 4 | [5 empty] | Removed from Ground | Gas (Historical Use) | 3000 | Bare Steel | 1998-11-02 | 1998-11-02 | Not Marked
WHITE SPOT S/S | HWY 117 | CADWELL | Laurens | 9087036 | 5 | [5 empty] | Removed from Ground | Kerosene | 1060 | Bare Steel | 1998-11-02 | 1998-11-02 | Not Marked
WHEELERS COUNTRY GENERAL | 706 CENTRAL DR | EAST DUBLIN | Laurens | 9087040 | 3 |  | 1992-01-01 |  |  |  | Removed from Ground | Gas (Historical Use) | 2000 | Galvanic (STIP-3) | 1986-01-01 | 1999-05-25 | Fiberglass Reinforced Plastic | Suction (American)
DUBLIN OPS | 405 SOPERTON AVE | EAST DUBLIN | Laurens | 870093 | 1 | [5 empty] | Removed from Ground | Gas (Historical Use) | 6000 | Bare Steel | 1981-05-01 | 1994-04-06 | Bare Steel | Safe Suction (Euro)
PAYNE TELFAIR SHELL S/S | 701 TELFAIR ST | DUBLIN | Laurens | 870139 | 2 | Flapper Valve | 1998-12-01 | FALSE | 1998-12-01 | FALSE | Currently in Use | Regular | 8000 | Steel-Impressed Current | 1976-05-10 |  | Steel (Impressed Current) | Pressurized
TODD'S PUMP N PANTRY | EAST JACKSON | DUBLIN | Laurens | 870141 | 2 | [5 empty] | Removed from Ground | Gas (Historical Use) | 2000 | Bare Steel | 1971-05-12 | 1988-08-01 | Galvanized Steel
CEDAR GROVE CORNER MART | HWY 441 & 46, 5120 US 441 S | DUBLIN | Laurens | 870137 | 6 |  | 1992-08-25 | FALSE | 1992-08-25 | FALSE | Closed in Ground | Gas (Historical Use) | 6000 | Steel-Impressed Current | 1992-08-25 | 2018-09-01 | Steel (Impressed Current) | Pressurized
DERST BAKING CO WAREHOUSE | COLEMAN AVE | DUBLIN | Laurens | 870154 | 1 | [5 empty] | Removed from Ground | Empty | 500 | Bare Steel | 1964-05-13 | 1899-12-31 | Unknown | Suction (American)
BST/DUBLIN CO/R2507 | 609 BELLEVUE AVE | DUBLIN | Laurens | 870161 | 2 | [5 empty] | Removed from Ground | Gas (Historical Use) | 12000 | Double Walled | 1989-09-01 | 1993-08-24 | Fiberglass Reinforced Plastic | Pressurized
AT&T | 150 SOUTHERN BELL TOWER RD | DUBLIN | Laurens | 870157 | 2 |  | 1991-09-24 |  | 1991-09-24 |  | Removed from Ground | Diesel | 2000 | Cathodically Protected Steel | 1991-09-24 | 2003-06-04 | Double Walled | Suction (American)
HASKINS QUICK STOP | HWY 257 WEST | DUBLIN | Laurens | 9087051 | 1 | [5 empty] | Removed from Ground | Gas (Historical Use) | 560 | Bare Steel | 1976-05-08 | 1994-01-01 | Galvanized Steel
CENTRAL OF GA RR CO | US HWY 441 & GA HWY 19 | DUBLIN | Laurens | 9087017 | 1 | [5 empty] | Removed from Ground | Diesel | 1000 | Bare Steel | 1992-05-15 | 1992-05-15 | Galvanized Steel | Safe Suction (Euro)
DANIELS BELLEVUE SHELL S/S | BELLEVUE AVE HWY 80 WEST | DUBLIN | Laurens | 870138 | 1 | [5 empty] | Removed from Ground | Gas (Historical Use) | 6000 | Bare Steel | 1976-05-10 | 1989-07-01 | Galvanized Steel
TODD'S PUMP N PANTRY | EAST JACKSON | DUBLIN | Laurens | 870141 | 1 | [5 empty] | Removed from Ground | Gas (Historical Use) | 2000 | Bare Steel | 1971-05-12 | 1988-08-01 | Galvanized Steel
80 WEST PUMP N PANTRY | HWY 80 WEST, 2134 Veterans Blvd. | DUBLIN | Laurens | 870136 | 2 | Flapper Valve | 1998-12-01 | FALSE | 1998-12-01 | FALSE | Currently in Use | Premium | 4000 | Steel-Impressed Current | 1979-05-10 |  | Steel (Impressed Current) | Pressurized
M & M GROCERY | 500 WABASH ST | DUBLIN | Laurens | 870143 | 1 | [5 empty] | Removed from Ground | Gas (Historical Use) | 560 | Bare Steel | 1980-05-09 | 1991-09-01 | Galvanized Steel
J B BUNCH OIL CO #387 | 1700 TELFAIR STREET | DUBLIN | Laurens | 870176 | 1 | [5 empty] | Removed from Ground | Gas (Historical Use) | 4000 | Bare Steel | 1966-03-29 | 1995-01-01 | Galvanized Steel
Shamrock Stop | 1911 MARION ST | DUBLIN | Laurens | 9087060 | 1 |  | 1997-03-01 | FALSE | 1997-03-01 | FALSE | Currently in Use | Regular | 12000 | Composite | 1997-03-01 |  | Double-Walled Fiberglass | Pressurized
319 STOP & SHOP | 1638 HWY 319 N | EAST DUBLIN | Laurens | 9087054 | 3 |  |  | FALSE |  | FALSE | Removed from Ground | Gas (Historical Use) | 1000 | Bare Steel |  | 2018-05-30 | Bare Steel | Suction (American)
NEIGHBORS FOOD | 1505 BELLEVUE RD | DUBLIN | Laurens | 870110 | 4 | [5 empty] | Removed from Ground | Gas (Historical Use) | 6000 | Bare Steel | 1968-05-09 | 1998-10-05 | Galvanized Steel | Pressurized
NEIGHBORS FOOD | 1505 BELLEVUE RD | DUBLIN | Laurens | 870110 | 1 | [5 empty] | Removed from Ground | Diesel | 3000 | Bare Steel | 1982-05-06 | 1998-10-05 | Galvanized Steel | Pressurized
NEIGHBORS FOOD | 1505 BELLEVUE RD | DUBLIN | Laurens | 870110 | 7 | Flapper Valve | 1998-10-30 | FALSE | 1998-10-30 | FALSE | Currently in Use | Diesel | 3000 | Epoxy | 1998-10-30 |  | Double-Walled Fiberglass | Pressurized
M & M GROCERY | 500 WABASH ST | DUBLIN | Laurens | 870143 | 2 | [5 empty] | Removed from Ground | Gas (Historical Use) | 560 | Bare Steel | 1980-05-09 | 1991-09-01 | Galvanized Steel
GA DOT #10258 LAURENS CO MAINT H | US HWY 441 SOUTH/LAURENS CO RD # | DUBLIN | Laurens | 870180 | 10258-2 | [5 empty] | Removed from Ground | Gas (Historical Use) | 1000 | Bare Steel | 1981-04-30 | 1986-01-02 | Unknown
319 STOP & SHOP | 1638 HWY 319 N | EAST DUBLIN | Laurens | 9087054 | 2 |  |  | FALSE |  | FALSE | Removed from Ground | Gas (Historical Use) | 1000 | Bare Steel |  | 2018-05-30 | Bare Steel | Suction (American)
HASKINS QUICK STOP | HWY 257 WEST | DUBLIN | Laurens | 9087051 | 3 |  | 1994-01-01 |  | 1994-01-01 |  | Removed from Ground | Gas (Historical Use) | 1000 | Cathodically Protected Steel | 1994-01-01 | 2016-08-24 | Fiberglass Reinforced Plastic | Suction (American)
JET FOODS #25 | 1720 CLAXTON DAIRY RD | DUBLIN | Laurens | 9087015 | 2 | Flapper Valve | 1991-07-01 | FALSE | 1991-07-01 | FALSE | Currently in Use | Regular | 8000 | Fiberglass | 1989-07-01 |  | Fiberglass Reinforced Plastic | Pressurized
FRIENDLY GUS #12 | 2935 Hwy 257 | DUBLIN | Laurens | 9087009 | 2 | Ball Float | 1990-06-09 | FALSE | 1990-06-09 | FALSE | Currently in Use | Regular | 8000 | Steel-Impressed Current | 1990-06-04 |  | Fiberglass Reinforced Plastic | Pressurized
FRIENDLY GUS #10 | 1329 North Jefferson St. | DUBLIN | Laurens | 9087039 | 3 | Flapper Valve | 1988-07-01 | FALSE | 1998-07-01 | FALSE | Currently in Use | Plus | 6000 | Galvanic (STIP-3) | 1987-01-01 |  | Fiberglass Reinforced Plastic | Pressurized
NEIGHBORS CORNER | 1108 N JEFFERSON ST | DUBLIN | Laurens | 9087028 | 3 | Ball Float | 1990-05-01 | FALSE | 1990-05-01 | FALSE | Currently in Use | Diesel | 8000 | Galvanic (STIP-3) | 1990-05-01 |  | Fiberglass Reinforced Plastic | Pressurized
COLONIAL OIL COMPANY/FORMER | 613 TELFAIR ST | DUBLIN | Laurens | 9087027 | 1 | [5 empty] | Removed from Ground | Other | 0 | Marked Unknown | 1997-04-15 | 1997-04-15 | Unknown
BROOKWOOD STOP N SHOP | 1800 CLAXTON DAIRY RD | DUBLIN | Laurens | 9087024 | 2 |  | 1990-01-01 | FALSE | 1990-01-01 | FALSE | Removed from Ground | Gas (Historical Use) | 6000 |  | 1990-01-01 | 2017-09-22 | Fiberglass Reinforced Plastic | Pressurized
FAIRVIEW PARK HOSPITAL | 200 INDUSTRIAL BLVD | DUBLIN | Laurens | 9087070 | 1 | [5 empty] | Removed from Ground | Gas (Historical Use) | 2000 | Bare Steel | 1998-12-15 | 1998-12-15 | Galvanized Steel
LOVES TRAVEL STOP #320 | 3009 HWY 257 | DUBLIN | Laurens | 10000676 | 3 |  | 2004-06-24 | FALSE | 2004-06-24 | FALSE | Currently in Use | Diesel | 20000 | Epoxy Double-Walled | 2004-06-24 |  | Double-Walled Fiberglass | Pressurized
ALACRITY LUBE (FORMER SEARS SERVICE CENTER) | US HWY 80 W & HILLCREST DR | DUBLIN | Laurens | 10000486 | 1 |  |  | FALSE |  | FALSE | Removed from Ground | Used Oil | 2690 | Concrete | 1982-01-01 | 2003-11-24 | Bare Steel | Gravity Fed
WALL TIRE | 1409 BELLEVIEW AVE | DUBLIN | Laurens | 10000596 | 3 |  |  | FALSE |  | FALSE | Removed from Ground | Gas (Historical Use) | 3000 | Bare Steel | 2004-03-22 | 2004-04-01
ADAMS FUNERAL HOME | 605 BELLVIEW AVENUE | DUBLIN | Laurens | 10002141 | 1 |  |  | FALSE |  | FALSE | Removed from Ground | Gas (Historical Use) | 500 | Bare Steel | 2012-07-30 | 2012-07-30 | Bare Steel
MURPHY USA #7468 | USA HWY 80 & AIRPORT RD, 2419 W HWY 80 PL | DUBLIN | Laurens | 10001637 | 2A | Ball Float | 2008-10-22 | FALSE | 2008-10-22 | FALSE | Currently in Use | Diesel | 12000 | Fiberglass Double Walled | 2008-09-11 |  | Double Walled | Pressurized
COCA-COLA ENTERPRISES | 415 EAST JACKSON ST | DUBLIN | Laurens | 870064 | 3 | [5 empty] | Removed from Ground | Diesel | 500 | Bare Steel | 1972-04-24 | 1988-06-01 | Galvanized Steel
SAHI BROTHERS INC | 907 N JEFFERSON ST | DUBLIN | Laurens | 870002 | C | [5 empty] | Removed from Ground | Gas (Historical Use) | 10000 | Bare Steel | 1973-03-20 | 1998-05-08 | Galvanized Steel | Pressurized
SAHI BROTHERS INC | 907 N JEFFERSON ST | DUBLIN | Laurens | 870002 | D | [5 empty] | Removed from Ground | Gas (Historical Use) | 8000 | Bare Steel | 1973-03-20 | 1998-05-08 | Galvanized Steel | Pressurized
SOUTHEAST PAPER MANUFACTURING CO | SHADDOCK CREEK RD | DUBLIN | Laurens | 870088 | OT-1 | [5 empty] | Removed from Ground | Other | 2000 | Fiberglass | 1979-04-24 | 1988-10-04 | Unknown
GA STATE PATROL POST 20 | 1504 TELFAIR ST | DUBLIN | Laurens | 870072 | 1 | [5 empty] | Removed from Ground | Gas (Historical Use) | 1000 | Bare Steel | 1963-03-12 | 2008-04-14 | Unknown
Bailey's One Stop | 2690 HWY 19 GLENWOOD RD | DUBLIN | Laurens | 9087053 | 1 | [5 empty] | Removed from Ground | Gas (Historical Use) | 560 | Bare Steel | 1999-04-01 | 1999-04-01 | Bare Steel | Suction (American)
CITY OF DUBLIN | 702 E. Madison Street | DUBLIN | Laurens | 9087046 | 1 | [5 empty] | Permanently Out of Use - historical purposes | Gas (Historical Use) | 10000 | Bare Steel | 1977-01-01 | 1899-12-31 | Not Marked
QUICK PICK FOOD STORE | 1911 US HWY 441 S | DUBLIN | Laurens | 9087012 | 1 | Flapper Valve | 1997-11-01 | FALSE | 1997-11-01 | FALSE | Currently in Use | Premium | 6000 | Galvanic (STIP-3) | 1987-01-01 |  | Fiberglass Reinforced Plastic | Pressurized
SUPER FOODS II | 403 S JEFFERSON ST | DUBLIN | Laurens | 9087014 | 3 |  | 1997-06-01 |  | 1997-06-01 |  | Currently in Use | Gas (Historical Use) | 6000 | Cathodically Protected Steel | 1985-01-01 |  | Cathodically Protected | Pressurized
MIDDLE GA COLLEGE DUBLIN CAMPUS | 101 KELLAM RD | DUBLIN | Laurens | 9087021 | 3 | [5 empty] | Removed from Ground | Other | 250 | Not Marked/Unknown | 1986-01-14 | 1986-01-14 | Not Marked
NEIGHBORS EXPRESS #35 | 5120 HWY 441 S | DUBLIN | Laurens | 9087011 | 3 | Flapper Valve | 1998-09-01 | FALSE | 1998-09-01 | FALSE | Currently in Use | Regular | 6000 | STIP-3/Impressed Current | 1989-01-01 |  | Galvanized Steel | Pressurized
QUICK FILL | 2177 HWY 441 S | DUBLIN | Laurens | 9087037 | 9 | Ball Float | 1995-07-01 | FALSE | 1995-07-01 | FALSE | Currently in Use | Diesel | 10000 | Composite | 1995-07-01 |  | Fiberglass Reinforced Plastic | Pressurized
QUICK FILL | 2177 HWY 441 S | DUBLIN | Laurens | 9087037 | 6 | Ball Float | 1995-07-01 | FALSE | 1995-07-01 | FALSE | Currently in Use | Premium | 8000 | Composite | 1995-07-01 |  | Fiberglass Reinforced Plastic | Pressurized
DANIELS BELLEVUE SHELL S/S | BELLEVUE AVE HWY 80 WEST | DUBLIN | Laurens | 870138 | 3 | [5 empty] | Removed from Ground | Gas (Historical Use) | 6000 | Bare Steel | 1976-05-10 | 1989-07-01 | Galvanized Steel
COLONIAL OIL COMPANY/FORMER | 613 TELFAIR ST | DUBLIN | Laurens | 9087027 | 6 | [5 empty] | Removed from Ground | Other | 0 | Marked Unknown | 1997-04-15 | 1997-04-15 | Unknown
HILL FOOD STORE | 1103 HILLCREST PKWY | DUBLIN | Laurens | 9087077 | 1 | Flapper Valve | 1999-10-20 | FALSE | 1999-10-20 | FALSE | Currently in Use | Regular | 12000 | Composite | 1999-10-15 |  | Fiberglass Reinforced Plastic | Pressurized
257 OLD BARNEY GROCERY | 3034 HWY 257 | DUBLIN | Laurens | 9087001 | 4 |  | 1991-06-01 | FALSE | 1991-06-01 | FALSE | Currently in Use | Diesel On Road | 6000 | Steel-Impressed Current | 1991-06-01 |  |  | Suction (American)
257 OLD BARNEY GROCERY | 3034 HWY 257 | DUBLIN | Laurens | 9087001 | 5 | Flapper Valve | 1991-06-01 | FALSE | 1991-06-01 | FALSE | Currently in Use | Premium | 6000 | Steel-Impressed Current | 1991-06-01 |  |  | Suction (American)
PILOT TRAVEL CENTER #068 | 2185 US HWY 441 S | DUBLIN | Laurens | 9000323 | 2 | [5 empty] | Removed from Ground | Gas (Historical Use) | 8000 | Bare Steel | 1979-03-19 | 1989-05-23 | Galvanized Steel
QUICK PICK FOOD STORE | 1911 US HWY 441 S | DUBLIN | Laurens | 9087012 | 2 | Flapper Valve | 1997-11-01 | FALSE | 1997-11-01 | FALSE | Currently in Use | Plus | 4000 | Galvanic (STIP-3) | 1987-01-01 |  | Fiberglass Reinforced Plastic | Pressurized
MIDDLE GA COLLEGE DUBLIN CAMPUS | 101 KELLAM RD | DUBLIN | Laurens | 9087021 | 1 | [5 empty] | Removed from Ground | Other | 10000 | Not Marked/Unknown | 1986-01-14 | 1986-01-14 | Not Marked
NEIGHBORS CORNER | 1108 N JEFFERSON ST | DUBLIN | Laurens | 9087028 | 2 | Ball Float | 1990-05-01 | FALSE | 1990-05-01 | FALSE | Currently in Use | Regular | 8000 | Galvanic (STIP-3) | 1990-05-01 |  | Fiberglass Reinforced Plastic | Pressurized
E Z STOP N SHOP | 1605 S JEFFERSON ST | DUBLIN | Laurens | 9087026 | 2 | Ball Float | 1989-03-05 | FALSE | 1989-03-05 | FALSE | Currently in Use | Premium | 6000 | Steel-Impressed Current | 1989-03-05 |  | Steel (Impressed Current) | Pressurized
TRUCKS INC | 2098 HWY 199 SOUTH | DUBLIN | Laurens | 9087064 | 1 | Ball Float | 1997-12-17 | FALSE | 1997-12-17 | FALSE | Currently in Use | Diesel | 25000 | Fiberglass Double Walled | 1997-12-16 |  | Fiberglass Reinforced Plastic | Pressurized
SUPER FOODS II | 403 S JEFFERSON ST | DUBLIN | Laurens | 9087014 | 1 |  | 1997-06-01 |  | 1997-06-01 |  | Currently in Use | Gas (Historical Use) | 6000 | Cathodically Protected Steel | 1985-01-01 |  | Cathodically Protected | Pressurized
NEIGHBORS EXPRESS #35 | 5120 HWY 441 S | DUBLIN | Laurens | 9087011 | 1 | Flapper Valve | 1998-09-01 | FALSE | 1998-09-01 | FALSE | Currently in Use | Diesel Off Road | 4000 | Steel-Impressed Current | 1989-01-01 |  | Galvanized Steel | Pressurized
FRIENDLY GUS #10 | 1329 North Jefferson St. | DUBLIN | Laurens | 9087039 | 2 | Flapper Valve | 1998-02-01 | FALSE | 1998-02-01 | FALSE | Currently in Use | Regular | 4000 | Galvanic (STIP-3) | 1987-01-01 |  | Fiberglass Reinforced Plastic | Pressurized
LAURENS COUNTY PUBLIC WORKS DEPT | 602 FIRETOWER RD | DUBLIN | Laurens | 9087034 | 1 | Flapper Valve | 1998-11-01 | FALSE | 1988-06-09 | FALSE | Currently in Use | Regular | 12000 | Galvanic (STIP-3) | 1988-06-09 |  | Fiberglass Reinforced Plastic | Pressurized
FRIENDLY GUS #18 | 650 Pinehill Rd. | DUBLIN | Laurens | 9087066 | 1 | Ball Float | 1998-10-01 | FALSE | 1998-10-01 | FALSE | Currently in Use | Regular | 12000 | Composite | 1998-10-01 |  | Double-Walled Fiberglass | Pressurized
PILOT TRAVEL CENTER #068 | 2185 US HWY 441 S | DUBLIN | Laurens | 9000323 | 5 | [5 empty] | Removed from Ground | Kerosene | 4000 | Bare Steel | 1985-03-17 | 1989-05-23 | Galvanized Steel
PILOT TRAVEL CENTER #068 | 2185 US HWY 441 S | DUBLIN | Laurens | 9000323 | 4 | [5 empty] | Removed from Ground | Gas (Historical Use) | 10000 | Bare Steel | 1979-03-19 | 1989-05-23 | Galvanized Steel
CARL VINSON VA MEDICAL CENTER | 1826 VETERANS BLVD | DUBLIN | Laurens | 9000213 | BP-7 | [5 empty] | Removed from Ground | Diesel | 2000 | Bare Steel | 1971-07-21 | 1998-01-21 | Galvanized Steel
CARL VINSON VA MEDICAL CENTER | 1826 VETERANS BLVD | DUBLIN | Laurens | 9000213 | 1 | [5 empty] | Closed in Ground | Diesel | 5000 | Bare Steel | 1998-01-21 | 1998-01-21 | Bare Steel | Suction (American)
CARL VINSON VA MEDICAL CENTER | 1826 VETERANS BLVD | DUBLIN | Laurens | 9000213 | EN-1 | [5 empty] | Removed from Ground | Diesel | 1000 | Bare Steel | 1946-07-27 | 1999-02-05 | Galvanized Steel
GARRYS GROCERY | 1004 COLEMAN REGISTER ROAD | RENTZ | Laurens | 10001186 | 3 | Ball Float | 2006-08-01 | FALSE | 2006-08-01 | FALSE | Currently in Use | Diesel | 4000 | Composite Double Walled | 2006-08-01 |  | Double-Walled Fiberglass | Pressurized
JET FOODS #25 | 1720 CLAXTON DAIRY RD | DUBLIN | Laurens | 9087015 | 1 | Ball Float | 1991-07-01 | FALSE | 1991-07-01 | FALSE | Currently in Use | Regular | 8000 | Fiberglass | 1989-07-01 |  | Fiberglass Reinforced Plastic | Pressurized
QUICK PICK FOOD STORE | 1911 US HWY 441 S | DUBLIN | Laurens | 9087012 | 3 | Flapper Valve | 1997-11-01 | FALSE | 1997-11-01 | FALSE | Currently in Use | Regular | 6000 | Galvanic (STIP-3) | 1987-01-01 |  | Fiberglass Reinforced Plastic | Pressurized
NEIGHBORS EXPRESS #35 | 5120 HWY 441 S | DUBLIN | Laurens | 9087011 | 5 | Flapper Valve | 1998-09-01 | FALSE | 1998-09-01 | FALSE | Temporarily out of use | Kerosene | 2000 | Steel-Impressed Current | 1989-01-01 |  | Galvanized Steel | Pressurized
NEIGHBORS EXPRESS #35 | 5120 HWY 441 S | DUBLIN | Laurens | 9087011 | 4 | Flapper Valve | 1998-09-01 | FALSE | 1998-09-01 | FALSE | Currently in Use | Diesel | 6000 | Steel-Impressed Current | 1989-01-01 |  | Galvanized Steel | Pressurized
BROOKWOOD STOP N SHOP | 1800 CLAXTON DAIRY RD | DUBLIN | Laurens | 9087024 | 1 |  | 1990-01-01 | FALSE | 1990-01-01 | FALSE | Removed from Ground | Gas (Historical Use) | 6000 |  | 1990-01-01 | 2017-09-22 | Fiberglass Reinforced Plastic | Pressurized
E Z STOP N SHOP | 1605 S JEFFERSON ST | DUBLIN | Laurens | 9087026 | 3 | Ball Float | 1989-03-05 | FALSE | 1989-03-05 | FALSE | Currently in Use | Diesel | 6000 | Steel-Impressed Current | 1989-03-05 |  | Steel (Impressed Current) | Pressurized
C & D FOOD MART | 402 N JEFFERSON ST | DUBLIN | Laurens | 9087025 | 2 | Flapper Valve | 1998-11-11 | FALSE | 1998-11-11 | FALSE | Temporarily out of use | Gas (Historical Use) | 8000 | Galvanic (STIP-3) | 1989-01-01 |  | Fiberglass Reinforced Plastic | Pressurized
BUBBAS TIRE CENTER | 1318 BELLEVUE AVE | DUBLIN | Laurens | 9087072 | 1 |  | 1998-12-01 | FALSE | 1998-12-01 | FALSE | Removed from Ground | Regular | 8000 | Steel-Impressed Current | 1990-03-27 | 2020-06-03 | Steel (Impressed Current) | Pressurized
PITTS TOYOTA INC | 210 NORTH JEFFERSON ST | DUBLIN | Laurens | 9087002 | 2 | [5 empty] | Removed from Ground | Gas (Historical Use) | 1000 | Bare Steel | 1992-03-17 | 1992-03-17 | Galvanized Steel
CARL VINSON VA MEDICAL CENTER | 1826 VETERANS BLVD | DUBLIN | Laurens | 9000213 | ST-1 | [5 empty] | Currently in Use | Diesel | 2500 | Bare Steel | 1986-07-17 |  | Galvanized Steel
LAURENS COUNTY LAW ENFORCEMENT C | 511 SOUTHERN PINES RD | DUBLIN | Laurens | 9087035 | 1 | Flapper Valve | 1991-06-19 | FALSE | 1991-06-19 | FALSE | Currently in Use | Regular | 12000 | Galvanic (STIP-3) | 1991-06-19 |  | Fiberglass Reinforced Plastic | Pressurized
LAURENS COUNTY PUBLIC WORKS DEPT | 602 FIRETOWER RD | DUBLIN | Laurens | 9087034 | 2 |  | 1998-11-01 | FALSE | 1988-06-09 | FALSE | Currently in Use | Diesel | 12000 | Galvanic (STIP-3) | 1988-06-09 |  | Fiberglass Reinforced Plastic | Pressurized
E Z STOP N SHOP | 1605 S JEFFERSON ST | DUBLIN | Laurens | 9087026 | 1 | Ball Float | 1989-03-05 | FALSE | 1989-03-05 | FALSE | Currently in Use | Regular | 6000 | Steel-Impressed Current | 1989-03-05 |  | Steel (Impressed Current) | Pressurized
PITTS TOYOTA INC | 210 NORTH JEFFERSON ST | DUBLIN | Laurens | 9087002 | 3 | [5 empty] | Removed from Ground | Diesel | 1000 | Bare Steel | 1992-03-17 | 1992-03-17 | Galvanized Steel
EXPRESS MART | 2484 HWY 117 | RENTZ | Laurens | 9087038 | 2 | Ball Float | 1995-04-01 | FALSE | 1995-04-01 | FALSE | Currently in Use | Regular | 4000 | Composite | 1995-04-01 |  | Double-Walled Flex | Pressurized
GARRYS GROCERY | 1004 COLEMAN REGISTER ROAD | RENTZ | Laurens | 10001186 | 2 | Ball Float | 2006-08-01 | FALSE | 2006-08-01 | FALSE | Currently in Use | Premium | 8000 | Composite Double Walled | 2006-08-01 |  | Double-Walled Fiberglass | Pressurized
BUBBAS TIRE CENTER | 1318 BELLEVUE AVE | DUBLIN | Laurens | 9087072 | 2 |  | 1998-12-01 | FALSE | 1998-12-01 | FALSE | Removed from Ground | Premium | 8000 | Steel-Impressed Current | 1990-03-27 | 2020-06-03 | Steel (Impressed Current) | Pressurized
EXPRESS MART | 2484 HWY 117 | RENTZ | Laurens | 9087038 | 1 | Ball Float | 1995-04-01 | FALSE | 1995-04-01 | FALSE | Currently in Use | Regular | 8000 | Composite | 1995-04-01 |  | Double-Walled Flex | Pressurized
WYATT SIGN CO |  | RENTZ | Laurens | 870008 | 1 | [5 empty] | Removed from Ground | Gas (Historical Use) | 550 | Bare Steel | 1974-05-11 | 1899-12-31 | Galvanized Steel
CARLTON CO | 2265 VETERAN'S BLVD | DUBLIN | Laurens | 870151 | 2 | [5 empty] | Removed from Ground | Diesel | 1000 | Bare Steel | 1978-05-10 | 1997-03-01 | Galvanized Steel
SALTERS SERVICE STATION | 415 GLENWOOD AVE | DUBLIN | Laurens | 870167 | 2 | [5 empty] | Permanently Out of Use - historical purposes | Gas (Historical Use) | 1000 | Bare Steel | 1981-05-07 | 1899-12-31 | Galvanized Steel
PILOT TRAVEL CENTER #068 | 2185 US HWY 441 S | DUBLIN | Laurens | 9000323 | 89A | Flapper Valve | 1989-06-01 | FALSE | 1989-06-01 | FALSE | Currently in Use | Diesel | 10000 | Galvanic (STIP-3) | 1989-06-01 |  | Fiberglass Reinforced Plastic | Pressurized
THOMAS SERVICE STATION | BATES ST | RENTZ | Laurens | 870181 | 2 |  |  | FALSE |  | FALSE | Removed from Ground | Gas (Historical Use) | 2000 |  | 1986-01-01 | 2019-08-01 | Galvanized Steel
RED TOP GROCERY | 2799 HWY 117 | CADWELL | Laurens | 870033 | 2 | [5 empty] | Removed from Ground | Gas (Historical Use) | 6000 | Bare Steel | 1966-05-11 | 1899-12-31 | Galvanized Steel
80 WEST PUMP N PANTRY | HWY 80 WEST, 2134 Veterans Blvd. | DUBLIN | Laurens | 870136 | 1 |  | 1998-12-01 | FALSE | 1998-12-01 | FALSE | Currently in Use | Regular | 8000 | Steel-Impressed Current | 1979-05-10 |  | Steel (Impressed Current) | Pressurized
COLONIAL BAKING CO | MARCUS & KELLAM | DUBLIN | Laurens | 870164 | 1 | [5 empty] | Closed in Ground | Empty | 2000 | Bare Steel | 1970-05-11 | 1988-12-01 | Bare Steel
DOMINEY GULF OIL CO #468 | 1214 N JEFFERSON STREET | DUBLIN | Laurens | 870177 | 1 | [5 empty] | Removed from Ground | Gas (Historical Use) | 4000 | Bare Steel | 1971-03-28 | 1995-01-01 | Galvanized Steel
CITY OF DUBLIN | 702 E. Madison Street | DUBLIN | Laurens | 9087046 | 4 | Ball Float | 1996-05-01 | FALSE | 1996-05-01 | FALSE | Currently in Use | Diesel | 5000 | Composite | 1996-05-01 |  | Double-Walled Fiberglass | Pressurized
HOP IN #2 | 601 E JACKSON ST | DUBLIN | Laurens | 9087079 | 3 | Ball Float | 1999-12-01 | FALSE | 1999-12-01 | FALSE | Currently in Use | Diesel | 12000 | Composite | 1999-12-01 |  | Flex | Pressurized
BUBBAS TIRE CENTER | 1318 BELLEVUE AVE | DUBLIN | Laurens | 9087072 | 3 |  | 1998-12-01 | FALSE | 1998-12-01 | FALSE | Removed from Ground | Diesel | 8000 | Steel-Impressed Current | 1990-03-27 | 2020-06-03 | Steel (Impressed Current) | Pressurized
PITTS TOYOTA INC | 210 NORTH JEFFERSON ST | DUBLIN | Laurens | 9087002 | 5 |  |  | TRUE |  | TRUE | Currently in Use | Used Oil | 1000 | Not Marked/Unknown |  |  | Not Marked
PITTS TOYOTA INC | 210 NORTH JEFFERSON ST | DUBLIN | Laurens | 9087002 | 4 |  |  | TRUE |  | TRUE | Currently in Use | Used Oil | 1000 | Not Marked/Unknown |  |  | Not Marked
PILOT TRAVEL CENTER #068 | 2185 US HWY 441 S | DUBLIN | Laurens | 9000323 | 89E | Flapper Valve | 1989-06-01 | FALSE | 1989-06-01 | FALSE | Currently in Use | E-10 | 10000 | Galvanic (STIP-3) | 1989-06-01 |  | Fiberglass Reinforced Plastic | Pressurized
CARL VINSON VA MEDICAL CENTER | 1826 VETERANS BLVD | DUBLIN | Laurens | 9000213 | EG-2 | [5 empty] | Currently in Use | Diesel | 20000 | Bare Steel | 1971-07-21 |  | Galvanized Steel
MARTINS GROCERY | RT 1 | RENTZ | Laurens | 870010 | 1 | [5 empty] | Removed from Ground | Gas (Historical Use) | 1000 | Bare Steel | 1974-05-11 | 1987-05-01 | Galvanized Steel
FASTBREAK #3 | 418 BELLEVUE AVE | DUBLIN | Laurens | 9000588 | 1 | [5 empty] | Removed from Ground | Gas (Historical Use) | 5000 | Bare Steel | 1971-04-27 | 1990-03-26 | Galvanized Steel
QUICK PICK FOOD STORE | 1911 US HWY 441 S | DUBLIN | Laurens | 9087012 | 4 | Flapper Valve | 1997-11-01 | FALSE | 1997-11-01 | FALSE | Currently in Use | Diesel | 2000 | Galvanic (STIP-3) | 1987-01-01 |  | Fiberglass Reinforced Plastic | Pressurized
QUICK PICK FOOD STORE | 1911 US HWY 441 S | DUBLIN | Laurens | 9087012 | 5 | Flapper Valve | 1997-11-01 | FALSE | 1997-11-01 | FALSE | Temporarily out of use | Kerosene | 2000 | Galvanic (STIP-3) | 1987-01-01 |  | Fiberglass Reinforced Plastic | Pressurized
FRIENDLY GUS #10 | 1329 North Jefferson St. | DUBLIN | Laurens | 9087039 | 1 | Flapper Valve | 1998-07-01 | FALSE | 1998-07-01 | FALSE | Currently in Use | Premium | 6000 | Galvanic (STIP-3) | 1987-01-01 |  | Fiberglass Reinforced Plastic | Pressurized
C & D FOOD MART | 402 N JEFFERSON ST | DUBLIN | Laurens | 9087025 | 3 | Flapper Valve | 1998-11-11 | FALSE | 1998-11-11 | FALSE | Temporarily out of use | Gas (Historical Use) | 8000 | Galvanic (STIP-3) | 1989-01-01 |  | Fiberglass Reinforced Plastic | Pressurized
FRIENDLY GUS #18 | 650 Pinehill Rd. | DUBLIN | Laurens | 9087066 | 2 | Ball Float | 1998-10-01 | FALSE | 1998-10-01 | FALSE | Currently in Use | Regular | 8000 | Composite | 1998-10-01 |  | Double-Walled Fiberglass | Pressurized
HILL FOOD STORE | 1103 HILLCREST PKWY | DUBLIN | Laurens | 9087077 | 2 | Flapper Valve | 1999-10-20 | FALSE | 1999-10-20 | FALSE | Currently in Use | Premium | 12000 | Composite | 1999-10-15 |  | Fiberglass Reinforced Plastic | Pressurized
PILOT TRAVEL CENTER #068 | 2185 US HWY 441 S | DUBLIN | Laurens | 9000323 | 89B | Flapper Valve | 1989-06-01 | FALSE | 1989-06-01 | FALSE | Currently in Use | Diesel | 10000 | Galvanic (STIP-3) | 1989-06-01 |  | Fiberglass Reinforced Plastic | Pressurized
PILOT TRAVEL CENTER #068 | 2185 US HWY 441 S | DUBLIN | Laurens | 9000323 | 89C | Flapper Valve | 1989-06-01 | FALSE | 1989-06-01 | FALSE | Currently in Use | E-10 | 10000 | Galvanic (STIP-3) | 1989-06-01 |  | Fiberglass Reinforced Plastic | Pressurized
THOMAS SERVICE STATION | BATES ST | RENTZ | Laurens | 870181 | 1 |  |  | FALSE |  | FALSE | Removed from Ground | Gas (Historical Use) | 2000 |  | 1986-01-01 | 2019-08-01 | Galvanized Steel
GA DOT #10258 LAURENS CO MAINT H | US HWY 441 SOUTH/LAURENS CO RD # | DUBLIN | Laurens | 870180 | 10258-3 | [5 empty] | Removed from Ground | Diesel | 500 | Bare Steel | 1966-05-04 | 1986-01-02 | Unknown
DIANNE'S PACKAGE STORE | 300 E JACKSON STREET | DUBLIN | Laurens | 9087047 | 2 | [5 empty] | Removed from Ground | Kerosene | 1000 | Not Marked/Unknown | 1996-09-08 | 1996-09-08 | Not Marked
FLAV-O-RICH INC | 111 TROUP ST | DUBLIN | Laurens | 9087010 | 1 | [5 empty] | Removed from Ground | Gas (Historical Use) | 6000 | Marked Unknown | 1993-06-15 | 1993-06-15 | Unknown | Safe Suction (Euro)
BROOKWOOD STOP N SHOP | 1800 CLAXTON DAIRY RD | DUBLIN | Laurens | 9087024 | C | [5 empty] | Removed from Ground | Gas (Historical Use) | 560 | Bare Steel | 1976-05-08 | 1899-12-31 | Galvanized Steel
BROOKWOOD STOP N SHOP | 1800 CLAXTON DAIRY RD | DUBLIN | Laurens | 9087024 | D | [5 empty] | Removed from Ground | Diesel | 560 | Bare Steel | 1983-05-07 | 1899-12-31 | Galvanized Steel
HOP IN #2 | 601 E JACKSON ST | DUBLIN | Laurens | 9087079 | 1 | Ball Float | 1999-12-01 | FALSE | 1999-12-01 | FALSE | Currently in Use | Regular | 12000 | Composite | 1999-12-01 |  | Flex | Pressurized
257 OLD BARNEY GROCERY | 3034 HWY 257 | DUBLIN | Laurens | 9087001 | 2 |  | 1991-06-01 | FALSE | 1991-06-01 | FALSE | Currently in Use | Diesel | 6000 | Steel-Impressed Current | 1991-06-01 |  | Galvanized Steel | Pressurized
PILOT TRAVEL CENTER #068 | 2185 US HWY 441 S | DUBLIN | Laurens | 9000323 | 89G | Flapper Valve | 1989-06-01 | FALSE | 1989-06-01 | FALSE | Currently in Use | Diesel | 4000 | Galvanic (STIP-3) | 1989-06-01 |  | Fiberglass Reinforced Plastic | Pressurized
PILOT TRAVEL CENTER #068 | 2185 US HWY 441 S | DUBLIN | Laurens | 9000323 | 89F | Flapper Valve | 1989-06-01 | FALSE | 1989-06-01 | FALSE | Currently in Use | Premium | 10000 | Galvanic (STIP-3) | 1989-06-01 |  | Fiberglass Reinforced Plastic | Pressurized
CARL VINSON VA MEDICAL CENTER | 1826 VETERANS BLVD | DUBLIN | Laurens | 9000213 | 3 | [5 empty] | Removed from Ground | Diesel | 1000 | Cathodically Protected Steel | 1998-01-19 | 1998-01-19 | Galvanized Steel | Suction (American)
RED TOP GROCERY | 2799 HWY 117 | CADWELL | Laurens | 870033 | 4 | Ball Float | 1990-01-01 | FALSE | 1990-01-01 | FALSE | Currently in Use | Gas (Historical Use) | 6000 | Bare Steel | 1990-01-01 |  | Fiberglass Reinforced Plastic | Pressurized
RED TOP GROCERY | 2799 HWY 117 | CADWELL | Laurens | 870033 | 5 | Ball Float | 1990-01-01 | FALSE | 1990-01-01 | FALSE | Currently in Use | Gas (Historical Use) | 6000 | Bare Steel | 1990-01-01 |  | Fiberglass Reinforced Plastic | Pressurized
RED TOP GROCERY | 2799 HWY 117 | CADWELL | Laurens | 870033 | 7 | Ball Float | 1990-01-01 | FALSE | 1990-01-01 | FALSE | Currently in Use | Diesel | 6000 | Bare Steel | 1990-01-01 |  | Fiberglass Reinforced Plastic | Pressurized
FRIENDLY GUS #12 | 2935 Hwy 257 | DUBLIN | Laurens | 9087009 | 1 | Ball Float | 1990-06-09 | FALSE | 1990-06-09 | FALSE | Currently in Use | Regular | 8000 | Steel-Impressed Current | 1990-06-04 |  | Fiberglass Reinforced Plastic | Pressurized
FRIENDLY GUS #12 | 2935 Hwy 257 | DUBLIN | Laurens | 9087009 | 4 | Flapper Valve | 2023-10-03 | FALSE | 2023-10-03 | FALSE | Currently in Use | Diesel | 30000 | Composite Double Walled | 2023-10-03 |  | Double-Walled Fiberglass | Pressurized
QUICK FILL | 2177 HWY 441 S | DUBLIN | Laurens | 9087037 | 3 | [5 empty] | Removed from Ground | Gas (Historical Use) | 8000 | Bare Steel | 1980-01-01 | 1994-06-01 | Galvanized Steel | Pressurized
COLONIAL OIL COMPANY/FORMER | 613 TELFAIR ST | DUBLIN | Laurens | 9087027 | 4 | [5 empty] | Removed from Ground | Other | 0 | Marked Unknown | 1997-04-15 | 1997-04-15 | Unknown
COLONIAL OIL COMPANY/FORMER | 613 TELFAIR ST | DUBLIN | Laurens | 9087027 | 5 | [5 empty] | Removed from Ground | Other | 0 | Marked Unknown | 1997-04-15 | 1997-04-15 | Unknown
RED TOP GROCERY | 2799 HWY 117 | CADWELL | Laurens | 870033 | 1 | [5 empty] | Removed from Ground | Gas (Historical Use) | 500 | Bare Steel | 1966-05-11 | 1899-12-31 | Galvanized Steel
SALTERS SERVICE STATION | 415 GLENWOOD AVE | DUBLIN | Laurens | 870167 | 3 | [5 empty] | Permanently Out of Use - historical purposes | Gas (Historical Use) | 1000 | Bare Steel | 1981-05-07 | 1899-12-31 | Galvanized Steel
Bailey's One Stop | 2690 HWY 19 GLENWOOD RD | DUBLIN | Laurens | 9087053 | 3A | Flapper Valve | 1999-03-30 | FALSE | 1999-03-30 | FALSE | Currently in Use | Regular | 2000 | Composite | 1999-03-30 |  | Fiberglass Reinforced Plastic | Safe Suction (Euro)
SUPER FOODS II | 403 S JEFFERSON ST | DUBLIN | Laurens | 9087014 | 4 |  | 1997-06-01 |  | 1997-06-01 |  | Temporarily out of use | Kerosene | 4000 | Cathodically Protected Steel | 1985-01-01 |  | Cathodically Protected | Pressurized
QUICK FILL | 2177 HWY 441 S | DUBLIN | Laurens | 9087037 | 5 | Ball Float | 1995-07-01 | FALSE | 1995-07-01 | FALSE | Currently in Use | Regular | 10000 | Composite | 1995-07-01 |  | Fiberglass Reinforced Plastic | Pressurized
CHOO CHOO DO-IT CTR | 2000 MACON HWY | DUBLIN | Laurens | 9087013 | 2 | [5 empty] | Removed from Ground | Gas (Historical Use) | 500 | Bare Steel | 1979-01-01 | 1993-08-02 | Bare Steel | Suction (American)
MIDDLE GA COLLEGE DUBLIN CAMPUS | 101 KELLAM RD | DUBLIN | Laurens | 9087021 | 2 | [5 empty] | Removed from Ground | Propane | 250 | Not Marked/Unknown | 1986-01-14 | 1986-01-14 | Not Marked
QUICK FILL | 2177 HWY 441 S | DUBLIN | Laurens | 9087037 | 4 | [5 empty] | Removed from Ground | Diesel | 10000 | Bare Steel | 1980-01-01 | 1994-06-01 | Galvanized Steel | Pressurized
QUICK FILL | 2177 HWY 441 S | DUBLIN | Laurens | 9087037 | 7 | Ball Float | 1995-07-01 | FALSE | 1995-07-01 | FALSE | Currently in Use | Diesel | 8000 | Composite | 1995-07-01 |  | Fiberglass Reinforced Plastic | Pressurized
NEIGHBORS CORNER | 1108 N JEFFERSON ST | DUBLIN | Laurens | 9087028 | 1 | Ball Float | 1990-05-01 | FALSE | 1990-05-01 | FALSE | Currently in Use | Premium | 8000 | Galvanic (STIP-3) | 1990-05-01 |  | Fiberglass Reinforced Plastic | Pressurized
LAURENS COUNTY COURTHOUSE | 101 N JEFFERSON ST | DUBLIN | Laurens | 9087071 | 1 | [5 empty] | Removed from Ground | Diesel | 2000 | Bare Steel | 1999-02-18 | 1999-02-18 | Galvanized Steel | Suction (American)
COLONIAL OIL COMPANY/FORMER | 613 TELFAIR ST | DUBLIN | Laurens | 9087027 | 3 | [5 empty] | Removed from Ground | Other | 0 | Marked Unknown | 1997-04-15 | 1997-04-15 | Unknown
BROOKWOOD STOP N SHOP | 1800 CLAXTON DAIRY RD | DUBLIN | Laurens | 9087024 | B | [5 empty] | Removed from Ground | Gas (Historical Use) | 560 | Bare Steel | 1976-05-08 | 1899-12-31 | Galvanized Steel
HOP IN #2 | 601 E JACKSON ST | DUBLIN | Laurens | 9087079 | 2 | Ball Float | 1999-12-01 | FALSE | 1999-12-01 | FALSE | Currently in Use | Premium | 10000 | Composite | 1999-12-01 |  | Flex | Pressurized
257 OLD BARNEY GROCERY | 3034 HWY 257 | DUBLIN | Laurens | 9087001 | 1 |  | 1991-06-01 | FALSE | 1991-06-01 | FALSE | Currently in Use | Diesel | 8000 | Steel-Impressed Current | 1990-01-01 |  | Galvanized Steel | Pressurized
PILOT TRAVEL CENTER #068 | 2185 US HWY 441 S | DUBLIN | Laurens | 9000323 | 1 | [5 empty] | Removed from Ground | Diesel | 20000 | Bare Steel | 1979-03-19 | 1989-05-23 | Galvanized Steel
FREEMANS SVC STATION/FREEMAN BRO | 901 TELFAIR ST | DUBLIN | Laurens | 870042 | 2 | [5 empty] | Removed from Ground | Gas (Historical Use) | 1060 | Bare Steel | 1961-05-12 | 1996-09-20 | Galvanized Steel
DUBLIN HUNTING & FISHING | 1099 N JEFFERSON | DUBLIN | Laurens | 870014 | 2 | [5 empty] | Removed from Ground | Gas (Historical Use) | 1060 | Bare Steel | 1966-05-11 | 1999-02-05 | Galvanized Steel | Suction (American)
WHITE SPOT S/S | HWY 117 | CADWELL | Laurens | 9087036 | 3 | [5 empty] | Removed from Ground | Gas (Historical Use) | 3000 | Bare Steel | 1966-05-11 | 1998-11-02 | Bare Steel | Suction (American)
SOUTHERN SEED CO INC PLANT | HWY 80 EAST | EAST DUBLIN | Laurens | 9087020 | 2 | [5 empty] | Removed from Ground | Diesel | 1000 | Bare Steel | 1994-09-22 | 1994-09-22 | Galvanized Steel | Safe Suction (Euro)
GRIFFIN INDUSTRIES | HWY 80 EAST | EAST DUBLIN | Laurens | 870065 | 2 | [5 empty] | Removed from Ground | Gas (Historical Use) | 1000 | Bare Steel | 1984-03-24 | 1993-09-09 | Galvanized Steel
DEXTER FOOD MART | 258 E. Main St | DEXTER | Laurens | 870089 | 3 | Flapper Valve | 1996-02-14 | FALSE | 1996-02-14 | FALSE | Currently in Use | Premium | 4000 | Fiberglass | 1986-04-22 |  | Steel (Impressed Current) | Pressurized
WARD SERVICE STATION | 402 MAIN ST | DEXTER | Laurens | 870122 | 3 | [5 empty] | Removed from Ground | Gas (Historical Use) | 1000 | Bare Steel | 1975-05-08 | 1998-12-01 | Galvanized Steel | Suction (American)
FORMER W F COOK MERCANTILE | 4328 HWY 80 W | MONTROSE | Laurens | 10000343 | 2 |  |  | FALSE |  | FALSE | Removed from Ground | Gas (Historical Use) | 500 | Unknown | 1996-01-01 | 1996-01-01 | Bare Steel | Safe Suction (Euro)
LEPRECHAUN CARWASH | 1513 RICE AVE | DUBLIN | Laurens | 870035 | 2 | [5 empty] | Removed from Ground | Gas (Historical Use) | 4000 | Bare Steel | 1984-05-06 | 2000-05-08 | Galvanized Steel
DUBLIN OPS | 405 SOPERTON AVE | EAST DUBLIN | Laurens | 870093 | 5 | Flapper Valve | 1994-05-01 | FALSE | 1994-05-01 | FALSE | Currently in Use | Plus | 8000 | Composite | 1994-05-01 |  | Flex | Pressurized
DUBLIN OPS | 405 SOPERTON AVE | EAST DUBLIN | Laurens | 870093 | 4 | Flapper Valve | 1994-05-01 | FALSE | 1994-05-01 | FALSE | Currently in Use | Regular | 10000 | Composite | 1994-05-01 |  | Flex | Pressurized
GRIFFIN INDUSTRIES | HWY 80 EAST | EAST DUBLIN | Laurens | 870065 | 1 | [5 empty] | Removed from Ground | Diesel | 10000 | Bare Steel | 1984-03-24 | 1993-09-09 | Galvanized Steel
OCONEE ELECTRIC MEMBERSHIP CORP | 3453 US HWY 80 West | DUDLEY | Laurens | 870077 | 4 | Flapper Valve | 1989-02-24 | FALSE | 1989-02-24 | FALSE | Currently in Use | Regular | 4000 | Galvanic (STIP-3)/Sacrificial Anodes | 1989-01-01 |  | Fiberglass Reinforced Plastic | Safe Suction (Euro)
OCONEE ELECTRIC MEMBERSHIP CORP | 3453 US HWY 80 West | DUDLEY | Laurens | 870077 | 5 | Flapper Valve | 1989-02-24 | FALSE | 1989-02-24 | FALSE | Currently in Use | Diesel | 8000 | Galvanic (STIP-3)/Sacrificial Anodes | 1989-01-01 |  | Fiberglass Reinforced Plastic | Safe Suction (Euro)
Friendly Gus #25 | 3440 US Hwy 80 W | Dudley | Laurens | 9087074 | 3 | [5 empty] | Removed from Ground | Other | 1000 | Bare Steel | 1960-01-01 | 1999-01-15 | Bare Steel
WARD SERVICE STATION | 402 MAIN ST | DEXTER | Laurens | 870122 | 2 | [5 empty] | Removed from Ground | Gas (Historical Use) | 1000 | Bare Steel | 1975-05-08 | 1998-12-01 | Galvanized Steel | Suction (American)
DEXTER SUPPLY COMPANY | 265 MAIN STREET | DEXTER | Laurens | 9087076 | 1 | [5 empty] | Removed from Ground | Diesel | 2000 | Bare Steel | 1973-01-01 | 1998-12-28 | Bare Steel | Safe Suction (Euro)
FORMER W F COOK MERCANTILE | 4328 HWY 80 W | MONTROSE | Laurens | 10000343 | 4 |  |  | FALSE |  | FALSE | Removed from Ground | Kerosene | 250 | Unknown | 1996-01-01 | 1996-01-01 | Bare Steel | Safe Suction (Euro)
FORMER W F COOK MERCANTILE | 4328 HWY 80 W | MONTROSE | Laurens | 10000343 | 1 |  |  | FALSE |  | FALSE | Removed from Ground | Gas (Historical Use) | 500 | Unknown | 1996-01-01 | 1996-01-01 | Bare Steel | Safe Suction (Euro)
Z MART | 1201 TELFAIR STREET | DUBLIN | Laurens | 9087016 | 3 | Flapper Valve | 1995-06-06 | FALSE | 1995-06-05 | FALSE | Currently in Use | Premium | 6000 | Steel-Impressed Current | 1970-05-11 |  | Fiberglass Reinforced Plastic | Pressurized
LEPRECHAUN CAR WASH | 1507 BELLEVUE RD | DUBLIN | Laurens | 9087080 | 1 | [5 empty] | Removed from Ground | Gas (Historical Use) | 2000 | Bare Steel | 2001-07-31 | 2001-07-31 | Bare Steel
RYLAND OIL COMPANY / FORMER DOMINY OIL BULK PLANT | 1942 US HWY 441 S | DUBLIN | Laurens | 870124 | 3 |  | 1998-07-01 | FALSE | 1998-07-01 | FALSE | Currently in Use | Diesel Off Road | 20000 | Steel-Impressed Current | 1981-05-09 |  |  | Pressurized
ROBBIE'S SERVICE STATION | 714 CENTRAL DR | DUBLIN | Laurens | 10000477 | 2 |  |  | FALSE |  | FALSE | Removed from Ground | Gas (Historical Use) | 1000 | Bare Steel | 2003-11-05 | 2003-11-05 | Galvanized Steel | Suction (American)
OCONEE BAIT AND TACKLE SHOP | 754 CENTRAL DR | DUBLIN | Laurens | 870039 | 1 | [5 empty] | Removed from Ground | Gas (Historical Use) | 560 | Bare Steel | 1971-05-10 | 1998-10-28 | Galvanized Steel
SAHI BROTHERS INC | 907 N JEFFERSON ST | DUBLIN | Laurens | 870002 | A | [5 empty] | Removed from Ground | Diesel | 3000 | Bare Steel | 1973-03-20 | 1998-05-08 | Galvanized Steel | Pressurized
SAHI BROTHERS INC | 907 N JEFFERSON ST | DUBLIN | Laurens | 870002 | 3 |  | 1998-05-01 | FALSE | 1998-05-01 | FALSE | Currently in Use | Diesel | 4000 | Fiberglass | 1998-05-01 |  | Fiberglass Reinforced Plastic | Safe Suction (Euro)
STACK'S MINIT MARKET | 1600 TELFAIR ST | DUBLIN | Laurens | 870017 | 2 | [5 empty] | Removed from Ground | Gas (Historical Use) | 4000 | Bare Steel | 1968-05-10 | 1994-05-24 | Galvanized Steel
WHITE SPOT S/S | HWY 117 | CADWELL | Laurens | 9087036 | 6 | [5 empty] | Removed from Ground | Gas (Historical Use) | 5000 | Bare Steel | 1998-11-03 | 1998-11-03 | Not Marked
OCONEE ELECTRIC MEMBERSHIP CORP | 3453 US HWY 80 West | DUDLEY | Laurens | 870077 | 2 | [5 empty] | Removed from Ground | Diesel | 4000 | Bare Steel | 1979-02-14 | 1988-12-15 | Galvanized Steel
FRIENDLY GUS #26 | 3490 HWY 257 | DEXTER | Laurens | 10001650 | 1 | Ball Float | 2008-06-01 | FALSE | 2008-06-01 | FALSE | Currently in Use | Regular | 10000 | Composite Double Walled | 2008-06-26 |  | Fiberglass Reinforced Plastic | Pressurized
AMAN FOOD MART | 1925 OLD MACON RD | MONTROSE | Laurens | 9087062 | 3 | [5 empty] | Permanently Out of Use - historical purposes | Gas (Historical Use) | 1000 | Cathodically Protected Steel | 1980-01-01 | 1899-12-31 | Cathodically Protected | Safe Suction (Euro)
JET FOOD STORE #77 | 1953 VETERAN BLVD | DUBLIN | Laurens | 9000628 | 2 |  |  | FALSE |  | FALSE | Removed from Ground | Gas (Historical Use) | 12000 | Bare Steel | 1976-05-10 | 1994-02-06 | Galvanized Steel
RYLAND OIL COMPANY / FORMER DOMINY OIL BULK PLANT | 1942 US HWY 441 S | DUBLIN | Laurens | 870124 | 1 | Flapper Valve | 1998-07-01 | FALSE | 1998-07-01 | FALSE | Temporarily out of use | Regular | 20000 | Steel-Impressed Current | 1981-05-09
FRIENDLY GUS 5 | 1015 Claxton Diary Rd | DUBLIN | Laurens | 870131 | 4 | Flapper Valve | 1998-11-01 | FALSE | 1998-11-01 | FALSE | Currently in Use | Regular | 4000 | Steel-Impressed Current | 1984-05-08 |  | Fiberglass Reinforced Plastic
FRIENDLY GUS 6 | 309 CENTRAL DR | DUBLIN | Laurens | 870132 | 2 | Flapper Valve | 1998-11-01 | FALSE | 1998-11-01 | FALSE | Currently in Use | Regular | 6000 | Steel-Impressed Current | 1985-05-08 |  | Fiberglass Reinforced Plastic
FRIENDLY GUS 7 | 2009 Veterans Blvd | DUBLIN | Laurens | 870133 | 5 | Flapper Valve | 1997-10-01 | FALSE | 1997-10-01 | FALSE | Temporarily out of use | Kerosene | 2000 | Galvanic (STIP-3) | 1985-05-08 |  | Galvanized Steel | Pressurized
RYLAND OIL COMPANY / FORMER DOMINY OIL BULK PLANT | 1942 US HWY 441 S | DUBLIN | Laurens | 870124 | 3 |  | 1998-07-01 | FALSE | 1998-07-01 | FALSE | Currently in Use | Diesel Off Road | 20000 | Steel-Impressed Current | 1981-05-09 |  | Double-Walled Flex | Pressurized
GA FC | US HWY 441 SOUTH/3.5 MI | DUBLIN | Laurens | 870062 | 1 | [5 empty] | Removed from Ground | Gas (Historical Use) | 2000 | Bare Steel | 1974-04-25 | 1998-09-17 | Galvanized Steel | Safe Suction (Euro)
STACK'S MINIT MARKET | 1600 TELFAIR ST | DUBLIN | Laurens | 870017 | 1 | [5 empty] | Removed from Ground | Gas (Historical Use) | 2000 | Bare Steel | 1968-05-10 | 1994-05-24 | Galvanized Steel
AMBA FOOD MART | 514 BUCKEYE RD | EAST DUBLIN | Laurens | 870155 | 2 | Flapper Valve | 1998-10-28 | TRUE | 1998-10-28 | FALSE | Currently in Use | Premium | 6000 | Steel-Impressed Current | 1982-05-09 |  | Steel (Impressed Current) | Pressurized
FEDERAL AVIATION ADMINISTRATION/ | OFF US HWY 80 AND ERNEST STINSON | DUBLIN | Laurens | 870104 | 1 | [5 empty] | Removed from Ground | Diesel | 1000 | Bare Steel | 1976-05-08 | 1998-08-05 | Unknown
AMAN FOOD MART | 1925 OLD MACON RD | MONTROSE | Laurens | 9087062 | 5A |  | 1999-06-06 |  | 1999-06-06 |  | Currently in Use | Gas (Historical Use) | 7000 | Composite | 1999-06-06 |  | Fiberglass Reinforced Plastic | Suction (American)
Circle K 2745084 | 2180 US HWY 441 S | DUBLIN | Laurens | 9087004 | 5 | Flapper Valve | 2003-01-24 | FALSE | 2003-01-24 | FALSE | Currently in Use | Premium | 15000 | Composite | 2003-01-24 |  | Double-Walled Flex | Pressurized
JET FOOD STORE #77 | 1953 VETERAN BLVD | DUBLIN | Laurens | 9000628 | 4-B |  | 1994-02-28 | FALSE | 1994-02-28 | FALSE | Removed from Ground | Gas (Historical Use) | 4000 | Composite | 1994-02-07 |  |  | Pressurized
RYDER TRANSPORTATION SERVICE #25 | 604 SIMMONS ST | DUBLIN | Laurens | 870118 | 1 | [5 empty] | Removed from Ground | Other | 10000 | Bare Steel | 1966-01-01 | 1994-05-15 | Bare Steel | Pressurized
RYLAND OIL COMPANY / FORMER DOMINY OIL BULK PLANT | 1942 US HWY 441 S | DUBLIN | Laurens | 870124 | 2 |  | 1998-07-01 | FALSE | 1998-07-01 | FALSE | Currently in Use | Regular | 20000 | Steel-Impressed Current | 1981-05-09 |  |  | Pressurized
WALL TIRE | 1409 BELLEVIEW AVE | DUBLIN | Laurens | 10000596 | 5 |  |  | FALSE |  | FALSE | Removed from Ground | Gas (Historical Use) | 8000 | Bare Steel | 2004-03-22 | 2004-04-01
FRIENDLY GUS #23 | 1603 GA HWY 19 SOUTH | DUBLIN | Laurens | 10000427 | 1B | Flapper Valve | 2003-04-04 | FALSE | 2003-04-04 | FALSE | Currently in Use | Plus | 10000 | Composite | 2003-04-03 |  | Double-Walled Flex | Pressurized
DUBLIN OPS | 405 SOPERTON AVE | EAST DUBLIN | Laurens | 870093 | 6 | Flapper Valve | 1994-05-01 | FALSE | 1994-05-01 | FALSE | Currently in Use | Premium | 8000 | Composite | 1994-05-01 |  | Flex | Pressurized
EAST LAURENS HIGH SCHOOL | RT 6 | EAST DUBLIN | Laurens | 870170 | 2 | [5 empty] | Currently in Use | Propane | 250 | Bare Steel | 1982-05-02 |  | Bare Steel
DEXTER FOOD MART | 258 E. Main St | DEXTER | Laurens | 870089 | 1 | Flapper Valve | 1996-02-14 | FALSE | 1996-02-14 | FALSE | Currently in Use | Regular | 4000 | Fiberglass | 1986-04-22 |  | Steel (Impressed Current) | Pressurized
DEXTER SUPPLY COMPANY | 265 MAIN STREET | DEXTER | Laurens | 9087076 | 2 | [5 empty] | Removed from Ground | Gas (Historical Use) | 1000 | Bare Steel | 1973-01-01 | 1998-12-28 | Bare Steel | Safe Suction (Euro)
ROBBIE'S SERVICE STATION | 714 CENTRAL DR | DUBLIN | Laurens | 10000477 | 3 |  |  | FALSE |  | FALSE | Removed from Ground | Gas (Historical Use) | 1000 | Bare Steel | 2003-11-05 | 2003-11-05 | Galvanized Steel | Suction (American)
WALL TIRE | 1409 BELLEVIEW AVE | DUBLIN | Laurens | 10000596 | 2 |  |  | FALSE |  | FALSE | Removed from Ground | Gas (Historical Use) | 3000 | Bare Steel | 2004-03-22 | 2004-04-01
BELLEVUE AMOCO S/S | 513 BELLEVUE AVE | DUBLIN | Laurens | 870054 | 1 | [5 empty] | Removed from Ground | Gas (Historical Use) | 4000 | Bare Steel | 1967-05-11 | 1899-12-31 | Galvanized Steel
SAHI BROTHERS INC | 907 N JEFFERSON ST | DUBLIN | Laurens | 870002 | B | [5 empty] | Removed from Ground | Kerosene | 2000 | Bare Steel | 1973-03-20 | 1998-05-08 | Galvanized Steel | Pressurized
SAHI BROTHERS INC | 907 N JEFFERSON ST | DUBLIN | Laurens | 870002 | 4 |  | 1998-05-01 | FALSE | 1998-05-01 | FALSE | Currently in Use | Kerosene | 4000 | Fiberglass | 1998-05-01 |  | Fiberglass Reinforced Plastic | Safe Suction (Euro)
DUBLIN BURIAL VAULT CO INC | 1818 TELFAIR ST | DUBLIN | Laurens | 870070 | 2 | [5 empty] | Removed from Ground | Diesel | 1000 | Bare Steel | 1976-03-01 | 1999-01-12 | Galvanized Steel
DUBLIN HUNTING & FISHING | 1099 N JEFFERSON | DUBLIN | Laurens | 870014 | 1 | [5 empty] | Removed from Ground | Gas (Historical Use) | 1060 | Bare Steel | 1966-05-11 | 1999-02-05 | Galvanized Steel | Suction (American)
SAHI BROTHERS INC | 907 N JEFFERSON ST | DUBLIN | Laurens | 870002 | 2 |  | 1998-05-01 | FALSE | 1998-05-01 | FALSE | Currently in Use | Regular | 10000 | Fiberglass | 1998-05-01 |  | Fiberglass Reinforced Plastic | Pressurized
STACK'S MINIT MARKET | 1600 TELFAIR ST | DUBLIN | Laurens | 870017 | 3 | [5 empty] | Removed from Ground | Gas (Historical Use) | 6000 | Bare Steel | 1968-05-10 | 1994-05-24 | Galvanized Steel
GA DOT #10292 | GA HWY 126 | CADWELL | Laurens | 870086 | 3 | [5 empty] | Removed from Ground | Diesel | 1000 | Bare Steel | 1970-11-08 | 1988-01-02 | Galvanized Steel
WHITE SPOT S/S | HWY 117 | CADWELL | Laurens | 9087036 | 1 | [5 empty] | Removed from Ground | Gas (Historical Use) | 560 | Bare Steel | 1966-05-11 | 1998-11-02 | Bare Steel | Suction (American)
SOUTHERN SEED CO INC PLANT | HWY 80 EAST | EAST DUBLIN | Laurens | 9087020 | 1 | [5 empty] | Removed from Ground | Gas (Historical Use) | 500 | Bare Steel | 1958-06-09 | 1994-07-05 | Galvanized Steel | Safe Suction (Euro)
Friendly Gus #25 | 3440 US Hwy 80 W | Dudley | Laurens | 9087074 | 2 | [5 empty] | Removed from Ground | Other | 1000 | Bare Steel | 1960-01-01 | 1999-01-15 | Bare Steel
AMAN FOOD MART | 1925 OLD MACON RD | MONTROSE | Laurens | 9087062 | 4 | [5 empty] | Permanently Out of Use - historical purposes | Gas (Historical Use) | 560 | Cathodically Protected Steel | 1980-01-01 | 1899-12-31 | Cathodically Protected | Safe Suction (Euro)
GA ARMY NATIONAL GUARD-OMS #14 | 905 TELFAIR ST | DUBLIN | Laurens | 9087033 | 2 | [5 empty] | Removed from Ground | Diesel | 1500 | Bare Steel | 1966-01-01 | 1996-05-01 | Unknown
Circle K 2745084 | 2180 US HWY 441 S | DUBLIN | Laurens | 9087004 | 4 | Flapper Valve | 2003-01-24 | FALSE | 2003-01-24 | FALSE | Currently in Use | Regular | 15000 | Composite | 2003-01-24 |  | Double-Walled Flex | Pressurized
Circle K 2745084 | 2180 US HWY 441 S | DUBLIN | Laurens | 9087004 | 1 |  | 1989-05-01 |  | 1989-05-01 |  | Removed from Ground | Gas (Historical Use) | 10000 | Galvanic (STIP-3) | 1989-05-01 | 2003-01-13 | Fiberglass Reinforced Plastic | Pressurized
JET FOOD STORE #77 | 1953 VETERAN BLVD | DUBLIN | Laurens | 9000628 | 3 |  | 1990-03-01 | FALSE | 1990-03-01 | FALSE | Removed from Ground | Gas (Historical Use) | 8000 |  | 1989-01-26 | 2013-07-24 | Galvanized Steel | Pressurized
FRIENDLY GUS 5 | 1015 Claxton Diary Rd | DUBLIN | Laurens | 870131 | 3 | Flapper Valve | 1998-11-01 | FALSE | 1998-11-01 | FALSE | Currently in Use | Plus | 4000 | Steel-Impressed Current | 1984-05-08 |  | Fiberglass Reinforced Plastic | Pressurized
W E JOSEY PROPERTY (DOT SITE) | 2307 HWY 80 WEST | DUBLIN | Laurens | 10000628 | 1 |  |  | FALSE |  | FALSE | Removed from Ground | Not Marked | 500 | Unknown | 2000-06-22 | 2000-06-22
KROGER GA 674 | 1100 HILLCREST PKWY | DUBLIN | Laurens | 10000953 | 1 | Ball Float | 2005-06-24 | FALSE | 2005-06-24 | FALSE | Currently in Use | Gas (Historical Use) | 20000 | Fiberglass Double Walled | 2005-06-02 |  | Double-Walled Flex | Pressurized
COCA-COLA ENTERPRISES | 415 EAST JACKSON ST | DUBLIN | Laurens | 870064 | 1 | [5 empty] | Removed from Ground | Gas (Historical Use) | 5000 | Bare Steel | 1980-04-22 | 1988-06-01 | Galvanized Steel
CAMSCO PRODUCE COMPANY INC | SR 338 & CR 483 | DUDLEY | Laurens | 9000730 | 4 | [5 empty] | Removed from Ground | Diesel | 2000 | Bare Steel | 1983-04-22 | 1990-07-27 | Bare Steel
WARD SERVICE STATION | 402 MAIN ST | DEXTER | Laurens | 870122 | 7 |  | 1998-12-15 |  | 1998-12-15 |  | Currently in Use | Gas (Historical Use) | 4000 | Composite | 1998-12-15 |  | Fiberglass Reinforced Plastic | Safe Suction (Euro)
WARD SERVICE STATION | 402 MAIN ST | DEXTER | Laurens | 870122 | 4 | [5 empty] | Removed from Ground | Diesel | 6000 | Bare Steel | 1981-05-06 | 1998-12-01 | Galvanized Steel | Suction (American)
WARD SERVICE STATION | 402 MAIN ST | DEXTER | Laurens | 870122 | 5 | Flapper Valve | 1998-12-15 | FALSE | 1998-12-15 | FALSE | Currently in Use | E-10 | 6000 | Composite | 1998-12-15 |  | Fiberglass Reinforced Plastic | Safe Suction (Euro)
RYDER TRANSPORTATION SERVICE #25 | 604 SIMMONS ST | DUBLIN | Laurens | 870118 | 2 | [5 empty] | Removed from Ground | Other | 10000 | Bare Steel | 1966-01-01 | 1994-05-15 | Bare Steel | Pressurized
MURPHY USA #7468 | USA HWY 80 & AIRPORT RD, 2419 W HWY 80 PL | DUBLIN | Laurens | 10001637 | 1 | Ball Float | 2008-10-22 | FALSE | 2008-10-22 | FALSE | Currently in Use | E-10 | 20000 | Fiberglass Double Walled | 2008-09-11 |  | Double-Walled Fiberglass | Pressurized
SAHI BROTHERS INC | 907 N JEFFERSON ST | DUBLIN | Laurens | 870002 | E | [5 empty] | Removed from Ground | Gas (Historical Use) | 10000 | Bare Steel | 1973-03-20 | 1998-05-08 | Galvanized Steel | Pressurized
WHITE SPOT S/S | HWY 117 | CADWELL | Laurens | 9087036 | 2 | [5 empty] | Removed from Ground | Gas (Historical Use) | 5000 | Bare Steel | 1966-05-11 | 1998-11-02 | Bare Steel | Suction (American)
GRIFFIN INDUSTRIES | HWY 80 EAST | EAST DUBLIN | Laurens | 870065 | 3 | [5 empty] | Removed from Ground | Gas (Historical Use) | 1000 | Bare Steel | 1994-12-11 | 1994-12-11 | Not Marked
Friendly Gus #25 | 3440 US Hwy 80 W | Dudley | Laurens | 9087074 | 7 |  | 1999-01-18 | FALSE | 1999-01-18 | FALSE | Currently in Use | Regular | 4000 | Composite | 1999-01-22 |  | Double-Walled Fiberglass | Pressurized
Friendly Gus #25 | 3440 US Hwy 80 W | Dudley | Laurens | 9087074 | 1 | [5 empty] | Removed from Ground | Diesel | 2000 | Bare Steel | 1998-12-17 | 1998-12-17 | Bare Steel | Suction (American)
CHOO CHOO SUPPLY CO | SOPERTON HWY | EAST DUBLIN | Laurens | 870083 | 1 | [5 empty] | Removed from Ground | Gas (Historical Use) | 500 | Composite | 1983-04-11 | 1993-08-02 | Galvanized Steel
Z MART | 1201 TELFAIR STREET | DUBLIN | Laurens | 9087016 | 2 | Flapper Valve | 1995-06-06 | FALSE | 1995-06-06 | FALSE | Currently in Use | Regular | 8000 | Steel-Impressed Current | 1975-05-10 |  | Fiberglass Reinforced Plastic | Pressurized
J B CLARK OIL CO HOOKS SERVICE S | 730 CENTRAL DR | EAST DUBLIN | Laurens | 870153 | 3 | [5 empty] | Removed from Ground | Gas (Historical Use) | 8000 | Bare Steel | 1981-05-02 | 1998-12-15 | Galvanized Steel | Pressurized
RYLAND OIL COMPANY / FORMER DOMINY OIL BULK PLANT | 1942 US HWY 441 S | DUBLIN | Laurens | 870124 | 2 |  | 1998-07-01 | FALSE | 1998-07-01 | FALSE | Currently in Use | Regular | 20000 | Steel-Impressed Current | 1981-05-09 |  | Double-Walled Flex | Pressurized
J B CLARK OIL CO HOOKS SERVICE S | 730 CENTRAL DR | EAST DUBLIN | Laurens | 870153 | 7C | Overfill Alarm | 1998-12-15 |  | 1998-12-15 |  | Currently in Use | Gas (Historical Use) | 4000 | Epoxy | 1998-12-15 |  | Double-Walled Flex | Pressurized
J B CLARK OIL CO HOOKS SERVICE S | 730 CENTRAL DR | EAST DUBLIN | Laurens | 870153 | 1 | [5 empty] | Removed from Ground | Gas (Historical Use) | 6000 | Bare Steel | 1965-05-06 | 1998-12-15 | Galvanized Steel | Suction (American)
J B CLARK OIL CO HOOKS SERVICE S | 730 CENTRAL DR | EAST DUBLIN | Laurens | 870153 | 4 | [5 empty] | Removed from Ground | Diesel | 3000 | Bare Steel | 1965-05-06 | 1998-12-15 | Galvanized Steel | Suction (American)
TANNER RECYCLING INC | 1103 HWY 29 SOUTH | EAST DUBLIN | Laurens | 9087031 | GAS2 | [5 empty] | Removed from Ground | Gas (Historical Use) | 6000 | Bare Steel | 1999-02-01 | 1999-02-01 | Bare Steel | Safe Suction (Euro)
CHANCES GROCERY | RT 1 | ROCKLEDGE | Laurens | 872006 | 1 | [5 empty] | Removed from Ground | Gas (Historical Use) | 1060 | Bare Steel | 1974-05-11 | 1987-04-01 | Galvanized Steel
S JEFFERSON ST PROPERTY | SOUTH JEFFERSON ST | DUBLIN | Laurens | 10002323 | 3 |  |  | FALSE |  | FALSE | Removed from Ground |  | 0 | Unknown |  | 1899-12-31
Circle K 2745084 | 2180 US HWY 441 S | DUBLIN | Laurens | 9087004 | 6B | Flapper Valve |  | FALSE |  | FALSE | Currently in Use | E-0 | 8000 | Bare Steel | 2021-06-07 |  | Double-Walled Fiberglass | Pressurized
Circle K 2745084 | 2180 US HWY 441 S | DUBLIN | Laurens | 9087004 | 6A | Flapper Valve |  | FALSE |  | FALSE | Currently in Use | Diesel | 12000 | Bare Steel | 2021-06-07 |  | Double-Walled Fiberglass | Pressurized
AMBA FOOD MART | 514 BUCKEYE RD | EAST DUBLIN | Laurens | 870155 | 3 | Flapper Valve | 1998-10-28 | TRUE | 1998-10-28 | FALSE | Currently in Use | Diesel | 4000 | Steel-Impressed Current | 1982-05-09 |  | Steel (Impressed Current) | Pressurized
DUBLIN SEED CO | NATHANIEL DR | EAST DUBLIN | Laurens | 870150 | 1 | [5 empty] | Removed from Ground | Gas (Historical Use) | 3000 | Bare Steel | 1976-05-10 | 1990-02-01 | Galvanized Steel
OCONEE ELECTRIC MEMBERSHIP CORP | 3453 US HWY 80 West | DUDLEY | Laurens | 870077 | 3 | [5 empty] | Removed from Ground | Empty | 250 | Bare Steel | 1982-02-13 | 1995-04-26 | Galvanized Steel
Friendly Gus #25 | 3440 US Hwy 80 W | Dudley | Laurens | 9087074 | 8 | Ball Float | 1999-01-18 | FALSE | 1999-01-18 | FALSE | Currently in Use | Premium | 8000 | Composite | 1999-01-22 |  | Double-Walled Fiberglass | Pressurized
Friendly Gus #25 | 3440 US Hwy 80 W | Dudley | Laurens | 9087074 | 9 | Ball Float | 1999-01-18 | FALSE | 1999-01-18 | FALSE | Currently in Use | Diesel | 10000 | Composite | 1999-01-22 |  | Double-Walled Fiberglass | Pressurized
Friendly Gus #25 | 3440 US Hwy 80 W | Dudley | Laurens | 9087074 | 6 | [5 empty] | Removed from Ground | Other | 0 | Bare Steel | 1948-01-01 | 1899-12-31 | Not Marked
Friendly Gus #25 | 3440 US Hwy 80 W | Dudley | Laurens | 9087074 | 4 | [5 empty] | Removed from Ground | Other | 500 | Bare Steel | 1948-01-01 | 1999-01-15 | Bare Steel
WALTER LOYD GROCERY | RT 1 | MONTROSE | Laurens | 870115 | 1 | [5 empty] | Removed from Ground | Gas (Historical Use) | 550 | Bare Steel | 1967-05-10 | 1899-12-31 | Unknown
AMAN FOOD MART | 1925 OLD MACON RD | MONTROSE | Laurens | 9087062 | 2 |  | 1991-01-01 | FALSE | 1991-01-01 | FALSE | Temporarily out of use |  | 2000 | Galvanic (STIP-3) | 1991-01-01 |  | Cathodically Protected | Safe Suction (Euro)
GA DOT #10292 | GA HWY 126 | CADWELL | Laurens | 870086 | 1 | [5 empty] | Removed from Ground | Empty | 1000 | Bare Steel | 1968-05-03 | 1988-01-02 | Unknown
DUDLEY MARKET LLC | 3437 HWY 80 W | DUDLEY | Laurens | 9087005 | 1 | Ball Float | 1988-12-01 | FALSE | 1988-12-01 | FALSE | Removed from Ground | E-10 | 6000 | Galvanic (STIP-3) | 1989-01-01 | 2019-10-02 | Steel/Sacrificial Anodes | Pressurized
GILMAN BUILDING PRO | P O BOX 127 | DUDLEY | Laurens | 9087032 | 2 |  | 1998-12-15 |  | 1998-12-15 |  | Removed from Ground | Gas (Historical Use) | 1000 | Cathodically Protected Steel | 1995-05-01 | 2013-04-24 | Cathodically Protected | Suction (American)
BUILDERS CONCRETE PRODUCTS | HWY 80 EAST | EAST DUBLIN | Laurens | 870148 | 1 | [5 empty] | Removed from Ground | Gas (Historical Use) | 560 | Bare Steel | 1970-05-12 | 1998-11-01 | Galvanized Steel
AMAN FOOD MART | 1925 OLD MACON RD | MONTROSE | Laurens | 9087062 | 5B |  | 1999-06-06 |  | 1999-06-06 |  | Currently in Use | Gas (Historical Use) | 5000 | Composite | 1999-06-06 |  | Fiberglass Reinforced Plastic | Suction (American)
S JEFFERSON ST PROPERTY | SOUTH JEFFERSON ST | DUBLIN | Laurens | 10002323 | 2 |  |  | FALSE |  | FALSE | Removed from Ground |  | 0 | Unknown |  | 1899-12-31
J B CLARK OIL CO HOOKS SERVICE S | 730 CENTRAL DR | EAST DUBLIN | Laurens | 870153 | 8 | Overfill Alarm | 1998-12-15 |  | 1998-12-15 |  | Currently in Use | Diesel | 10000 | Epoxy | 1998-12-15 |  | Double-Walled Flex | Pressurized
J B CLARK OIL CO HOOKS SERVICE S | 730 CENTRAL DR | EAST DUBLIN | Laurens | 870153 | 2 | [5 empty] | Removed from Ground | Gas (Historical Use) | 6000 | Bare Steel | 1965-05-06 | 1998-12-15 | Galvanized Steel | Suction (American)
E LAURENS KWIK SERVE | 911 HWY 80 E | EAST DUBLIN | Laurens | 9087042 | 4 | [5 empty] | Removed from Ground | Gas (Historical Use) | 1000 | Not Marked/Unknown | 1982-01-01 | 1999-04-21 | Not Marked
CHOO CHOO SUPPLY CO | SOPERTON HWY | EAST DUBLIN | Laurens | 870083 | 2 | [5 empty] | Removed from Ground | Diesel | 1000 | Bare Steel | 1968-04-14 | 1993-08-02 | Galvanized Steel
JET FOOD STORE #77 | 1953 VETERAN BLVD | DUBLIN | Laurens | 9000628 | 4-A |  | 1994-02-28 | FALSE | 1994-02-28 | FALSE | Removed from Ground | Gas (Historical Use) | 8000 | Composite | 1994-02-07 |  |  | Pressurized
RYDER TRANSPORTATION SERVICE #25 | 604 SIMMONS ST | DUBLIN | Laurens | 870118 | 4 |  | 1996-10-01 |  | 1996-10-01 |  | Removed from Ground | Diesel | 10000 | Double Walled | 1994-02-15 | 2002-03-12 | Fiberglass Reinforced Plastic | Pressurized
FRIENDLY GUS #3 | US HWY 441 SOUTH & I-16 | DUBLIN | Laurens | 870129 | 3 | [5 empty] | Removed from Ground | Empty | 10000 | Bare Steel | 1968-05-12 | 1996-10-14 | Galvanized Steel | Pressurized
J B CLARK OIL CO HOOKS SERVICE S | 730 CENTRAL DR | EAST DUBLIN | Laurens | 870153 | 7B | Overfill Alarm | 1998-12-15 |  | 1998-12-15 |  | Currently in Use | Gas (Historical Use) | 6000 | Epoxy | 1998-12-15 |  | Double-Walled Flex | Pressurized
FARMERS FURNITURE | 821 INDUSTRIAL BLVD | DUBLIN | Laurens | 9087048 | 2 |  |  | TRUE |  | TRUE | Closed in Ground | Used Oil | 1000 | Marked Unknown | 1988-03-22 | 1999-12-16 | Galvanized Steel | Gravity Fed
GA ARMY NATIONAL GUARD-OMS #14 | 905 TELFAIR ST | DUBLIN | Laurens | 9087033 | 1 | [5 empty] | Removed from Ground | Gas (Historical Use) | 1000 | Bare Steel | 1966-01-01 | 1996-05-01 | Unknown
Circle K 2745084 | 2180 US HWY 441 S | DUBLIN | Laurens | 9087004 | 2 |  | 1989-05-01 |  | 1989-05-01 |  | Removed from Ground | Gas (Historical Use) | 10000 | Galvanic (STIP-3) | 1989-05-01 | 2003-01-13 | Fiberglass Reinforced Plastic | Pressurized
RYDER TRANSPORTATION SERVICE #25 | 604 SIMMONS ST | DUBLIN | Laurens | 870118 | 3 | [5 empty] | Removed from Ground | Other | 500 | Bare Steel | 1966-01-01 | 1994-05-15 | Bare Steel | Gravity Fed
RYLAND OIL COMPANY / FORMER DOMINY OIL BULK PLANT | 1942 US HWY 441 S | DUBLIN | Laurens | 870124 | 4 |  | 1998-07-01 | FALSE | 1998-07-01 | FALSE | Currently in Use | Diesel On Road | 20000 | Steel-Impressed Current | 1981-05-09 |  |  | Pressurized
RYLAND OIL COMPANY / FORMER DOMINY OIL BULK PLANT | 1942 US HWY 441 S | DUBLIN | Laurens | 870124 | 4 |  | 1998-07-01 | FALSE | 1998-07-01 | FALSE | Currently in Use | Diesel On Road | 20000 | Steel-Impressed Current | 1981-05-09 |  | Double-Walled Flex | Pressurized
RYLAND OIL COMPANY / FORMER DOMINY OIL BULK PLANT | 1942 US HWY 441 S | DUBLIN | Laurens | 870124 | 5 | Flapper Valve | 1998-07-01 | FALSE | 1998-07-01 | FALSE | Currently in Use | E-0 | 20000 | Steel-Impressed Current | 1981-05-09 |  |  | Pressurized
RYLAND OIL COMPANY / FORMER DOMINY OIL BULK PLANT | 1942 US HWY 441 S | DUBLIN | Laurens | 870124 | 5 | Flapper Valve | 1998-07-01 | FALSE | 1998-07-01 | FALSE | Currently in Use | E-0 | 20000 | Steel-Impressed Current | 1981-05-09 |  | Double-Walled Flex | Pressurized
TANNER RECYCLING INC | 1103 HWY 29 SOUTH | EAST DUBLIN | Laurens | 9087031 | GAS1 | [5 empty] | Removed from Ground | Gas (Historical Use) | 6000 | Bare Steel | 1999-02-01 | 1999-02-01 | Bare Steel | Safe Suction (Euro)
Z MART | 1201 TELFAIR STREET | DUBLIN | Laurens | 9087016 | 4 | Flapper Valve | 1995-06-06 | FALSE | 1995-06-06 | FALSE | Currently in Use | Regular | 6000 | Steel-Impressed Current | 1970-05-11 |  | Fiberglass Reinforced Plastic | Pressurized
JET FOOD #53 | 921 US HWY 80 E | DUBLIN | Laurens | 9087065 | 1 | Flapper Valve | 1998-01-01 | FALSE | 1998-01-01 | FALSE | Currently in Use | Regular | 10000 | Composite | 1998-01-01 |  | Flex | Pressurized
FRIENDLY GUS 6 | 309 CENTRAL DR | DUBLIN | Laurens | 870132 | 3 | Flapper Valve | 1998-11-01 | FALSE | 1998-11-01 | FALSE | Currently in Use | Premium | 4000 | Steel-Impressed Current | 1985-05-08 |  | Fiberglass Reinforced Plastic
FRIENDLY GUS 7 | 2009 Veterans Blvd | DUBLIN | Laurens | 870133 | 3 | Flapper Valve | 1997-10-01 | FALSE | 1997-10-01 | FALSE | Currently in Use | Gas (Historical Use) | 4000 | Galvanic (STIP-3) | 1985-05-08 |  | Galvanized Steel | Pressurized
BST/DUBLIN CO R2507/SER OPER CEN | 609 BELLEVUE AVE | DUBLIN | Laurens | 870160 | 2 | [5 empty] | Removed from Ground | Diesel | 500 | Bare Steel | 1950-01-01 | 1990-01-01 | Unknown | Suction (American)
TANNER RECYCLING INC | 1103 HWY 29 SOUTH | EAST DUBLIN | Laurens | 9087031 | OIL2 |  | 1999-03-22 | FALSE | 1999-03-22 | FALSE | Temporarily out of use | Empty | 4000 | Steel-Impressed Current | 1999-03-22 |  | Steel (Impressed Current) | Gravity
FRIENDLY GUS 5 | 1015 Claxton Diary Rd | DUBLIN | Laurens | 870131 | 2 | Flapper Valve | 1998-11-01 | FALSE | 1998-11-01 | FALSE | Currently in Use | Diesel | 6000 | Steel-Impressed Current | 1984-05-08 |  | Fiberglass Reinforced Plastic | Pressurized
FRIENDLY GUS 6 | 309 CENTRAL DR | DUBLIN | Laurens | 870132 | 5 |  | 1998-11-01 | FALSE | 1998-11-01 | FALSE | Currently in Use | E-10 | 2000 | Steel-Impressed Current | 1985-05-08 |  | Fiberglass Reinforced Plastic
FRIENDLY GUS 7 | 2009 Veterans Blvd | DUBLIN | Laurens | 870133 | 2 | Flapper Valve | 1997-10-01 | FALSE | 1997-10-01 | FALSE | Currently in Use | Gas (Historical Use) | 6000 | Galvanic (STIP-3) | 1985-05-08 |  | Galvanized Steel | Pressurized
BST/DUBLIN CO R2507/SER OPER CEN | 609 BELLEVUE AVE | DUBLIN | Laurens | 870160 | 3 | [5 empty] | Removed from Ground | Gas (Historical Use) | 12000 | Not Marked/Unknown | 1994-01-01 | 1994-01-01 | Not Marked
E LAURENS KWIK SERVE | 911 HWY 80 E | EAST DUBLIN | Laurens | 9087042 | 2 | [5 empty] | Removed from Ground | Gas (Historical Use) | 5000 | Not Marked/Unknown | 1982-01-01 | 1999-04-21 | Not Marked
AT&T RADIO RELAY (ORIANNA) | POST RD 2769 | ORIANNA | Laurens | 870159 | 1 | [5 empty] | Removed from Ground | Kerosene | 1500 | Bare Steel | 1976-05-10 | 1993-07-15 | Copper | Suction (American)
DUBLIN OPS | 405 SOPERTON AVE | EAST DUBLIN | Laurens | 870093 | 2 | [5 empty] | Removed from Ground | Gas (Historical Use) | 6000 | Bare Steel | 1981-05-01 | 1994-04-06 | Bare Steel | Safe Suction (Euro)
DUDLEY MARKET LLC | 3437 HWY 80 W | DUDLEY | Laurens | 9087005 | 2 | Ball Float | 1988-12-01 | FALSE | 1988-12-01 | FALSE | Removed from Ground | E-10 | 6000 | Galvanic (STIP-3) | 1989-01-01 | 2019-10-02 | Steel/Sacrificial Anodes | Pressurized
GILMAN BUILDING PRO | P O BOX 127 | DUDLEY | Laurens | 9087032 | 1 |  | 1998-12-15 |  | 1998-12-15 |  | Removed from Ground | Diesel | 1000 | Cathodically Protected Steel | 1995-05-01 | 2013-04-24 | Cathodically Protected | Suction (American)
CAMSCO PRODUCE COMPANY INC | SR 338 & CR 483 | DUDLEY | Laurens | 9000730 | 3 | [5 empty] | Removed from Ground | Diesel | 10000 | Bare Steel | 1983-04-22 | 1990-07-27 | Bare Steel
S JEFFERSON ST PROPERTY | SOUTH JEFFERSON ST | DUBLIN | Laurens | 10002323 | 1 |  |  | FALSE |  | FALSE | Removed from Ground |  | 0 | Unknown |  | 1899-12-31
JET FOOD #53 | 921 US HWY 80 E | DUBLIN | Laurens | 9087065 | 2 | Flapper Valve | 1998-01-01 | FALSE | 1998-01-01 | FALSE | Currently in Use | Plus | 10000 | Composite | 1998-01-01 |  | Flex | Pressurized
DOWNTOWN GULF SERVICE | BELLEVUE AVE | DUBLIN | Laurens | 870125 | 2 | [5 empty] | Removed from Ground | Gas (Historical Use) | 1050 | Bare Steel | 1966-05-13 | 1899-12-31 | Galvanized Steel
FRIENDLY GUS 7 | 2009 Veterans Blvd | DUBLIN | Laurens | 870133 | 1 | Flapper Valve | 1997-10-01 | FALSE | 1997-10-01 | FALSE | Currently in Use | Gas (Historical Use) | 6000 | Galvanic (STIP-3) | 1985-05-08 |  | Galvanized Steel | Pressurized
TANNER RECYCLING INC | 1103 HWY 29 SOUTH | EAST DUBLIN | Laurens | 9087031 | OIL1 |  | 1999-03-22 | FALSE | 1999-03-22 | FALSE | Temporarily out of use | Empty | 4000 | Steel-Impressed Current | 1999-03-22 |  | Steel (Impressed Current) | Gravity
J B CLARK OIL CO | 102 JORDON ST | EAST DUBLIN | Laurens | 9087059 | 2 | Flapper Valve | 1997-10-12 | FALSE | 1997-10-12 | FALSE | Currently in Use | E-10 | 10000 | Steel-Impressed Current | 1988-10-01 |  | Steel (Impressed Current) | Pressurized
FRIENDLY GUS 7 | 2009 Veterans Blvd | DUBLIN | Laurens | 870133 | 4 | Flapper Valve | 1997-10-01 | FALSE | 1997-10-01 | FALSE | Currently in Use | Diesel | 2000 | Galvanic (STIP-3) | 1985-05-08 |  | Galvanized Steel | Pressurized
EAST LAURENS HIGH SCHOOL | RT 6 | EAST DUBLIN | Laurens | 870170 | 3 | [5 empty] | Currently in Use | Propane | 1000 | Bare Steel | 1982-05-02 |  | Bare Steel
WARD SERVICE STATION | 402 MAIN ST | DEXTER | Laurens | 870122 | 6 |  | 1998-12-15 |  | 1998-12-15 |  | Currently in Use | Gas (Historical Use) | 4000 | Composite | 1998-12-15 |  | Fiberglass Reinforced Plastic | Safe Suction (Euro)
WARD SERVICE STATION | 402 MAIN ST | DEXTER | Laurens | 870122 | 8 | Flapper Valve | 1998-12-15 | FALSE | 1998-12-15 | FALSE | Currently in Use | Diesel | 2000 | Composite | 1998-12-15 |  | Fiberglass Reinforced Plastic | Safe Suction (Euro)
FRIENDLY GUS 6 | 309 CENTRAL DR | DUBLIN | Laurens | 870132 | 4 | Flapper Valve | 1998-11-01 | FALSE | 1998-11-01 | FALSE | Currently in Use | Diesel | 4000 | Steel-Impressed Current | 1985-05-08 |  | Fiberglass Reinforced Plastic
FRIENDLY GUS #3 | US HWY 441 SOUTH & I-16 | DUBLIN | Laurens | 870129 | 1 | [5 empty] | Removed from Ground | Empty | 6000 | Bare Steel | 1968-05-12 | 1996-10-14 | Galvanized Steel | Pressurized
AMBA FOOD MART | 514 BUCKEYE RD | EAST DUBLIN | Laurens | 870155 | 1 | Flapper Valve | 1998-10-28 | TRUE | 1998-10-28 | FALSE | Currently in Use | Regular | 8000 | Steel-Impressed Current | 1982-05-09 |  | Steel (Impressed Current) | Pressurized
OCONEE ELECTRIC MEMBERSHIP CORP | 3453 US HWY 80 West | DUDLEY | Laurens | 870077 | 1 | [5 empty] | Removed from Ground | Diesel | 8000 | Bare Steel | 1979-02-14 | 1988-12-15 | Galvanized Steel
FARMERS FURNITURE | 821 INDUSTRIAL BLVD | DUBLIN | Laurens | 9087048 | 1 |  | 1998-09-28 |  | 1998-09-28 |  | Removed from Ground | Diesel | 10000 | Cathodically Protected Steel | 1986-06-03 | 2014-05-13 | Cathodically Protected | Suction (American)
Circle K 2745084 | 2180 US HWY 441 S | DUBLIN | Laurens | 9087004 | 3 |  | 1989-05-01 |  | 1989-05-01 |  | Removed from Ground | Gas (Historical Use) | 10000 | Galvanic (STIP-3) | 1989-05-01 | 2003-01-13 | Fiberglass Reinforced Plastic | Pressurized
LAURENS PARK MILL | NATHANIEL DR P O BOX 430 | DUBLIN | Laurens | 870117 | 1 | [5 empty] | Removed from Ground | Diesel | 25000 | Bare Steel | 1966-05-06 | 1988-04-01 | Bare Steel
FRIENDLY GUS #3 | US HWY 441 SOUTH & I-16 | DUBLIN | Laurens | 870129 | 4 | [5 empty] | Removed from Ground | Empty | 6000 | Bare Steel | 1968-05-12 | 1996-10-14 | Galvanized Steel | Pressurized
J B CLARK OIL CO HOOKS SERVICE S | 730 CENTRAL DR | EAST DUBLIN | Laurens | 870153 | 6 | [5 empty] | Removed from Ground | Diesel | 3000 | Bare Steel | 1965-05-06 | 1998-12-15 | Galvanized Steel | Suction (American)
E LAURENS KWIK SERVE | 911 HWY 80 E | EAST DUBLIN | Laurens | 9087042 | 5 | [5 empty] | Removed from Ground | Diesel | 2000 | Not Marked/Unknown | 1982-01-01 | 1999-04-21 | Not Marked
JET FOOD #52 | 739 CENTRAL DR | EAST DUBLIN | Laurens | 9087061 | 1 | Flapper Valve | 1997-07-01 | FALSE | 1997-07-01 | FALSE | Currently in Use | Regular | 12000 | Composite | 1997-06-01 |  | Flex | Pressurized
FRIENDLY GUS 6 | 309 CENTRAL DR | DUBLIN | Laurens | 870132 | 1 | Flapper Valve | 1998-11-01 | FALSE | 1998-11-01 | FALSE | Currently in Use | Regular | 6000 | Steel-Impressed Current | 1985-05-08 |  | Fiberglass Reinforced Plastic
JET FOOD #52 | 739 CENTRAL DR | EAST DUBLIN | Laurens | 9087061 | 2 | Flapper Valve | 1997-07-01 | FALSE | 1997-07-01 | FALSE | Currently in Use | Premium | 12000 | Composite | 1997-06-01 |  | Flex | Pressurized
QUICK MART | 816 BREWTON LOVETT RD | EAST DUBLIN | Laurens | 9087049 | 1 | Flapper Valve | 1990-01-01 | FALSE | 1990-01-01 | FALSE | Temporarily out of use | Gas (Historical Use) | 1000 | Galvanic (STIP-3) | 1990-01-01 |  | Fiberglass Reinforced Plastic | Suction (American)
CHANCES GROCERY | RT 1 | ROCKLEDGE | Laurens | 872006 | 2 | [5 empty] | Removed from Ground | Gas (Historical Use) | 1060 | Bare Steel | 1974-05-11 | 1987-04-01 | Galvanized Steel
HUGH IKE THIGPEN | 407 CENTRAL DR | DUBLIN | Laurens | 870178 | 1 | Ball Float | 1993-09-25 | FALSE | 1993-09-25 | FALSE | Currently in Use | Premium | 10000 | Steel-Impressed Current | 1985-05-13 |  | Double-Walled Flex | Pressurized
Bailey's One Stop | 2690 HWY 19 GLENWOOD RD | DUBLIN | Laurens | 9087053 | 3B | Flapper Valve | 1999-03-30 | FALSE | 1999-03-30 | FALSE | Currently in Use | Regular | 2000 | Composite | 1999-03-30 |  | Fiberglass Reinforced Plastic | Safe Suction (Euro)
SUPER FOODS II | 403 S JEFFERSON ST | DUBLIN | Laurens | 9087014 | 2 |  | 1997-06-01 |  | 1997-06-01 |  | Currently in Use | Gas (Historical Use) | 6000 | Cathodically Protected Steel | 1985-01-01 |  | Cathodically Protected | Pressurized
WARD SERVICE STATION | 402 MAIN ST | DEXTER | Laurens | 870122 | 1 | [5 empty] | Removed from Ground | Gas (Historical Use) | 2000 | Bare Steel | 1975-05-08 | 1998-12-01 | Galvanized Steel | Suction (American)
FRIENDLY GUS #26 | 3490 HWY 257 | DEXTER | Laurens | 10001650 | 2 | Ball Float | 2008-06-01 | FALSE | 2008-06-01 | FALSE | Currently in Use | Premium | 5000 | Composite Double Walled | 2008-06-26 |  | Fiberglass Reinforced Plastic | Pressurized
AMAN FOOD MART | 1925 OLD MACON RD | MONTROSE | Laurens | 9087062 | 1 |  | 1991-01-01 |  | 1991-01-01 |  | Currently in Use | Diesel | 2000 | Galvanic (STIP-3) | 1991-01-01 |  | Cathodically Protected | Safe Suction (Euro)
BST/DUBLIN CO R2507/SER OPER CEN | 609 BELLEVUE AVE | DUBLIN | Laurens | 870160 | 1 | [5 empty] | Removed from Ground | Diesel | 3000 | Bare Steel | 1973-01-04 | 1994-03-16 | Copper | Suction (American)
J B CLARK OIL CO HOOKS SERVICE S | 730 CENTRAL DR | EAST DUBLIN | Laurens | 870153 | 7A | Overfill Alarm | 1998-12-15 |  | 1998-12-15 |  | Currently in Use | Gas (Historical Use) | 10000 | Epoxy | 1998-12-15 |  | Double-Walled Flex | Pressurized
TANNER RECYCLING INC | 1103 HWY 29 SOUTH | EAST DUBLIN | Laurens | 9087031 | 8 | Ball Float | 1999-03-01 | FALSE | 1999-03-01 | FALSE | Temporarily out of use | Empty | 12000 | Fiberglass | 1999-02-01 |  | Double-Walled Fiberglass | Pressurized
J B CLARK OIL CO HOOKS SERVICE S | 730 CENTRAL DR | EAST DUBLIN | Laurens | 870153 | 5 | [5 empty] | Removed from Ground | Diesel | 3000 | Bare Steel | 1965-05-06 | 1998-12-15 | Galvanized Steel | Suction (American)
J B CLARK OIL CO | 102 JORDON ST | EAST DUBLIN | Laurens | 9087059 | 7 | [5 empty] | Permanently Out of Use - historical purposes | Other | 0 | Marked Unknown |  | 1899-12-31 | Unknown
J B CLARK OIL CO | 102 JORDON ST | EAST DUBLIN | Laurens | 9087059 | 1 | Flapper Valve | 1997-10-12 | FALSE | 1997-10-12 | FALSE | Currently in Use | Diesel | 10000 | Steel-Impressed Current | 1988-10-01 |  | Steel (Impressed Current) | Pressurized
SYKES PROPERTY | CORNER OF PROCTOR ST & BATES ST | RENTZ | Laurens | 9087045 | 1 | [5 empty] | Removed from Ground | Gas (Historical Use) | 4000 | Bare Steel | 1993-06-01 | 1993-06-01 | Bare Steel | Suction (American)
GARRYS GROCERY | 1004 COLEMAN REGISTER ROAD | RENTZ | Laurens | 10001186 | 1 | Ball Float | 2006-08-01 | FALSE | 2006-08-01 | FALSE | Currently in Use | Regular | 10000 | Composite Double Walled | 2006-08-01 |  | Double-Walled Fiberglass | Pressurized
PITTS TOYOTA INC | 210 NORTH JEFFERSON ST | DUBLIN | Laurens | 9087002 | 1 | [5 empty] | Removed from Ground | Gas (Historical Use) | 1000 | Bare Steel | 1990-10-25 | 1992-03-17 | Galvanized Steel
257 OLD BARNEY GROCERY | 3034 HWY 257 | DUBLIN | Laurens | 9087001 | 3 | Flapper Valve | 1991-06-01 | FALSE | 1991-06-01 | FALSE | Currently in Use | Regular | 6000 | Steel-Impressed Current | 1991-06-01 |  |  | Suction (American)
PILOT TRAVEL CENTER #068 | 2185 US HWY 441 S | DUBLIN | Laurens | 9000323 | 89D | Flapper Valve | 1989-06-01 | FALSE | 1989-06-01 | FALSE | Currently in Use | E-10 | 10000 | Galvanic (STIP-3) | 1989-06-01 |  | Fiberglass Reinforced Plastic | Pressurized
CARL VINSON VA MEDICAL CENTER | 1826 VETERANS BLVD | DUBLIN | Laurens | 9000213 | EG-1 | [5 empty] | Currently in Use | Diesel | 20000 | Bare Steel | 1979-07-19 |  | Galvanized Steel
THOMAS SERVICE STATION | BATES ST | RENTZ | Laurens | 870181 | 3 |  |  | FALSE |  | FALSE | Removed from Ground | Gas (Historical Use) | 2000 |  | 1986-01-01 | 2019-08-01 | Galvanized Steel
MARTINS GROCERY | RT 1 | RENTZ | Laurens | 870010 | 2 | [5 empty] | Removed from Ground | Gas (Historical Use) | 560 | Bare Steel | 1985-05-08 | 1987-05-01 | Galvanized Steel
Z MART | 1201 TELFAIR STREET | DUBLIN | Laurens | 9087016 | 1 | Flapper Valve | 1995-06-06 | FALSE | 1995-06-06 | FALSE | Currently in Use | Diesel | 8000 | Steel-Impressed Current | 1970-05-11 |  | Fiberglass Reinforced Plastic | Safe Suction (Euro)
LEPRECHAUN CAR WASH | 1507 BELLEVUE RD | DUBLIN | Laurens | 9087080 | 2 | [5 empty] | Removed from Ground | Gas (Historical Use) | 2000 | Bare Steel | 2001-07-31 | 2001-07-31 | Bare Steel
JET FOOD STORE #77 | 1953 VETERAN BLVD | DUBLIN | Laurens | 9000628 | 1 |  |  | FALSE |  | FALSE | Removed from Ground | Gas (Historical Use) | 12000 | Bare Steel | 1976-05-10 | 1994-02-06 | Galvanized Steel
FRIENDLY GUS 5 | 1015 Claxton Diary Rd | DUBLIN | Laurens | 870131 | 1 | Flapper Valve | 1998-11-01 | FALSE | 1998-11-01 | FALSE | Currently in Use | Plus | 6000 | Steel-Impressed Current | 1984-05-08 |  | Fiberglass Reinforced Plastic | Pressurized
TANNER RECYCLING INC | 1103 HWY 29 SOUTH | EAST DUBLIN | Laurens | 9087031 | FUEL1 | [5 empty] | Removed from Ground | Diesel | 18000 | Bare Steel | 1999-02-01 | 1999-02-01 | Bare Steel | Safe Suction (Euro)
E LAURENS KWIK SERVE | 911 HWY 80 E | EAST DUBLIN | Laurens | 9087042 | 1 | [5 empty] | Removed from Ground | Gas (Historical Use) | 6000 | Not Marked/Unknown | 1982-01-01 | 1999-04-21 | Not Marked
J B CLARK OIL CO | 102 JORDON ST | EAST DUBLIN | Laurens | 9087059 | 4 | Flapper Valve | 1997-10-12 | FALSE | 1997-10-12 | FALSE | Currently in Use | Premium | 8000 | Steel-Impressed Current | 1978-10-01 |  | Steel (Impressed Current) | Pressurized
J B CLARK OIL CO | 102 JORDON ST | EAST DUBLIN | Laurens | 9087059 | 5 |  | 1997-10-12 | FALSE | 1997-10-12 | FALSE | Temporarily out of use | Empty | 4000 | Steel-Impressed Current | 1978-10-01 |  | Steel (Impressed Current) | Pressurized
QUICK STOP #2 | HWY 117 | CADWELL | Laurens | 870156 | 2 | Flapper Valve | 1998-08-05 | FALSE | 1998-08-05 | FALSE | Temporarily out of use | E-10 | 4000 | Steel-Impressed Current | 1985-05-08 |  | Steel (Impressed Current) | Suction (American)
C & D FOOD MART | 402 N JEFFERSON ST | DUBLIN | Laurens | 9087025 | 1 | Flapper Valve | 1998-11-11 | FALSE | 1998-11-11 | FALSE | Temporarily out of use | Gas (Historical Use) | 8000 | Galvanic (STIP-3) | 1989-01-01 |  | Fiberglass Reinforced Plastic | Pressurized
CURRY REALTORS INSURORS | 1825 VETERANS BLVD | DUBLIN | Laurens | 9087073 | 1 | [5 empty] | Removed from Ground | Gas (Historical Use) | 10000 | Marked Unknown | 1999-06-09 | 1999-06-09 | Unknown
DUBLIN USA RC | 1002 MARTIN LUTHER KING JR DR | DUBLIN | Laurens | 9087075 | 1 |  |  | TRUE |  | TRUE | Removed from Ground | Used Oil | 250 | Bare Steel |  | 1899-12-31 | Bare Steel | Gravity Fed
PILOT TRAVEL CENTER #068 | 2185 US HWY 441 S | DUBLIN | Laurens | 9000323 | 3 | [5 empty] | Removed from Ground | Gas (Historical Use) | 10000 | Bare Steel | 1979-03-19 | 1989-05-23 | Galvanized Steel
CARL VINSON VA MEDICAL CENTER | 1826 VETERANS BLVD | DUBLIN | Laurens | 9000213 | SP-1 | [5 empty] | Removed from Ground | Diesel | 250 | Fiberglass | 1982-07-18 | 1998-11-24 | Galvanized Steel
CARL VINSON VA MEDICAL CENTER | 1826 VETERANS BLVD | DUBLIN | Laurens | 9000213 | 2 | [5 empty] | Removed from Ground | Diesel | 2000 | Cathodically Protected Steel | 1998-01-20 | 1998-01-20 | Galvanized Steel | Pressurized
SYKES PROPERTY | CORNER OF PROCTOR ST & BATES ST | RENTZ | Laurens | 9087045 | 2 | [5 empty] | Removed from Ground | Gas (Historical Use) | 2000 | Bare Steel | 1993-06-01 | 1993-06-01 | Bare Steel | Suction (American)
RED TOP GROCERY | 2799 HWY 117 | CADWELL | Laurens | 870033 | 6 | Ball Float | 1990-01-01 | FALSE | 1990-01-01 | FALSE | Currently in Use | Gas (Historical Use) | 6000 | Bare Steel | 1990-01-01 |  | Fiberglass Reinforced Plastic | Pressurized
FRIENDLY GUS #3 | US HWY 441 SOUTH & I-16 | DUBLIN | Laurens | 870129 | 2 | [5 empty] | Removed from Ground | Empty | 8000 | Bare Steel | 1968-05-12 | 1996-10-14 | Galvanized Steel | Pressurized
QUICK MART | 816 BREWTON LOVETT RD | EAST DUBLIN | Laurens | 9087049 | 2 | Flapper Valve | 1990-01-01 | FALSE | 1990-01-01 | FALSE | Temporarily out of use | Gas (Historical Use) | 1000 | Galvanic (STIP-3) | 1990-01-01 |  | Fiberglass Reinforced Plastic | Suction (American)
EDENFIELD SALES CO | 1300 HWY 29 S | EAST DUBLIN | Laurens | 10000312 | 1 |  | 1990-08-23 | FALSE | 1990-08-23 | FALSE | Currently in Use | Gas (Historical Use) | 10000 | Cathodically Protected Steel | 1990-09-01 |  | Fiberglass Reinforced Plastic | Safe Suction (Euro)
TANNER RECYCLING INC | 1103 HWY 29 SOUTH | EAST DUBLIN | Laurens | 9087031 | FUEL2 | [5 empty] | Removed from Ground | Diesel | 8000 | Bare Steel | 1999-02-01 | 1999-02-01 | Bare Steel | Safe Suction (Euro)
E LAURENS KWIK SERVE | 911 HWY 80 E | EAST DUBLIN | Laurens | 9087042 | 3 | [5 empty] | Removed from Ground | Gas (Historical Use) | 1000 | Not Marked/Unknown | 1982-01-01 | 1999-04-21 | Not Marked
J B CLARK OIL CO | 102 JORDON ST | EAST DUBLIN | Laurens | 9087059 | 6 |  | 1997-10-12 | FALSE | 1997-10-12 | FALSE | Currently in Use |  | 4000 | Steel-Impressed Current | 1978-10-01 |  | Steel (Impressed Current) | Pressurized
W H BUD BARRON AIRPORT | 675 AIRPORT RD | DUBLIN | Laurens | 870095 | 2 | [5 empty] | Removed from Ground | Gas (Historical Use) | 6000 | Bare Steel | 1966-04-28 | 1998-12-14 | Galvanized Steel
FRIENDLY GUS #4 | 400 INDUSTRIAL BLVD | DUBLIN | Laurens | 870130 | 4 | Flapper Valve | 1994-03-01 | FALSE | 1994-03-01 | FALSE | Removed from Ground | Regular | 4000 | Steel-Impressed Current | 1983-05-09 |  | Fiberglass Reinforced Plastic | Pressurized
NEIGHBORS FOOD | 1505 BELLEVUE RD | DUBLIN | Laurens | 870110 | 5 | [5 empty] | Removed from Ground | Gas (Historical Use) | 6000 | Bare Steel | 1968-05-09 | 1998-10-05 | Galvanized Steel | Pressurized
SUPER FOOD MART | 1898 MARION ST | DUBLIN | Laurens | 870091 | 1 | Flapper Valve | 1998-12-03 | FALSE | 1998-12-03 | TRUE | Currently in Use | Premium | 4000 | Steel-Impressed Current | 1980-05-01 |  | Steel (Impressed Current) | Pressurized
CEDAR GROVE CORNER MART | HWY 441 & 46, 5120 US 441 S | DUBLIN | Laurens | 870137 | 4 | Flapper Valve | 1992-08-25 | FALSE | 1992-08-25 | FALSE | Closed in Ground | Gas (Historical Use) | 6000 | Steel-Impressed Current | 1992-08-25 | 2018-09-01 | Steel (Impressed Current) | Pressurized
CEDAR GROVE CORNER MART | HWY 441 & 46, 5120 US 441 S | DUBLIN | Laurens | 870137 | 5 |  | 1992-08-25 | FALSE | 1990-08-25 | FALSE | Closed in Ground | Gas (Historical Use) | 3000 | Steel-Impressed Current | 1992-08-25 | 2018-09-01 | Steel (Impressed Current) | Pressurized
JACKSONS GAS & SERVICE CENTER | 805 N JEFFERSON ST | DUBLIN | Laurens | 870135 | 2 |  | 1998-12-10 |  | 1998-12-10 |  | Removed from Ground | Gas (Historical Use) | 12000 | Steel-Impressed Current | 1980-05-09 | 2000-07-14 | Cathodically Protected | Pressurized
CARLTON CO | 2265 VETERAN'S BLVD | DUBLIN | Laurens | 870151 | 1 | [5 empty] | Removed from Ground | Gas (Historical Use) | 2000 | Bare Steel | 1978-05-10 | 1997-03-01 | Galvanized Steel
BST/DUBLIN CO/R2507 | 609 BELLEVUE AVE | DUBLIN | Laurens | 870161 | 3 | Flapper Valve | 1998-01-09 | FALSE | 1998-01-09 | FALSE | Currently in Use | Diesel | 4000 | Fiberglass Double Walled | 1998-01-09 |  | Copper | Suction (American)
AT&T COMM RADIO TOWER (GARRETTA) | SCOTLAND RD (GARRETTA) | DUBLIN | Laurens | 870158 | 1 | [5 empty] | Removed from Ground | Kerosene | 3000 | Bare Steel | 1963-05-14 | 1992-07-01 | Not Marked
GA DOT #10258 LAURENS CO MAINT H | US HWY 441 SOUTH/LAURENS CO RD # | DUBLIN | Laurens | 870180 | 258D1 | [5 empty] | Removed from Ground | Diesel | 2000 | Cathodically Protected Steel | 1986-01-01 | 2000-06-13 | Galvanized Steel | Suction (American)
J B BUNCH OIL CO #387 | 1700 TELFAIR STREET | DUBLIN | Laurens | 870176 | 2 | [5 empty] | Removed from Ground | Gas (Historical Use) | 6000 | Bare Steel | 1982-03-25 | 1995-01-01 | Galvanized Steel
319 STOP & SHOP | 1638 HWY 319 N | EAST DUBLIN | Laurens | 9087054 | 1 |  |  | FALSE |  | FALSE | Removed from Ground | Gas (Historical Use) | 1000 | Bare Steel |  | 2018-05-30 | Bare Steel | Suction (American)
HASKINS QUICK STOP | HWY 257 WEST | DUBLIN | Laurens | 9087051 | 2 | [5 empty] | Removed from Ground | Gas (Historical Use) | 1060 | Bare Steel | 1976-05-08 | 1994-01-01 | Galvanized Steel
DIANNE'S PACKAGE STORE | 300 E JACKSON STREET | DUBLIN | Laurens | 9087047 | 1 | [5 empty] | Removed from Ground | Gas (Historical Use) | 1000 | Not Marked/Unknown | 1996-09-08 | 1996-09-08 | Not Marked
JET FOODS #25 | 1720 CLAXTON DAIRY RD | DUBLIN | Laurens | 9087015 | 3 | Ball Float | 1991-07-01 | FALSE | 1991-07-01 | FALSE | Currently in Use | Premium | 8000 | Fiberglass | 1989-07-01 |  | Fiberglass Reinforced Plastic | Pressurized
CHOO CHOO DO-IT CTR | 2000 MACON HWY | DUBLIN | Laurens | 9087013 | 1 | [5 empty] | Removed from Ground | Diesel | 500 | Bare Steel | 1979-01-01 | 1993-08-02 | Galvanized Steel | Suction (American)
DUBLIN AUTO MALL | 2046 MACON RD | DUBLIN | Laurens | 9087007 | 1 | [5 empty] | Removed from Ground | Gas (Historical Use) | 500 | Bare Steel | 1973-01-01 | 1990-10-22 | Bare Steel
NEIGHBORS EXPRESS #35 | 5120 HWY 441 S | DUBLIN | Laurens | 9087011 | 2 | Flapper Valve | 1998-09-01 | FALSE | 1998-09-01 | FALSE | Currently in Use | E-0 | 4000 | Steel-Impressed Current | 1989-01-01 |  | Galvanized Steel | Pressurized
QUICK FILL | 2177 HWY 441 S | DUBLIN | Laurens | 9087037 | 1 | [5 empty] | Removed from Ground | Gas (Historical Use) | 8000 | Bare Steel | 1980-01-01 | 1994-06-01 | Galvanized Steel | Pressurized
LOVES TRAVEL STOP #320 | 3009 HWY 257 | DUBLIN | Laurens | 10000676 | 6 | Overfill Alarm | 2011-09-05 | FALSE | 2011-09-05 | FALSE | Currently in Use | Biodiesel | 20000 | Fiberglass Double Walled |  |  | Double-Walled Fiberglass | Pressurized
MURPHY USA #7468 | USA HWY 80 & AIRPORT RD, 2419 W HWY 80 PL | DUBLIN | Laurens | 10001637 | 2B |  | 2008-10-22 | FALSE | 2008-10-22 | FALSE | Currently in Use | E-10 | 8000 | Fiberglass Double Walled | 2008-09-11 |  | Double-Walled Fiberglass | Pressurized
ABANDONED GAS STATION | 130 EAST JACKSON STREET | DUBLIN | Laurens | 10002495 | 3 |  |  | FALSE |  | FALSE | Removed from Ground | Gas (Historical Use) | 1000 | Bare Steel | 2015-09-21 | 2015-09-21 | Bare Steel
BELLEVUE AMOCO S/S | 513 BELLEVUE AVE | DUBLIN | Laurens | 870054 | 2 | [5 empty] | Removed from Ground | Gas (Historical Use) | 3000 | Bare Steel | 1967-05-11 | 1899-12-31 | Galvanized Steel
LEPRECHAUN CARWASH | 1513 RICE AVE | DUBLIN | Laurens | 870035 | 1 | [5 empty] | Removed from Ground | Gas (Historical Use) | 4000 | Bare Steel | 1984-05-06 | 2000-05-08 | Galvanized Steel
QUICK STOP #2 | HWY 117 | CADWELL | Laurens | 870156 | 3 | Flapper Valve | 1998-08-05 | FALSE | 1998-08-05 | FALSE | Temporarily out of use | Diesel | 2000 | Steel-Impressed Current | 1985-05-08 |  | Steel (Impressed Current) | Suction (American)
DUBLIN OPS | 405 SOPERTON AVE | EAST DUBLIN | Laurens | 870093 | 3 | [5 empty] | Removed from Ground | Gas (Historical Use) | 6000 | Bare Steel | 1981-05-01 | 1994-04-06 | Bare Steel | Safe Suction (Euro)
EAST LAURENS HIGH SCHOOL | RT 6 | EAST DUBLIN | Laurens | 870170 | 1 | [5 empty] | Currently in Use | Propane | 500 | Bare Steel | 1961-05-07 |  | Bare Steel
DUDLEY MARKET LLC | 3437 HWY 80 W | DUDLEY | Laurens | 9087005 | 3 | Ball Float | 1988-12-01 | FALSE | 1988-12-01 | FALSE | Removed from Ground | Diesel | 6000 | Galvanic (STIP-3) | 1989-01-01 | 2019-10-02 | Steel/Sacrificial Anodes | Pressurized
CAMSCO PRODUCE COMPANY INC | SR 338 & CR 483 | DUDLEY | Laurens | 9000730 | 5 | [5 empty] | Removed from Ground | Gas (Historical Use) | 1000 | Bare Steel | 1983-04-22 | 1990-07-27 | Bare Steel
DEXTER FOOD MART | 258 E. Main St | DEXTER | Laurens | 870089 | 2 | Flapper Valve | 1996-02-14 | FALSE | 1996-02-14 | FALSE | Currently in Use | Plus | 4000 | Fiberglass | 1986-04-22 |  | Steel (Impressed Current) | Pressurized
COLONIAL OIL COMPANY/FORMER | 613 TELFAIR ST | DUBLIN | Laurens | 9087027 | 2 | [5 empty] | Removed from Ground | Other | 0 | Marked Unknown | 1997-04-17 | 1997-04-17 | Unknown
BROOKWOOD STOP N SHOP | 1800 CLAXTON DAIRY RD | DUBLIN | Laurens | 9087024 | A | [5 empty] | Removed from Ground | Gas (Historical Use) | 560 | Bare Steel | 1976-05-08 | 1899-12-31 | Galvanized Steel
BROOKWOOD STOP N SHOP | 1800 CLAXTON DAIRY RD | DUBLIN | Laurens | 9087024 | 3 |  | 1990-01-01 | FALSE | 1990-01-01 | FALSE | Removed from Ground | Diesel | 6000 |  | 1990-01-01 | 2018-06-19 | Fiberglass Reinforced Plastic | Pressurized
FRIENDLY GUS #18 | 650 Pinehill Rd. | DUBLIN | Laurens | 9087066 | 3 | Flapper Valve | 2017-12-01 | FALSE | 2017-12-01 | FALSE | Currently in Use | E-10 | 4000 | Composite Double Walled | 2017-12-01 |  | Double-Walled Flex | Pressurized
FREDS SERVICE STATION | P O BOX 392 | RENTZ | Laurens | 9087063 | 0 | [5 empty] | Currently in Use | Gas (Historical Use) | 0 | Not Marked/Unknown |  |  | Not Marked
RED TOP GROCERY | 2799 HWY 117 | CADWELL | Laurens | 870033 | 3 | [5 empty] | Removed from Ground | Gas (Historical Use) | 4000 | Bare Steel | 1966-05-11 | 1899-12-31 | Galvanized Steel
FORMER W F COOK MERCANTILE | 4328 HWY 80 W | MONTROSE | Laurens | 10000343 | 3 |  |  | FALSE |  | FALSE | Removed from Ground | Gas (Historical Use) | 500 | Unknown | 1996-01-01 | 1996-01-01 | Galvanized Steel | Safe Suction (Euro)
DOWNTOWN GULF SERVICE | BELLEVUE AVE | DUBLIN | Laurens | 870125 | 1 | [5 empty] | Removed from Ground | Gas (Historical Use) | 2000 | Bare Steel | 1966-05-13 | 1899-12-31 | Galvanized Steel
TANNER RECYCLING INC | 1103 HWY 29 SOUTH | EAST DUBLIN | Laurens | 9087031 | OIL3 |  | 1999-03-22 | FALSE | 1999-03-22 | FALSE | Temporarily out of use | Empty | 2000 | Steel-Impressed Current | 1999-03-22 |  | Steel (Impressed Current) | Gravity
J B CLARK OIL CO | 102 JORDON ST | EAST DUBLIN | Laurens | 9087059 | 3 | Flapper Valve | 1997-10-12 | FALSE | 1997-10-12 | FALSE | Currently in Use | Diesel Off Road | 8000 | Steel-Impressed Current | 1978-10-01 |  | Steel (Impressed Current) | Pressurized
QUIKTRIP #7075 | 2141 US-441 S | DUBLIN | Laurens | 10003448 | 3 | Flapper Valve | 2024-06-14 | FALSE | 2023-11-30 | FALSE | Currently in Use | Regular | 20000 | Fiberglass | 2023-10-05 |  | Flex | Pressurized
QUIKTRIP #7075 | 2141 US-441 S | DUBLIN | Laurens | 10003448 | 1 | Flapper Valve | 2024-06-14 | FALSE | 2023-11-30 | FALSE | Currently in Use | Regular | 20000 | Fiberglass | 2023-10-05 |  | Flex | Pressurized
QUIKTRIP #7075 | 2141 US-441 S | DUBLIN | Laurens | 10003448 | 6 | Flapper Valve | 2024-06-14 | FALSE | 2023-11-30 | FALSE | Currently in Use | Diesel | 18000 | Fiberglass | 2023-10-23 |  | Flex | Pressurized
QUIKTRIP #7075 | 2141 US-441 S | DUBLIN | Laurens | 10003448 | 2 | Flapper Valve | 2024-06-14 | FALSE | 2023-11-30 | FALSE | Currently in Use | Regular | 20000 | Fiberglass | 2023-10-05 |  | Flex | Pressurized
QUIKTRIP #7075 | 2141 US-441 S | DUBLIN | Laurens | 10003448 | 8 | Flapper Valve | 2024-06-14 | FALSE | 2023-11-30 | FALSE | Currently in Use | Diesel | 31000 | Fiberglass | 2023-10-23 |  | Flex | Pressurized
NOURIA 1308, ENMARKET 205 | 2307 US-80 | Dublin | Laurens | 10003438 | 1 | Flapper Valve |  | FALSE |  | FALSE | Currently in Use | Regular | 20000 | Fiberglass Double Walled | 2023-12-18 |  |  | Pressurized
QUIKTRIP #7075 | 2141 US-441 S | DUBLIN | Laurens | 10003448 | 5 | Flapper Valve | 2024-06-14 | FALSE | 2023-11-30 | FALSE | Currently in Use | Premium | 20000 | Fiberglass | 2023-10-05 |  | Flex | Pressurized
QUIKTRIP #7075 | 2141 US-441 S | DUBLIN | Laurens | 10003448 | 7 | Flapper Valve | 2024-06-14 | FALSE | 2023-11-30 | FALSE | Currently in Use | Diesel | 31000 | Fiberglass | 2023-10-23 |  | Flex | Pressurized
QUIKTRIP #7075 | 2141 US-441 S | DUBLIN | Laurens | 10003448 | 4 | Flapper Valve | 2024-06-14 | FALSE | 2023-11-30 | FALSE | Currently in Use | E-0 | 20000 | Fiberglass | 2023-10-05 |  | Flex | Pressurized
FRIENDLY GUS #19 | 415 SOPERTON AVE | DUBLIN | Laurens | 9087056 | 4B | Ball Float | 2005-01-01 | FALSE | 2005-01-01 | FALSE | Currently in Use | Regular | 5000 | Composite | 2005-01-01 |  | Double-Walled Fiberglass | Pressurized
TANNERS FULL SERVICE | 746 CENTRAL DR | DUBLIN | Laurens | 9087050 | 1 | [5 empty] | Removed from Ground | Gas (Historical Use) | 3000 | Bare Steel | 1999-01-15 | 1999-01-15 | Bare Steel | Suction (American)
FRIENDLY GUS #19 | 415 SOPERTON AVE | DUBLIN | Laurens | 9087056 | 4A | Ball Float | 2005-01-01 | FALSE | 2005-01-01 | FALSE | Currently in Use | Premium | 15000 | Composite | 2005-01-01 |  | Double-Walled Fiberglass | Pressurized
HWY 29 QUICK STOP | 1564 HWY 29 S | DUBLIN | Laurens | 9087057 | 2 | Flapper Valve | 1991-01-01 | FALSE | 1991-01-01 | FALSE | Currently in Use | Premium | 6000 | Galvanic (STIP-3) | 1991-01-01 |  | Fiberglass Reinforced Plastic | Safe Suction (Euro)
FRIENDLY GUS #19 | 415 SOPERTON AVE | DUBLIN | Laurens | 9087056 | 1 |  | 1998-12-04 |  | 1998-12-04 |  | Removed from Ground | Gas (Historical Use) | 3000 | Cathodically Protected Steel | 1998-12-04 | 2005-05-26 | Cathodically Protected | Safe Suction (Euro)
BUCKEYE GENERAL STORE LLC | 806 BEN HALL LAKE RD | East DUBLIN | Laurens | 9087058 | 4B | Flapper Valve | 1999-09-10 | FALSE | 1999-09-10 | FALSE | Currently in Use | E-10 | 6000 | Composite | 1999-09-10 |  | Fiberglass Reinforced Plastic | Pressurized
EXPRESS 29 | 602 SOPERTON AVE | E DUBLIN | Laurens | 10002297 | 3 |  | 2013-06-01 | FALSE | 2013-06-01 | FALSE | Currently in Use | Diesel | 5000 | Composite Double Walled | 2013-06-01 |  | Double-Walled Fiberglass
DOUG'S CONVENIENCE STORE | HWY 80 WEST | DUBLIN | Laurens | 9087052 | 1 | [5 empty] | Removed from Ground | Gas (Historical Use) | 2000 | Bare Steel | 1998-12-21 | 1998-12-21 | Bare Steel | Suction (American)
TANNERS FULL SERVICE | 746 CENTRAL DR | DUBLIN | Laurens | 9087050 | 2 | [5 empty] | Removed from Ground | Gas (Historical Use) | 2000 | Bare Steel | 1999-01-15 | 1999-01-15 | Bare Steel | Suction (American)
REECE'S BAIT & TACKLE | 334 CENTRAL DRIVE | DUBLIN | Laurens | 9087055 | 2 | [5 empty] | Removed from Ground | Gas (Historical Use) | 560 | Bare Steel | 1982-05-07 | 2000-04-11 | Galvanized Steel
ROCHE MFG CO INC | 717 EAST JACKSON ST | DUBLIN | Laurens | 9087019 | 1 | Flapper Valve | 1994-01-01 | FALSE | 1994-01-01 | FALSE | Currently in Use | Diesel | 10000 | Galvanic (STIP-3) | 1994-01-01 |  | Fiberglass Reinforced Plastic | Safe Suction (Euro)
FORMER H W WILDER JR PROPERTY | 2390 HIGHWAY 441 NORTH | DUBLIN | Laurens | 10000104 | 2 |  |  | FALSE |  | FALSE | Removed from Ground | Not Marked/Tank Removed | 0 | Unknown | 2002-07-31 | 2002-08-19
EXPRESS 29 | 602 SOPERTON AVE | E DUBLIN | Laurens | 10002297 | 2 |  | 2013-06-01 | FALSE | 2013-06-01 | FALSE | Currently in Use | Gas (Historical Use) | 10000 | Composite Double Walled | 2013-06-01 |  | Double-Walled Fiberglass
DOUG'S CONVENIENCE STORE | HWY 80 WEST | DUBLIN | Laurens | 9087052 | 2 | [5 empty] | Removed from Ground | Gas (Historical Use) | 2000 | Bare Steel | 1998-12-21 | 1998-12-21 | Bare Steel | Suction (American)
TANNERS FULL SERVICE | 746 CENTRAL DR | DUBLIN | Laurens | 9087050 | 4 |  |  | TRUE |  | TRUE | Removed from Ground | Used Oil | 0 | Not Marked/Unknown | 1999-01-15 | 1999-01-15 | Not Marked
REECE'S BAIT & TACKLE | 334 CENTRAL DRIVE | DUBLIN | Laurens | 9087055 | 1 | [5 empty] | Removed from Ground | Gas (Historical Use) | 560 | Bare Steel | 1982-05-07 | 2000-04-11 | Galvanized Steel
ROCHE MFG CO INC | 717 EAST JACKSON ST | DUBLIN | Laurens | 9087019 | 2 | Flapper Valve | 1999-05-05 | FALSE | 1999-05-05 | FALSE | Currently in Use | Regular | 4000 | Galvanic (STIP-3) | 1999-05-05 |  | Fiberglass Reinforced Plastic | Safe Suction (Euro)
TANNERS FULL SERVICE | 746 CENTRAL DR | DUBLIN | Laurens | 9087050 | 3 | [5 empty] | Removed from Ground | Gas (Historical Use) | 2000 | Bare Steel | 1999-01-15 | 1999-01-15 | Bare Steel | Suction (American)
FRIENDLY GUS #19 | 415 SOPERTON AVE | DUBLIN | Laurens | 9087056 | 2 |  | 1998-12-04 |  | 1998-12-04 |  | Removed from Ground | Gas (Historical Use) | 3000 | Cathodically Protected Steel | 1998-12-04 | 2005-05-26 | Cathodically Protected | Safe Suction (Euro)
EXPRESS 29 | 602 SOPERTON AVE | E DUBLIN | Laurens | 10002297 | 1 |  | 2013-06-01 | FALSE | 2013-06-01 | FALSE | Currently in Use | Gas (Historical Use) | 5000 | Composite Double Walled | 2013-06-01 |  | Double-Walled Fiberglass
BUCKEYE GENERAL STORE LLC | 806 BEN HALL LAKE RD | East DUBLIN | Laurens | 9087058 | 3 | [5 empty] | Removed from Ground | Gas (Historical Use) | 1000 | Bare Steel | 1999-02-05 | 1999-02-05 | Bare Steel | Suction (American)
Minter General Store LLC | 2201 S HWY 29 | DUBLIN | Laurens | 9087006 | 1 |  | 1994-05-01 | FALSE | 1994-05-01 | FALSE | Currently in Use | Gas (Historical Use) | 6000 | Bare Steel | 1994-05-01 |  | Fiberglass Reinforced Plastic | Safe Suction (Euro)
FRIENDLY GUS #19 | 415 SOPERTON AVE | DUBLIN | Laurens | 9087056 | 3 |  | 1998-12-04 |  | 1998-12-04 |  | Removed from Ground | Gas (Historical Use) | 6000 | Cathodically Protected Steel | 1998-12-04 | 2005-05-26 | Cathodically Protected | Safe Suction (Euro)
Circle K 2745092 | 2100 VETERANS BLVD | DUBLIN | Laurens | 9087078 | 3B | Flapper Valve | 2022-11-10 | FALSE | 2022-11-10 | FALSE | Currently in Use | Regular | 4000 | Galvanic (STIP-3) | 2022-11-10 |  |  | Pressurized
BUCKEYE GENERAL STORE LLC | 806 BEN HALL LAKE RD | East DUBLIN | Laurens | 9087058 | 4A | Flapper Valve | 1999-09-10 | FALSE | 1999-09-10 | FALSE | Temporarily out of use | E-0 | 6000 | Composite | 1999-09-10 |  | Fiberglass Reinforced Plastic | Pressurized
Circle K 2745092 | 2100 VETERANS BLVD | DUBLIN | Laurens | 9087078 | 1 | Flapper Valve | 1999-12-01 | FALSE | 1999-12-01 | FALSE | Currently in Use | Regular | 12000 | Composite Double Walled | 1999-12-01 |  | Double-Walled Flex | Pressurized
BUCKEYE GENERAL STORE LLC | 806 BEN HALL LAKE RD | East DUBLIN | Laurens | 9087058 | 1 | [5 empty] | Removed from Ground | Gas (Historical Use) | 1000 | Bare Steel | 1999-02-05 | 1999-02-05 | Bare Steel | Suction (American)
BUCKEYE GENERAL STORE LLC | 806 BEN HALL LAKE RD | East DUBLIN | Laurens | 9087058 | 2 | [5 empty] | Removed from Ground | Gas (Historical Use) | 1000 | Bare Steel | 1999-02-05 | 1999-02-05 | Bare Steel | Suction (American)
Circle K 2745092 | 2100 VETERANS BLVD | DUBLIN | Laurens | 9087078 | 2 | Flapper Valve | 1999-12-01 | FALSE | 1999-12-01 | FALSE | Currently in Use | Premium | 12000 | Composite Double Walled | 1999-12-01 |  | Double-Walled Flex | Pressurized
FORMER H W WILDER JR PROPERTY | 2390 HIGHWAY 441 NORTH | DUBLIN | Laurens | 10000104 | 1 |  |  | FALSE |  | FALSE | Removed from Ground | Not Marked/Tank Removed | 0 | Unknown | 2002-07-31 | 2002-08-19
EXPRESS 29 | 602 SOPERTON AVE | E DUBLIN | Laurens | 10002297 | 4 |  | 2013-06-01 | FALSE | 2013-06-01 | FALSE | Currently in Use | Diesel | 10000 | Composite Double Walled | 2013-06-01 |  | Double-Walled Fiberglass
Circle K 2745092 | 2100 VETERANS BLVD | DUBLIN | Laurens | 9087078 | 3A | Flapper Valve | 2022-11-10 | FALSE | 2022-11-10 | FALSE | Currently in Use | Diesel | 8000 | Galvanic (STIP-3) | 2022-11-10 |  |  | Pressurized
DOUG'S CONVENIENCE STORE | HWY 80 WEST | DUBLIN | Laurens | 9087052 | 3 | [5 empty] | Removed from Ground | Gas (Historical Use) | 2000 | Bare Steel | 1998-12-21 | 1998-12-21 | Bare Steel | Suction (American)
Friendly Gus #24 | 1560 Hwy 19 S | Dublin | Laurens | 10003023 | 1B | Flapper Valve | 2019-08-01 | FALSE | 2019-08-01 | FALSE | Currently in Use | Premium | 5000 | Composite Double Walled | 2019-07-17 |  | Double-Walled Flex | Pressurized
Friendly Gus #24 | 1560 Hwy 19 S | Dublin | Laurens | 10003023 | 1C | Flapper Valve | 2019-08-01 | FALSE | 2019-08-01 | FALSE | Currently in Use | E-0 | 5000 | Composite Double Walled | 2019-07-17 |  | Double-Walled Flex | Pressurized
Friendly Gus #24 | 1560 Hwy 19 S | Dublin | Laurens | 10003023 | 2 | Flapper Valve | 2019-08-01 | FALSE | 2019-08-01 | FALSE | Currently in Use | Diesel On Road | 30000 | Composite Double Walled | 2019-07-17 |  | Double-Walled Flex | Pressurized
Friendly Gus #24 | 1560 Hwy 19 S | Dublin | Laurens | 10003023 | 1A | Flapper Valve | 2019-08-01 | FALSE | 2019-08-01 | FALSE | Currently in Use | Regular | 15000 | Composite Double Walled | 2019-07-17 |  | Double-Walled Flex | Pressurized
RACETRAC #2594 | 2271 S. HWY 441 | DUBLIN | Laurens | 10003196 | 2A | Overfill Alarm | 2021-07-24 | FALSE | 2021-07-24 | FALSE | Currently in Use | Diesel | 15000 | Fiberglass Double Walled | 2021-07-08 |  | Double-Walled Fiberglass | Pressurized
RACETRAC #2594 | 2271 S. HWY 441 | DUBLIN | Laurens | 10003196 | 3B | Overfill Alarm | 2021-07-24 | FALSE | 2021-07-24 | FALSE | Currently in Use | Biodiesel | 12000 | Fiberglass Double Walled | 2021-07-08 |  | Double-Walled Fiberglass | Pressurized
RACETRAC #2594 | 2271 S. HWY 441 | DUBLIN | Laurens | 10003196 | 4 | Overfill Alarm | 2021-07-24 | FALSE | 2021-07-24 | FALSE | Currently in Use | Diesel | 30000 | Fiberglass Double Walled | 2021-07-08 |  | Double-Walled Fiberglass | Pressurized
RACETRAC #2594 | 2271 S. HWY 441 | DUBLIN | Laurens | 10003196 | 3A | Overfill Alarm | 2021-07-24 | FALSE | 2021-07-24 | FALSE | Currently in Use | Diesel | 8000 | Fiberglass Double Walled | 2021-07-08 |  | Double-Walled Fiberglass | Pressurized
RACETRAC #2594 | 2271 S. HWY 441 | DUBLIN | Laurens | 10003196 | 1B | Overfill Alarm | 2021-07-24 | FALSE | 2021-07-24 | FALSE | Currently in Use | E-0 | 10000 | Fiberglass Double Walled | 2021-07-08 |  | Double-Walled Fiberglass | Pressurized
RACETRAC #2594 | 2271 S. HWY 441 | DUBLIN | Laurens | 10003196 | 1A | Overfill Alarm | 2021-07-24 | FALSE | 2021-07-24 | FALSE | Currently in Use | Regular | 20000 | Fiberglass Double Walled | 2021-07-08 |  | Double-Walled Fiberglass | Pressurized
RACETRAC #2594 | 2271 S. HWY 441 | DUBLIN | Laurens | 10003196 | 3C | Overfill Alarm | 2021-07-24 | FALSE | 2021-07-24 | FALSE | Currently in Use | Diesel | 10000 | Fiberglass Double Walled | 2021-07-08 |  | Double-Walled Fiberglass | Pressurized
HWY 29 QUICK STOP | 1564 HWY 29 S | DUBLIN | Laurens | 9087057 | 1 | Flapper Valve | 1991-01-01 | FALSE | 1991-01-01 | FALSE | Currently in Use | Regular | 4000 | Galvanic (STIP-3) | 1991-01-01 |  | Fiberglass Reinforced Plastic | Safe Suction (Euro)
RACETRAC #2594 | 2271 S. HWY 441 | DUBLIN | Laurens | 10003196 | 2B | Overfill Alarm | 2021-07-24 | FALSE | 2021-07-24 | FALSE | Currently in Use | Premium | 15000 | Fiberglass Double Walled | 2021-07-08 |  | Double-Walled Fiberglass | Pressurized
MURPHY USA #6633 | 2829 LEDO RD | ALBANY | Lee | 9088058 | 3B | Flapper Valve | 2000-11-16 | FALSE | 2000-11-14 | FALSE | Currently in Use | Diesel | 6000 | Fiberglass Double Walled | 2000-11-01 |  | Double-Walled Flex | Pressurized
OXFORD CONSTRUCTION CO | 3200 PALMYRA RD | ALBANY | Lee | 9047162 | 2 | [5 empty] | Removed from Ground | Diesel | 10000 | Cathodically Protected Steel | 1998-12-01 | 1998-12-01 | Galvanized Steel | Safe Suction (Euro)
SAFE AIRE HEATING & COOLING | 3199 PALMYRA RD | ALBANY | Lee | 9085009 | 1B | Flapper Valve | 1992-08-20 | FALSE | 1993-08-20 | FALSE | Currently in Use | E-10 | 10000 | Epoxy | 1993-08-20 |  | Fiberglass Reinforced Plastic | Pressurized
WINGATE TRUCKING CO INC | 3001 PALMYRA RD | ALBANY | Lee | 9088025 | 2 | [5 empty] | Removed from Ground | Diesel | 10000 | Bare Steel | 1973-01-01 | 1995-10-01 | Galvanized Steel
WINGATE TRUCKING CO INC | 3001 PALMYRA RD | ALBANY | Lee | 9088025 | 5 |  |  | TRUE |  | TRUE | Removed from Ground | Used Oil | 1000 | Bare Steel | 1973-01-01 | 1995-10-01 | Galvanized Steel
MURPHY USA #6633 | 2829 LEDO RD | ALBANY | Lee | 9088058 | 2 | Flapper Valve | 2000-11-16 | FALSE | 2000-11-14 | FALSE | Currently in Use | E-10 | 12000 | Fiberglass Double Walled | 2000-11-01 |  | Double-Walled Flex | Pressurized
OXFORD CONSTRUCTION CO | 3200 PALMYRA RD | ALBANY | Lee | 9047162 | 5 | Overfill Alarm | 1998-12-01 | FALSE | 1998-12-01 | FALSE | Currently in Use | Diesel | 20000 | Composite | 1998-12-01 |  | Double-Walled Flex | Pressurized
MURPHY USA #6633 | 2829 LEDO RD | ALBANY | Lee | 9088058 | 1 | Flapper Valve | 2000-11-16 | FALSE | 2000-11-14 | FALSE | Currently in Use | E-10 | 12000 | Fiberglass Double Walled | 2000-11-01 |  | Double-Walled Flex | Pressurized
WINGATE TRUCKING CO INC | 3001 PALMYRA RD | ALBANY | Lee | 9088025 | 1 | [5 empty] | Removed from Ground | Diesel | 10000 | Bare Steel | 1973-01-01 | 1995-10-01 | Galvanized Steel
WINGATE TRUCKING CO INC | 3001 PALMYRA RD | ALBANY | Lee | 9088025 | 4 |  |  | TRUE |  | TRUE | Removed from Ground | Used Oil | 1000 | Bare Steel | 1973-01-01 | 1995-10-01 | Galvanized Steel
PZD-VOR/ABY-VOR | HOLLY PLANTATION RD | ALBANY | Lee | 42386 | 1 | [5 empty] | Removed from Ground | Gas (Historical Use) | 515 | Bare Steel | 1980-04-24 | 1992-10-14 | Copper | Safe Suction (Euro)
WINGATE TRUCKING CO INC | 3001 PALMYRA RD | ALBANY | Lee | 9088025 | 3 | [5 empty] | Removed from Ground | Other | 6000 | Bare Steel | 1973-01-01 | 1995-10-01 | Galvanized Steel
OXFORD CONSTRUCTION CO | 3200 PALMYRA RD | ALBANY | Lee | 9047162 | 1 | [5 empty] | Removed from Ground | Gas (Historical Use) | 6500 | Cathodically Protected Steel | 1998-12-01 | 1998-12-01 | Galvanized Steel | Safe Suction (Euro)
LEDO COMPLEX | 3007 N SLAPPEY BLVD | ALBANY | Lee | 9088055 | 1 | [5 empty] | Removed from Ground | Diesel | 3000 | Bare Steel | 2000-04-10 | 2000-04-10 | Galvanized Steel | Suction (American)
OXFORD CONSTRUCTION CO | 3200 PALMYRA RD | ALBANY | Lee | 9047162 | 4 | Overfill Alarm | 1998-12-01 | FALSE | 1998-12-01 | FALSE | Currently in Use | E-10 | 10000 | Composite | 1998-12-01 |  | Double-Walled Flex | Pressurized
OXFORD CONSTRUCTION CO | 3200 PALMYRA RD | ALBANY | Lee | 9047162 | 3 | [5 empty] | Removed from Ground | Diesel | 10000 | Cathodically Protected Steel | 1998-12-01 | 1998-12-01 | Galvanized Steel | Safe Suction (Euro)
SAFE AIRE HEATING & COOLING | 3199 PALMYRA RD | ALBANY | Lee | 9085009 | 1A | Flapper Valve | 1993-08-20 | FALSE | 1993-08-20 | FALSE | Currently in Use | Diesel | 2000 | Epoxy | 1993-08-20 |  | Fiberglass Reinforced Plastic | Safe Suction (Euro)
MURPHY USA #6633 | 2829 LEDO RD | ALBANY | Lee | 9088058 | 3A | Flapper Valve | 2000-11-16 | FALSE | 2000-11-14 | FALSE | Currently in Use | Premium | 6000 | Fiberglass Double Walled | 2000-11-01 |  | Double-Walled Flex | Pressurized
MORELAND STORE/POSSUM CORNER STO | 1687 HWY 32 EAST | LEESBURG | Lee | 9088059 | 3 | [5 empty] | Removed from Ground | Gas (Historical Use) | 500 | Not Marked/Unknown | 1997-09-01 | 1997-09-01 | Not Marked
LEE CO ELEM SCHOOL | 110 STARKSVILLE AVE | LEESBURG | Lee | 880022 | 4 | [5 empty] | Removed from Ground | Diesel | 2000 | Bare Steel | 1994-07-01 | 1994-07-01 | Copper
SONA FOOD INC | 1405 US 82 | LEESBURG | Lee | 9088052 | 1B | Overfill Alarm | 2021-11-01 | FALSE | 1997-01-01 | FALSE | Currently in Use | Diesel | 4000 | Composite | 1997-01-01 |  | Double-Walled Flex | Pressurized
SONA FOOD INC | 1405 US 82 | LEESBURG | Lee | 9088052 | 2 | Overfill Alarm | 2021-11-01 | FALSE | 1997-01-01 | FALSE | Currently in Use | E-10 | 10000 | Composite | 1997-01-01 |  | Double-Walled Flex | Pressurized
CENTURY PECAN GROVE | 775 A US 19 | LEESBURG | Lee | 9088011 | 6 | [5 empty] | Removed from Ground | Gas (Historical Use) | 18000 | Marked Unknown | 1993-02-02 | 1993-02-02 | Unknown
CENTURY PECAN GROVE | 775 A US 19 | LEESBURG | Lee | 9088011 | 9 |  |  | FALSE |  | FALSE | Removed from Ground | Diesel | 1000 | Bare Steel | 1970-01-01 | 2013-01-24 | Bare Steel
CENTURY PECAN GROVE | 775 A US 19 | LEESBURG | Lee | 9088011 | 8 |  |  | FALSE |  | FALSE | Removed from Ground | Diesel | 1000 | Bare Steel | 1970-01-01 | 2013-01-24 | Bare Steel
HWY 19 CITGO | 863 HWY 19 SOUTH | LEESBURG | Lee | 9085008 | 1 | Flapper Valve | 1989-06-01 | FALSE | 1989-06-01 | FALSE | Currently in Use | E-10 | 8000 | Galvanic (STIP-3) | 1989-06-01 |  | Fiberglass Reinforced Plastic | Pressurized
UNA M PATE | 227 WALNUT ST | LEESBURG | Lee | 9088057 | 1 | [5 empty] | Removed from Ground | Gas (Historical Use) | 3000 | Bare Steel | 2000-10-13 | 2000-10-13 | Bare Steel
PETROSOUTH | 611 FUSSELL RD | LEESBURG | Lee | 9088045 | 1 | Overfill Alarm | 1996-08-07 | FALSE | 1996-08-07 | FALSE | Removed from Ground | Diesel | 12000 | Composite | 1996-08-07 |  | Double-Walled Fiberglass | Safe Suction (Euro)
CENTURY PECAN GROVE | 775 A US 19 | LEESBURG | Lee | 9088011 | 7 | [5 empty] | Removed from Ground | Diesel | 22000 | Marked Unknown | 1993-02-02 | 1993-02-02 | Unknown
CENTURY PECAN GROVE | 775 A US 19 | LEESBURG | Lee | 9088011 | 1 | [5 empty] | Removed from Ground | Diesel | 3000 | Marked Unknown | 1993-02-02 | 1993-02-02 | Unknown
LEE COUNTY PUBLIC WORKS- UST Site | 759 HWY 32 E | LEESBURG | Lee | 9088060 | 2 | Overfill Alarm | 1998-09-09 | FALSE | 1998-09-09 | FALSE | Currently in Use | Diesel | 10000 | Composite | 1998-09-09 |  |  | Pressurized
LEE COUNTY FORESTRY UNIT | GA HWY 32/1 MI EAST OF LEESBURG | LEESBURG | Lee | 9088010 | 2 | [5 empty] | Removed from Ground | Diesel | 560 | Bare Steel | 1975-01-01 | 1993-04-21 | Galvanized Steel | Safe Suction (Euro)
LEE COUNTY FORESTRY UNIT | GA HWY 32/1 MI EAST OF LEESBURG | LEESBURG | Lee | 9088010 | 246872 |  | 1993-03-22 |  | 1993-03-22 |  | Removed from Ground | Diesel | 1000 | Galvanic (STIP-3) | 1993-03-22 | 2008-04-11 | Cathodically Protected | Safe Suction (Euro)
EZ FOOD MART | 250 WALNUT ST | LEESBURG | Lee | 9088013 | 1 | Flapper Valve | 1985-05-01 | FALSE | 1985-05-01 | FALSE | Currently in Use | E-0 | 8000 | Steel-Impressed Current | 1985-05-01 |  | Fiberglass Reinforced Plastic | Pressurized
AT&T PINEY GROVE RADIO RELAY STA | NEAR GA HWY 195 | LEESBURG | Lee | 9088022 | 1 | [5 empty] | Removed from Ground | Diesel | 1500 | Bare Steel | 1991-09-01 | 1991-09-01 | Galvanized Steel
GLORIJACK FARMS | 208 OLD JORDON RD | LEESBURG | Lee | 9088004 | 3 | [5 empty] | Removed from Ground | Diesel | 10000 | Bare Steel | 1980-01-01 | 1997-06-01 | Galvanized Steel
CREEKSIDE BP | 1420 US Hwy 19 S | LEESBURG | Lee | 9088008 | 5A | Overfill Alarm | 2018-08-14 | FALSE | 2018-07-06 | FALSE | Currently in Use | Premium | 5000 | Tank Jacket Double Walled | 2018-07-03 |  | Double-Walled Fiberglass | Pressurized
EASY TRIP | 1487 PHILEMA RD | LEESBURG | Lee | 10002477 | 4 | Overfill Alarm | 2014-01-30 | FALSE | 2014-01-30 | FALSE | Currently in Use | E-10 | 15000 | Composite Double Walled | 2014-01-30 |  | Double-Walled Fiberglass | Pressurized
CREEKSIDE BP | 1420 US Hwy 19 S | LEESBURG | Lee | 9088008 | 196990 |  | 1992-02-04 | FALSE | 1992-02-04 | FALSE | Removed from Ground | Gas (Historical Use) | 8000 | Galvanic (STIP-3) | 1992-02-04 | 2018-06-27 |  | Pressurized
GRAY COMMUNICATIONS/S&S TRACTOR | US HWY 19 & GLENDALE ST | LEESBURG | Lee | 9088001 | 1 | [5 empty] | Removed from Ground | Diesel | 0 | Marked Unknown | 1985-01-01 | 1985-01-01 | Unknown
MAGNOLIA PLANTATION (HOLLY) | WINFRED RD 2 1/2 ML SW OF HWY 82 | LEESBURG | Lee | 9088014 | RU-1 | [5 empty] | Currently in Use | Gas (Historical Use) | 3000 | Bare Steel | 1979-01-01 |  | Galvanized Steel | Safe Suction (Euro)
SALTLICK ALBANY LLC | 1211 HWY 82 | LEESBURG | Lee | 10002360 | 1A | Overfill Alarm | 2013-10-01 | FALSE | 2013-10-01 | FALSE | Currently in Use | E-10 | 15000 | Composite Double Walled | 2013-10-01 |  | Double-Walled Flex | Pressurized
ALDRIDGE JORDAN INC | 3000 PALMYRA RD | ALBANY | Lee | 880003 | 1 | [5 empty] | Removed from Ground | Diesel | 2000 | Bare Steel | 1974-01-01 | 1987-07-01 | Galvanized Steel
Circle K 2745160 | 1584 E US 19 S | LEESBURG | Lee | 9088035 | 2 | Flapper Valve | 1993-07-01 | FALSE | 1993-07-01 | FALSE | Currently in Use | Premium | 10000 | Epoxy | 1993-07-01 |  | Double-Walled Flex | Pressurized
EXPRESS MART PHILEMA | 1505 PHILEMA RD | LEESBURG | Lee | 9088005 | 3 | Flapper Valve | 1986-12-01 | FALSE | 1986-12-01 | FALSE | Currently in Use | Diesel | 6000 | Galvanic (STIP-3) | 1986-12-01 |  | Fiberglass Reinforced Plastic | Pressurized
CREEKSIDE BP | 1420 US Hwy 19 S | LEESBURG | Lee | 9088008 | 5B | Overfill Alarm | 2018-08-14 | FALSE | 2018-07-06 | FALSE | Currently in Use | Diesel | 5000 | Tank Jacket Double Walled | 2018-07-03 |  | Double-Walled Fiberglass | Pressurized
Circle K 2745161 | 274 US HWY 19 SOUTH | LEESBURG | Lee | 10001223 | 3 | Flapper Valve | 2006-08-15 | FALSE | 2006-08-15 | FALSE | Currently in Use | Diesel | 8000 | Composite Double Walled | 2006-08-15 |  | Double-Walled Fiberglass | Pressurized
CREEKSIDE BP | 1420 US Hwy 19 S | LEESBURG | Lee | 9088008 | T2 | [5 empty] | Removed from Ground | Gas (Historical Use) | 6000 | Bare Steel | 1978-10-01 | 1992-02-04 | Galvanized Steel | Suction (American)
LOTUS MAGIC LLC | 1250 -A US 82 WEST | LEESBURG | Lee | 9088007 | 2 | [5 empty] | Removed from Ground | Gas (Historical Use) | 8000 | Bare Steel | 1982-01-01 | 1997-01-14 | Galvanized Steel | Pressurized
EASY TRIP | 1487 PHILEMA RD | LEESBURG | Lee | 10002477 | 3 | Overfill Alarm | 2014-01-30 | FALSE | 2014-01-30 | FALSE | Currently in Use | Premium | 5000 | Composite Double Walled | 2014-01-30 |  | Double-Walled Fiberglass | Pressurized
GLORIJACK FARMS | 208 OLD JORDON RD | LEESBURG | Lee | 9088004 | 2 | [5 empty] | Removed from Ground | Gas (Historical Use) | 2000 | Bare Steel | 1979-01-01 | 1997-06-01 | Galvanized Steel
CREEKSIDE BP | 1420 US Hwy 19 S | LEESBURG | Lee | 9088008 | T3 | [5 empty] | Removed from Ground | Gas (Historical Use) | 6000 | Bare Steel | 1978-10-01 | 1992-02-04 | Galvanized Steel | Suction (American)
CREEKSIDE BP | 1420 US Hwy 19 S | LEESBURG | Lee | 9088008 | 5C | Overfill Alarm | 2018-08-14 | FALSE | 2018-07-06 | FALSE | Currently in Use | E-0 | 5000 | Tank Jacket Double Walled | 2018-07-03 |  | Double-Walled Fiberglass | Pressurized
MAGNOLIA PLANTATION (HOLLY) | WINFRED RD 2 1/2 ML SW OF HWY 82 | LEESBURG | Lee | 9088014 | D-2 | [5 empty] | Currently in Use | Diesel | 10000 | Bare Steel | 1978-01-01 |  | Galvanized Steel | Safe Suction (Euro)
LILLISTON ALLIED PRODUCTS INC | US HWY 82 WEST | ALBANY | Lee | 9088017 | 1 | [5 empty] | Removed from Ground | Gas (Historical Use) | 10000 | Bare Steel | 1994-01-11 | 1994-01-11 | Bare Steel | Suction (American)
ADDISON STEEL INC | 1920 LEDO RD | ALBANY | Lee | 470223 | 1 | [5 empty] | Removed from Ground | Gas (Historical Use) | 1000 | Bare Steel | 1982-05-06 | 1899-12-31 | Galvanized Steel
ADDISON STEEL INC | 1920 LEDO RD | ALBANY | Lee | 470223 | 2 | [5 empty] | Removed from Ground | Diesel | 1500 | Bare Steel | 1978-05-07 | 1899-12-31 | Galvanized Steel
LILLISTON ALLIED PRODUCTS INC | US HWY 82 WEST | ALBANY | Lee | 9088017 | 2 | [5 empty] | Removed from Ground | Diesel | 10000 | Bare Steel | 1994-01-11 | 1994-01-11 | Bare Steel | Suction (American)
LEE CO BUS SHOP | 323 LESLIE HWY | LEESBURG | Lee | 9088037 | 2 | Flapper Valve | 1998-11-01 | FALSE | 1990-04-01 | TRUE | Currently in Use | E-10 | 4000 | Steel-Impressed Current | 1990-04-17 |  | Steel (Impressed Current) | Suction (American)
COOKVILLE GROCERY | GA HWY 82 NEAR COOKVILLE RD | LEESBURG | Lee | 9088002 | 4 | [5 empty] | Removed from Ground | Gas (Historical Use) | 0 | Marked Unknown | 1990-12-31 | 1990-12-31 | Unknown
COOKVILLE GROCERY | GA HWY 82 NEAR COOKVILLE RD | LEESBURG | Lee | 9088002 | 1 | [5 empty] | Removed from Ground | Gas (Historical Use) | 500 | Marked Unknown | 1990-12-31 | 1990-12-31 | Unknown
ABY-RCAG | HWY 32/.1 MI NORTH OF PALMYRA RD | LEESBURG | Lee | 470173 | 2 | [5 empty] | Removed from Ground | Gas (Historical Use) | 515 | Bare Steel | 1958-04-30 | 1992-10-15 | Copper | Safe Suction (Euro)
Circle K 2745161 | 274 US HWY 19 SOUTH | LEESBURG | Lee | 10001223 | 2 | Flapper Valve | 2006-08-15 | FALSE | 2006-08-15 | FALSE | Currently in Use | Premium | 8000 | Composite Double Walled | 2006-08-15 |  | Double-Walled Fiberglass | Pressurized
EXPRESS MART PHILEMA | 1505 PHILEMA RD | LEESBURG | Lee | 9088005 | 1 | Flapper Valve | 1986-12-01 | FALSE | 1986-12-01 | FALSE | Currently in Use | E-10 | 8000 | Galvanic (STIP-3) | 1986-12-01 |  | Fiberglass Reinforced Plastic | Pressurized
CREEKSIDE BP | 1420 US Hwy 19 S | LEESBURG | Lee | 9088008 | 196970 |  | 1992-02-04 | FALSE | 1992-02-04 | FALSE | Removed from Ground | Gas (Historical Use) | 8000 | Galvanic (STIP-3) | 1992-02-04 | 2018-06-27 |  | Pressurized
LOTUS MAGIC LLC | 1250 -A US 82 WEST | LEESBURG | Lee | 9088007 | 1 | [5 empty] | Removed from Ground | Gas (Historical Use) | 8000 | Bare Steel | 1982-01-01 | 1997-01-14 | Galvanized Steel | Pressurized
COOKVILLE GROCERY | GA HWY 82 NEAR COOKVILLE RD | LEESBURG | Lee | 9088002 | 3 | [5 empty] | Removed from Ground | Gas (Historical Use) | 0 | Marked Unknown | 1990-12-31 | 1990-12-31 | Unknown
Circle K 2745161 | 274 US HWY 19 SOUTH | LEESBURG | Lee | 10001223 | 1 | Flapper Valve | 2006-08-15 | FALSE | 2006-08-15 | FALSE | Currently in Use | Regular | 15000 | Composite Double Walled | 2006-08-15 |  | Double-Walled Fiberglass | Pressurized
LEE CO BUS SHOP | 323 LESLIE HWY | LEESBURG | Lee | 9088037 | 1 | Flapper Valve | 1998-11-01 | FALSE | 1990-04-01 | TRUE | Currently in Use | Diesel | 12000 | Steel-Impressed Current | 1990-04-17 |  | Steel (Impressed Current) | Safe Suction (Euro)
LOTUS MAGIC LLC | 1250 -A US 82 WEST | LEESBURG | Lee | 9088007 | 4 | [5 empty] | Removed from Ground | Diesel | 4000 | Bare Steel | 1982-01-01 | 1997-01-14 | Galvanized Steel | Pressurized
LOTUS MAGIC LLC | 1250 -A US 82 WEST | LEESBURG | Lee | 9088007 | 5 | Flapper Valve | 1997-03-01 | FALSE | 1997-03-01 | FALSE | Currently in Use | E-10 | 10000 | Galvanic (STIP-3) | 1997-03-01 |  | Double-Walled Fiberglass | Pressurized
LOTUS MAGIC LLC | 1250 -A US 82 WEST | LEESBURG | Lee | 9088007 | 7 | Flapper Valve | 1997-03-01 | FALSE | 1997-03-01 | FALSE | Currently in Use | E-10 | 10000 | Galvanic (STIP-3) | 1997-03-01 |  | Double-Walled Fiberglass | Pressurized
SALTLICK ALBANY LLC | 1211 HWY 82 | LEESBURG | Lee | 10002360 | 1C | Overfill Alarm | 2013-10-01 | FALSE | 2013-10-01 | FALSE | Currently in Use | Diesel | 5000 | Composite Double Walled | 2013-10-01 |  | Double-Walled Flex | Pressurized
EASY TRIP | 1487 PHILEMA RD | LEESBURG | Lee | 10002477 | 1 | Overfill Alarm | 2014-01-30 | FALSE | 2014-01-30 | FALSE | Currently in Use | Diesel | 5000 | Composite Double Walled | 2014-01-30 |  | Double-Walled Fiberglass | Pressurized
EASY TRIP | 1487 PHILEMA RD | LEESBURG | Lee | 10002477 | 2 | Overfill Alarm | 2014-01-30 | FALSE | 2014-01-30 | FALSE | Currently in Use | E-0 | 5000 | Composite Double Walled | 2014-01-30 |  | Double-Walled Fiberglass | Pressurized
EXPRESS MART PHILEMA | 1505 PHILEMA RD | LEESBURG | Lee | 9088005 | 2 | Flapper Valve | 1986-12-01 | FALSE | 1986-12-01 | FALSE | Currently in Use | Premium | 8000 | Galvanic (STIP-3) | 1986-12-01 |  | Fiberglass Reinforced Plastic | Pressurized
Circle K 2745160 | 1584 E US 19 S | LEESBURG | Lee | 9088035 | 1 | Flapper Valve | 1993-07-01 | FALSE | 1993-07-01 | FALSE | Currently in Use | Diesel | 5000 | Epoxy | 1993-07-01 |  | Double-Walled Flex | Pressurized
CREEKSIDE BP | 1420 US Hwy 19 S | LEESBURG | Lee | 9088008 | 196967 |  | 1992-02-04 | FALSE | 1992-02-04 | FALSE | Removed from Ground | Gas (Historical Use) | 8000 | Galvanic (STIP-3) | 1992-02-04 | 2018-06-27 |  | Pressurized
LILLISTON ALLIED PRODUCTS INC | US HWY 82 WEST | ALBANY | Lee | 9088017 | 3 |  |  | TRUE |  | TRUE | Removed from Ground | Used Oil | 500 | Bare Steel | 1994-01-11 | 1994-01-11 | Bare Steel | Suction (American)
LOTUS MAGIC LLC | 1250 -A US 82 WEST | LEESBURG | Lee | 9088007 | 3 | [5 empty] | Removed from Ground | Gas (Historical Use) | 4000 | Bare Steel | 1982-01-01 | 1997-01-14 | Galvanized Steel | Pressurized
SALTLICK ALBANY LLC | 1211 HWY 82 | LEESBURG | Lee | 10002360 | 1B | Overfill Alarm | 2013-10-01 | FALSE | 2013-10-01 | FALSE | Currently in Use | Premium | 5000 | Composite Double Walled | 2013-10-01 |  | Double-Walled Flex | Pressurized
CREEKSIDE BP | 1420 US Hwy 19 S | LEESBURG | Lee | 9088008 | 4 | Overfill Alarm | 2018-08-24 | FALSE | 2018-07-06 | FALSE | Currently in Use | E-0 | 15000 | Tank Jacket Double Walled | 2018-07-03 |  | Double-Walled Fiberglass | Pressurized
LOTUS MAGIC LLC | 1250 -A US 82 WEST | LEESBURG | Lee | 9088007 | 6A | Flapper Valve | 1997-03-01 | FALSE | 1997-03-01 | FALSE | Currently in Use | Premium | 6000 | Galvanic (STIP-3) | 1997-03-01 |  | Double-Walled Fiberglass | Pressurized
LOTUS MAGIC LLC | 1250 -A US 82 WEST | LEESBURG | Lee | 9088007 | 6B | Flapper Valve | 1997-03-01 | FALSE | 1997-03-01 | FALSE | Currently in Use | Diesel | 4000 | Galvanic (STIP-3) | 1997-03-01 |  | Double-Walled Fiberglass | Pressurized
SONA FOOD INC | 1405 US 82 | LEESBURG | Lee | 9088052 | 1A | Overfill Alarm | 2021-11-01 | FALSE | 1997-01-01 | FALSE | Currently in Use | Premium | 6000 | Composite | 1997-01-01 |  | Double-Walled Flex | Pressurized
LEE COUNTY PUBLIC WORKS | 343 LESLIE HWY | LEESBURG | Lee | 9088046 | 1 | [5 empty] | Removed from Ground | Gas (Historical Use) | 20000 | Not Marked/Unknown | 1997-09-24 | 1997-09-24 | Not Marked
Leesburg Express | 275 HWY 19 S | LEESBURG | Lee | 9088053 | 1 | Flapper Valve | 1996-11-11 | TRUE | 1996-11-11 | FALSE | Currently in Use | Premium | 10000 | Composite | 1996-11-11 |  | Double-Walled Flex | Pressurized
UNA M PATE | 227 WALNUT ST | LEESBURG | Lee | 9088057 | 2 | [5 empty] | Removed from Ground | Gas (Historical Use) | 1000 | Bare Steel | 2000-10-13 | 2000-10-13 | Bare Steel
GA DOT #10428/LEE CO MAINT HQ | 137 WALNUT ST NORTH | LEESBURG | Lee | 9088016 | 428D2 |  | 1994-01-20 |  | 1994-01-20 |  | Removed from Ground | Diesel | 1000 | Tank Jacket | 1994-01-24 | 1997-01-31 | Fiberglass Reinforced Plastic | Pressurized
EZ FOOD MART | 250 WALNUT ST | LEESBURG | Lee | 9088013 | 2 | Flapper Valve | 1985-05-01 | FALSE | 1985-05-01 | FALSE | Currently in Use | E-10 | 8000 | Steel-Impressed Current | 1985-05-01 |  | Fiberglass Reinforced Plastic | Pressurized
SHELL FOOD MART | 106 WALNUT AVE | LEESBURG | Lee | 9088020 | 2 | Ball Float | 1997-11-12 | FALSE | 1997-11-12 | FALSE | Currently in Use | Diesel On Road | 6000 | Galvanic (STIP-3) | 1988-03-31 |  | Double-Walled Flex | Pressurized
WEBBS SVC STATION | 121 WALNUT ST | LEESBURG | Lee | 9088029 | 3 |  | 1998-12-08 |  | 1998-12-08 |  | Removed from Ground | Gas (Historical Use) | 2000 | Steel-Impressed Current | 1988-04-25 | 2002-08-01 | Cathodically Protected | Safe Suction (Euro)
LEE COUNTY FORESTRY UNIT | GA HWY 32/1 MI EAST OF LEESBURG | LEESBURG | Lee | 9088010 | 246871 |  | 1993-03-22 |  | 1993-03-22 |  | Removed from Ground | Gas (Historical Use) | 1000 | Galvanic (STIP-3) | 1993-03-22 | 2008-04-11 | Cathodically Protected | Safe Suction (Euro)
SHELL FOOD MART | 106 WALNUT AVE | LEESBURG | Lee | 9088020 | 3 | Ball Float | 1988-03-31 | FALSE | 1988-03-31 | FALSE | Currently in Use | Premium | 6000 | Galvanic (STIP-3) | 1988-03-31 |  | Double-Walled Flex | Pressurized
HOMERUN FOODS #4 | 1595 HWY 19 SE | LEESBURG | Lee | 9088033 | 2 | Overfill Alarm | 1993-07-11 | FALSE | 1993-07-01 | FALSE | Currently in Use | Plus | 10000 | Composite | 1993-07-01 |  | Double-Walled Flex | Pressurized
JACK M FORE OIL CO | 101 N WALNUT | LEESBURG | Lee | 9088054 | 3 | [5 empty] | Removed from Ground | Gas (Historical Use) | 0 | Bare Steel | 1979-01-01 | 1998-12-08 | Galvanized Steel | Suction (American)
SMITH'S GROCERY & SERVICE STATIO | 127 LESLIE HWY | LEESBURG | Lee | 9088044 | 2 | [5 empty] | Removed from Ground | Gas (Historical Use) | 0 | Not Marked/Unknown | 1996-11-11 | 1996-11-11 | Not Marked
LEE COUNTY PUBLIC WORKS | 343 LESLIE HWY | LEESBURG | Lee | 9088046 | 2 | [5 empty] | Removed from Ground | Diesel | 20000 | Not Marked/Unknown | 1997-09-24 | 1997-09-24 | Not Marked
SWIFTY MART #188 | 381 MAIN ST | LEESBURG | Lee | 9088019 | 2 |  | 1998-11-17 |  | 1998-11-17 |  | Removed from Ground | Gas (Historical Use) | 8000 | Steel-Impressed Current | 1979-01-01 | 1999-10-06 | Cathodically Protected | Suction (American)
FORMER HOPKINS OIL COMPANY | 127 WALNUT AVE | LEESBURG | Lee | 9088030 | 3 | Flapper Valve | 1996-07-01 | FALSE | 1996-07-01 | FALSE | Temporarily out of use | Empty | 3000 | Steel-Impressed Current | 1987-01-01 |  | Steel (Impressed Current) | Suction (American)
HWY 19 CITGO | 863 HWY 19 SOUTH | LEESBURG | Lee | 9085008 | 2 | Flapper Valve | 1989-06-01 | FALSE | 1989-06-01 | FALSE | Currently in Use | Premium | 8000 | Galvanic (STIP-3) | 1989-06-01 |  | Fiberglass Reinforced Plastic | Pressurized
MORELAND STORE/POSSUM CORNER STO | 1687 HWY 32 EAST | LEESBURG | Lee | 9088059 | 1 | [5 empty] | Removed from Ground | Gas (Historical Use) | 500 | Not Marked/Unknown | 1997-09-01 | 1997-09-01 | Not Marked
SONA FOOD INC | 1405 US 82 | LEESBURG | Lee | 9088052 | 3 | Overfill Alarm | 2021-11-01 | FALSE | 1997-01-01 | FALSE | Currently in Use | Gas (Historical Use) | 10000 | Composite | 1997-01-01 |  | Double-Walled Flex | Pressurized
SMITH'S GROCERY & SERVICE STATIO | 127 LESLIE HWY | LEESBURG | Lee | 9088044 | 3 | [5 empty] | Removed from Ground | Gas (Historical Use) | 0 | Not Marked/Unknown | 1996-11-11 | 1996-11-11 | Not Marked
SWIFTY MART #188 | 381 MAIN ST | LEESBURG | Lee | 9088019 | 3 |  | 1998-11-17 |  | 1998-11-17 |  | Removed from Ground | Gas (Historical Use) | 6000 | Steel-Impressed Current | 1979-01-01 | 1999-10-06 | Cathodically Protected | Suction (American)
FORMER HOPKINS OIL COMPANY | 127 WALNUT AVE | LEESBURG | Lee | 9088030 | 2 |  | 1996-07-01 | FALSE | 1996-07-01 | FALSE | Temporarily out of use | Diesel | 3000 | Steel-Impressed Current | 1987-01-01 |  | Steel (Impressed Current) | Suction (American)
LEDFOOTS #2 | 1572 US HWY 19 SOUTH | LEESBURG | Lee | 9088028 | 3 | Overfill Alarm | 1996-12-01 | FALSE | 1996-12-01 | FALSE | Currently in Use | Regular | 12000 | Epoxy | 1996-11-01 |  | Double-Walled Flex | Pressurized
HOMERUN FOODS #4 | 1595 HWY 19 SE | LEESBURG | Lee | 9088033 | 4 | Overfill Alarm | 1993-07-01 | FALSE | 1993-07-01 | FALSE | Currently in Use | Diesel | 10000 | Composite | 1993-07-01 |  | Double-Walled Flex | Pressurized
LEDFOOTS #2 | 1572 US HWY 19 SOUTH | LEESBURG | Lee | 9088028 | 5 | Overfill Alarm | 1996-12-01 | FALSE | 1996-12-01 | FALSE | Currently in Use | Diesel | 8000 | Epoxy | 1996-11-01 |  | Double-Walled Flex | Pressurized
LEDFOOTS #2 | 1572 US HWY 19 SOUTH | LEESBURG | Lee | 9088028 | 4 | Overfill Alarm | 1996-12-01 | FALSE | 1996-12-01 | FALSE | Currently in Use | Premium | 8000 | Epoxy | 1996-11-01 |  | Double-Walled Flex | Pressurized
LEE CO ELEM SCHOOL | 110 STARKSVILLE AVE | LEESBURG | Lee | 880022 | 3 | [5 empty] | Removed from Ground | Gas (Historical Use) | 1000 | Bare Steel | 1990-04-17 | 1990-04-17 | Galvanized Steel
GA DOT #10428/LEE CO MAINT HQ | 137 WALNUT ST NORTH | LEESBURG | Lee | 9088016 | 428G2 |  | 1994-01-20 |  | 1994-01-20 |  | Removed from Ground | Gas (Historical Use) | 1000 | Tank Jacket | 1994-01-24 | 1997-01-31 | Fiberglass Reinforced Plastic | Pressurized
CENTURY PECAN GROVE | 775 A US 19 | LEESBURG | Lee | 9088011 | 3 | [5 empty] | Removed from Ground | Diesel | 3000 | Marked Unknown | 1993-02-02 | 1993-02-02 | Unknown
BILL CHAMBERS | 866 US 19 SOUTH | LEESBURG | Lee | 9088026 | 2 | [5 empty] | Closed in Ground | Gas (Historical Use) | 1000 | Bare Steel | 1971-01-01 | 1990-05-01 | Galvanized Steel
PRETTY POND PLANTATION | KING BATTS RD | LEESBURG | Lee | 9088032 | 1 | [5 empty] | Removed from Ground | Diesel | 3000 | Bare Steel | 1995-09-21 | 1995-09-21 | Galvanized Steel | Suction (American)
WEBBS SVC STATION | 121 WALNUT ST | LEESBURG | Lee | 9088029 | 2 |  | 1998-12-08 |  | 1998-12-08 |  | Removed from Ground | Gas (Historical Use) | 2000 | Steel-Impressed Current | 1988-04-25 | 2002-08-01 | Cathodically Protected | Safe Suction (Euro)
SHELL FOOD MART | 106 WALNUT AVE | LEESBURG | Lee | 9088020 | 1 | Ball Float | 1997-11-01 | FALSE | 1997-11-01 | FALSE | Currently in Use | Diesel Off Road | 6000 | Galvanic (STIP-3) | 1988-03-31 |  | Double-Walled Flex | Pressurized
HWY 19 CITGO | 863 HWY 19 SOUTH | LEESBURG | Lee | 9085008 | 3 | Flapper Valve | 1989-06-01 | FALSE | 1989-06-01 | FALSE | Currently in Use | Diesel | 4000 | Galvanic (STIP-3) | 1989-06-01 |  | Fiberglass Reinforced Plastic | Pressurized
Leesburg Express | 275 HWY 19 S | LEESBURG | Lee | 9088053 | 3 | Flapper Valve | 1996-11-11 | TRUE | 1996-11-11 | FALSE | Currently in Use | Diesel | 10000 | Composite | 1996-11-11 |  | Double-Walled Flex | Pressurized
SENAH PLANTATION | 279 PHILEMA RD | LEESBURG | Lee | 9088040 | 1 | [5 empty] | Removed from Ground | Diesel | 10000 | Bare Steel | 1985-01-01 | 2000-03-24 | Bare Steel | Safe Suction (Euro)
GA DOT #10428/LEE CO MAINT HQ | 137 WALNUT ST NORTH | LEESBURG | Lee | 9088016 | 428D1 | [5 empty] | Removed from Ground | Diesel | 550 | Bare Steel | 1994-01-24 | 1994-01-24 | Galvanized Steel | Safe Suction (Euro)
FORMER HOPKINS OIL COMPANY | 127 WALNUT AVE | LEESBURG | Lee | 9088030 | 1 | Flapper Valve | 1996-07-01 | FALSE | 1996-07-01 | FALSE | Temporarily out of use | Empty | 3000 | Steel-Impressed Current | 1987-01-01 |  | Steel (Impressed Current) | Suction (American)
WEBBS SVC STATION | 121 WALNUT ST | LEESBURG | Lee | 9088029 | 1 |  | 1998-12-08 |  | 1998-12-08 |  | Removed from Ground | Gas (Historical Use) | 2000 | Steel-Impressed Current | 1988-04-25 | 2002-08-01 | Cathodically Protected | Safe Suction (Euro)
PHILEMA CHEVRON | 1603 PHILEMA ROAD | LEESBURG | Lee | 9088034 | 1 | Overfill Alarm | 1994-08-01 | FALSE | 1994-08-01 | FALSE | Currently in Use | Premium | 5000 | Composite | 1994-08-01 |  | Double-Walled Flex | Pressurized
PHILEMA CHEVRON | 1603 PHILEMA ROAD | LEESBURG | Lee | 9088034 | 4 | Overfill Alarm | 1994-08-01 | FALSE | 1994-08-01 | FALSE | Currently in Use | Diesel | 3000 | Composite | 1994-08-01 |  | Double-Walled Flex | Pressurized
LEE COUNTY PUBLIC WORKS- UST Site | 759 HWY 32 E | LEESBURG | Lee | 9088060 | 1 | Overfill Alarm | 1998-09-09 | FALSE | 1998-09-09 | FALSE | Currently in Use | E-0 | 10000 | Composite | 1998-09-09 |  |  | Pressurized
Leesburg Express | 275 HWY 19 S | LEESBURG | Lee | 9088053 | 4 | Flapper Valve | 2006-10-10 | FALSE | 2006-10-10 | FALSE | Currently in Use | E-10 | 20000 | Fiberglass Double Walled | 2006-09-25 |  | Double-Walled Flex | Pressurized
PEACHTREE MINIT MART #2 | 1295 HWY 82 | LEESBURG | Lee | 9088021 | 2 | Overfill Alarm | 1994-01-03 | FALSE | 1994-01-03 | FALSE | Currently in Use | Premium | 12000 | Composite | 1994-01-03 |  | Double-Walled Fiberglass | Pressurized
Circle K 2745160 | 1584 E US 19 S | LEESBURG | Lee | 9088035 | 3 | Flapper Valve | 1993-07-01 | FALSE | 1993-07-01 | FALSE | Currently in Use | E-10 | 10000 | Epoxy | 1993-07-01 |  | Double-Walled Flex | Pressurized
MORELAND STORE/POSSUM CORNER STO | 1687 HWY 32 EAST | LEESBURG | Lee | 9088059 | 2 | [5 empty] | Removed from Ground | Gas (Historical Use) | 500 | Not Marked/Unknown | 1997-09-01 | 1997-09-01 | Not Marked
JACK M FORE OIL CO | 101 N WALNUT | LEESBURG | Lee | 9088054 | 4 | [5 empty] | Removed from Ground | Gas (Historical Use) | 0 | Bare Steel | 1979-01-01 | 1998-12-08 | Galvanized Steel | Suction (American)
JACK M FORE OIL CO | 101 N WALNUT | LEESBURG | Lee | 9088054 | 7 | [5 empty] | Removed from Ground | Diesel | 0 | Bare Steel | 1979-01-01 | 1998-12-08 | Galvanized Steel | Suction (American)
JACK M FORE OIL CO | 101 N WALNUT | LEESBURG | Lee | 9088054 | 1 | [5 empty] | Removed from Ground | Gas (Historical Use) | 0 | Bare Steel | 1979-01-01 | 1998-12-08 | Galvanized Steel | Suction (American)
SMITH'S GROCERY & SERVICE STATIO | 127 LESLIE HWY | LEESBURG | Lee | 9088044 | 1 | [5 empty] | Removed from Ground | Gas (Historical Use) | 0 | Not Marked/Unknown | 1996-11-11 | 1996-11-11 | Not Marked
LEE CO ELEM SCHOOL | 110 STARKSVILLE AVE | LEESBURG | Lee | 880022 | 6 | [5 empty] | Removed from Ground | Diesel | 250 | Bare Steel | 1994-07-01 | 1994-07-01 | Copper
PEACHTREE MINIT MART #2 | 1295 HWY 82 | LEESBURG | Lee | 9088021 | 3 | Overfill Alarm | 1994-01-03 | FALSE | 1994-01-03 | FALSE | Currently in Use | Diesel | 4000 | Composite | 1994-01-03 |  | Double-Walled Fiberglass | Pressurized
SHELL FOOD MART | 106 WALNUT AVE | LEESBURG | Lee | 9088020 | 4 | Ball Float | 1997-11-01 | FALSE | 1997-11-01 | FALSE | Currently in Use | Gas (Historical Use) | 12000 | Fiberglass | 1997-11-07 |  | Double-Walled Flex | Pressurized
LEE COUNTY SHERIFFS DEPARTMENT | 134 COURTHOUSE AVE | LEESBURG | Lee | 880001 | 1 | [5 empty] | Removed from Ground | Gas (Historical Use) | 5000 | Bare Steel | 1973-01-01 | 1899-12-31 | Galvanized Steel
LEE COUNTY PUBLIC WORKS- UST Site | 759 HWY 32 E | LEESBURG | Lee | 9088060 | 3 | Flapper Valve | 2008-08-07 | FALSE | 1998-09-09 | FALSE | Currently in Use | Used Oil | 550 | Composite | 1998-09-09 |  | Fiberglass Reinforced Plastic | Safe Suction (Euro)
CARLTON CO INC | PHILEMA RD | LEESBURG | Lee | 9088015 | 1 | [5 empty] | Removed from Ground | Gas (Historical Use) | 0 | Not Marked/Unknown | 1993-09-07 | 1993-09-07 | Not Marked
LEE COUNTY FORESTRY UNIT | GA HWY 32/1 MI EAST OF LEESBURG | LEESBURG | Lee | 9088010 | 3 | [5 empty] | Removed from Ground | Propane | 250 | Bare Steel | 1970-01-01 | 1993-04-01 | Galvanized Steel
HOMERUN FOODS #4 | 1595 HWY 19 SE | LEESBURG | Lee | 9088033 | 3 | Overfill Alarm | 1993-07-01 | FALSE | 1993-07-01 | FALSE | Currently in Use | Premium | 10000 | Composite | 1993-07-01 |  | Double-Walled Flex | Pressurized
LEE COUNTY FORESTRY UNIT | GA HWY 32/1 MI EAST OF LEESBURG | LEESBURG | Lee | 9088010 | 1 | [5 empty] | Removed from Ground | Gas (Historical Use) | 2000 | Bare Steel | 1981-01-01 | 1993-04-21 | Galvanized Steel | Safe Suction (Euro)
EZ FOOD MART | 250 WALNUT ST | LEESBURG | Lee | 9088013 | 3 | Flapper Valve | 1985-05-01 | FALSE | 1985-05-01 | FALSE | Currently in Use | E-10 | 8000 | Steel-Impressed Current | 1985-05-01 |  | Fiberglass Reinforced Plastic | Pressurized
FORMER HOPKINS OIL COMPANY | 127 WALNUT AVE | LEESBURG | Lee | 9088030 | 4 | Flapper Valve | 1996-07-01 | FALSE | 1996-07-01 | FALSE | Temporarily out of use | Empty | 4000 | Steel-Impressed Current | 1987-01-01 |  | Steel (Impressed Current) | Suction (American)
LEDFOOTS #2 | 1572 US HWY 19 SOUTH | LEESBURG | Lee | 9088028 | 2 | [5 empty] | Removed from Ground | Gas (Historical Use) | 8000 | Bare Steel | 1980-01-01 | 1996-11-01 | Fiberglass Reinforced Plastic | Pressurized
WEBBS SVC STATION | 121 WALNUT ST | LEESBURG | Lee | 9088029 | 5 |  | 1998-12-08 |  | 1998-12-08 |  | Removed from Ground | Diesel | 4000 | Steel-Impressed Current | 1988-04-25 | 2002-08-01 | Cathodically Protected | Safe Suction (Euro)
WEBBS SVC STATION | 121 WALNUT ST | LEESBURG | Lee | 9088029 | 4 |  | 1998-12-08 |  | 1998-12-08 |  | Removed from Ground | Gas (Historical Use) | 2000 | Steel-Impressed Current | 1988-04-25 | 2002-08-01 | Cathodically Protected | Safe Suction (Euro)
PHILEMA CHEVRON | 1603 PHILEMA ROAD | LEESBURG | Lee | 9088034 | 5 | Overfill Alarm | 1994-08-01 | FALSE | 1994-08-01 | FALSE | Currently in Use | Diesel Off Road | 1000 | Composite | 1994-08-01 |  | Double-Walled Flex | Pressurized
GLORIJACK FARMS | 208 OLD JORDON RD | LEESBURG | Lee | 9088004 | 1 | [5 empty] | Removed from Ground | Gas (Historical Use) | 1500 | Bare Steel | 1979-01-01 | 1997-06-01 | Galvanized Steel
JACK M FORE OIL CO | 101 N WALNUT | LEESBURG | Lee | 9088054 | 6 | [5 empty] | Removed from Ground | Diesel | 0 | Bare Steel | 1979-01-01 | 1998-12-08 | Galvanized Steel | Suction (American)
GA DOT #10428/LEE CO MAINT HQ | 137 WALNUT ST NORTH | LEESBURG | Lee | 9088016 | 428G1 | [5 empty] | Removed from Ground | Gas (Historical Use) | 1080 | Bare Steel | 1994-01-24 | 1994-01-24 | Galvanized Steel | Safe Suction (Euro)
SWIFTY MART #188 | 381 MAIN ST | LEESBURG | Lee | 9088019 | 1 |  | 1998-11-17 |  | 1998-11-17 |  | Removed from Ground | Gas (Historical Use) | 6000 | Steel-Impressed Current | 1979-01-01 | 1999-10-06 | Cathodically Protected | Suction (American)
PHILEMA CHEVRON | 1603 PHILEMA ROAD | LEESBURG | Lee | 9088034 | 3 | Overfill Alarm | 1994-08-01 | FALSE | 1994-08-01 | FALSE | Currently in Use | E-10 | 10000 | Composite | 1994-08-01 |  | Double-Walled Flex | Pressurized
PHILEMA CHEVRON | 1603 PHILEMA ROAD | LEESBURG | Lee | 9088034 | 2 | Overfill Alarm | 1994-08-01 | FALSE | 1994-08-01 | FALSE | Currently in Use | E-10 | 10000 | Composite | 1994-08-01 |  | Double-Walled Flex | Pressurized
Circle K 2745160 | 1584 E US 19 S | LEESBURG | Lee | 9088035 | 4 | Flapper Valve | 1993-07-01 | FALSE | 1993-07-01 | FALSE | Currently in Use | E-0 | 5000 | Epoxy | 1993-07-01 |  | Double-Walled Flex | Pressurized
CREEKSIDE BP | 1420 US Hwy 19 S | LEESBURG | Lee | 9088008 | T1 | [5 empty] | Removed from Ground | Gas (Historical Use) | 6000 | Bare Steel | 1978-10-01 | 1992-02-04 | Galvanized Steel | Suction (American)
MAGNOLIA PLANTATION (HOLLY) | WINFRED RD 2 1/2 ML SW OF HWY 82 | LEESBURG | Lee | 9088014 | D-1 | [5 empty] | Currently in Use | Diesel | 2000 | Bare Steel | 1977-01-01 |  | Galvanized Steel | Safe Suction (Euro)
LEE CO ELEM SCHOOL | 110 STARKSVILLE AVE | LEESBURG | Lee | 880022 | 5 | [5 empty] | Removed from Ground | Diesel | 250 | Bare Steel | 1994-07-01 | 1994-07-01 | Copper
JACK M FORE OIL CO | 101 N WALNUT | LEESBURG | Lee | 9088054 | 5 | [5 empty] | Removed from Ground | Gas (Historical Use) | 0 | Bare Steel | 1979-01-01 | 1998-12-08 | Galvanized Steel | Suction (American)
CENTURY PECAN GROVE | 775 A US 19 | LEESBURG | Lee | 9088011 | 2 | [5 empty] | Removed from Ground | Diesel | 3000 | Marked Unknown | 1993-02-02 | 1993-02-02 | Unknown
BILL CHAMBERS | 866 US 19 SOUTH | LEESBURG | Lee | 9088026 | 1 | [5 empty] | Closed in Ground | Gas (Historical Use) | 1000 | Bare Steel | 1971-01-01 | 1990-05-01 | Galvanized Steel
HOMERUN FOODS #4 | 1595 HWY 19 SE | LEESBURG | Lee | 9088033 | 1 | Overfill Alarm | 1993-07-01 | FALSE | 1993-07-01 | FALSE | Currently in Use | E-10 | 10000 | Composite | 1993-07-01 |  | Double-Walled Flex | Pressurized
Leesburg Express | 275 HWY 19 S | LEESBURG | Lee | 9088053 | 2 |  | 1996-11-11 | TRUE | 1996-11-11 | FALSE | Temporarily out of use | Plus | 10000 | Composite | 1996-11-11 | 2010-05-03 | Double-Walled Flex | Pressurized
JACK M FORE OIL CO | 101 N WALNUT | LEESBURG | Lee | 9088054 | 8 | [5 empty] | Removed from Ground | Kerosene | 0 | Bare Steel | 1979-01-01 | 1998-12-08 | Galvanized Steel | Suction (American)
JACK M FORE OIL CO | 101 N WALNUT | LEESBURG | Lee | 9088054 | 2 | [5 empty] | Removed from Ground | Gas (Historical Use) | 0 | Bare Steel | 1979-01-01 | 1998-12-08 | Galvanized Steel | Suction (American)
CENTURY PECAN GROVE | 775 A US 19 | LEESBURG | Lee | 9088011 | 4 | [5 empty] | Removed from Ground | Diesel | 3000 | Marked Unknown | 1993-02-02 | 1993-02-02 | Unknown
CENTURY PECAN GROVE | 775 A US 19 | LEESBURG | Lee | 9088011 | 5 | [5 empty] | Removed from Ground | Gas (Historical Use) | 6000 | Marked Unknown | 1993-02-02 | 1993-02-02 | Unknown
PEACHTREE MINIT MART #2 | 1295 HWY 82 | LEESBURG | Lee | 9088021 | 1 | Overfill Alarm | 1994-01-03 | FALSE | 1994-01-03 | FALSE | Currently in Use | E-10 | 12000 | Composite | 1994-01-03 |  | Double-Walled Fiberglass | Pressurized
BILL CHAMBERS | 866 US 19 SOUTH | LEESBURG | Lee | 9088026 | 3 | [5 empty] | Closed in Ground | Gas (Historical Use) | 1000 | Bare Steel | 1971-01-01 | 1990-05-01 | Galvanized Steel
FORMER HOPKINS OIL COMPANY | 127 WALNUT AVE | LEESBURG | Lee | 9088030 | 5 | Flapper Valve | 1996-07-01 | FALSE | 1996-07-01 | FALSE | Temporarily out of use | Empty | 6000 | Steel-Impressed Current | 1989-01-01 |  | Steel (Impressed Current) | Suction (American)
LEDFOOTS #2 | 1572 US HWY 19 SOUTH | LEESBURG | Lee | 9088028 | 1 | [5 empty] | Removed from Ground | Gas (Historical Use) | 8000 | Bare Steel | 1980-01-01 | 1996-11-01 | Fiberglass Reinforced Plastic | Pressurized
COOKVILLE GROCERY | GA HWY 82 NEAR COOKVILLE RD | LEESBURG | Lee | 9088002 | 2 | [5 empty] | Removed from Ground | Gas (Historical Use) | 500 | Marked Unknown | 1990-12-31 | 1990-12-31 | Unknown
OAKLAND PLANTATION | RT 2 OAKLAND RD | LEESBURG | Lee | 470338 | 3 | [5 empty] | Removed from Ground | Diesel | 500 | Bare Steel | 1985-01-01 | 1998-05-05 | Galvanized Steel
OAKLAND PLANTATION | RT 2 OAKLAND RD | LEESBURG | Lee | 470338 | 2 | [5 empty] | Removed from Ground | Diesel | 2000 | Bare Steel | 1985-01-01 | 1998-05-05 | Galvanized Steel
OAKLAND PLANTATION | RT 2 OAKLAND RD | LEESBURG | Lee | 470338 | 1 | [5 empty] | Removed from Ground | Gas (Historical Use) | 2000 | Bare Steel | 1985-01-01 | 1998-05-05 | Galvanized Steel
CITY OF SMITHVILLE | 116 MAIN ST | SMITHVILLE | Lee | 9088039 | 2 | [5 empty] | Removed from Ground | Gas (Historical Use) | 1000 | Marked Unknown | 1998-02-09 | 1998-02-09 | Galvanized Steel | Safe Suction (Euro)
Olam Peanut Shelling | 197 RHODES ST | SMITHVILLE | Lee | 10000906 | 2 | Flapper Valve | 2005-01-03 | FALSE | 2005-01-03 | FALSE | Temporarily out of use | Diesel | 2000 | Composite | 2005-01-10 |  | Steel/FG Secondary containment | Safe Suction (Euro)
TIDE PRODUCTS INC | HWY 118 WEST/PO BOX 81 | SMITHVILLE | Lee | 9088003 | 2 | [5 empty] | Removed from Ground | Gas (Historical Use) | 1000 | Bare Steel | 1969-01-01 | 1989-03-20 | Galvanized Steel
MACHINE SHOP | 561 USRY RD | SMITHVILLE | Lee | 880025 | 2 | [5 empty] | Removed from Ground | Gas (Historical Use) | 4000 | Bare Steel | 1976-01-01 | 1899-12-31 | Galvanized Steel
SMITHVILLE GROCERY | 112 STANTON DR | SMITHVILLE | Lee | 10000731 | 1A | Flapper Valve | 2000-06-10 | FALSE | 2000-06-10 | FALSE | Currently in Use | E-10 | 8000 | Composite | 2000-06-10 |  | Fiberglass Reinforced Plastic | Pressurized
FAST TRACK | 131 US HWY 19 NORTH & LECONTE RD | SMITHVILLE | Lee | 9088009 | 1 |  | 1988-01-01 | FALSE | 1988-01-01 | FALSE | Currently in Use | Gas (Historical Use) | 8068 | Steel-Impressed Current | 1981-04-01 |  | Steel (Impressed Current) | Pressurized
CITY OF SMITHVILLE | 116 MAIN ST | SMITHVILLE | Lee | 9088039 | 1 | [5 empty] | Removed from Ground | Diesel | 500 | Marked Unknown | 1998-02-09 | 1998-02-09 | Galvanized Steel | Safe Suction (Euro)
MACHINE SHOP | 561 USRY RD | SMITHVILLE | Lee | 880025 | 1 | [5 empty] | Removed from Ground | Diesel | 4000 | Bare Steel | 1976-01-01 | 1993-02-01 | Galvanized Steel
SMITHVILLE GROCERY | 112 STANTON DR | SMITHVILLE | Lee | 10000731 | 1B | Flapper Valve | 2000-06-10 | FALSE | 2000-06-10 | FALSE | Currently in Use | Premium | 4000 | Composite | 2000-06-10 |  | Fiberglass Reinforced Plastic | Pressurized
FAST TRACK | 131 US HWY 19 NORTH & LECONTE RD | SMITHVILLE | Lee | 9088009 | 2 |  | 1988-01-01 | FALSE | 1988-01-01 | FALSE | Currently in Use | Gas (Historical Use) | 8068 | Steel-Impressed Current | 1981-04-01 |  | Steel (Impressed Current) | Pressurized
HIGH HOPE FARMS/MCCREE FARMS | RT 1 | SMITHVILLE | Lee | 9088006 | 1 | [5 empty] | Removed from Ground | Diesel | 4000 | Cathodically Protected Steel | 1986-01-01 | 1991-01-01 | Galvanized Steel
Precision Service Station | 104 STANTON DR | SMITHVILLE | Lee | 9088038 | 2 | Flapper Valve | 1998-07-01 | FALSE | 1998-07-01 | FALSE | Temporarily out of use | E-10 | 1100 | Steel-Impressed Current | 1987-01-01 |  | Steel (Impressed Current) | Safe Suction (Euro)
BELLSOUTH TELECOMMUNICATIONS INC | MUCHALOOCHEE ST | SMITHVILLE | Lee | 9088041 | 1AST | [5 empty] | Currently in Use | Diesel | 0 | Not Marked/Unknown |  |  | Not Marked
Precision Service Station | 104 STANTON DR | SMITHVILLE | Lee | 9088038 | 1 | Flapper Valve | 1998-07-01 | FALSE | 1998-07-01 | FALSE | Temporarily out of use | Premium | 1100 | Steel-Impressed Current | 1987-01-01 |  | Steel (Impressed Current) | Safe Suction (Euro)
Precision Service Station | 104 STANTON DR | SMITHVILLE | Lee | 9088038 | 4 | [5 empty] | Removed from Ground | Empty | 1000 | Bare Steel | 1976-05-10 | 1987-01-01 | Galvanized Steel
Precision Service Station | 104 STANTON DR | SMITHVILLE | Lee | 9088038 | 3 | [5 empty] | Removed from Ground | Empty | 1000 | Bare Steel | 1976-05-10 | 1987-01-01 | Galvanized Steel
Olam Peanut Shelling | 197 RHODES ST | SMITHVILLE | Lee | 10000906 | 1 | Flapper Valve | 2005-01-03 | FALSE | 2005-01-03 | FALSE | Temporarily out of use | E-10 | 2000 | Composite | 2005-01-10 |  | Steel/FG Secondary containment | Safe Suction (Euro)
FAST TRACK | 131 US HWY 19 NORTH & LECONTE RD | SMITHVILLE | Lee | 9088009 | 3 |  | 1988-01-01 | FALSE | 1988-01-01 | FALSE | Currently in Use | Gas (Historical Use) | 6048 | Steel-Impressed Current | 1981-04-01 |  | Steel (Impressed Current) | Pressurized
Precision Service Station | 104 STANTON DR | SMITHVILLE | Lee | 9088038 | 5 | [5 empty] | Removed from Ground | Empty | 550 | Bare Steel | 1976-05-10 | 1987-01-01 | Galvanized Steel
TIDE PRODUCTS INC | HWY 118 WEST/PO BOX 81 | SMITHVILLE | Lee | 9088003 | 1 | [5 empty] | Removed from Ground | Diesel | 1000 | Bare Steel | 1969-01-01 | 1989-03-20 | Galvanized Steel
WAWA#6306 | 1384 US HWY 82 | LEESBURG | Lee | 10003594 | 1A | Overfill Alarm | 2025-05-09 | FALSE | 2025-05-09 | FALSE | Currently in Use | Premium | 10000 | Fiberglass Double Walled | 2025-02-24 |  | Double-Walled Flex | Pressurized
WAWA#6306 | 1384 US HWY 82 | LEESBURG | Lee | 10003594 | 4B | Overfill Alarm | 2025-05-09 | FALSE | 2025-05-09 | FALSE | Currently in Use | Regular | 12000 | Fiberglass Double Walled | 2025-02-24 |  | Double-Walled Flex | Pressurized
WAWA#6306 | 1384 US HWY 82 | LEESBURG | Lee | 10003594 | 1B | Overfill Alarm | 2025-05-09 | FALSE | 2025-05-09 | FALSE | Currently in Use | Plus | 12000 | Fiberglass Double Walled | 2025-02-24 |  | Double-Walled Flex | Pressurized
GDC LEESBURG | 153 Pinewood Rd | Leesburg | Lee | UST-SLOC-9088050 | 1 | [5 empty] | Removed from Ground | Diesel | 1000 | Bare Steel | 1966-01-01 | 1997-11-06 | Bare Steel
WAWA#6306 | 1384 US HWY 82 | LEESBURG | Lee | 10003594 | 2 | Overfill Alarm | 2025-05-09 | FALSE | 2025-05-09 | FALSE | Currently in Use | Regular | 20000 | Fiberglass Double Walled | 2025-02-24 |  | Double-Walled Flex | Pressurized
GDC LEESBURG | 153 Pinewood Rd | Leesburg | Lee | UST-SLOC-9088048 | 1 | [5 empty] | Removed from Ground | Diesel | 2500 | Bare Steel | 1980-01-01 | 1997-02-13 | Bare Steel
GDC LEESBURG | 153 Pinewood Rd | Leesburg | Lee | UST-SLOC-9088048 | 2 | Flapper Valve | 1997-01-15 | FALSE | 1997-01-15 | FALSE | Currently in Use | Diesel | 2500 | Fiberglass Double Walled | 1997-01-15 |  | Copper/Secondry Containment | Safe Suction (Euro)
GDC LEESBURG | 153 Pinewood Rd | Leesburg | Lee | UST-SLOC-9088024 | 1 | [5 empty] | Removed from Ground | Diesel | 2500 | Bare Steel | 1980-01-01 | 1997-03-19 | Bare Steel
GDC LEESBURG | 153 Pinewood Rd | Leesburg | Lee | UST-SLOC-9088049 | 1 | [5 empty] | Removed from Ground | Diesel | 2500 | Bare Steel | 1980-01-01 | 1997-02-06 | Bare Steel
WAWA#6306 | 1384 US HWY 82 | LEESBURG | Lee | 10003594 | 3 | Overfill Alarm | 2025-02-24 | FALSE | 2025-02-24 | FALSE | Currently in Use | Regular | 20000 | Fiberglass Double Walled | 2025-02-24 |  | Double-Walled Flex | Pressurized
GDC LEESBURG | 153 Pinewood Rd | Leesburg | Lee | UST-SLOC-9088047 | 2 | Flapper Valve | 1997-01-18 | FALSE | 1997-01-18 | FALSE | Currently in Use | Diesel | 2500 | Fiberglass Double Walled | 1997-01-18 |  | Copper/Secondry Containment | Suction (American)
GDC LEESBURG | 153 Pinewood Rd | Leesburg | Lee | UST-SLOC-9088047 | 1 | [5 empty] | Removed from Ground | Diesel | 2500 | Bare Steel | 1980-01-01 | 1996-11-22 | Bare Steel
GDC LEESBURG | 153 Pinewood Rd | Leesburg | Lee | UST-SLOC-9088051 | 4 | Flapper Valve | 1996-12-01 | FALSE | 1996-12-01 | FALSE | Currently in Use | Diesel | 2000 | Fiberglass Double Walled | 1996-12-01 |  | Double-Walled Fiberglass | Safe Suction (Euro)
GDC LEESBURG | 153 Pinewood Rd | Leesburg | Lee | UST-SLOC-9088051 | 1 | [5 empty] | Removed from Ground | Gas (Historical Use) | 1000 | Bare Steel | 1980-01-01 | 1996-12-09 | Bare Steel
GDC LEESBURG | 153 Pinewood Rd | Leesburg | Lee | UST-SLOC-9088051 | 2 | [5 empty] | Removed from Ground | Diesel | 1000 | Bare Steel | 1980-01-01 | 1996-12-09 | Bare Steel
GDC LEESBURG | 153 Pinewood Rd | Leesburg | Lee | UST-SLOC-9088049 | 2 | Flapper Valve | 1997-01-17 | FALSE | 1997-01-17 | FALSE | Currently in Use | Diesel | 2500 | Fiberglass Double Walled | 1997-01-17 |  | Copper/Secondry Containment | Safe Suction (Euro)
GDC LEESBURG | 153 Pinewood Rd | Leesburg | Lee | UST-SLOC-9088051 | 3 | Flapper Valve | 1996-12-01 | FALSE | 1996-12-01 | FALSE | Currently in Use | E-0 | 4000 | Fiberglass Double Walled | 1996-12-01 |  | Double-Walled Fiberglass | Safe Suction (Euro)
RaceTrac #6971 | 1385 US Hwy 82 | Leesburg | Lee | 10003148 | 3A | Overfill Alarm | 2021-07-01 | FALSE | 2021-07-01 | FALSE | Currently in Use | Diesel | 12000 | Fiberglass Double Walled | 2021-04-01 |  | Double-Walled Fiberglass | Pressurized
RaceTrac #6971 | 1385 US Hwy 82 | Leesburg | Lee | 10003148 | 3B | Overfill Alarm | 2021-07-01 | FALSE | 2021-07-01 | FALSE | Currently in Use | Diesel | 12000 | Composite Double Walled | 2021-04-01 |  | Double-Walled Fiberglass | Pressurized
RaceTrac #6971 | 1385 US Hwy 82 | Leesburg | Lee | 10003148 | 2B | Overfill Alarm | 2021-07-01 | FALSE | 2021-07-01 | FALSE | Currently in Use | E-0 | 12000 | Fiberglass Double Walled | 2021-04-01 |  | Double-Walled Fiberglass | Pressurized
RaceTrac #6971 | 1385 US Hwy 82 | Leesburg | Lee | 10003148 | 2A | Overfill Alarm | 2021-07-01 | FALSE | 2021-07-01 | FALSE | Currently in Use | Premium | 12000 | Fiberglass Double Walled | 2021-04-01 |  | Double-Walled Fiberglass | Pressurized
RaceTrac #6971 | 1385 US Hwy 82 | Leesburg | Lee | 10003148 | 4 | Overfill Alarm | 2021-07-01 | FALSE | 2021-07-01 | FALSE | Currently in Use | Diesel | 14000 | Fiberglass Double Walled | 2021-04-01 |  | Double-Walled Fiberglass | Pressurized
RaceTrac #6971 | 1385 US Hwy 82 | Leesburg | Lee | 10003148 | 1 | Overfill Alarm | 2021-07-01 | FALSE | 2021-07-01 | FALSE | Currently in Use | E-10 | 20000 | Fiberglass Double Walled | 2021-04-01 |  | Double-Walled Fiberglass | Pressurized
GDC LEESBURG | 153 Pinewood Rd | Leesburg | Lee | UST-SLOC-9088024 | 2 | Flapper Valve | 1997-01-15 | FALSE | 1997-01-15 | FALSE | Currently in Use | Diesel | 2500 | Fiberglass Double Walled | 1997-01-15 |  | Fiberglass Reinforced Plastic | Safe Suction (Euro)
STRICKLAND OIL CO | 506 SOUTH MAINN ST | HINESVILLE | Liberty | 890027 | 2 | [5 empty] | Removed from Ground | Gas (Historical Use) | 1000 | Bare Steel | 1956-05-07 | 1991-08-15 | Galvanized Steel
LIBERTY SERVICE STATION | 104 NORTH MAIN ST | HINESVILLE | Liberty | 890021 | 4 | [5 empty] | Removed from Ground | Empty | 2000 | Bare Steel | 1976-05-02 | 1992-03-24 | Galvanized Steel
STATE OF GA OMS 6 | OGLETHORPE HWY | HINESVILLE | Liberty | 890035 | 3 |  |  | TRUE |  | TRUE | Permanently Out of Use - historical purposes | Used Oil | 500 | Bare Steel | 1981-05-02 | 1899-12-31 | Bare Steel
SIKES OIL CO INC | RT 1 BOX 34 Q | HINESVILLE | Liberty | 890041 | 3 | [5 empty] | Removed from Ground | Diesel | 560 | Bare Steel | 1966-05-12 | 1995-05-28 | Galvanized Steel
TEXACO FOOD MART #1 | 1221 WEST OGLETHORPE HWY | HINESVILLE | Liberty | 890090 | 2 | [5 empty] | Removed from Ground | Gas (Historical Use) | 8000 | Bare Steel | 1980-05-09 | 1992-06-18 | Galvanized Steel | Suction (American)
LIBERTY SERVICE STATION | 104 NORTH MAIN ST | HINESVILLE | Liberty | 890021 | 1 | [5 empty] | Removed from Ground | Empty | 4000 | Bare Steel | 1941-05-11 | 1992-03-24 | Galvanized Steel
BP FOOD MART | 251 GENERAL SCREVEN WAY | HINESVILLE | Liberty | 890039 | 5 | Flapper Valve | 1985-05-07 | TRUE | 1985-05-07 | TRUE | Currently in Use | Diesel | 6000 | Composite Double Walled | 1985-05-07 |  | Double-Walled Fiberglass | Pressurized
BP FOOD MART | 251 GENERAL SCREVEN WAY | HINESVILLE | Liberty | 890039 | 4 |  | 1985-05-07 | TRUE | 1985-05-07 | TRUE | Temporarily out of use | Gas (Historical Use) | 6000 | Composite Double Walled | 1985-05-07 |  | Double-Walled Fiberglass | Pressurized
TEXACO FOOD MART #1 | 1221 WEST OGLETHORPE HWY | HINESVILLE | Liberty | 890090 | 14048 |  | 1992-06-21 | FALSE | 1992-06-21 | FALSE | Currently in Use | Regular | 6000 | Composite | 1992-06-20 |  | Cathodically Protected | Pressurized
KWIK WAY #2 | GENERAL SCREVEN | HINESVILLE | Liberty | 890068 | 3 | [5 empty] | Removed from Ground | Empty | 1000 | Bare Steel | 1968-05-12 | 1992-04-05 | Galvanized Steel
E-Z QUICK STOP | 5240 GA HWY 196 W | HINESVILLE | Liberty | 890064 | 4 |  | 1994-06-01 |  | 1994-06-01 |  | Currently in Use | Diesel | 3000 | Steel-Impressed Current | 1983-05-09 |  | Cathodically Protected | Pressurized
WESTWARD HO | GA 196 WEST | HINESVILLE | Liberty | 890024 | 2 | [5 empty] | Closed in Ground | Gas (Historical Use) | 4000 | Bare Steel | 1962-01-01 | 1991-08-05 | Galvanized Steel
HWY 84 TEXACO | US HWY 84 & STEWART RD | HINESVILLE | Liberty | 890034 | 1 | [5 empty] | Removed from Ground | Gas (Historical Use) | 1000 | Bare Steel | 1952-05-08 | 1991-05-07 | Galvanized Steel
LIBERTY SERVICE STATION | 104 NORTH MAIN ST | HINESVILLE | Liberty | 890021 | 3 | [5 empty] | Removed from Ground | Empty | 2000 | Bare Steel | 1976-05-02 | 1992-03-24 | Galvanized Steel
BP FOOD MART | 251 GENERAL SCREVEN WAY | HINESVILLE | Liberty | 890039 | 2 | Flapper Valve | 1985-05-07 | TRUE | 1985-05-07 | TRUE | Currently in Use | E-0 | 12000 | Composite Double Walled | 1985-05-07 |  | Double-Walled Fiberglass | Pressurized
TEXACO FOOD MART #1 | 1221 WEST OGLETHORPE HWY | HINESVILLE | Liberty | 890090 | 1 | [5 empty] | Removed from Ground | Gas (Historical Use) | 8000 | Bare Steel | 1980-05-09 | 1992-06-18 | Galvanized Steel | Suction (American)
HINESVILLE AMOCO | 323 MEMORIAL DR | HINESVILLE | Liberty | 890097 | 1 | [5 empty] | Removed from Ground | Gas (Historical Use) | 8000 | Bare Steel | 1980-05-09 | 1899-12-31 | Galvanized Steel
LIBERTY SERVICE STATION | 104 NORTH MAIN ST | HINESVILLE | Liberty | 890021 | 2 | [5 empty] | Removed from Ground | Empty | 1000 | Bare Steel | 1941-05-11 | 1992-03-24 | Galvanized Steel
TEXACO FOOD MART #1 | 1221 WEST OGLETHORPE HWY | HINESVILLE | Liberty | 890090 | 14050 |  | 1992-06-21 |  | 1992-06-21 |  | Currently in Use | Gas (Historical Use) | 6000 | Composite | 1992-06-20 |  | Cathodically Protected | Pressurized
FAST STOP | 1735 EG MILES PKWY | HINESVILLE | Liberty | 890061 | 2 | Flapper Valve | 1996-10-04 | FALSE | 1996-10-04 | FALSE | Currently in Use | Gas (Historical Use) | 6000 | Galvanic (STIP-3) | 1985-05-08 |  | Fiberglass Reinforced Plastic | Pressurized
GAULDENS CHEVRON | 200 EAST COURT ST | HINESVILLE | Liberty | 890042 | 1 | [5 empty] | Removed from Ground | Gas (Historical Use) | 1000 | Bare Steel | 1966-05-12 | 1993-04-01 | Galvanized Steel
HWY 84 TEXACO | US HWY 84 & STEWART RD | HINESVILLE | Liberty | 890034 | 3 | [5 empty] | Removed from Ground | Gas (Historical Use) | 4000 | Bare Steel | 1974-05-03 | 1991-05-07 | Galvanized Steel
BENS AUTO REPAIR/MEMORIAL GULF S | 324 MEMORIAL DR | HINESVILLE | Liberty | 890060 | 1 | [5 empty] | Removed from Ground | Gas (Historical Use) | 1000 | Bare Steel | 1986-05-08 | 1994-08-29 | Galvanized Steel
DENMARK OIL CO | 326 MEMORIAL DR | HINESVILLE | Liberty | 890059 | 3 | [5 empty] | Removed from Ground | Gas (Historical Use) | 2000 | Bare Steel | 1971-05-12 | 1994-08-31 | Galvanized Steel
HANDY LAND EXXON | 2570 GA -196 | HINESVILLE | Liberty | 890054 | 6 | Flapper Valve | 1991-08-01 | FALSE | 1991-08-01 | FALSE | Currently in Use | Regular | 8000 | Galvanic (STIP-3) | 1991-08-01 |  | Fiberglass Reinforced Plastic | Pressurized
LIBERTY CO BOARD OF EDUCATION | 4185 E OGLETHORPE HWY | HINESVILLE | Liberty | 890047 | 3 | Flapper Valve | 1991-02-01 | FALSE | 1991-02-01 | TRUE | Currently in Use | Regular | 10000 | Galvanic (STIP-3) | 1991-02-01 |  | Fiberglass Reinforced Plastic | Pressurized
OLD TIME SAVER 12 | HWY 196 | HINESVILLE | Liberty | 890072 | 3 | [5 empty] | Removed from Ground | Gas (Historical Use) | 8000 | Bare Steel | 1976-05-10 | 1995-04-17 | Galvanized Steel
WESTWARD HO | GA 196 WEST | HINESVILLE | Liberty | 890024 | 1 | [5 empty] | Closed in Ground | Gas (Historical Use) | 2000 | Bare Steel | 1962-01-01 | 1991-08-05 | Galvanized Steel
HWY 84 TEXACO | US HWY 84 & STEWART RD | HINESVILLE | Liberty | 890034 | 4 | [5 empty] | Removed from Ground | Gas (Historical Use) | 560 | Bare Steel | 1971-05-04 | 1991-05-07 | Galvanized Steel
THE ONE STOP | HWY 82 & GEN STEWART RD | HINESVILLE | Liberty | 890063 | 1 | [5 empty] | Removed from Ground | Gas (Historical Use) | 2000 | Bare Steel | 1966-05-13 | 1992-08-14 | Galvanized Steel | Safe Suction (Euro)
E-Z QUICK STOP | 5240 GA HWY 196 W | HINESVILLE | Liberty | 890064 | 1B |  | 1994-06-01 |  | 1994-06-01 |  | Currently in Use | Gas (Historical Use) | 2000 | Steel-Impressed Current | 1983-05-09 |  | Cathodically Protected | Pressurized
BENS AUTO REPAIR/MEMORIAL GULF S | 324 MEMORIAL DR | HINESVILLE | Liberty | 890060 | 2 | [5 empty] | Removed from Ground | Gas (Historical Use) | 1000 | Bare Steel | 1986-05-08 | 1994-08-29 | Galvanized Steel
JOE'S SERVICE CENTER | 412 GENERAL SCREVEN HWY | HINESVILLE | Liberty | 890075 | 1 |  | 1998-04-02 | FALSE | 1998-04-02 | FALSE | Removed from Ground | Gas (Historical Use) | 6020 | Steel-Impressed Current | 1984-05-08 |  |  | Pressurized
STRICKLAND OIL CO | 506 SOUTH MAINN ST | HINESVILLE | Liberty | 890027 | 3 | [5 empty] | Removed from Ground | Gas (Historical Use) | 3000 | Bare Steel | 1956-05-07 | 1991-08-15 | Galvanized Steel
HANDY LAND EXXON | 2570 GA -196 | HINESVILLE | Liberty | 890054 | 7 | Flapper Valve | 1991-08-01 | FALSE | 1991-08-01 | FALSE | Currently in Use | Premium | 8000 | Galvanic (STIP-3) | 1991-08-01 |  | Fiberglass Reinforced Plastic | Pressurized
HANDY LAND EXXON | 2570 GA -196 | HINESVILLE | Liberty | 890054 | 4 |  |  | FALSE |  | FALSE | Removed from Ground | Used Oil | 1 |  | 1991-08-01 | 1991-08-01
HANDY LAND EXXON | 2570 GA -196 | HINESVILLE | Liberty | 890054 | 5 | Flapper Valve | 1991-08-01 | FALSE | 1991-08-01 | FALSE | Currently in Use | Regular | 8000 | Galvanic (STIP-3) | 1991-08-01 |  | Fiberglass Reinforced Plastic | Pressurized
OLD TIME SAVER 12 | HWY 196 | HINESVILLE | Liberty | 890072 | 2 | [5 empty] | Removed from Ground | Gas (Historical Use) | 8000 | Bare Steel | 1976-05-10 | 1995-04-17 | Galvanized Steel
DENMARK OIL CO | 326 MEMORIAL DR | HINESVILLE | Liberty | 890059 | 4 | [5 empty] | Removed from Ground | Gas (Historical Use) | 2000 | Bare Steel | 1971-05-12 | 1994-08-31 | Galvanized Steel
DENMARK OIL CO | 326 MEMORIAL DR | HINESVILLE | Liberty | 890059 | 7 | [5 empty] | Removed from Ground | Other | 2000 | Not Marked/Unknown | 1994-08-31 | 1994-08-31 | Not Marked
DENMARK OIL CO | 326 MEMORIAL DR | HINESVILLE | Liberty | 890059 | 5 | [5 empty] | Removed from Ground | Other | 500 | Not Marked/Unknown | 1994-08-29 | 1994-08-29 | Not Marked
PARKERS #28 | 35 OLD SUNBURY RD | HINESVILLE | Liberty | 10001015 | 2B | Ball Float | 2005-11-01 | FALSE | 2005-11-01 | FALSE | Currently in Use | Diesel | 6000 | Composite | 2005-11-01 |  | Double-Walled Fiberglass | Pressurized
4359 WEST OGLETHORPE HWY | 4359 WEST OGLETHORPE HWY | HINESVILLE | Liberty | 10001442 | 1 |  |  | FALSE |  | FALSE | Removed from Ground | Gas (Historical Use) | 4000 | Bare Steel | 2007-11-08 | 2007-11-08 | Galvanized Steel | Suction (American)
JET FOOD STORE #98 | 200 OGLETHORPE HWY | HINESVILLE | Liberty | 9089134 | 6 | Flapper Valve | 2023-10-01 | FALSE | 2023-07-01 | FALSE | Currently in Use | Premium | 10000 | Composite Double Walled | 2023-03-01 |  | Double-Walled Flex | Pressurized
PARKERS #28 | 35 OLD SUNBURY RD | HINESVILLE | Liberty | 10001015 | 2A | Ball Float | 2005-11-01 | FALSE | 2005-11-01 | FALSE | Currently in Use | Premium | 6000 | Composite | 2005-11-01 |  | Double-Walled Fiberglass | Pressurized
WALMART NEIGHBORHOOD MARKWT #4525 | 1422 WEST OGLETHROPE HWY | HINESVILLE | Liberty | 10002469 | 1 | Flapper Valve | 2015-06-03 | FALSE | 2015-06-03 | FALSE | Currently in Use | Regular | 15000 | Fiberglass Double Walled | 2015-04-23 |  | Double-Walled Flex | Pressurized
COUNTRYSIDE | 1439 W OGLETHORPE HWY | HINESVILLE | Liberty | 9089132 | T-6B |  | 1997-02-01 | FALSE | 1997-02-01 | FALSE | Currently in Use | Kerosene | 2000 | Composite | 1997-02-01 |  |  | Pressurized
COASTAL RENTAL | 207 W OLGETHORPE HWY | HINESVILLE | Liberty | 10000313 | 1 |  |  | FALSE |  | FALSE | Permanently Out of Use - historical purposes | Gas (Historical Use) | 3000 | Bare Steel | 1991-01-01 | 1991-01-01
BROWNSFIELD REMEDIATION PROJECT EPA GRANT | 123 MEMORIAL DRIVE | HINESVILLE | Liberty | 10001872 | A |  |  | FALSE |  | FALSE | Removed from Ground | Gas (Historical Use) | 3000 | Bare Steel | 1950-01-01 | 2009-07-01
PARKERS #17 | 2475 HWY 196W | HINESVILLE | Liberty | 9089166 | 1 | Flapper Valve | 1997-03-01 | FALSE | 1997-03-01 | FALSE | Currently in Use | Premium | 10000 | Composite | 1997-03-01 |  | Fiberglass Reinforced Plastic | Pressurized
COUNTRYSIDE | 1439 W OGLETHORPE HWY | HINESVILLE | Liberty | 9089132 | T-3 |  |  | FALSE |  | FALSE | Removed from Ground | Gas (Historical Use) | 3000 | Bare Steel | 1997-02-01 | 1997-02-01 | Galvanized Steel | Suction (American)
COUNTRYSIDE | 1439 W OGLETHORPE HWY | HINESVILLE | Liberty | 9089132 | T-6 |  | 1997-02-01 | FALSE | 1997-02-01 | FALSE | Currently in Use | Gas (Historical Use) | 6000 | Composite | 1997-02-01 |  |  | Pressurized
SANITARY PLUMBING/ROLAND PADRICK | 1574 EAST OGLETHORPE HWY | HINESVILLE | Liberty | 890002 | 1 | [5 empty] | Permanently Out of Use - historical purposes | Gas (Historical Use) | 3000 | Bare Steel | 1978-03-12 | 1899-12-31 | Galvanized Steel
COASTAL MUFFLER AND AUTO REPAIR | 116 MEMORIAL DR | HINESVILLE | Liberty | 10001527 | 2 |  |  | FALSE |  | FALSE | Removed from Ground | Gas (Historical Use) | 1000 | Bare Steel | 2008-05-07 | 2008-06-10 | Not Marked
WALMART NEIGHBORHOOD MARKET #4519 | 801 E GENERAL STEWART WAY | HINESVILLE | Liberty | 10002519 | 2A | Flapper Valve | 2015-10-06 | FALSE | 2015-10-06 | FALSE | Currently in Use | Premium | 8000 | Fiberglass Double Walled | 2015-09-03 |  | Double-Walled Flex | Pressurized
COUNTRYSIDE | 1439 W OGLETHORPE HWY | HINESVILLE | Liberty | 9089132 | T-1 |  |  | FALSE |  | FALSE | Removed from Ground | Gas (Historical Use) | 3000 | Bare Steel | 1997-02-01 | 1997-02-01 | Galvanized Steel | Suction (American)
HINESVILLE 66 | US 84 EAST | HINESVILLE | Liberty | 9089162 | 3 | [5 empty] | Removed from Ground | Diesel | 4000 | Cathodically Protected Steel | 1987-03-01 | 1998-12-01 | Galvanized Steel | Suction (American)
USA STATION #308 | 110 GENERAL SCREVAN RD | HINESVILLE | Liberty | 9089007 | 2 |  | 1995-06-01 |  | 1995-06-01 |  | Removed from Ground | Gas (Historical Use) | 12000 | Steel-Impressed Current | 1980-11-01 | 1999-11-01 | Cathodically Protected | Pressurized
PARKERS #28 | 35 OLD SUNBURY RD | HINESVILLE | Liberty | 10001015 | 1 | Ball Float | 2005-11-01 | FALSE | 2005-11-01 | FALSE | Currently in Use | Regular | 15000 | Composite | 2005-11-01 |  | Double-Walled Fiberglass | Pressurized
BROWNSFIELD REMEDIATION PROJECT EPA GRANT | 123 MEMORIAL DRIVE | HINESVILLE | Liberty | 10001872 | B |  |  | FALSE |  | FALSE | Removed from Ground | Gas (Historical Use) | 3000 | Bare Steel | 1950-01-01 | 2009-07-01
PARKERS #60 | 5890 W OGLETHORPE HWY | HINESVILLE | Liberty | 10002599 | 3 | Flapper Valve | 2016-09-01 | FALSE | 2016-09-01 | FALSE | Currently in Use | E-0 | 5000 | Tank Jacket | 2016-08-01 |  | Double-Walled Fiberglass | Pressurized
CITY OF HINESVILLE | 613 E G MILE PKWY | HINESVILLE | Liberty | 9089170 | 2 | Ball Float | 1998-05-16 | FALSE | 1998-05-16 | FALSE | Currently in Use | Diesel | 10000 | Galvanic (STIP-3) | 1988-05-16 |  | Fiberglass Reinforced Plastic | Pressurized
COUNTRYSIDE | 1439 W OGLETHORPE HWY | HINESVILLE | Liberty | 9089132 | T-6A |  | 1997-02-01 | FALSE | 1997-02-01 | FALSE | Currently in Use | Diesel | 4000 | Composite | 1997-02-01 |  |  | Pressurized
Quick Pick | 1120 KELLY DR | HINESVILLE | Liberty | 9089142 | 1 | Flapper Valve | 1983-01-01 | FALSE | 1983-01-01 | FALSE | Currently in Use | Regular | 8000 | Steel-Impressed Current | 1981-01-01 |  |  | Pressurized
USA STATION #308 | 110 GENERAL SCREVAN RD | HINESVILLE | Liberty | 9089007 | 4 |  | 1995-06-01 |  | 1995-06-01 |  | Removed from Ground | Diesel | 12000 | Steel-Impressed Current | 1980-11-01 | 1999-11-01 | Cathodically Protected | Pressurized
USA STATION #308 | 110 GENERAL SCREVAN RD | HINESVILLE | Liberty | 9089007 | 6A |  | 1999-11-30 | FALSE | 1999-11-30 | FALSE | Removed from Ground | Gas (Historical Use) | 8000 | Fiberglass Double Walled | 1999-11-30 | 2015-08-11 | Double-Walled Fiberglass | Pressurized
USA STATION #308 | 110 GENERAL SCREVAN RD | HINESVILLE | Liberty | 9089007 | 5 |  | 1999-11-30 | FALSE | 1999-11-30 | FALSE | Removed from Ground | Gas (Historical Use) | 15000 | Fiberglass Double Walled | 1999-11-30 | 2015-08-11 | Double-Walled Fiberglass | Pressurized
CRAFTSMAN AUTO REPAIR | HWY 84 | HINESVILLE | Liberty | 9089102 | 3 | [5 empty] | Removed from Ground | Empty | 1000 | Not Marked/Unknown | 1979-01-01 | 1979-01-01 | Not Marked
BROWNSFIELD REMEDIATION PROJECT EPA GRANT | 123 MEMORIAL DRIVE | HINESVILLE | Liberty | 10001872 | UNK-3 |  |  | FALSE |  | FALSE | Removed from Ground | Used Oil | 250 | Unknown | 1950-01-01 | 2011-11-12
COASTAL MUFFLER AND AUTO REPAIR | 116 MEMORIAL DR | HINESVILLE | Liberty | 10001527 | 5 |  |  | FALSE |  | FALSE | Removed from Ground | Not Marked/Tank Removed | 3000 | Unknown | 2014-09-12 | 2014-09-12
COASTAL MUFFLER AND AUTO REPAIR | 116 MEMORIAL DR | HINESVILLE | Liberty | 10001527 | 4 |  |  | FALSE |  | FALSE | Removed from Ground | Not Marked/Tank Removed | 3000 | Unknown | 2014-09-12 | 2014-09-12
RONALD S BELL | 1137 A HWY 196 W | HINESVILLE | Liberty | 9089130 | 2 |  | 1996-12-01 |  | 1996-12-01 |  | Removed from Ground | Gas (Historical Use) | 6000 | Steel-Impressed Current | 1997-03-01 | 2013-10-09 | Double Walled | Pressurized
AT&T | 451 GENERAL SCREVEN HWY | HINESVILLE | Liberty | 9089138 | 1 |  | 1989-01-01 |  | 1989-01-01 |  | Removed from Ground | Diesel | 1000 | Double Walled | 1989-01-01 | 2011-06-14 | Double Walled | Safe Suction (Euro)
SOUTH MAIN TEXACO | 201 SOUTH MAIN ST | HINESVILLE | Liberty | 9089008 | 2 | [5 empty] | Closed in Ground | Gas (Historical Use) | 6000 | Bare Steel | 1962-01-01 | 1991-08-14 | Galvanized Steel
DJ'S QUICK LUBE | 325 MEMORIAL DR | HINESVILLE | Liberty | 9089095 | 3 | [5 empty] | Removed from Ground | Gas (Historical Use) | 6000 | Bare Steel | 1980-05-10 | 1994-06-10 | Galvanized Steel | Pressurized
LIBERTY CO COURTHOUSE ANNEX | 112 N MAIN STREET | HINESVILLE | Liberty | 9089101 | 2 | [5 empty] | Removed from Ground | Other | 2000 | Not Marked/Unknown | 1992-03-01 | 1992-03-01 | Not Marked
COASTAL RENTAL | 207 W OLGETHORPE HWY | HINESVILLE | Liberty | 10000313 | 3 |  |  | FALSE |  | FALSE | Permanently Out of Use - historical purposes | Gas (Historical Use) | 3000 | Bare Steel | 1991-01-01 | 1991-01-01
BROWNSFIELD REMEDIATION PROJECT EPA GRANT | 123 MEMORIAL DRIVE | HINESVILLE | Liberty | 10001872 | UNK-2 |  |  | FALSE |  | FALSE | Removed from Ground | Used Oil | 50 | Bare Steel | 1950-01-01 | 2011-10-31
JET FOOD STORE #98 | 200 OGLETHORPE HWY | HINESVILLE | Liberty | 9089134 | 5 | Flapper Valve | 2023-10-01 | FALSE | 2023-07-01 | FALSE | Currently in Use | Diesel | 15000 | Composite Double Walled | 2023-03-01 |  | Double-Walled Flex | Pressurized
COASTAL UTILITIES INC | HWY 84 (OGLETHORPE HWY) | HINESVILLE | Liberty | 9089141 | 2 | [5 empty] | Removed from Ground | Gas (Historical Use) | 5000 | Bare Steel | 1977-03-07 | 1995-11-21 | Galvanized Steel
COASTAL RENTAL | 207 W OLGETHORPE HWY | HINESVILLE | Liberty | 10000313 | 2 |  |  | FALSE |  | FALSE | Permanently Out of Use - historical purposes | Gas (Historical Use) | 3000 | Bare Steel | 1991-01-01 | 1991-01-01
BROWNSFIELD REMEDIATION PROJECT EPA GRANT | 123 MEMORIAL DRIVE | HINESVILLE | Liberty | 10001872 | UNK-4 |  |  | FALSE |  | FALSE | Removed from Ground | Not Marked/Tank Removed | 250 | Bare Steel | 2015-07-30 | 2015-07-30 | Bare Steel
Circle K 2745102 | 463 W OGLETHORPE BLVD | HINESVILLE | Liberty | 9089172 | 2 | Flapper Valve | 2000-04-18 | FALSE | 2000-04-18 | FALSE | Currently in Use | Premium | 12000 | Composite Double Walled | 2000-04-18 |  | Double-Walled Flex | Pressurized
CLYDES MARKET #14 | 107 GEN SCREVEN WAY | HINESVILLE | Liberty | 9089127 | 3PREM |  | 1998-11-01 |  | 1998-11-01 |  | Removed from Ground | Gas (Historical Use) | 6000 | Cathodically Protected Steel | 1986-12-01 | 2006-10-31 | Cathodically Protected | Pressurized
ENK740 | 203 W OGLETHORPE HWY | HINESVILLE | Liberty | 10000933 | 1A | Ball Float | 2005-05-01 | FALSE | 2005-05-01 | FALSE | Currently in Use | Regular | 20000 | Composite | 2005-05-01 |  | Double-Walled Flex | Pressurized
PARKERS #60 | 5890 W OGLETHORPE HWY | HINESVILLE | Liberty | 10002599 | 2 | Flapper Valve | 2016-09-01 | FALSE | 2016-09-01 | FALSE | Currently in Use | Premium | 5000 | Tank Jacket | 2016-08-01 |  | Double-Walled Fiberglass | Pressurized
CITY OF HINESVILLE | 613 E G MILE PKWY | HINESVILLE | Liberty | 9089170 | 1 | Ball Float | 1998-05-16 | FALSE | 1998-05-16 | FALSE | Currently in Use | Regular | 10000 | Galvanic (STIP-3) | 1988-05-16 |  | Fiberglass Reinforced Plastic | Pressurized
JET FOOD STORE #98 | 200 OGLETHORPE HWY | HINESVILLE | Liberty | 9089134 | 2 | Flapper Valve | 1990-01-01 | FALSE | 1990-01-01 | FALSE | Removed from Ground | Gas (Historical Use) | 8000 | Galvanic (STIP-3) | 1990-01-01 |  | Fiberglass Reinforced Plastic | Pressurized
COASTAL UTILITIES INC | 115 PATRIOTS TRAIL | HINESVILLE | Liberty | 9089128 | 2 |  | 1990-12-20 |  | 1990-12-20 |  | Removed from Ground | Diesel | 2000 | Tank Jacket | 1990-12-08 | 2014-04-14 | Fiberglass Reinforced Plastic | Pressurized
BROWNSFIELD REMEDIATION PROJECT EPA GRANT | 123 MEMORIAL DRIVE | HINESVILLE | Liberty | 10001872 | C |  |  | FALSE |  | FALSE | Removed from Ground | Gas (Historical Use) | 3000 | Bare Steel | 1950-01-01 | 2009-07-01
LIBERTY CO BUS FACILITY | 100 TECHWOOD DR | HINESVILLE | Liberty | 10000954 | 1B | Ball Float | 2005-05-01 | FALSE | 2005-05-01 | FALSE | Currently in Use | Diesel | 10000 | Fiberglass Double Walled | 2005-05-01 |  | Double-Walled Flex | Pressurized
ENK740 | 203 W OGLETHORPE HWY | HINESVILLE | Liberty | 10000933 | 1B | Ball Float | 2005-05-01 | FALSE | 2005-05-01 | FALSE | Currently in Use | Premium | 8000 | Composite | 2005-05-01 |  | Double-Walled Flex | Pressurized
1060 WEST OGLETHORPE HIGHWAY | 1060 WEST OGLETHORPE HIGHWAY | HINESVILLE | Liberty | 10001349 | 1 |  |  | FALSE |  | FALSE | Removed from Ground | Gas (Historical Use) | 1000 | Bare Steel | 1985-01-01 | 1985-01-01 | Galvanized Steel
STRICKLAND OIL CO | 506 SOUTH MAINN ST | HINESVILLE | Liberty | 890027 | 7 | [5 empty] | Removed from Ground | Gas (Historical Use) | 6000 | Bare Steel | 1954-05-08 | 1991-08-16 | Galvanized Steel
STRICKLAND OIL CO | 506 SOUTH MAINN ST | HINESVILLE | Liberty | 890027 | 5 | [5 empty] | Removed from Ground | Diesel | 4000 | Bare Steel | 1962-05-06 | 1991-08-15 | Galvanized Steel
STRICKLAND OIL CO | 506 SOUTH MAINN ST | HINESVILLE | Liberty | 890027 | 4 | [5 empty] | Removed from Ground | Diesel | 3000 | Bare Steel | 1968-05-04 | 1991-08-15 | Galvanized Steel
GAULDENS CHEVRON | 200 EAST COURT ST | HINESVILLE | Liberty | 890042 | 3 | [5 empty] | Removed from Ground | Gas (Historical Use) | 560 | Bare Steel | 1966-05-12 | 1993-04-01 | Galvanized Steel
TEXACO FOOD MART #1 | 1221 WEST OGLETHORPE HWY | HINESVILLE | Liberty | 890090 | 14049 |  | 1992-06-21 |  | 1992-06-21 |  | Currently in Use | Gas (Historical Use) | 6000 | Composite | 1992-06-20 |  | Cathodically Protected | Pressurized
E-Z QUICK STOP | 5240 GA HWY 196 W | HINESVILLE | Liberty | 890064 | 1C |  | 1994-06-01 |  | 1994-06-01 |  | Currently in Use | Gas (Historical Use) | 4000 | Steel-Impressed Current | 1983-05-09 |  | Cathodically Protected | Pressurized
PEAT FUEL CO | P O BOX 23977 SAVANNAH GA | HINESVILLE | Liberty | 890052 | 2 | [5 empty] | Removed from Ground | Gas (Historical Use) | 2000 | Bare Steel | 1984-05-07 | 1899-12-31 | Galvanized Steel
TIMESAVER #14 | 201 GENERAL SCREVEN WAY & HWY 196 | HINESVILLE | Liberty | 890071 | 1 |  | 1998-01-27 |  | 1998-01-27 |  | Removed from Ground | Gas (Historical Use) | 8000 | Steel-Impressed Current | 1976-05-10 | 2001-11-15 | Fiberglass Reinforced Plastic | Pressurized
ENK763 | 791 E G MILES & GEN COCHRAN | HINESVILLE | Liberty | 890083 | 2 |  | 1997-03-04 |  | 1997-03-04 |  | Removed from Ground | Gas (Historical Use) | 6000 | Steel-Impressed Current | 1985-05-08 | 2015-04-22 | Cathodically Protected | Pressurized
Lucky's Texaco Hinesville | 743 Elma G Miles Pkwy | Hinesville | Liberty | 890088 | 3 |  | 1994-10-01 | FALSE | 1994-10-01 | FALSE | Removed from Ground | Plus | 4000 | Steel-Impressed Current | 1982-05-09 | 2021-01-11 |  | Suction (American)
ENK760 | 770 S MAIN ST | HINESVILLE | Liberty | 890081 | 4 |  | 1997-09-25 |  | 1997-09-25 |  | Removed from Ground | Gas (Historical Use) | 4000 | Cathodically Protected Steel | 1981-05-09 | 2008-07-01 | Cathodically Protected
GA POWER CO HINESVILLE OPERATING HEADQUARTERS | 923 OGLETHORPE ST/HWY 82 | HINESVILLE | Liberty | 9000203 | 34G1 | [5 empty] | Closed in Ground | Gas (Historical Use) | 10000 | Bare Steel | 1976-05-09 | 1990-08-01 | Unknown
LIBERTY TRUCK CENTER | HWY 17 | MIDWAY | Liberty | 890069 | 5 | [5 empty] | Removed from Ground | Diesel | 3000 | Bare Steel | 1966-05-13 | 1994-11-07 | Galvanized Steel | Suction (American)
LIBERTY TRUCK CENTER | HWY 17 | MIDWAY | Liberty | 890069 | 4 | [5 empty] | Removed from Ground | Empty | 2000 | Bare Steel | 1966-05-13 | 1994-11-07 | Galvanized Steel | Suction (American)
WALMART NEIGHBORHOOD MARKWT #4525 | 1422 WEST OGLETHROPE HWY | HINESVILLE | Liberty | 10002469 | 3B | Flapper Valve | 2015-06-03 | FALSE | 2015-06-03 | FALSE | Currently in Use | Diesel | 7000 | Fiberglass Double Walled | 2015-04-23 |  | Double-Walled Flex | Pressurized
BP FOOD MART | 251 GENERAL SCREVEN WAY | HINESVILLE | Liberty | 890039 | 1 | Flapper Valve | 1995-05-07 | TRUE | 1985-05-07 | TRUE | Currently in Use | Premium | 12000 | Composite Double Walled | 1985-05-07 |  | Double-Walled Fiberglass | Pressurized
TEXACO FOOD MART #1 | 1221 WEST OGLETHORPE HWY | HINESVILLE | Liberty | 890090 | 3 | [5 empty] | Removed from Ground | Gas (Historical Use) | 8000 | Bare Steel | 1980-05-09 | 1992-06-18 | Galvanized Steel | Suction (American)
LIBERTY CO BUS FACILITY | 100 TECHWOOD DR | HINESVILLE | Liberty | 10000954 | 1A | Ball Float | 2005-05-01 | FALSE | 2005-05-01 | FALSE | Currently in Use | Regular | 3000 | Fiberglass Double Walled | 2005-05-01 |  | Double-Walled Flex | Pressurized
1060 WEST OGLETHORPE HIGHWAY | 1060 WEST OGLETHORPE HIGHWAY | HINESVILLE | Liberty | 10001349 | 2 |  |  | FALSE |  | FALSE | Removed from Ground | Gas (Historical Use) | 1000 | Bare Steel | 1985-01-01 | 1985-01-01 | Galvanized Steel
COUNTRYSIDE | 1439 W OGLETHORPE HWY | HINESVILLE | Liberty | 9089132 | T-2 |  |  | FALSE |  | FALSE | Removed from Ground | Gas (Historical Use) | 4000 | Bare Steel | 1997-02-01 | 1997-02-01 | Galvanized Steel | Suction (American)
COUNTRYSIDE | 1439 W OGLETHORPE HWY | HINESVILLE | Liberty | 9089132 | T-5 |  | 1997-02-01 | FALSE | 1997-02-01 | FALSE | Currently in Use | Gas (Historical Use) | 12000 | Composite | 1997-02-01 |  |  | Pressurized
USA STATION #308 | 110 GENERAL SCREVAN RD | HINESVILLE | Liberty | 9089007 | 1 |  | 1995-06-01 |  | 1995-06-01 |  | Removed from Ground | Gas (Historical Use) | 12000 | Steel-Impressed Current | 1980-11-01 | 1999-11-01 | Cathodically Protected | Pressurized
HINESVILLE EXPRESS # 6 | 903 WEST OGLETHORPE HWY | HINESVILLE | Liberty | 9089009 | 3 | Flapper Valve | 1995-03-01 | FALSE | 1995-03-01 | FALSE | Currently in Use | Regular | 10000 | Galvanic (STIP-3) | 1987-03-10 |  | Fiberglass Reinforced Plastic | Pressurized
CLYDES MARKET #23 | 438 GEN SCREVEN WAY | HINESVILLE | Liberty | 9089126 | 2PLUS |  | 1998-11-01 |  | 1998-11-01 |  | Removed from Ground | Gas (Historical Use) | 8000 | Steel-Impressed Current | 1983-01-01 | 2009-06-29 | Cathodically Protected | Safe Suction (Euro)
GILL'S GRILL | US HWY 17 NORTH | RICHMOND HILL | Liberty | 890033 | 2 | [5 empty] | Closed in Ground | Gas (Historical Use) | 1000 | Bare Steel | 1956-05-07 | 1991-09-18 | Galvanized Steel
ENK280 | 715 OGLETHROPE AVE | HINESVILLE | Liberty | 890040 | 3 | Flapper Valve | 1992-05-20 | FALSE | 1992-05-20 | FALSE | Currently in Use | Regular | 12000 | Composite Double Walled | 1992-05-20 |  | Double-Walled Flex | Pressurized
FORT STEWART FAC 430 CAR CARE CE | FAC 430 HERO RD | HINESVILLE | Liberty | 9089118 | 257 | [5 empty] | Removed from Ground | Gas (Historical Use) | 10000 | Bare Steel | 1972-01-01 | 1993-03-01 | Galvanized Steel
WESTWARD HO | GA 196 WEST | HINESVILLE | Liberty | 890024 | 3 | [5 empty] | Closed in Ground | Gas (Historical Use) | 4000 | Bare Steel | 1962-01-01 | 1991-08-05 | Galvanized Steel
HWY 84 TEXACO | US HWY 84 & STEWART RD | HINESVILLE | Liberty | 890034 | 2 | [5 empty] | Removed from Ground | Empty | 2000 | Bare Steel | 1952-05-08 | 1991-05-07 | Galvanized Steel
GAULDENS CHEVRON | 200 EAST COURT ST | HINESVILLE | Liberty | 890042 | 2 | [5 empty] | Removed from Ground | Gas (Historical Use) | 1000 | Bare Steel | 1966-05-12 | 1993-04-01 | Galvanized Steel
HINESVILLE AMOCO | 323 MEMORIAL DR | HINESVILLE | Liberty | 890097 | 2 | [5 empty] | Removed from Ground | Gas (Historical Use) | 8000 | Bare Steel | 1980-05-09 | 1899-12-31 | Galvanized Steel
ENK764 | 904 E G MILES PKWY & PINELAND AVE | HINESVILLE | Liberty | 890084 | 1 | Flapper Valve | 1998-11-01 | FALSE | 1998-11-01 | FALSE | Currently in Use | Regular | 6000 | Steel-Impressed Current | 1985-05-08 |  | Fiberglass Reinforced Plastic | Pressurized
ENK763 | 791 E G MILES & GEN COCHRAN | HINESVILLE | Liberty | 890083 | 3 |  | 1997-03-04 |  | 1997-03-04 |  | Removed from Ground | Gas (Historical Use) | 6000 | Steel-Impressed Current | 1985-05-08 | 2015-04-22 | Cathodically Protected | Pressurized
ENK763 | 791 E G MILES & GEN COCHRAN | HINESVILLE | Liberty | 890083 | 6C |  | 2015-06-01 | FALSE | 2015-06-01 | FALSE | Closed in Ground | Diesel | 4000 | Composite Double Walled | 2015-06-01 |  | Double-Walled Fiberglass | Pressurized
STATE OF GA OMS 6 | OGLETHORPE HWY | HINESVILLE | Liberty | 890035 | 2 | [5 empty] | Removed from Ground | Diesel | 4000 | Bare Steel | 1983-05-02 | 1995-12-20 | Galvanized Steel
SIKES OIL CO INC | RT 1 BOX 34 Q | HINESVILLE | Liberty | 890041 | 2 | [5 empty] | Removed from Ground | Gas (Historical Use) | 560 | Bare Steel | 1966-05-12 | 1995-05-28 | Galvanized Steel
SAVE A TON | 925 E G MILES PKWY | HINESVILLE | Liberty | 890079 | 4A |  | 2004-12-28 | FALSE | 2004-12-28 | FALSE | Currently in Use | Regular | 8500 | Composite | 2004-12-28 |  | Fiberglass Reinforced Plastic | Pressurized
JOE'S SERVICE CENTER | 412 GENERAL SCREVEN HWY | HINESVILLE | Liberty | 890075 | 4 |  | 1998-04-02 | FALSE | 1998-04-02 | FALSE | Removed from Ground | Gas (Historical Use) | 2000 | Steel-Impressed Current | 1984-05-08 |  |  | Pressurized
JOE'S SERVICE CENTER | 412 GENERAL SCREVEN HWY | HINESVILLE | Liberty | 890075 | 5 |  | 1998-04-02 | FALSE | 1998-04-02 | FALSE | Removed from Ground | Diesel | 4000 | Steel-Impressed Current | 1984-05-08 |  |  | Pressurized
ENK764 | 904 E G MILES PKWY & PINELAND AVE | HINESVILLE | Liberty | 890084 | 3 | Flapper Valve | 1998-11-01 | FALSE | 1998-11-01 | FALSE | Currently in Use | Regular | 6000 | Steel-Impressed Current | 1985-05-08 |  | Fiberglass Reinforced Plastic | Pressurized
RONALD S BELL | 1137 A HWY 196 W | HINESVILLE | Liberty | 9089130 | 1 |  | 1996-12-01 |  | 1996-12-01 |  | Removed from Ground | Gas (Historical Use) | 6000 | Steel-Impressed Current | 1997-03-01 | 2013-11-14 | Double Walled | Pressurized
COASTAL UTILITIES INC | HWY 84 (OGLETHORPE HWY) | HINESVILLE | Liberty | 9089141 | 1 | [5 empty] | Removed from Ground | Gas (Historical Use) | 5000 | Bare Steel | 1977-03-07 | 1995-11-21 | Galvanized Steel
Quick Pick | 1120 KELLY DR | HINESVILLE | Liberty | 9089142 | 2 | Flapper Valve | 1983-01-01 | FALSE | 1983-01-01 | FALSE | Temporarily out of use | Plus | 4000 | Steel-Impressed Current | 1981-01-01 |  |  | Pressurized
HINESVILLE EXPRESS # 6 | 903 WEST OGLETHORPE HWY | HINESVILLE | Liberty | 9089009 | 1 | Flapper Valve | 1995-03-01 | FALSE | 1995-03-01 | FALSE | Currently in Use | Plus | 10000 | Galvanic (STIP-3) | 1987-03-10 |  | Fiberglass Reinforced Plastic | Pressurized
DJ'S QUICK LUBE | 325 MEMORIAL DR | HINESVILLE | Liberty | 9089095 | 1 | [5 empty] | Removed from Ground | Gas (Historical Use) | 6000 | Bare Steel | 1980-05-10 | 1994-06-10 | Galvanized Steel | Pressurized
ENK280 | 715 OGLETHROPE AVE | HINESVILLE | Liberty | 890040 | 1 | Flapper Valve | 1992-05-20 | FALSE | 1992-05-20 | FALSE | Currently in Use | Plus | 12000 | Composite Double Walled | 1992-05-20 |  | Double-Walled Flex | Pressurized
ENK772 | 241 MEMORIAL DR | HINESVILLE | Liberty | 890082 | 4 |  | 1997-01-01 |  | 1997-01-01 |  | Removed from Ground | Gas (Historical Use) | 4000 | Steel-Impressed Current | 1980-05-09 | 2013-02-19 | Cathodically Protected | Suction (American)
FORT STEWART FAC 430 CAR CARE CE | FAC 430 HERO RD | HINESVILLE | Liberty | 9089118 | 258 | [5 empty] | Removed from Ground | Gas (Historical Use) | 10000 | Bare Steel | 1972-01-01 | 1993-03-01 | Galvanized Steel
BP FOOD MART | 251 GENERAL SCREVEN WAY | HINESVILLE | Liberty | 890039 | 3 | Flapper Valve | 1995-05-07 | TRUE | 1985-05-07 | TRUE | Currently in Use | Regular | 12000 | Composite Double Walled | 1985-05-07 |  | Double-Walled Fiberglass | Pressurized
DENMARK OIL CO | 326 MEMORIAL DR | HINESVILLE | Liberty | 890059 | 1 | [5 empty] | Removed from Ground | Gas (Historical Use) | 2000 | Bare Steel | 1971-05-12 | 1994-08-31 | Galvanized Steel
PEAT FUEL CO | P O BOX 23977 SAVANNAH GA | HINESVILLE | Liberty | 890052 | 1 | [5 empty] | Removed from Ground | Diesel | 3000 | Bare Steel | 1984-05-07 | 1899-12-31 | Galvanized Steel
LIBERTY CO BOARD OF EDUCATION | 4185 E OGLETHORPE HWY | HINESVILLE | Liberty | 890047 | 1 | Flapper Valve |  | FALSE |  | FALSE | Removed from Ground |  | 3000 | Bare Steel | 1976-05-09 | 1991-01-01 | Galvanized Steel
FLASH FOODS #6 | 725 E OGLETHORPE HWY | HINESVILLE | Liberty | 890078 | 2 | Flapper Valve | 1997-06-10 | FALSE | 1994-09-21 | FALSE | Removed from Ground | Premium | 6000 | Steel-Impressed Current | 1979-05-09 | 2019-08-14 | Fiberglass Reinforced Plastic | Pressurized
ENK763 | 791 E G MILES & GEN COCHRAN | HINESVILLE | Liberty | 890083 | 7A | Overfill Alarm | 2022-04-19 | FALSE | 2022-04-06 | FALSE | Currently in Use | Regular | 15000 | Fiberglass Double Walled | 2022-04-19 |  | Double-Walled Fiberglass | Pressurized
E Z TRIP | 908 OLMSTEAD DR | HINESVILLE | Liberty | 890080 | 1 | Flapper Valve | 1997-01-01 | FALSE | 1997-01-01 | FALSE | Currently in Use | Premium | 4000 | Steel-Impressed Current | 1982-05-09 |  | Steel (Impressed Current) | Safe Suction (Euro)
Lucky's Texaco Hinesville | 743 Elma G Miles Pkwy | Hinesville | Liberty | 890088 | 4B | Flapper Valve | 2021-03-31 | FALSE | 2021-03-01 | FALSE | Currently in Use | Regular | 8000 | Composite Double Walled | 2021-01-12 |  | Double-Walled Fiberglass | Pressurized
JALABAPA TRADING INC (SOMMERS #76) | 250 GENERAL SCREVEN RD | HINESVILLE | Liberty | 890089 | 3 | Flapper Valve | 1994-10-01 | FALSE | 1994-10-01 | FALSE | Currently in Use | Gas (Historical Use) | 10000 |  | 1985-05-08 |  | Fiberglass Reinforced Plastic | Pressurized
SAVE A TON | 925 E G MILES PKWY | HINESVILLE | Liberty | 890079 | 3 |  | 1999-03-01 |  | 1999-03-01 |  | Removed from Ground | Gas (Historical Use) | 6000 | Steel-Impressed Current | 1979-05-10 | 1899-12-31 | Cathodically Protected | Safe Suction (Euro)
ENK763 | 791 E G MILES & GEN COCHRAN | HINESVILLE | Liberty | 890083 | 8B | Overfill Alarm | 2022-04-19 | FALSE | 2022-04-06 | FALSE | Currently in Use | Diesel | 6000 | Fiberglass Double Walled | 2022-04-19 |  | Double-Walled Fiberglass | Pressurized
JALABAPA TRADING INC (SOMMERS #76) | 250 GENERAL SCREVEN RD | HINESVILLE | Liberty | 890089 | 2 | Flapper Valve | 1994-10-01 | FALSE | 1994-10-01 | FALSE | Currently in Use | Gas (Historical Use) | 10000 |  | 1985-05-08 |  | Fiberglass Reinforced Plastic | Pressurized
TRITON #613 | I-95 & US 38 | MIDWAY | Liberty | 890053 | 2 |  |  |  | 1995-01-01 |  | Removed from Ground | Gas (Historical Use) | 10000 | Bare Steel | 1971-05-10 | 1999-12-07 | Galvanized Steel | Pressurized
MIDWAY EXPRESS | HWY 82 | MIDWAY | Liberty | 890098 | 2 | [5 empty] | Removed from Ground | Gas (Historical Use) | 6000 | Bare Steel | 1977-05-10 | 1899-12-31 | Galvanized Steel
MIDWAY STATION | 27 SOUTH COASTAL HWY 17 | MIDWAY | Liberty | 9089124 | 2 |  | 2008-02-01 | FALSE | 2008-02-01 | FALSE | Currently in Use | Diesel | 5000 | Galvanic (STIP-3) | 1989-05-01 |  | Fiberglass Reinforced Plastic | Pressurized
STRICKLAND OIL CO | 506 SOUTH MAINN ST | HINESVILLE | Liberty | 890027 | 1 | [5 empty] | Removed from Ground | Gas (Historical Use) | 1000 | Bare Steel | 1956-05-07 | 1991-08-15 | Galvanized Steel
STATE OF GA OMS 6 | OGLETHORPE HWY | HINESVILLE | Liberty | 890035 | 1 | [5 empty] | Removed from Ground | Gas (Historical Use) | 5000 | Bare Steel | 1971-05-05 | 1995-12-20 | Galvanized Steel
HINESVILLE AMOCO | 323 MEMORIAL DR | HINESVILLE | Liberty | 890097 | 3 | [5 empty] | Removed from Ground | Gas (Historical Use) | 8000 | Bare Steel | 1980-05-09 | 1899-12-31 | Galvanized Steel
THE ONE STOP | HWY 82 & GEN STEWART RD | HINESVILLE | Liberty | 890063 | 3 | [5 empty] | Removed from Ground | Gas (Historical Use) | 2000 | Bare Steel | 1966-05-13 | 1992-08-14 | Galvanized Steel | Safe Suction (Euro)
LIBERTY CONCRETE CO | HWY 196 & 84 | HINESVILLE | Liberty | 890048 | 1 | [5 empty] | Removed from Ground | Diesel | 1000 | Bare Steel | 1976-05-09 | 1991-01-01 | Galvanized Steel
ENK760 | 770 S MAIN ST | HINESVILLE | Liberty | 890081 | 3 |  | 1997-09-25 |  | 1997-09-25 |  | Removed from Ground | Gas (Historical Use) | 4000 | Steel-Impressed Current | 1981-05-09 | 2008-07-01 | Cathodically Protected | Safe Suction (Euro)
ENK764 | 904 E G MILES PKWY & PINELAND AVE | HINESVILLE | Liberty | 890084 | 2 | Flapper Valve | 1998-11-01 | FALSE | 1998-11-01 | FALSE | Currently in Use | Premium | 6000 | Steel-Impressed Current | 1985-05-08 |  | Fiberglass Reinforced Plastic | Pressurized
COASTAL EMC | US 17 SOUTH | MIDWAY | Liberty | 9000537 | 1 | [5 empty] | Removed from Ground | Gas (Historical Use) | 10000 | Bare Steel | 1978-03-19 | 1990-11-01 | Galvanized Steel
THE BIG WHEEL | HWY 17 | MIDWAY | Liberty | 890070 | 1 | [5 empty] | Removed from Ground | Empty | 1000 | Bare Steel | 1966-05-13 | 1997-11-24 | Galvanized Steel | Suction (American)
WHITES GULF SERVICE | HWY 17 | MIDWAY | Liberty | 890065 | 2 | [5 empty] | Removed from Ground | Gas (Historical Use) | 1000 | Bare Steel | 1973-05-11 | 1994-11-07 | Galvanized Steel
SPARKERS #5 | 24 N COASTAL HWY 17 | MIDWAY | Liberty | 890006 | 1 |  | 1998-01-01 |  | 1998-01-01 |  | Currently in Use | Gas (Historical Use) | 8000 | Steel-Impressed Current | 1981-02-25 |  | Steel (Impressed Current) | Suction (American)
LAKE GEORGE GET N GO | 1604 LIMERICK RD | MIDWAY | Liberty | 890007 | 2 | Flapper Valve | 1997-10-01 | FALSE | 1997-10-01 | FALSE | Temporarily out of use | Gas (Historical Use) | 4000 | Steel-Impressed Current | 1976-02-27 |  | Steel (Impressed Current) | Suction (American)
MIDWAY TEXACO STATION | US HWY 17 & US HWY 84 | MIDWAY | Liberty | 890020 | 1 | [5 empty] | Removed from Ground | Gas (Historical Use) | 3000 | Bare Steel | 1958-05-07 | 1988-04-03 | Galvanized Steel
MIDWAY STATION | 27 SOUTH COASTAL HWY 17 | MIDWAY | Liberty | 9089124 | 6A |  | 1995-05-01 | FALSE | 1995-05-01 | FALSE | Temporarily out of use | Gas (Historical Use) | 6000 |  | 1995-12-01 |  | Fiberglass Reinforced Plastic | Pressurized
MIDWAY STATION | 27 SOUTH COASTAL HWY 17 | MIDWAY | Liberty | 9089124 | 6B |  | 1995-05-01 | FALSE | 1995-05-01 | FALSE | Temporarily out of use | Gas (Historical Use) | 6000 |  | 1995-12-01 |  | Fiberglass Reinforced Plastic | Pressurized
EL CHEAPO #50 | 13670 E OGLETHORPE HWY | MIDWAY | Liberty | 9089125 | 3 | Flapper Valve | 1989-05-01 | FALSE | 1989-05-01 | FALSE | Currently in Use | Premium | 10000 | Galvanic (STIP-3) | 1989-05-01 |  | Fiberglass Reinforced Plastic | Pressurized
GA FC/LIBERTY CO UNIT | GA HWY 17/1 MILE SOUTH OF MIDWAY | MIDWAY | Liberty | 9089002 | 3 | [5 empty] | Removed from Ground | Diesel | 560 | Bare Steel | 1953-01-01 | 1990-10-01 | Bare Steel
REPAIRS UNLIMITED (DOT PARCEL41) | 1635 LEROY COFFER ROAD | MIDWAY | Liberty | 10000777 | 1 |  |  | FALSE |  | FALSE | Removed from Ground | Not Marked | 0 | Unknown |  | 1899-12-31
Midway Marathon | 13689 E OGLETHORPE HWY | MIDWAY | Liberty | 10002369 | 2B |  | 2014-10-01 | FALSE | 2014-10-01 | FALSE | Currently in Use | Diesel | 4000 | Composite Double Walled | 2014-09-01 |  | Double-Walled Fiberglass | Pressurized
SUNBERRY COUNTRY STORE | 3584 ISLANDS HWY | MIDWAY | Liberty | 10000466 | 2 | Ball Float | 2003-09-01 | FALSE | 2003-09-01 | FALSE | Currently in Use | Premium | 4000 | Composite | 2003-09-01 |  | Double-Walled Fiberglass | Pressurized
Ashapuri Maa, Inc. d/b/a South Newport BP | 36 Montague Street | Riceboro | Liberty | 9089164 | 1 | Flapper Valve | 1996-10-30 | FALSE | 1996-10-30 | FALSE | Currently in Use | Regular | 10000 | Composite Double Walled | 1996-10-25 |  | Double-Walled Flex | Pressurized
EMERALD PETROLEUM | 11223 S COASTAL HWY 17 | RICEBORO | Liberty | 890009 | 3 | Ball Float | 1982-01-01 | FALSE | 1982-01-01 | FALSE | Currently in Use | Premium | 10000 | Epoxy | 1982-01-01 |  | Fiberglass Reinforced Plastic | Pressurized
OGDEN CROSSROADS STORE | HWY 119 @BREMERTON FERRY | RICEBORO | Liberty | 890102 | 3 | [5 empty] | Permanently Out Of Use | Gas (Historical Use) | 4000 | Bare Steel | 1999-05-24 | 1999-05-24 | Galvanized Steel | Suction (American)
INTERSTATE PAPER CORP | 2366 INTERSTATE RD | RICEBORO | Liberty | 890076 | 2 | [5 empty] | Removed from Ground | Gas (Historical Use) | 1 | Bare Steel | 1979-05-10 | 1988-12-01 | Galvanized Steel
OLD GULF STATION | 5827 W OGLETHORPE | WALTHOURVILLE | Liberty | 9089163 | 3 |  |  | FALSE |  | FALSE | Removed from Ground | Gas (Historical Use) | 550 | Unknown | 1964-01-01 | 1998-03-20 | Unknown
DJ'S QUICK LUBE | 325 MEMORIAL DR | HINESVILLE | Liberty | 9089095 | 2 | [5 empty] | Removed from Ground | Gas (Historical Use) | 6000 | Bare Steel | 1980-05-10 | 1994-06-10 | Galvanized Steel | Pressurized
LIBERTY CO COURTHOUSE ANNEX | 112 N MAIN STREET | HINESVILLE | Liberty | 9089101 | 3 | [5 empty] | Removed from Ground | Other | 1000 | Not Marked/Unknown | 1992-03-01 | 1992-03-01 | Not Marked
ENK772 | 241 MEMORIAL DR | HINESVILLE | Liberty | 890082 | 5A | Ball Float | 2013-02-01 | FALSE | 2013-02-01 | TRUE | Currently in Use | Regular | 10000 | Composite Double Walled | 2013-02-01 |  | Fiberglass Reinforced Plastic | Pressurized
ENK772 | 241 MEMORIAL DR | HINESVILLE | Liberty | 890082 | 3 |  | 1997-01-01 |  | 1997-01-01 |  | Removed from Ground | Gas (Historical Use) | 4000 | Steel-Impressed Current | 1980-05-09 | 2013-02-19 | Cathodically Protected | Suction (American)
4359 WEST OGLETHORPE HWY | 4359 WEST OGLETHORPE HWY | HINESVILLE | Liberty | 10001442 | 2 |  |  | FALSE |  | FALSE | Removed from Ground | Gas (Historical Use) | 4000 | Bare Steel | 2007-11-08 | 2007-11-08 | Galvanized Steel | Suction (American)
PARKERS #60 | 5890 W OGLETHORPE HWY | HINESVILLE | Liberty | 10002599 | 4 | Flapper Valve | 2016-09-01 | FALSE | 2016-09-01 | FALSE | Currently in Use | Diesel | 5000 | Tank Jacket | 2016-08-01 |  | Double-Walled Fiberglass | Pressurized
PARKERS #60 | 5890 W OGLETHORPE HWY | HINESVILLE | Liberty | 10002599 | 1 | Flapper Valve | 2016-09-01 | FALSE | 2016-09-01 | FALSE | Currently in Use | Regular | 20000 | Tank Jacket | 2016-08-01 |  | Double-Walled Fiberglass | Pressurized
JET FOOD STORE #98 | 200 OGLETHORPE HWY | HINESVILLE | Liberty | 9089134 | 7 | Flapper Valve | 2023-10-01 | FALSE | 2023-07-01 | FALSE | Currently in Use | E-0 | 5000 | Composite Double Walled | 2023-03-01 |  | Double-Walled Flex | Pressurized
JET FOOD STORE #98 | 200 OGLETHORPE HWY | HINESVILLE | Liberty | 9089134 | 4 | Flapper Valve | 2023-10-01 | FALSE | 2023-07-01 | FALSE | Currently in Use | Regular | 30000 | Composite Double Walled | 2023-03-01 |  | Double-Walled Flex | Pressurized
JET FOOD STORE #98 | 200 OGLETHORPE HWY | HINESVILLE | Liberty | 9089134 | 1 | Flapper Valve | 1990-01-01 | FALSE | 1990-01-01 | FALSE | Removed from Ground | Gas (Historical Use) | 8000 | Galvanic (STIP-3) | 1990-01-01 |  | Fiberglass Reinforced Plastic | Pressurized
COASTAL UTILITIES INC | 115 PATRIOTS TRAIL | HINESVILLE | Liberty | 9089128 | 1 |  | 1990-12-20 |  | 1990-12-20 |  | Removed from Ground | Gas (Historical Use) | 10000 | Tank Jacket | 1990-12-08 | 2014-04-14 | Fiberglass Reinforced Plastic | Pressurized
SOUTH MAIN TEXACO | 201 SOUTH MAIN ST | HINESVILLE | Liberty | 9089008 | 4 |  |  | TRUE |  | TRUE | Removed from Ground | Used Oil | 550 | Bare Steel | 1962-01-01 | 1991-08-15 | Galvanized Steel
HINESVILLE EXPRESS # 6 | 903 WEST OGLETHORPE HWY | HINESVILLE | Liberty | 9089009 | 4 | Flapper Valve | 1995-03-01 | FALSE | 1995-03-01 | FALSE | Currently in Use | Premium | 6000 | Galvanic (STIP-3) | 1987-03-10 |  | Fiberglass Reinforced Plastic | Pressurized
CLYDES MARKET #23 | 438 GEN SCREVEN WAY | HINESVILLE | Liberty | 9089126 | 4a | Ball Float | 2009-07-01 | FALSE | 2009-07-01 | FALSE | Currently in Use | Regular | 8500 | Composite Double Walled | 2009-07-01 |  | Double-Walled Fiberglass | Pressurized
GA STATE PATROL POST 11 | 425 SOUTH OGLETHORPE HWY | HINESVILLE | Liberty | 890005 | 1 | [5 empty] | Removed from Ground | Gas (Historical Use) | 6000 | Bare Steel | 1976-03-08 | 1899-12-31 | Galvanized Steel
ENK280 | 715 OGLETHROPE AVE | HINESVILLE | Liberty | 890040 | D1 | [5 empty] | Removed from Ground | Diesel | 4000 | Bare Steel | 1971-05-11 | 1991-09-27 | Galvanized Steel
PARKERS #17 | 2475 HWY 196W | HINESVILLE | Liberty | 9089166 | 2 | Flapper Valve | 1997-03-01 | FALSE | 1997-03-01 | FALSE | Currently in Use | Regular | 12000 | Composite | 1997-03-01 |  | Fiberglass Reinforced Plastic | Pressurized
COUNTRYSIDE | 1439 W OGLETHORPE HWY | HINESVILLE | Liberty | 9089132 | T-4 |  |  | FALSE |  | FALSE | Removed from Ground | Diesel | 4000 | Bare Steel | 1997-02-01 | 1997-02-01 | Galvanized Steel | Suction (American)
Quick Pick | 1120 KELLY DR | HINESVILLE | Liberty | 9089142 | 3 | Flapper Valve | 1983-01-01 | FALSE | 1983-01-01 | FALSE | Temporarily out of use | Premium | 4000 | Steel-Impressed Current | 1981-01-01 |  |  | Pressurized
HINESVILLE EXPRESS # 6 | 903 WEST OGLETHORPE HWY | HINESVILLE | Liberty | 9089009 | 2 | Flapper Valve | 1995-03-01 | FALSE | 1995-03-01 | FALSE | Currently in Use | Regular | 10000 | Galvanic (STIP-3) | 1987-03-10 |  | Fiberglass Reinforced Plastic | Pressurized
CRAFTSMAN AUTO REPAIR | HWY 84 | HINESVILLE | Liberty | 9089102 | 1 | [5 empty] | Removed from Ground | Empty | 1000 | Not Marked/Unknown | 1979-01-01 | 1979-01-01 | Not Marked
CLYDES MARKET #14 | 107 GEN SCREVEN WAY | HINESVILLE | Liberty | 9089127 | 1UL |  | 1998-11-01 |  | 1998-11-01 |  | Removed from Ground | Gas (Historical Use) | 7896 | Cathodically Protected Steel | 1986-12-01 | 2006-10-31 | Cathodically Protected | Pressurized
FORT STEWART FAC 430 CAR CARE CE | FAC 430 HERO RD | HINESVILLE | Liberty | 9089118 | 259 | [5 empty] | Removed from Ground | Gas (Historical Use) | 10000 | Bare Steel | 1972-01-01 | 1993-03-01 | Galvanized Steel
E Z TRIP | 908 OLMSTEAD DR | HINESVILLE | Liberty | 890080 | 3 | Flapper Valve | 1997-01-01 | FALSE | 1997-01-01 | FALSE | Currently in Use | E-10 | 4000 | Steel-Impressed Current | 1982-05-09 |  | Steel (Impressed Current) | Safe Suction (Euro)
TANK CAR NO 2 | U S 17 5 MILES NORTH | MIDWAY | Liberty | 890085 | 1 | [5 empty] | Permanently Out of Use - historical purposes | Empty | 3000 | Bare Steel | 1975-05-11 | 1899-12-31 | Galvanized Steel
THE BIG WHEEL | HWY 17 | MIDWAY | Liberty | 890070 | 6 | [5 empty] | Removed from Ground | Empty | 3000 | Bare Steel | 1986-05-08 | 1997-11-24 | Galvanized Steel
STUCKEYS | HWY 17 | MIDWAY | Liberty | 890057 | 1 | [5 empty] | Removed from Ground | Empty | 1000 | Bare Steel | 1966-05-13 | 1997-11-14 | Galvanized Steel
WHITES GULF SERVICE | HWY 17 | MIDWAY | Liberty | 890065 | 1 | [5 empty] | Removed from Ground | Gas (Historical Use) | 1000 | Bare Steel | 1973-05-11 | 1994-11-07 | Galvanized Steel
PETRO EXPRESS #11 | 16 Leroy Coffer Dr | MIDWAY | Liberty | 890091 | 3 |  | 1998-11-01 | FALSE | 1998-11-01 | FALSE | Temporarily out of use | Diesel On Road | 8000 | Galvanic (STIP-3) | 1985-05-07 |  | Fiberglass Reinforced Plastic | Pressurized
EL CHEAPO #50 | 13670 E OGLETHORPE HWY | MIDWAY | Liberty | 9089125 | 4 | Flapper Valve | 1989-05-01 | FALSE | 1989-05-01 | FALSE | Currently in Use | Diesel | 10000 | Galvanic (STIP-3) | 1989-05-01 |  | Fiberglass Reinforced Plastic | Pressurized
BENS AUTO REPAIR/MEMORIAL GULF S | 324 MEMORIAL DR | HINESVILLE | Liberty | 890060 | 4 |  |  | TRUE |  | TRUE | Removed from Ground | Used Oil | 500 | Bare Steel | 1986-05-08 | 1994-08-29 | Galvanized Steel
HANDY LAND EXXON | 2570 GA -196 | HINESVILLE | Liberty | 890054 | 2 |  |  | FALSE |  | FALSE | Removed from Ground | Gas (Historical Use) | 1 |  | 1991-08-01 | 1991-08-01
Circle K 2745002 | 1025 W OGLETHORPE | HINESVILLE | Liberty | 890077 | 1 | Flapper Valve | 1997-06-13 | FALSE | 1997-06-13 | FALSE | Currently in Use | Regular | 10000 | Steel-Impressed Current | 1980-05-08 |  | Double-Walled Fiberglass | Pressurized
SAVE A TON | 925 E G MILES PKWY | HINESVILLE | Liberty | 890079 | 1 |  | 1999-03-01 |  | 1999-03-01 |  | Removed from Ground | Gas (Historical Use) | 8000 | Steel-Impressed Current | 1979-05-10 | 1899-12-31 | Cathodically Protected | Safe Suction (Euro)
SAVE A TON | 925 E G MILES PKWY | HINESVILLE | Liberty | 890079 | 4B |  | 2004-12-28 | FALSE | 2004-12-28 | FALSE | Currently in Use | Premium | 3500 | Composite | 2004-12-28 |  | Fiberglass Reinforced Plastic | Pressurized
JOE'S SERVICE CENTER | 412 GENERAL SCREVEN HWY | HINESVILLE | Liberty | 890075 | 2 |  | 1998-04-02 | FALSE | 1998-04-02 | FALSE | Removed from Ground | Gas (Historical Use) | 6020 | Steel-Impressed Current | 1984-05-08 |  |  | Pressurized
ENK760 | 770 S MAIN ST | HINESVILLE | Liberty | 890081 | 5A |  | 2008-07-01 | FALSE | 2008-07-01 | FALSE | Currently in Use | Gas (Historical Use) | 9000 | Composite Double Walled | 2008-07-01 |  | Double-Walled Fiberglass | Pressurized
LIBERTY TRUCK CENTER | HWY 17 | MIDWAY | Liberty | 890069 | 6 | [5 empty] | Removed from Ground | Empty | 2000 | Bare Steel | 1966-05-13 | 1994-11-07 | Galvanized Steel
WHITES GULF SERVICE | HWY 17 | MIDWAY | Liberty | 890065 | 3 | [5 empty] | Removed from Ground | Gas (Historical Use) | 1000 | Bare Steel | 1973-05-11 | 1994-11-07 | Galvanized Steel
MIDWAY STATION | 27 SOUTH COASTAL HWY 17 | MIDWAY | Liberty | 9089124 | 5 |  | 2008-02-01 | FALSE | 2008-02-01 | FALSE | Currently in Use | Premium | 5000 | Galvanic (STIP-3) | 1989-05-01 |  | Fiberglass Reinforced Plastic | Pressurized
MIDWAY STATION | 27 SOUTH COASTAL HWY 17 | MIDWAY | Liberty | 9089124 | 4 |  | 2008-02-01 | FALSE | 2008-02-01 | FALSE | Currently in Use | Regular | 5000 | Galvanic (STIP-3) | 1989-05-01 |  | Fiberglass Reinforced Plastic | Pressurized
SIKES OIL CO INC | RT 1 BOX 34 Q | HINESVILLE | Liberty | 890041 | 1 | [5 empty] | Removed from Ground | Empty | 10000 | Bare Steel | 1983-05-08 | 1995-05-28 | Galvanized Steel
E-Z QUICK STOP | 5240 GA HWY 196 W | HINESVILLE | Liberty | 890064 | 6 |  | 1996-05-01 |  | 1996-05-01 |  | Currently in Use | Gas (Historical Use) | 3000 | Composite | 1996-05-01 |  | Fiberglass Reinforced Plastic | Pressurized
HANDY LAND EXXON | 2570 GA -196 | HINESVILLE | Liberty | 890054 | 1 |  |  | FALSE |  | FALSE | Removed from Ground | Gas (Historical Use) | 4000 |  | 1991-08-01 | 1991-08-01
DERST BAKING CO WAREHOUSE | HWY 82 | HINESVILLE | Liberty | 890055 | 1 | [5 empty] | Removed from Ground | Empty | 500 | Bare Steel | 1962-05-14 | 1997-10-21 | Unknown | Suction (American)
LIBERTY CO BOARD OF EDUCATION | 4185 E OGLETHORPE HWY | HINESVILLE | Liberty | 890047 | 2 | Flapper Valve | 1991-02-01 | FALSE | 1991-02-01 | TRUE | Currently in Use | Diesel | 10000 | Galvanic (STIP-3) | 1991-02-01 |  | Fiberglass Reinforced Plastic | Pressurized
ENK763 | 791 E G MILES & GEN COCHRAN | HINESVILLE | Liberty | 890083 | 7B | Overfill Alarm | 2022-04-19 | FALSE | 2022-04-06 | FALSE | Currently in Use | Premium | 8000 | Fiberglass Double Walled | 2022-04-19 |  | Double-Walled Fiberglass | Pressurized
E Z TRIP | 908 OLMSTEAD DR | HINESVILLE | Liberty | 890080 | 2 | Flapper Valve | 1997-01-01 | FALSE | 1997-01-01 | FALSE | Currently in Use | E-10 | 4000 | Steel-Impressed Current | 1982-05-09 |  | Steel (Impressed Current) | Safe Suction (Euro)
Lucky's Texaco Hinesville | 743 Elma G Miles Pkwy | Hinesville | Liberty | 890088 | 4C | Flapper Valve | 2021-03-31 | FALSE | 2021-03-01 | FALSE | Currently in Use | Diesel | 2500 | Composite Double Walled | 2021-01-12 |  | Double-Walled Fiberglass | Pressurized
Lucky's Texaco Hinesville | 743 Elma G Miles Pkwy | Hinesville | Liberty | 890088 | 4A | Flapper Valve | 2021-03-31 | FALSE | 2021-03-01 | FALSE | Currently in Use | Premium | 2500 | Composite Double Walled | 2021-01-12 |  | Double-Walled Fiberglass | Pressurized
THE BIG WHEEL | HWY 17 | MIDWAY | Liberty | 890070 | 4 | [5 empty] | Removed from Ground | Empty | 1000 | Bare Steel | 1966-05-13 | 1997-11-24 | Galvanized Steel | Suction (American)
THE BIG WHEEL | HWY 17 | MIDWAY | Liberty | 890070 | 5 | [5 empty] | Removed from Ground | Empty | 2000 | Bare Steel | 1966-05-13 | 1997-11-24 | Galvanized Steel | Suction (American)
PIT STOP | 1011 AIRPORT RD | HINESVILLE | Liberty | 9089153 | 2B | Flapper Valve | 1995-08-15 | FALSE | 1995-08-15 | FALSE | Temporarily out of use | Gas (Historical Use) | 5000 | Composite | 1995-08-15 |  | Fiberglass Reinforced Plastic | Pressurized
SANITARY PLUMBING/ROLAND PADRICK | 1574 EAST OGLETHORPE HWY | HINESVILLE | Liberty | 890002 | 2 | [5 empty] | Permanently Out of Use - historical purposes | Gas (Historical Use) | 6000 | Bare Steel | 1978-03-12 | 1899-12-31 | Galvanized Steel
BROWNSFIELD REMEDIATION PROJECT EPA GRANT | 123 MEMORIAL DRIVE | HINESVILLE | Liberty | 10001872 | UNK-1 |  |  | FALSE |  | FALSE | Removed from Ground | Used Oil | 0 | Bare Steel | 1950-01-01 | 2011-10-31
COASTAL MUFFLER AND AUTO REPAIR | 116 MEMORIAL DR | HINESVILLE | Liberty | 10001527 | 1 |  |  | FALSE |  | FALSE | Removed from Ground | Gas (Historical Use) | 1000 | Bare Steel | 2007-05-08 | 2008-06-10 | Not Marked
WALMART NEIGHBORHOOD MARKET #4519 | 801 E GENERAL STEWART WAY | HINESVILLE | Liberty | 10002519 | 1 | Flapper Valve | 2015-10-06 | FALSE | 2015-10-06 | FALSE | Currently in Use | Regular | 15000 | Fiberglass Double Walled | 2015-09-03 |  | Double-Walled Flex | Pressurized
WALMART NEIGHBORHOOD MARKET #4519 | 801 E GENERAL STEWART WAY | HINESVILLE | Liberty | 10002519 | 2B | Flapper Valve | 2015-10-06 | FALSE | 2015-10-06 | FALSE | Currently in Use | Diesel | 7000 | Fiberglass Double Walled | 2015-09-03 |  | Double-Walled Flex | Pressurized
Circle K 2745102 | 463 W OGLETHORPE BLVD | HINESVILLE | Liberty | 9089172 | 1 | Flapper Valve | 2000-04-18 | FALSE | 2000-04-18 | FALSE | Currently in Use | Regular | 12000 | Composite Double Walled | 2000-04-18 |  | Double-Walled Flex | Pressurized
SOUTH MAIN TEXACO | 201 SOUTH MAIN ST | HINESVILLE | Liberty | 9089008 | 1 | [5 empty] | Closed in Ground | Gas (Historical Use) | 6000 | Bare Steel | 1962-01-01 | 1991-08-13 | Galvanized Steel
ENK280 | 715 OGLETHROPE AVE | HINESVILLE | Liberty | 890040 | R1 | [5 empty] | Removed from Ground | Gas (Historical Use) | 4000 | Bare Steel | 1971-05-11 | 1991-09-27 | Galvanized Steel
ENK280 | 715 OGLETHROPE AVE | HINESVILLE | Liberty | 890040 | P1 | [5 empty] | Removed from Ground | Gas (Historical Use) | 4000 | Bare Steel | 1971-05-11 | 1991-09-27 | Galvanized Steel
STUCKEYS | HWY 17 | MIDWAY | Liberty | 890057 | 3 | [5 empty] | Removed from Ground | Gas (Historical Use) | 1000 | Bare Steel | 1966-05-13 | 1997-11-14 | Galvanized Steel
TRITON #613 | I-95 & US 38 | MIDWAY | Liberty | 890053 | 4 |  |  |  | 1995-01-01 |  | Removed from Ground | Diesel | 10000 | Bare Steel | 1971-05-10 | 1999-12-07 | Galvanized Steel | Pressurized
TRITON #613 | I-95 & US 38 | MIDWAY | Liberty | 890053 | 1 |  |  |  | 1995-01-01 |  | Removed from Ground | Gas (Historical Use) | 10000 | Bare Steel | 1971-05-10 | 1999-12-07 | Galvanized Steel | Pressurized
PETRO EXPRESS #11 | 16 Leroy Coffer Dr | MIDWAY | Liberty | 890091 | 1 |  | 1998-11-01 | FALSE | 1998-11-01 | FALSE | Temporarily out of use | Premium | 10000 | Galvanic (STIP-3) | 1985-05-07 |  | Fiberglass Reinforced Plastic | Pressurized
BROWNSFIELD REMEDIATION PROJECT EPA GRANT | 123 MEMORIAL DRIVE | HINESVILLE | Liberty | 10001872 | D |  |  | FALSE |  | FALSE | Removed from Ground | Kerosene | 1500 | Bare Steel | 1950-01-01 | 2009-07-01
WALMART NEIGHBORHOOD MARKWT #4525 | 1422 WEST OGLETHROPE HWY | HINESVILLE | Liberty | 10002469 | 2A | Flapper Valve | 2015-06-03 | FALSE | 2015-06-03 | FALSE | Currently in Use | Premium | 8000 | Fiberglass Double Walled | 2015-04-23 |  | Double-Walled Flex | Pressurized
GILL'S GRILL | US HWY 17 NORTH | RICHMOND HILL | Liberty | 890033 | 1 | [5 empty] | Closed in Ground | Gas (Historical Use) | 1000 | Bare Steel | 1956-05-07 | 1991-09-18 | Galvanized Steel
ENK280 | 715 OGLETHROPE AVE | HINESVILLE | Liberty | 890040 | 2 | Flapper Valve | 1992-05-20 | FALSE | 1992-05-20 | FALSE | Currently in Use | Premium | 12000 | Composite Double Walled | 1992-05-20 |  | Double-Walled Flex | Pressurized
ENK280 | 715 OGLETHROPE AVE | HINESVILLE | Liberty | 890040 | R3 | [5 empty] | Removed from Ground | Gas (Historical Use) | 4000 | Bare Steel | 1978-05-09 | 1991-09-27 | Galvanized Steel
ENK280 | 715 OGLETHROPE AVE | HINESVILLE | Liberty | 890040 | R2 | [5 empty] | Removed from Ground | Gas (Historical Use) | 4000 | Bare Steel | 1971-05-11 | 1991-09-27 | Galvanized Steel
ENK772 | 241 MEMORIAL DR | HINESVILLE | Liberty | 890082 | 1 |  | 1997-01-01 |  | 1997-01-01 |  | Removed from Ground | Gas (Historical Use) | 4000 | Steel-Impressed Current | 1980-05-09 | 2013-02-19 | Cathodically Protected | Suction (American)
PIT STOP | 1011 AIRPORT RD | HINESVILLE | Liberty | 9089153 | 2A | Flapper Valve | 1995-08-15 | FALSE | 1995-08-15 | FALSE | Currently in Use | Premium | 5000 | Composite | 1995-08-15 |  | Fiberglass Reinforced Plastic | Pressurized
USA STATION #308 | 110 GENERAL SCREVAN RD | HINESVILLE | Liberty | 9089007 | 3 |  | 1995-06-01 |  | 1995-06-01 |  | Removed from Ground | Gas (Historical Use) | 12000 | Steel-Impressed Current | 1980-11-01 | 1999-11-01 | Cathodically Protected | Pressurized
CRAFTSMAN AUTO REPAIR | HWY 84 | HINESVILLE | Liberty | 9089102 | 2 | [5 empty] | Removed from Ground | Empty | 1000 | Not Marked/Unknown | 1979-01-01 | 1979-01-01 | Not Marked
FRASIER & SONS SERVICE STATION | HWY 17 | RICEBORO | Liberty | 890043 | 4 | [5 empty] | Removed from Ground | Gas (Historical Use) | 560 | Not Marked/Unknown | 1998-09-21 | 1998-09-21 | Not Marked
RICEBORO LUMBER CO | 2366 INTERSTATE RD | RICEBORO | Liberty | 890050 | 1 | [5 empty] | Removed from Ground | Diesel | 1000 | Bare Steel | 1984-05-07 | 1988-12-01 | Galvanized Steel
ENK280 | 715 OGLETHROPE AVE | HINESVILLE | Liberty | 890040 | NL1 | [5 empty] | Removed from Ground | Gas (Historical Use) | 4000 | Bare Steel | 1971-05-11 | 1991-09-27 | Galvanized Steel
Circle K 2745002 | 1025 W OGLETHORPE | HINESVILLE | Liberty | 890077 | 2 | Flapper Valve | 1997-06-13 | FALSE | 1997-06-13 | FALSE | Currently in Use | Premium | 10000 | Steel-Impressed Current | 1980-05-08 |  | Double-Walled Fiberglass | Pressurized
FLASH FOODS #6 | 725 E OGLETHORPE HWY | HINESVILLE | Liberty | 890078 | 1 | Flapper Valve | 1997-06-10 | FALSE | 1994-09-21 | FALSE | Removed from Ground | Regular | 10000 | Steel-Impressed Current | 1979-05-09 | 2019-08-14 | Fiberglass Reinforced Plastic | Pressurized
ENK763 | 791 E G MILES & GEN COCHRAN | HINESVILLE | Liberty | 890083 | 1 |  | 1997-03-04 |  | 1997-03-04 |  | Removed from Ground | Gas (Historical Use) | 6000 | Steel-Impressed Current | 1985-05-08 | 2015-04-22 | Cathodically Protected | Pressurized
ENK763 | 791 E G MILES & GEN COCHRAN | HINESVILLE | Liberty | 890083 | 4 |  | 2008-06-01 | FALSE | 2008-06-01 | FALSE | Removed from Ground | E-85 | 6000 | Composite Double Walled | 2008-06-01 | 2015-04-22 | Double-Walled Fiberglass | Pressurized
Lucky's Texaco Hinesville | 743 Elma G Miles Pkwy | Hinesville | Liberty | 890088 | 1 | Flapper Valve | 1994-10-01 | FALSE | 1994-10-01 | FALSE | Removed from Ground | Premium | 4000 | Steel-Impressed Current | 1982-05-09 | 2021-01-11 |  | Suction (American)
GRANT SERVICE STATION | RT 1 BOX 31 | MIDWAY | Liberty | 890045 | 3 | [5 empty] | Removed from Ground | Gas (Historical Use) | 1000 | Bare Steel | 1971-05-11 | 1994-04-01 | Galvanized Steel
612 NORTH COASTAL HIGHWAY | 612 NORTH COASTAL HIGHWAY | MIDWAY | Liberty | 10001400 | 2 |  |  | FALSE |  | FALSE | Removed from Ground | Not Marked/Tank Removed | 550 | Bare Steel | 2007-06-21 | 2007-06-21
FORMER SERVICE STATION | SR 196 | MIDWAY | Liberty | 10000977 | 2 |  |  | FALSE |  | FALSE | Installed |  | 0 | Unknown
SOUTH MAIN TEXACO | 201 SOUTH MAIN ST | HINESVILLE | Liberty | 9089008 | 3 | [5 empty] | Closed in Ground | Gas (Historical Use) | 6000 | Bare Steel | 1962-01-01 | 1991-08-15 | Galvanized Steel
USA STATION #308 | 110 GENERAL SCREVAN RD | HINESVILLE | Liberty | 9089007 | 6B |  | 1999-11-30 | FALSE | 1999-11-30 | FALSE | Removed from Ground | Diesel | 7000 | Fiberglass Double Walled | 1999-11-30 | 2015-08-11 | Double-Walled Fiberglass | Pressurized
CLYDES MARKET #23 | 438 GEN SCREVEN WAY | HINESVILLE | Liberty | 9089126 | 3PREM |  | 1998-11-01 |  | 1998-11-01 |  | Removed from Ground | Gas (Historical Use) | 7896 | Steel-Impressed Current | 1983-01-01 | 2009-06-29 | Cathodically Protected | Safe Suction (Euro)
CLYDES MARKET #14 | 107 GEN SCREVEN WAY | HINESVILLE | Liberty | 9089127 | 2PLUS |  | 1998-11-01 |  | 1998-11-01 |  | Removed from Ground | Gas (Historical Use) | 6000 | Cathodically Protected Steel | 1986-12-01 | 2006-10-31 | Cathodically Protected | Pressurized
L A SHUMAN | 8840 HWY 17 | RICHMOND HILL | Liberty | 890046 | 2 | [5 empty] | Permanently Out Of Use | Gas (Historical Use) | 2000 | Bare Steel | 1966-05-12 | 2000-02-23 | Galvanized Steel | Suction (American)
ENK280 | 715 OGLETHROPE AVE | HINESVILLE | Liberty | 890040 | NL2 | [5 empty] | Removed from Ground | Gas (Historical Use) | 4000 | Bare Steel | 1978-05-09 | 1991-09-27 | Galvanized Steel
ENK772 | 241 MEMORIAL DR | HINESVILLE | Liberty | 890082 | 5B | Ball Float | 2013-02-01 | FALSE | 2013-02-01 | TRUE | Currently in Use | E-0 | 2000 | Composite Double Walled | 2013-02-01 |  | Fiberglass Reinforced Plastic | Pressurized
LIBERTY CO AIRFIELD | 267 HARRIS DR | HINESVILLE | Liberty | 890014 | 1 |  | 1998-07-22 |  | 1998-07-22 |  | Removed from Ground | Gas (Historical Use) | 2000 | Lined Interior | 1974-04-25 | 2009-06-04 | Fiberglass Reinforced Plastic | Safe Suction (Euro)
ENK280 | 715 OGLETHROPE AVE | HINESVILLE | Liberty | 890040 | 4 |  | 1992-05-20 | FALSE | 1992-05-20 | FALSE | Currently in Use | Diesel | 6000 | Composite Double Walled | 1992-05-20 |  | Double-Walled Flex | Pressurized
E-Z QUICK STOP | 5240 GA HWY 196 W | HINESVILLE | Liberty | 890064 | 5 |  | 1996-05-01 |  | 1996-05-01 |  | Currently in Use | Gas (Historical Use) | 3000 | Composite | 1996-05-01 |  | Fiberglass Reinforced Plastic | Pressurized
E-Z QUICK STOP | 5240 GA HWY 196 W | HINESVILLE | Liberty | 890064 | 1A |  | 1994-06-01 |  | 1994-06-01 |  | Currently in Use | Gas (Historical Use) | 4000 | Steel-Impressed Current | 1983-05-09 |  | Cathodically Protected | Pressurized
FAST STOP | 1735 EG MILES PKWY | HINESVILLE | Liberty | 890061 | 3 | Flapper Valve | 1996-10-04 | FALSE | 1996-10-04 | FALSE | Currently in Use | Gas (Historical Use) | 6000 | Galvanic (STIP-3) | 1985-05-08 |  | Fiberglass Reinforced Plastic | Pressurized
DENMARK OIL CO | 326 MEMORIAL DR | HINESVILLE | Liberty | 890059 | 2 | [5 empty] | Removed from Ground | Gas (Historical Use) | 2000 | Bare Steel | 1971-05-12 | 1994-08-31 | Galvanized Steel
FLASH FOODS #6 | 725 E OGLETHORPE HWY | HINESVILLE | Liberty | 890078 | 3 | [5 empty] | Closed in Ground | Gas (Historical Use) | 6000 | Bare Steel | 1979-05-09 | 1994-09-21 | Galvanized Steel
LIBERTY COUNTY SHERIFFS DEPT | 102 LIBERTY STREET | HINESVILLE | Liberty | 9890001 | 1 | [5 empty] | Removed from Ground | Gas (Historical Use) | 10000 | Not Marked/Unknown | 1991-05-01 | 1991-05-01 | Not Marked
STUCKEYS | HWY 17 | MIDWAY | Liberty | 890057 | 2 | [5 empty] | Removed from Ground | Gas (Historical Use) | 1000 | Bare Steel | 1966-05-13 | 1997-11-14 | Galvanized Steel
GRANT SERVICE STATION | RT 1 BOX 31 | MIDWAY | Liberty | 890045 | 1 | [5 empty] | Removed from Ground | Empty | 2000 | Bare Steel | 1971-05-11 | 1994-04-01 | Galvanized Steel | Suction (American)
ENK747 | 11858 OGLETHORPE HWY | MIDWAY | Liberty | 9089098 | 3 | Flapper Valve | 1994-05-01 | FALSE | 1994-05-01 | FALSE | Currently in Use | E-0 | 6000 | Composite | 1994-05-01 |  | Fiberglass Reinforced Plastic | Pressurized
PARKERS #1 | 13704 OGLETHORPE HWY | MIDWAY | Liberty | 9089010 | 6 | [5 empty] | Removed from Ground | Gas (Historical Use) | 10000 | Not Marked/Unknown | 1993-02-10 | 1993-02-10 | Not Marked
COASTAL UTILITIES INC | 100 RYAN AVE | HINESVILLE | Liberty | 890003 | 1 | [5 empty] | Removed from Ground | Diesel | 560 | Bare Steel | 1979-03-07 | 1998-12-03 | Galvanized Steel | Suction (American)
FORT STEWART FAC 430 CAR CARE CE | FAC 430 HERO RD | HINESVILLE | Liberty | 9089118 | 260 | [5 empty] | Removed from Ground | Gas (Historical Use) | 10000 | Bare Steel | 1972-01-01 | 1993-03-01 | Galvanized Steel
COASTAL MUFFLER AND AUTO REPAIR | 116 MEMORIAL DR | HINESVILLE | Liberty | 10001527 | 3 |  |  | FALSE |  | FALSE | Removed from Ground | Gas (Historical Use) | 1000 | Bare Steel | 2008-05-07 | 2008-06-10 | Not Marked
RONALD S BELL | 1137 A HWY 196 W | HINESVILLE | Liberty | 9089130 | 3 |  | 1996-12-01 |  | 1996-12-01 |  | Removed from Ground | Gas (Historical Use) | 400 | Cathodically Protected Steel | 1999-09-14 | 2013-10-09 | Double Walled | Pressurized
HINESVILLE 66 | US 84 EAST | HINESVILLE | Liberty | 9089162 | 2 | [5 empty] | Removed from Ground | Gas (Historical Use) | 8000 | Cathodically Protected Steel | 1987-03-01 | 1998-12-01 | Galvanized Steel | Suction (American)
DJ'S QUICK LUBE | 325 MEMORIAL DR | HINESVILLE | Liberty | 9089095 | 4 |  |  | TRUE |  | TRUE | Removed from Ground | Used Oil | 560 | Bare Steel | 1980-05-10 | 1994-06-10 | Galvanized Steel | Pressurized
LIBERTY CO COURTHOUSE ANNEX | 112 N MAIN STREET | HINESVILLE | Liberty | 9089101 | 1 | [5 empty] | Removed from Ground | Other | 4000 | Not Marked/Unknown | 1992-03-01 | 1992-03-01 | Not Marked
SPARKER #1 | 4609 S COASTAL HWY 17 | RICEBORO | Liberty | 9089122 | 3 | Ball Float | 1997-01-01 | FALSE | 1997-01-01 | FALSE | Currently in Use | Premium | 8000 | Steel-Impressed Current | 1986-01-01 |  | Fiberglass Reinforced Plastic | Pressurized
BROWN'S SVC STATION | US 17 SOUTH | RICEBORO | Liberty | 890029 | 2 | [5 empty] | Removed from Ground | Gas (Historical Use) | 3000 | Bare Steel | 1975-04-06 | 1991-08-22 | Galvanized Steel
BRUCES AMOCO | 4546 COASTAL HWY | RICEBORO | Liberty | 890099 | 1 | [5 empty] | Removed from Ground | Gas (Historical Use) | 2000 | Bare Steel | 1983-05-09 | 1998-10-01 | Galvanized Steel | Pressurized
BRUCES AMOCO | 4546 COASTAL HWY | RICEBORO | Liberty | 890099 | 4 | [5 empty] | Removed from Ground | Kerosene | 200 | Bare Steel | 1974-05-11 | 1998-10-01 | Galvanized Steel | Pressurized
ELTON HODGES GROCERY | MAIN ST | FLEMING | Liberty | 890022 | 2 | [5 empty] | Removed from Ground | Empty | 560 | Bare Steel | 1951-05-09 | 1991-08-13 | Galvanized Steel
FLEMING FOODMART | 6118 LEROY COFFER HWY | FLEMING | Liberty | 9089123 | 5 |  | 2008-03-01 | FALSE | 2008-03-01 | FALSE | Currently in Use | Regular | 12000 | Composite Double Walled | 2008-03-01 |  | Double-Walled Fiberglass | Pressurized
PIT STOP | 1011 AIRPORT RD | HINESVILLE | Liberty | 9089153 | 1 | Flapper Valve | 1995-08-15 | FALSE | 1995-08-15 | FALSE | Currently in Use | Regular | 10000 | Composite | 1995-08-15 |  | Fiberglass Reinforced Plastic | Pressurized
STEWART'S GROCERY | US 82 & RALPH QUARTERMAN DR | HINESVILLE | Liberty | 9089006 | 1 | [5 empty] | Removed from Ground | Gas (Historical Use) | 560 | Bare Steel | 1962-01-01 | 1991-05-16 | Galvanized Steel
GEO WILLIAMS CHEV-OLDS INC | HWY 82 P O BOX 438 | HINESVILLE | Liberty | 890004 | 2 |  |  | TRUE |  | TRUE | Removed from Ground | Used Oil | 250 | Bare Steel | 1967-12-18 | 1986-01-15 | Unknown
ENK280 | 715 OGLETHROPE AVE | HINESVILLE | Liberty | 890040 | P2 | [5 empty] | Removed from Ground | Gas (Historical Use) | 4000 | Bare Steel | 1978-05-09 | 1991-09-27 | Galvanized Steel
Lucky's Texaco Hinesville | 743 Elma G Miles Pkwy | Hinesville | Liberty | 890088 | 2 | Flapper Valve | 1994-10-01 | FALSE | 1994-10-01 | FALSE | Removed from Ground | Regular | 6000 | Steel-Impressed Current | 1982-05-09 | 2021-01-11 |  | Suction (American)
JALABAPA TRADING INC (SOMMERS #76) | 250 GENERAL SCREVEN RD | HINESVILLE | Liberty | 890089 | 4 | Flapper Valve | 1994-10-01 | FALSE | 1994-10-01 | FALSE | Currently in Use | Kerosene | 4000 |  | 1985-05-08 |  | Fiberglass Reinforced Plastic | Pressurized
JALABAPA TRADING INC (SOMMERS #76) | 250 GENERAL SCREVEN RD | HINESVILLE | Liberty | 890089 | 5 | Flapper Valve | 1994-10-01 | FALSE | 1994-10-01 | FALSE | Currently in Use | Diesel | 6000 |  | 1985-05-08 |  | Fiberglass Reinforced Plastic | Pressurized
MIDWAY EXPRESS | HWY 82 | MIDWAY | Liberty | 890098 | 5 | [5 empty] | Removed from Ground | Gas (Historical Use) | 6000 | Bare Steel | 1977-05-10 | 1899-12-31 | Galvanized Steel
MIDWAY EXPRESS | HWY 82 | MIDWAY | Liberty | 890098 | 4 | [5 empty] | Removed from Ground | Gas (Historical Use) | 6000 | Bare Steel | 1977-05-10 | 1899-12-31 | Galvanized Steel
EL CHEAPO #50 | 13670 E OGLETHORPE HWY | MIDWAY | Liberty | 9089125 | 2 | Flapper Valve | 1989-05-01 | FALSE | 1989-05-01 | FALSE | Currently in Use | Plus | 10000 | Galvanic (STIP-3) | 1989-05-01 |  | Fiberglass Reinforced Plastic | Pressurized
LIBERTY COUNTY BUS SHOP | US 84 @ CROSS CREEK DR | MIDWAY | Liberty | 9089005 | 1 | [5 empty] | Permanently Out of Use - historical purposes | Diesel | 3000 | Bare Steel | 1960-01-01 | 1899-12-31 | Galvanized Steel
GA FC/LIBERTY CO UNIT | GA HWY 17/1 MILE SOUTH OF MIDWAY | MIDWAY | Liberty | 9089002 | 5 |  | 1990-01-01 |  | 1990-01-01 |  | Removed from Ground | Diesel | 1000 | Galvanic (STIP-3) | 1990-01-01 | 2008-07-08 | Cathodically Protected | Safe Suction (Euro)
WALTHOUR SERVICE STATION | WALTHOUR RD and BILLY CARTER RD | MIDWAY | Liberty | 9089131 | 1 |  |  | FALSE |  | FALSE | Temporarily out of use | Gas (Historical Use) | 1000 | Bare Steel | 1971-05-11 |  | Galvanized Steel | Suction (American)
612 NORTH COASTAL HIGHWAY | 612 NORTH COASTAL HIGHWAY | MIDWAY | Liberty | 10001400 | 4 |  |  | FALSE |  | FALSE | Removed from Ground | Not Marked | 1000 | Bare Steel | 2007-06-21 | 2007-06-21
SUNBURY MARINA | 541 BRIGUNTINE DUNMORE RD | MIDWAY | Liberty | 10001515 | 1 | Ball Float | 2007-01-01 | FALSE | 2007-01-01 | FALSE | Currently in Use | E-0 | 12000 | Composite | 2007-01-01 |  | Fiberglass Reinforced Plastic | Pressurized
TANK CAR NO 2 | U S 17 5 MILES NORTH | MIDWAY | Liberty | 890085 | 2 | [5 empty] | Permanently Out of Use - historical purposes | Gas (Historical Use) | 2000 | Bare Steel | 1975-05-11 | 1899-12-31 | Galvanized Steel
LIBERTY TRUCK CENTER | HWY 17 | MIDWAY | Liberty | 890069 | 2 | [5 empty] | Removed from Ground | Empty | 3000 | Bare Steel | 1966-05-13 | 1994-11-07 | Galvanized Steel | Suction (American)
YELLOW BLUFF FISHING CAMP | RFD COLONEL'S ISLAND | MIDWAY | Liberty | 890056 | 2 | [5 empty] | Removed from Ground | Gas (Historical Use) | 2000 | Bare Steel | 1971-05-12 | 1899-12-31 | Unknown
LAKE GEORGE GET N GO | 1604 LIMERICK RD | MIDWAY | Liberty | 890007 | 1 | Flapper Valve | 1997-10-01 | FALSE | 1997-10-01 | FALSE | Temporarily out of use | Gas (Historical Use) | 4000 | Steel-Impressed Current | 1976-02-27 |  | Steel (Impressed Current) | Suction (American)
MIDWAY STATION | 27 SOUTH COASTAL HWY 17 | MIDWAY | Liberty | 9089124 | 1 |  | 1995-05-01 | FALSE | 1995-05-01 | FALSE | Temporarily out of use | Diesel | 6000 | Epoxy | 1989-05-01 |  | Fiberglass Reinforced Plastic | Pressurized
SPARKER #1 | 4609 S COASTAL HWY 17 | RICEBORO | Liberty | 9089122 | 1 | Ball Float | 1997-01-01 | FALSE | 1997-01-01 | FALSE | Currently in Use | Regular | 6000 | Steel-Impressed Current | 1986-01-01 |  | Fiberglass Reinforced Plastic | Pressurized
OGDEN CROSSROADS STORE | HWY 119 @BREMERTON FERRY | RICEBORO | Liberty | 890102 | 5 | [5 empty] | Permanently Out Of Use | Kerosene | 1000 | Bare Steel | 1999-05-24 | 1999-05-24 | Galvanized Steel | Suction (American)
OGDEN CROSSROADS STORE | HWY 119 @BREMERTON FERRY | RICEBORO | Liberty | 890102 | 4 | [5 empty] | Permanently Out Of Use | Gas (Historical Use) | 3000 | Bare Steel | 1999-05-24 | 1999-05-24 | Galvanized Steel | Suction (American)
ANDERSON'S CORNER | 5826 WEST OGLETHORPE | WALTHOURVILLE | Liberty | 890067 | 6 | [5 empty] | Removed from Ground | Gas (Historical Use) | 6000 | Cathodically Protected Steel | 1987-01-01 | 1999-01-01 | Fiberglass Reinforced Plastic
FRIENDLY EXPRESS #46 | 23 TALMADGE RD. | WALTHOURVILLE | Liberty | 890100 | 4 | Flapper Valve | 1998-04-01 | FALSE | 1998-04-01 | FALSE | Currently in Use | Regular | 6000 | Composite | 1987-01-01 |  | Fiberglass Reinforced Plastic | Pressurized
FRIENDLY EXPRESS #46 | 23 TALMADGE RD. | WALTHOURVILLE | Liberty | 890100 | 1 |  | 1998-04-01 |  | 1998-04-01 |  | Currently in Use | Diesel | 6000 | Composite | 1987-01-01 |  | Fiberglass Reinforced Plastic | Pressurized
GA FC/LIBERTY CO UNIT | GA HWY 17/1 MILE SOUTH OF MIDWAY | MIDWAY | Liberty | 9089002 | 4 |  | 1990-01-01 |  | 1990-01-01 |  | Removed from Ground | Gas (Historical Use) | 1000 | Galvanic (STIP-3) | 1990-01-01 | 2008-07-08 | Cathodically Protected | Safe Suction (Euro)
HALFMOON MARINA INC | 171 AZALEA DR | MIDWAY | Liberty | 9089135 | 2 | Flapper Valve | 1996-12-15 | FALSE | 1996-12-15 | FALSE | Currently in Use | Diesel | 4000 | Lined Interior |  |  | Fiberglass Reinforced Plastic | Safe Suction (Euro)
FRASIER & SONS SERVICE STATION | HWY 17 | RICEBORO | Liberty | 890043 | 1 | [5 empty] | Removed from Ground | Gas (Historical Use) | 1000 | Bare Steel | 1966-05-12 | 1998-09-21 | Galvanized Steel
BROWN'S SVC STATION | US 17 SOUTH | RICEBORO | Liberty | 890029 | 1 | [5 empty] | Removed from Ground | Gas (Historical Use) | 3000 | Bare Steel | 1975-04-06 | 1991-08-22 | Galvanized Steel
BRUCES AMOCO | 4546 COASTAL HWY | RICEBORO | Liberty | 890099 | 2 | [5 empty] | Removed from Ground | Gas (Historical Use) | 2000 | Bare Steel | 1974-05-11 | 1998-10-01 | Galvanized Steel | Pressurized
CARL T BLOUNT | RT 1 BOX 178-B | FLEMING | Liberty | 890087 | 1 | [5 empty] | Removed from Ground | Gas (Historical Use) | 3000 | Bare Steel | 1980-05-09 | 1899-12-31 | Galvanized Steel
MCI | SR 196 & CR 461 476 & CSX RR TRA | FLEMING | Liberty | 9089001 | 2 | Ball Float | 1993-12-01 | FALSE | 1993-12-01 | FALSE | Currently in Use | Diesel | 600 | Fiberglass Double Walled | 1993-12-09 |  | Double-Walled Fiberglass | Safe Suction (Euro)
BRUCES SVC STATION | HWY 84 | FLEMING | Liberty | 9089119 | 1 | [5 empty] | Removed from Ground | Empty | 550 | Bare Steel | 1955-01-01 | 1899-12-31 | Bare Steel | Safe Suction (Euro)
WALTHOUR'S SERVICE STATION | HOLMESTOWN | MCINTOSH | Liberty | 890025 | 1 | [5 empty] | Removed from Ground | Empty | 560 | Bare Steel | 1966-05-05 | 1991-05-07 | Galvanized Steel
BILL CARTER GROCERY | US 82 & BILL CARTER RD | MCINTOSH | Liberty | 890030 | 2 | [5 empty] | Removed from Ground | Gas (Historical Use) | 1000 | Bare Steel | 1956-05-07 | 1991-08-12 | Galvanized Steel
GEO WILLIAMS CHEV-OLDS INC | HWY 82 P O BOX 438 | HINESVILLE | Liberty | 890004 | 1 | [5 empty] | Removed from Ground | Gas (Historical Use) | 1000 | Bare Steel | 1967-12-18 | 1986-01-15 | Galvanized Steel
ENK772 | 241 MEMORIAL DR | HINESVILLE | Liberty | 890082 | 2 |  | 1997-01-01 |  | 1997-01-01 |  | Removed from Ground | Gas (Historical Use) | 4000 | Steel-Impressed Current | 1980-05-09 | 2013-02-19 | Cathodically Protected | Suction (American)
FORT STEWART FAC 430 CAR CARE CE | FAC 430 HERO RD | HINESVILLE | Liberty | 9089118 | 261 |  |  | TRUE |  | TRUE | Removed from Ground | Used Oil | 500 | Bare Steel | 1972-01-01 | 1996-06-26 | Galvanized Steel
KWIK WAY #2 | GENERAL SCREVEN | HINESVILLE | Liberty | 890068 | 1 | [5 empty] | Removed from Ground | Empty | 1000 | Bare Steel | 1968-05-12 | 1992-04-05 | Galvanized Steel
FAST STOP | 1735 EG MILES PKWY | HINESVILLE | Liberty | 890061 | 1 | Flapper Valve | 1996-10-04 | FALSE | 1996-10-04 | FALSE | Currently in Use | Gas (Historical Use) | 6000 | Steel-Impressed Current | 1985-05-08 |  | Fiberglass Reinforced Plastic | Pressurized
SAVE A TON | 925 E G MILES PKWY | HINESVILLE | Liberty | 890079 | 2 |  | 1999-03-01 |  | 1999-03-01 |  | Removed from Ground | Gas (Historical Use) | 6000 | Steel-Impressed Current | 1979-05-10 | 1899-12-31 | Cathodically Protected | Safe Suction (Euro)
ENK760 | 770 S MAIN ST | HINESVILLE | Liberty | 890081 | 1 |  | 1997-09-25 |  | 1997-09-25 |  | Removed from Ground | Gas (Historical Use) | 4000 | Steel-Impressed Current | 1981-05-09 | 2008-07-01 | Cathodically Protected | Safe Suction (Euro)
GA POWER CO HINESVILLE OPERATING HEADQUARTERS | 923 OGLETHORPE ST/HWY 82 | HINESVILLE | Liberty | 9000203 | 34D1 | Flapper Valve | 1989-08-06 | FALSE | 1989-08-06 | FALSE | Removed from Ground | Diesel | 10000 | Fiberglass | 1981-05-08 |  | Fiberglass Reinforced Plastic | Pressurized
THE BIG WHEEL | HWY 17 | MIDWAY | Liberty | 890070 | 2 | [5 empty] | Removed from Ground | Empty | 2000 | Bare Steel | 1966-05-13 | 1997-11-24 | Galvanized Steel | Suction (American)
LAKE GEORGE GET N GO | 1604 LIMERICK RD | MIDWAY | Liberty | 890007 | 3 | [5 empty] | Permanently Out of Use - historical purposes | Empty | 500 | Marked Unknown | 1998-06-17 | 1899-12-31
ENK747 | 11858 OGLETHORPE HWY | MIDWAY | Liberty | 9089098 | 1 | Flapper Valve | 1994-05-01 | FALSE | 1994-05-01 | FALSE | Currently in Use | Regular | 8000 | Composite | 1994-05-01 |  | Fiberglass Reinforced Plastic | Pressurized
GA FC/LIBERTY CO UNIT | GA HWY 17/1 MILE SOUTH OF MIDWAY | MIDWAY | Liberty | 9089002 | 2 | [5 empty] | Removed from Ground | Diesel | 560 | Bare Steel | 1953-01-01 | 1990-10-01 | Bare Steel
GA DOT 10543 LIBERTY CO ROUTINE | 142 COTTOM DR | RICEBORO | Liberty | 9089097 | 2 |  |  | FALSE |  | FALSE | Removed from Ground | Gas (Historical Use) | 560 | Bare Steel | 2002-02-18 | 2002-02-18 | Galvanized Steel
FRASIER & SONS SERVICE STATION | HWY 17 | RICEBORO | Liberty | 890043 | 3 | [5 empty] | Removed from Ground | Gas (Historical Use) | 1000 | Bare Steel | 1966-05-12 | 1998-09-21 | Galvanized Steel
OGDEN CROSSROADS STORE | HWY 119 @BREMERTON FERRY | RICEBORO | Liberty | 890102 | 2 | [5 empty] | Permanently Out Of Use | Gas (Historical Use) | 5000 | Bare Steel | 1982-01-02 | 1999-05-24 | Galvanized Steel | Suction (American)
RICEBORO STOP & SHOP | HWY 17 | RICEBORO | Liberty | 890058 | 3 | [5 empty] | Permanently Out Of Use | Empty | 3000 | Bare Steel | 1966-05-13 | 2000-11-06 | Galvanized Steel
CARL T BLOUNT | RT 1 BOX 178-B | FLEMING | Liberty | 890087 | 2 | [5 empty] | Removed from Ground | Gas (Historical Use) | 3000 | Bare Steel | 1980-05-09 | 1899-12-31 | Galvanized Steel
KWIK WAY #2 | GENERAL SCREVEN | HINESVILLE | Liberty | 890068 | 2 | [5 empty] | Removed from Ground | Empty | 1000 | Bare Steel | 1968-05-12 | 1992-04-05 | Galvanized Steel
OLD TIME SAVER 12 | HWY 196 | HINESVILLE | Liberty | 890072 | 1 | [5 empty] | Removed from Ground | Gas (Historical Use) | 8000 | Bare Steel | 1976-05-10 | 1995-04-17 | Galvanized Steel
TIMESAVER #14 | 201 GENERAL SCREVEN WAY & HWY 196 | HINESVILLE | Liberty | 890071 | 3 |  | 1998-01-27 |  | 1998-01-27 |  | Removed from Ground | Gas (Historical Use) | 8000 | Steel-Impressed Current | 1976-05-10 | 2001-11-15 | Fiberglass Reinforced Plastic | Pressurized
ENK763 | 791 E G MILES & GEN COCHRAN | HINESVILLE | Liberty | 890083 | 5 | Flapper Valve | 2015-06-01 | FALSE | 2015-06-01 | FALSE | Closed in Ground | Regular | 15000 | Composite Double Walled | 2015-06-01 |  | Double-Walled Fiberglass | Pressurized
E Z TRIP | 908 OLMSTEAD DR | HINESVILLE | Liberty | 890080 | 4 |  | 1997-01-01 |  | 1997-01-01 |  | Temporarily out of use | Gas (Historical Use) | 4000 | Galvanic (STIP-3) | 1982-05-09 |  | Steel (Impressed Current) | Safe Suction (Euro)
MIDWAY EXPRESS | HWY 82 | MIDWAY | Liberty | 890098 | 3 | [5 empty] | Removed from Ground | Gas (Historical Use) | 6000 | Bare Steel | 1977-05-10 | 1899-12-31 | Galvanized Steel
SPARKERS #5 | 24 N COASTAL HWY 17 | MIDWAY | Liberty | 890006 | 2 |  | 1998-01-01 |  | 1998-01-01 |  | Currently in Use | Gas (Historical Use) | 8000 | Steel-Impressed Current | 1981-02-25 |  | Steel (Impressed Current) | Suction (American)
PARKERS #1 | 13704 OGLETHORPE HWY | MIDWAY | Liberty | 9089010 | 4 | [5 empty] | Removed from Ground | Gas (Historical Use) | 6000 | Not Marked/Unknown | 1993-02-10 | 1993-02-10 | Not Marked
PARKERS #1 | 13704 OGLETHORPE HWY | MIDWAY | Liberty | 9089010 | 5 | [5 empty] | Removed from Ground | Gas (Historical Use) | 6000 | Not Marked/Unknown | 1993-02-10 | 1993-02-10 | Not Marked
LIBERTY COUNTY BUS SHOP | US 84 @ CROSS CREEK DR | MIDWAY | Liberty | 9089005 | 2 | [5 empty] | Permanently Out of Use - historical purposes | Diesel | 3000 | Not Marked/Unknown |  | 1899-12-31 | Not Marked
YELLOW BLUFF FISHING CAMP | 196 MARINA DR | MIDWAY | Liberty | 9089133 | 1 | Flapper Valve | 1992-01-01 | FALSE | 1992-01-01 | FALSE | Closed in Ground | Plus | 2000 |  | 1992-01-01 |  | Fiberglass Reinforced Plastic | Safe Suction (Euro)
Midway Marathon | 13689 E OGLETHORPE HWY | MIDWAY | Liberty | 10002369 | 1 |  | 2014-10-01 | FALSE | 2014-10-01 | FALSE | Currently in Use | Regular | 12000 | Composite Double Walled | 2014-09-01 |  | Double-Walled Fiberglass | Pressurized
EMERALD PETROLEUM | 11223 S COASTAL HWY 17 | RICEBORO | Liberty | 890009 | 2 | Ball Float | 1982-01-01 | FALSE | 1982-01-01 | FALSE | Currently in Use | Plus | 10000 | Epoxy | 1982-01-01 |  | Fiberglass Reinforced Plastic | Pressurized
A C WHITE TRANSFER & STORAGE CO | PO BOX A-HARDMAN RD | WALTHOURVILLE | Liberty | 890011 | 2 | [5 empty] | Removed from Ground | Gas (Historical Use) | 5000 | Bare Steel | 1983-04-19 | 1988-12-21 | Galvanized Steel
DENMARK OIL CO | 326 MEMORIAL DR | HINESVILLE | Liberty | 890059 | 6 | [5 empty] | Removed from Ground | Other | 2000 | Not Marked/Unknown | 1994-08-31 | 1994-08-31 | Not Marked
HANDY LAND EXXON | 2570 GA -196 | HINESVILLE | Liberty | 890054 | 3 |  |  | FALSE |  | FALSE | Removed from Ground | Used Oil | 1 |  | 1991-08-01 | 1991-08-01
ENK760 | 770 S MAIN ST | HINESVILLE | Liberty | 890081 | 5B |  | 2008-07-01 | FALSE | 2008-07-01 | FALSE | Currently in Use | Gas (Historical Use) | 3000 | Composite Double Walled | 2008-07-01 |  | Double-Walled Fiberglass | Pressurized
PETRO EXPRESS #11 | 16 Leroy Coffer Dr | MIDWAY | Liberty | 890091 | 2 |  | 1998-11-01 | FALSE | 1998-11-01 | FALSE | Temporarily out of use | Regular | 10000 | Galvanic (STIP-3) | 1985-05-07 |  | Fiberglass Reinforced Plastic | Pressurized
MIDWAY TEXACO STATION | US HWY 17 & US HWY 84 | MIDWAY | Liberty | 890020 | 4 | [5 empty] | Removed from Ground | Gas (Historical Use) | 4000 | Bare Steel | 1958-05-07 | 1988-04-03 | Galvanized Steel
PARKERS #1 | 13704 OGLETHORPE HWY | MIDWAY | Liberty | 9089010 | 2 | Ball Float | 1993-01-01 | FALSE | 1993-01-01 | FALSE | Currently in Use | Premium | 10000 | Epoxy | 1993-02-10 |  | Fiberglass Reinforced Plastic | Pressurized
HALFMOON MARINA INC | 171 AZALEA DR | MIDWAY | Liberty | 9089135 | 1 | Flapper Valve | 1996-12-15 | FALSE | 1996-12-15 | FALSE | Currently in Use | E-0 | 4000 | Lined Interior |  |  | Fiberglass Reinforced Plastic | Safe Suction (Euro)
ANDERSON'S CORNER | 5826 WEST OGLETHORPE | WALTHOURVILLE | Liberty | 890067 | 2 | [5 empty] | Removed from Ground | Gas (Historical Use) | 1000 | Bare Steel | 1968-05-12 | 1987-01-01 | Galvanized Steel
WALTHOUR'S SERVICE STATION | HOLMESTOWN | MCINTOSH | Liberty | 890025 | 2 | [5 empty] | Removed from Ground | Empty | 560 | Bare Steel | 1966-05-05 | 1991-05-07 | Galvanized Steel
TODD'S GROCERY | GA HWY 196 | GUM BRANCH | Liberty | 890026 | 2 | [5 empty] | Removed from Ground | Gas (Historical Use) | 560 | Bare Steel | 1956-05-07 | 1991-08-13 | Galvanized Steel
ENK763 | 791 E G MILES & GEN COCHRAN | HINESVILLE | Liberty | 890083 | 6B | Flapper Valve | 2015-06-01 | FALSE | 2015-06-01 | FALSE | Closed in Ground | E-0 | 4000 | Composite Double Walled | 2015-06-01 |  | Double-Walled Fiberglass | Pressurized
ENK763 | 791 E G MILES & GEN COCHRAN | HINESVILLE | Liberty | 890083 | 6A | Flapper Valve | 2015-06-01 | FALSE | 2015-06-01 | FALSE | Closed in Ground | Premium | 4000 | Composite Double Walled | 2015-06-01 |  | Double-Walled Fiberglass | Pressurized
JALABAPA TRADING INC (SOMMERS #76) | 250 GENERAL SCREVEN RD | HINESVILLE | Liberty | 890089 | 1 | Flapper Valve | 1994-10-01 | FALSE | 1994-10-01 | FALSE | Currently in Use | Gas (Historical Use) | 10000 |  | 1985-05-08 |  | Fiberglass Reinforced Plastic | Pressurized
LIBERTY TRUCK CENTER | HWY 17 | MIDWAY | Liberty | 890069 | 1 | [5 empty] | Removed from Ground | Empty | 3000 | Bare Steel | 1966-05-13 | 1994-11-07 | Galvanized Steel | Suction (American)
MIDWAY EXPRESS | HWY 82 | MIDWAY | Liberty | 890098 | 1 | [5 empty] | Removed from Ground | Gas (Historical Use) | 6000 | Bare Steel | 1977-05-10 | 1899-12-31 | Galvanized Steel
GRANT SERVICE STATION | RT 1 BOX 31 | MIDWAY | Liberty | 890045 | 2 | [5 empty] | Removed from Ground | Gas (Historical Use) | 1000 | Bare Steel | 1971-05-11 | 1994-04-01 | Galvanized Steel
612 NORTH COASTAL HIGHWAY | 612 NORTH COASTAL HIGHWAY | MIDWAY | Liberty | 10001400 | 3 |  |  | FALSE |  | FALSE | Removed from Ground |  | 3000 | Bare Steel | 2007-06-21 | 2007-06-21 | Galvanized Steel
Midway Marathon | 13689 E OGLETHORPE HWY | MIDWAY | Liberty | 10002369 | 2A | Flapper Valve | 2014-10-01 | FALSE | 2014-10-01 | FALSE | Currently in Use | Premium | 8000 | Composite Double Walled | 2014-09-01 |  | Double-Walled Fiberglass | Pressurized
SHREE DRK, INC | 1457 DUNLEVIE RD | ALLENHURST | Liberty | 9089143 | 3 | Ball Float | 1991-11-25 | FALSE | 1995-11-21 | TRUE | Currently in Use | Regular | 8000 | Galvanic (STIP-3) | 1991-11-19 |  | Fiberglass Reinforced Plastic | Pressurized
TRITON #613 | I-95 & US 38 | MIDWAY | Liberty | 890053 | 3 |  |  |  | 1995-01-01 |  | Removed from Ground | Gas (Historical Use) | 8000 | Bare Steel | 1971-05-10 | 1999-12-07 | Galvanized Steel | Pressurized
SUNBURY MARINA | 541 BRIGUNTINE DUNMORE RD | MIDWAY | Liberty | 10001515 | 2 | Ball Float | 2007-01-01 | FALSE | 2007-01-01 | FALSE | Currently in Use | Diesel | 4000 | Composite | 2007-01-01 |  | Fiberglass Reinforced Plastic | Pressurized
Midway Marathon | 13689 E OGLETHORPE HWY | MIDWAY | Liberty | 10002369 | 3 | Overfill Alarm | 2019-04-12 | FALSE | 2019-04-12 | FALSE | Currently in Use | Regular | 12000 | Composite Double Walled | 2019-04-12 |  | Double-Walled Fiberglass | Gravity
EMERALD PETROLEUM | 11223 S COASTAL HWY 17 | RICEBORO | Liberty | 890009 | 4 | Ball Float | 1982-01-01 | FALSE | 1982-01-01 | FALSE | Currently in Use | Diesel | 10000 | Epoxy | 1982-01-01 |  | Fiberglass Reinforced Plastic | Pressurized
EMERALD PETROLEUM | 11223 S COASTAL HWY 17 | RICEBORO | Liberty | 890009 | 5 |  | 2009-04-30 | FALSE | 2009-04-30 | FALSE | Temporarily out of use | Empty | 1000 | Fiberglass | 1982-01-01 |  | Fiberglass Reinforced Plastic
BRUCES AMOCO | 4546 COASTAL HWY | RICEBORO | Liberty | 890099 | 3 | [5 empty] | Removed from Ground | Empty | 2000 | Bare Steel | 1974-05-11 | 1998-10-01 | Galvanized Steel | Pressurized
WILLIAMSON GROCERY | US HWY 82/84 | ALLENHURST | Liberty | 890023 | 1 | [5 empty] | Removed from Ground | Empty | 1000 | Bare Steel | 1978-05-02 | 1991-05-16 | Galvanized Steel
ENK760 | 770 S MAIN ST | HINESVILLE | Liberty | 890081 | 2 |  | 1997-09-25 |  | 1997-09-25 |  | Removed from Ground | Gas (Historical Use) | 4000 | Steel-Impressed Current | 1981-05-09 | 2008-07-01 | Cathodically Protected | Safe Suction (Euro)
YELLOW BLUFF FISHING CAMP | RFD COLONEL'S ISLAND | MIDWAY | Liberty | 890056 | 1 | [5 empty] | Removed from Ground | Gas (Historical Use) | 1000 | Bare Steel | 1971-05-12 | 1899-12-31 | Unknown
MIDWAY TEXACO STATION | US HWY 17 & US HWY 84 | MIDWAY | Liberty | 890020 | 2 | [5 empty] | Removed from Ground | Gas (Historical Use) | 2000 | Bare Steel | 1958-05-07 | 1988-04-03 | Galvanized Steel
MIDWAY STATION | 27 SOUTH COASTAL HWY 17 | MIDWAY | Liberty | 9089124 | 3 |  | 2008-02-01 | FALSE | 2008-02-01 | FALSE | Currently in Use | Gas (Historical Use) | 5000 | Galvanic (STIP-3) | 1989-05-01 |  | Fiberglass Reinforced Plastic | Pressurized
612 NORTH COASTAL HIGHWAY | 612 NORTH COASTAL HIGHWAY | MIDWAY | Liberty | 10001400 | 1 |  |  | FALSE |  | FALSE | Removed from Ground | Not Marked/Tank Removed | 550 | Bare Steel | 2007-06-21 | 2007-06-21
ANDERSON'S CORNER | 5826 WEST OGLETHORPE | WALTHOURVILLE | Liberty | 890067 | 4 | [5 empty] | Removed from Ground | Empty | 500 | Bare Steel | 1968-05-12 | 1987-01-01 | Galvanized Steel
ANDERSON'S CORNER | 5826 WEST OGLETHORPE | WALTHOURVILLE | Liberty | 890067 | 5 | [5 empty] | Removed from Ground | Gas (Historical Use) | 8000 | Cathodically Protected Steel | 1987-01-01 | 1999-01-01 | Fiberglass Reinforced Plastic | Pressurized
FRIENDLY EXPRESS #46 | 23 TALMADGE RD. | WALTHOURVILLE | Liberty | 890100 | 2 |  |  | FALSE |  | FALSE | [6 empty] | Fiberglass Reinforced Plastic | Pressurized
ELTON HODGES GROCERY | MAIN ST | FLEMING | Liberty | 890022 | 1 | [5 empty] | Removed from Ground | Empty | 1000 | Bare Steel | 1951-05-09 | 1991-08-13 | Galvanized Steel
WILLIAMSON GROCERY | US HWY 82/84 | ALLENHURST | Liberty | 890023 | 3 | [5 empty] | Removed from Ground | Empty | 3000 | Bare Steel | 1969-05-04 | 1991-05-16 | Galvanized Steel
EL CHEAPO #50 | 13670 E OGLETHORPE HWY | MIDWAY | Liberty | 9089125 | 5 | Flapper Valve | 1989-05-01 | FALSE | 1989-05-01 | FALSE | Currently in Use | Diesel | 10000 | Galvanic (STIP-3) | 1989-05-01 |  | Fiberglass Reinforced Plastic | Pressurized
ENK747 | 11858 OGLETHORPE HWY | MIDWAY | Liberty | 9089098 | 4 |  | 1994-05-01 |  | 1994-05-01 |  | Currently in Use | Kerosene | 1000 | Composite | 1994-05-01 |  | Fiberglass Reinforced Plastic | Suction (American)
PARKERS #1 | 13704 OGLETHORPE HWY | MIDWAY | Liberty | 9089010 | 3 | Ball Float | 1993-01-01 | FALSE | 1993-01-01 | FALSE | Currently in Use | Regular | 12000 | Epoxy | 1993-02-10 |  | Fiberglass Reinforced Plastic | Pressurized
KRISHNA FOOD MART | 10880 S COASTAL HWY | RICEBORO | Liberty | 9089167 | 1A |  | 1997-12-01 | FALSE | 1997-12-01 | FALSE | Currently in Use | Gas (Historical Use) | 12000 | Composite | 1997-12-01 |  | Double-Walled Flex | Pressurized
ANDERSON'S CORNER | 5826 WEST OGLETHORPE | WALTHOURVILLE | Liberty | 890067 | 3 | [5 empty] | Removed from Ground | Gas (Historical Use) | 1000 | Bare Steel | 1968-05-12 | 1987-01-01 | Galvanized Steel
FRIENDLY EXPRESS #46 | 23 TALMADGE RD. | WALTHOURVILLE | Liberty | 890100 | 3 | Flapper Valve | 1998-04-01 | FALSE | 1998-04-01 | FALSE | Currently in Use | Premium | 10000 | Composite | 1987-01-01 |  | Fiberglass Reinforced Plastic | Pressurized
FLEMING FOODMART | 6118 LEROY COFFER HWY | FLEMING | Liberty | 9089123 | 6B |  | 2008-03-01 | FALSE | 2008-03-01 | FALSE | Currently in Use | Diesel | 8000 | Composite Double Walled | 2008-03-01 |  | Double-Walled Fiberglass | Pressurized
FLEMING FOODMART | 6118 LEROY COFFER HWY | FLEMING | Liberty | 9089123 | 6A |  | 2008-03-01 | FALSE | 2008-03-01 | FALSE | Currently in Use | Premium | 4000 | Composite Double Walled | 2008-03-01 |  | Double-Walled Fiberglass | Pressurized
BRUCES SVC STATION | HWY 84 | FLEMING | Liberty | 9089119 | 2 | [5 empty] | Removed from Ground | Empty | 1000 | Bare Steel | 1955-01-01 | 1899-12-31 | Bare Steel | Safe Suction (Euro)
KRISHNA FOOD MART | 10880 S COASTAL HWY | RICEBORO | Liberty | 9089167 | 1B |  | 1997-12-01 | FALSE | 1997-12-01 | FALSE | Currently in Use | Gas (Historical Use) | 8000 | Composite | 1997-12-01 |  | Double-Walled Flex | Pressurized
Ashapuri Maa, Inc. d/b/a South Newport BP | 36 Montague Street | Riceboro | Liberty | 9089164 | 2 | Flapper Valve | 1996-10-30 | FALSE | 1996-10-30 | FALSE | Currently in Use | Premium | 10000 | Composite Double Walled | 1996-10-25 |  | Double-Walled Flex | Pressurized
EMERALD PETROLEUM | 11223 S COASTAL HWY 17 | RICEBORO | Liberty | 890009 | 1 | Ball Float | 1982-01-01 | FALSE | 1982-01-01 | FALSE | Currently in Use | Regular | 10000 | Epoxy | 1982-01-01 |  | Fiberglass Reinforced Plastic | Pressurized
RICEBORO LUMBER CO | 2366 INTERSTATE RD | RICEBORO | Liberty | 890050 | 2 | [5 empty] | Removed from Ground | Gas (Historical Use) | 560 | Bare Steel | 1984-05-07 | 1988-12-01 | Galvanized Steel
INTERSTATE PAPER CORP | 2366 INTERSTATE RD | RICEBORO | Liberty | 890076 | 1 | [5 empty] | Removed from Ground | Empty | 1 | Bare Steel | 1968-05-12 | 1988-12-01 | Galvanized Steel
FLEMING FOODMART | 6118 LEROY COFFER HWY | FLEMING | Liberty | 9089123 | 2 |  | 1991-01-01 | FALSE | 1991-01-01 | FALSE | Removed from Ground | Gas (Historical Use) | 6000 | Galvanic (STIP-3) | 1991-01-01 | 2006-09-21 | Fiberglass Reinforced Plastic | Pressurized
SHREE DRK, INC | 1457 DUNLEVIE RD | ALLENHURST | Liberty | 9089143 | 2 | Ball Float | 1995-11-25 | FALSE | 1995-11-25 | TRUE | Currently in Use | Diesel | 6000 | Galvanic (STIP-3) | 1991-11-19 |  | Fiberglass Reinforced Plastic | Pressurized
MCI | SR 196 & CR 461 476 & CSX RR TRA | FLEMING | Liberty | 9089001 | 1 | [5 empty] | Removed from Ground | Diesel | 500 | Marked Unknown | 1986-01-01 | 1993-11-03 | Bare Steel
MIDWAY TEXACO STATION | US HWY 17 & US HWY 84 | MIDWAY | Liberty | 890020 | 3 | [5 empty] | Removed from Ground | Gas (Historical Use) | 2000 | Bare Steel | 1958-05-07 | 1988-04-03 | Galvanized Steel
EL CHEAPO #50 | 13670 E OGLETHORPE HWY | MIDWAY | Liberty | 9089125 | 1 | Flapper Valve | 1989-05-01 | FALSE | 1989-05-01 | FALSE | Currently in Use | Regular | 10000 | Galvanic (STIP-3) | 1989-05-01 |  | Fiberglass Reinforced Plastic | Pressurized
PARKERS #1 | 13704 OGLETHORPE HWY | MIDWAY | Liberty | 9089010 | 1 | Flapper Valve | 1993-01-01 | FALSE | 1993-01-01 | FALSE | Currently in Use | Diesel | 10000 | Epoxy | 1993-02-10 |  | Fiberglass Reinforced Plastic | Pressurized
WALTHOUR SERVICE STATION | WALTHOUR RD and BILLY CARTER RD | MIDWAY | Liberty | 9089131 | 2 |  |  | FALSE |  | FALSE | Temporarily out of use | Gas (Historical Use) | 1000 | Bare Steel | 1971-05-11 |  | Galvanized Steel | Suction (American)
SUNBERRY COUNTRY STORE | 3584 ISLANDS HWY | MIDWAY | Liberty | 10000466 | 1 | Ball Float | 2003-09-01 | FALSE | 2003-09-01 | FALSE | Currently in Use | Regular | 12000 | Composite | 2003-09-01 |  | Double-Walled Fiberglass | Pressurized
GA DOT 10543 LIBERTY CO ROUTINE | 142 COTTOM DR | RICEBORO | Liberty | 9089097 | 1 | [5 empty] | Removed from Ground | Diesel | 1000 | Bare Steel | 2002-02-18 | 2002-02-18 | Galvanized Steel | Safe Suction (Euro)
FRASIER & SONS SERVICE STATION | HWY 17 | RICEBORO | Liberty | 890043 | 2 | [5 empty] | Removed from Ground | Gas (Historical Use) | 1000 | Bare Steel | 1966-05-12 | 1998-09-21 | Galvanized Steel
BROWN'S SVC STATION | US 17 SOUTH | RICEBORO | Liberty | 890029 | 3 | [5 empty] | Removed from Ground | Gas (Historical Use) | 4000 | Bare Steel | 1972-04-06 | 1991-08-22 | Galvanized Steel
FLEMING FOODMART | 6118 LEROY COFFER HWY | FLEMING | Liberty | 9089123 | 3 |  | 1991-01-01 | FALSE | 1991-01-01 | FALSE | Removed from Ground | Gas (Historical Use) | 6000 | Galvanic (STIP-3) | 1991-01-01 | 2006-09-21 | Fiberglass Reinforced Plastic | Pressurized
WILLIAMSON GROCERY | US HWY 82/84 | ALLENHURST | Liberty | 890023 | 2 | [5 empty] | Removed from Ground | Empty | 3000 | Bare Steel | 1969-05-04 | 1991-05-16 | Galvanized Steel
TODD'S GROCERY | GA HWY 196 | GUM BRANCH | Liberty | 890026 | 1 | [5 empty] | Removed from Ground | Gas (Historical Use) | 1000 | Bare Steel | 1956-05-07 | 1991-08-13 | Galvanized Steel
FLEMING FOODMART | 6118 LEROY COFFER HWY | FLEMING | Liberty | 9089123 | 4 |  | 1991-01-01 | FALSE | 1991-01-01 | FALSE | Removed from Ground | Diesel | 6000 | Galvanic (STIP-3) | 1991-01-01 | 2006-09-21 | Fiberglass Reinforced Plastic | Pressurized
FLEMING FOODMART | 6118 LEROY COFFER HWY | FLEMING | Liberty | 9089123 | 1 |  | 1991-01-01 | FALSE | 1991-01-01 | FALSE | Removed from Ground | Gas (Historical Use) | 6000 | Galvanic (STIP-3) | 1991-01-01 | 2006-09-21 | Fiberglass Reinforced Plastic | Pressurized
BILL CARTER GROCERY | US 82 & BILL CARTER RD | MCINTOSH | Liberty | 890030 | 1 | [5 empty] | Removed from Ground | Empty | 560 | Bare Steel | 1956-05-07 | 1991-08-12 | Galvanized Steel
L A SHUMAN | 8840 HWY 17 | RICHMOND HILL | Liberty | 890046 | 1 | [5 empty] | Permanently Out Of Use | Gas (Historical Use) | 2000 | Bare Steel | 1966-05-12 | 2000-02-23 | Galvanized Steel | Suction (American)
ENK747 | 11858 OGLETHORPE HWY | MIDWAY | Liberty | 9089098 | 2 | Flapper Valve | 1994-05-01 | FALSE | 1994-05-01 | FALSE | Currently in Use | Regular | 6000 | Composite | 1994-05-01 |  | Fiberglass Reinforced Plastic | Pressurized
FORMER SERVICE STATION | SR 196 | MIDWAY | Liberty | 10000977 | 1 |  |  | FALSE |  | FALSE | Installed |  | 0 | Unknown
Ashapuri Maa, Inc. d/b/a South Newport BP | 36 Montague Street | Riceboro | Liberty | 9089164 | 3 | Flapper Valve | 1996-10-30 | FALSE | 1996-10-30 | FALSE | Currently in Use | Diesel | 6000 | Composite Double Walled | 1996-10-25 |  | Double-Walled Flex | Pressurized
SPARKER #1 | 4609 S COASTAL HWY 17 | RICEBORO | Liberty | 9089122 | 4 | Ball Float | 1997-01-01 | FALSE | 1997-01-01 | FALSE | Currently in Use | Diesel | 3000 | Steel-Impressed Current | 1986-01-01 |  | Fiberglass Reinforced Plastic | Pressurized
SPARKER #1 | 4609 S COASTAL HWY 17 | RICEBORO | Liberty | 9089122 | 5 | Flapper Valve | 1997-01-01 | FALSE | 1997-01-01 | FALSE | Currently in Use | Diesel | 2000 | Steel-Impressed Current | 1986-01-01 |  | Fiberglass Reinforced Plastic | Pressurized
OGDEN CROSSROADS STORE | HWY 119 @BREMERTON FERRY | RICEBORO | Liberty | 890102 | 1 | [5 empty] | Permanently Out Of Use | Gas (Historical Use) | 3000 | Bare Steel | 1982-01-02 | 1999-05-24 | Galvanized Steel | Suction (American)
RICEBORO STOP & SHOP | HWY 17 | RICEBORO | Liberty | 890058 | 1 | [5 empty] | Permanently Out Of Use | Empty | 2000 | Bare Steel | 1966-05-13 | 2000-11-06 | Galvanized Steel
OLD GULF STATION | 5827 W OGLETHORPE | WALTHOURVILLE | Liberty | 9089163 | 1 | [5 empty] | Removed from Ground | Gas (Historical Use) | 550 | Not Marked/Unknown | 1964-01-01 | 1998-03-20 | Not Marked
A C WHITE TRANSFER & STORAGE CO | PO BOX A-HARDMAN RD | WALTHOURVILLE | Liberty | 890011 | 1 | [5 empty] | Removed from Ground | Diesel | 5000 | Bare Steel | 1983-04-19 | 1988-12-21 | Galvanized Steel
STRICKLAND OIL CO | 506 SOUTH MAINN ST | HINESVILLE | Liberty | 890027 | 6 | [5 empty] | Removed from Ground | Diesel | 4000 | Bare Steel | 1962-05-06 | 1991-08-15 | Galvanized Steel
STRICKLAND OIL CO | 506 SOUTH MAINN ST | HINESVILLE | Liberty | 890027 | 8 | [5 empty] | Removed from Ground | Gas (Historical Use) | 6000 | Bare Steel | 1954-05-08 | 1991-08-16 | Galvanized Steel
LIBERTY SERVICE STATION | 104 NORTH MAIN ST | HINESVILLE | Liberty | 890021 | 5 | [5 empty] | Removed from Ground | Empty | 2000 | Bare Steel | 1976-05-02 | 1992-03-24 | Galvanized Steel
THE ONE STOP | HWY 82 & GEN STEWART RD | HINESVILLE | Liberty | 890063 | 2 | [5 empty] | Removed from Ground | Gas (Historical Use) | 1000 | Bare Steel | 1966-05-13 | 1992-08-14 | Galvanized Steel | Safe Suction (Euro)
BENS AUTO REPAIR/MEMORIAL GULF S | 324 MEMORIAL DR | HINESVILLE | Liberty | 890060 | 3 | [5 empty] | Removed from Ground | Gas (Historical Use) | 1000 | Bare Steel | 1986-05-08 | 1994-08-29 | Galvanized Steel
Circle K 2745002 | 1025 W OGLETHORPE | HINESVILLE | Liberty | 890077 | 3 |  | 1997-06-13 |  | 1997-06-13 |  | Currently in Use | Diesel | 10000 | Steel-Impressed Current | 1980-05-08 |  | Double-Walled Fiberglass | Pressurized
JOE'S SERVICE CENTER | 412 GENERAL SCREVEN HWY | HINESVILLE | Liberty | 890075 | 3 |  | 1998-04-02 | FALSE | 1998-04-02 | FALSE | Removed from Ground | Diesel | 4010 | Steel-Impressed Current | 1984-05-08
TIMESAVER #14 | 201 GENERAL SCREVEN WAY & HWY 196 | HINESVILLE | Liberty | 890071 | 2 |  | 1998-01-27 |  | 1998-01-27 |  | Removed from Ground | Gas (Historical Use) | 8000 | Steel-Impressed Current | 1976-05-10 | 2001-11-15 | Fiberglass Reinforced Plastic | Pressurized
SHREE DRK, INC | 1457 DUNLEVIE RD | ALLENHURST | Liberty | 9089143 | 1 | Ball Float | 1995-11-25 | FALSE | 1995-11-25 | TRUE | Currently in Use | Premium | 6000 | Galvanic (STIP-3) | 1991-11-29 |  | Fiberglass Reinforced Plastic | Pressurized
JET FOOD STORE #98 | 200 OGLETHORPE HWY | HINESVILLE | Liberty | 9089134 | 3 | Flapper Valve | 1990-01-01 | FALSE | 1990-01-01 | FALSE | Removed from Ground | Gas (Historical Use) | 8000 | Galvanic (STIP-3) | 1990-01-01 |  | Fiberglass Reinforced Plastic | Pressurized
COASTAL UTILITIES INC | HWY 84 (OGLETHORPE HWY) | HINESVILLE | Liberty | 9089141 | 3 | [5 empty] | Removed from Ground | Diesel | 1000 | Bare Steel | 1977-03-07 | 1995-11-21 | Galvanized Steel
HINESVILLE 66 | US 84 EAST | HINESVILLE | Liberty | 9089162 | 1 | [5 empty] | Removed from Ground | Gas (Historical Use) | 6000 | Cathodically Protected Steel | 1987-03-01 | 1998-12-01 | Galvanized Steel | Suction (American)
CLYDES MARKET #23 | 438 GEN SCREVEN WAY | HINESVILLE | Liberty | 9089126 | 1UL |  | 1998-11-01 |  | 1998-11-01 |  | Removed from Ground | Gas (Historical Use) | 8000 | Steel-Impressed Current | 1983-01-01 | 2009-06-29 | Cathodically Protected | Safe Suction (Euro)
CLYDES MARKET #23 | 438 GEN SCREVEN WAY | HINESVILLE | Liberty | 9089126 | 4b | Ball Float | 2009-07-01 | FALSE | 2009-07-01 | FALSE | Currently in Use | Premium | 3500 | Composite Double Walled | 2009-07-01 |  | Double-Walled Fiberglass | Pressurized
ENK280 | 715 OGLETHROPE AVE | HINESVILLE | Liberty | 890040 | P3 | [5 empty] | Removed from Ground | Gas (Historical Use) | 4000 | Bare Steel | 1977-05-09 | 1991-09-27 | Galvanized Steel
ENK764 | 904 E G MILES PKWY & PINELAND AVE | HINESVILLE | Liberty | 890084 | 4 | Ball Float | 2004-10-13 | FALSE | 2004-10-13 | FALSE | Currently in Use | Diesel | 4000 | Composite | 2004-10-13 |  | Fiberglass Reinforced Plastic | Pressurized
ENK763 | 791 E G MILES & GEN COCHRAN | HINESVILLE | Liberty | 890083 | 8A | Overfill Alarm | 2022-04-19 | FALSE | 2022-04-06 | FALSE | Currently in Use | E-0 | 6000 | Fiberglass Double Walled | 2022-04-19 |  | Double-Walled Fiberglass | Pressurized
LIBERTY TRUCK CENTER | HWY 17 | MIDWAY | Liberty | 890069 | 3 | [5 empty] | Removed from Ground | Empty | 3000 | Bare Steel | 1966-05-13 | 1994-11-07 | Galvanized Steel | Suction (American)
THE BIG WHEEL | HWY 17 | MIDWAY | Liberty | 890070 | 3 | [5 empty] | Removed from Ground | Empty | 3000 | Bare Steel | 1966-05-13 | 1997-11-24 | Galvanized Steel | Suction (American)
WHITES GULF SERVICE | HWY 17 | MIDWAY | Liberty | 890065 | 4 | [5 empty] | Removed from Ground | Gas (Historical Use) | 1000 | Bare Steel | 1973-05-11 | 1994-11-07 | Galvanized Steel
SPARKERS #5 | 24 N COASTAL HWY 17 | MIDWAY | Liberty | 890006 | 3 |  | 1998-01-01 |  | 1998-01-01 |  | Currently in Use | Gas (Historical Use) | 8000 | Steel-Impressed Current | 1981-02-25 |  | Steel (Impressed Current) | Suction (American)
GA FC/LIBERTY CO UNIT | GA HWY 17/1 MILE SOUTH OF MIDWAY | MIDWAY | Liberty | 9089002 | 1 | [5 empty] | Removed from Ground | Diesel | 2000 | Bare Steel | 1973-01-01 | 1990-10-01 | Bare Steel
CHEMTALL INC | 1 CHEMICAL PLANT RD | RICEBORO | Liberty | 9089103 | 1 | [5 empty] | Removed from Ground | Used Oil | 800 | Not Marked/Unknown |  | 1899-12-31 | Not Marked
SPARKER #1 | 4609 S COASTAL HWY 17 | RICEBORO | Liberty | 9089122 | 2 | Ball Float | 1997-01-01 | FALSE | 1997-01-01 | FALSE | Currently in Use | E-0 | 6000 | Steel-Impressed Current | 1986-01-01 |  | Fiberglass Reinforced Plastic | Safe Suction (Euro)
RICEBORO STOP & SHOP | HWY 17 | RICEBORO | Liberty | 890058 | 2 | [5 empty] | Permanently Out Of Use | Empty | 3000 | Bare Steel | 1966-05-13 | 2000-11-06 | Galvanized Steel
ANDERSON'S CORNER | 5826 WEST OGLETHORPE | WALTHOURVILLE | Liberty | 890067 | 7 | [5 empty] | Removed from Ground | Empty | 6000 | Cathodically Protected Steel | 1987-01-01 | 1999-01-01 | Fiberglass Reinforced Plastic | Pressurized
OLD GULF STATION | 5827 W OGLETHORPE | WALTHOURVILLE | Liberty | 9089163 | 2 |  |  | FALSE |  | FALSE | Removed from Ground | Gas (Historical Use) | 550 | Unknown | 1964-01-01 | 1998-03-20 | Unknown
ROCKS BP | 1111 W OGLETHROPE HWY | HINESVILLE | Liberty | 10003346 | 2B | Flapper Valve | 2023-08-02 | FALSE | 2023-07-01 | FALSE | Currently in Use | E-0 | 3000 | Composite Double Walled | 2023-02-02 |  | Double-Walled Fiberglass | Pressurized
WAWA #6302 | 769 E Oglethorpe Highway | Hinesville | Liberty | 10003446 | 2 | Flapper Valve | 2024-06-04 | FALSE | 2024-06-04 | FALSE | Currently in Use | Regular | 19782 | Fiberglass Double Walled | 2024-06-04 |  | Double-Walled Flex | Pressurized
ROCKS BP | 1111 W OGLETHROPE HWY | HINESVILLE | Liberty | 10003346 | 1 | Flapper Valve | 2023-08-02 | FALSE | 2023-07-01 | FALSE | Currently in Use | Regular | 12000 | Composite Double Walled | 2023-02-02 |  | Double-Walled Fiberglass | Pressurized
WAWA #6302 | 769 E Oglethorpe Highway | Hinesville | Liberty | 10003446 | 1A | Flapper Valve | 2024-06-04 | FALSE | 2024-06-04 | FALSE | Currently in Use | Premium | 10271 | Fiberglass Double Walled | 2024-06-04 |  | Double-Walled Flex | Pressurized
WAWA #6302 | 769 E Oglethorpe Highway | Hinesville | Liberty | 10003446 | 4A | Flapper Valve | 2024-06-04 | FALSE | 2024-06-04 | FALSE | Currently in Use | Diesel | 10271 | Fiberglass Double Walled | 2024-06-04 |  | Double-Walled Flex | Pressurized
ROCKS BP | 1111 W OGLETHROPE HWY | HINESVILLE | Liberty | 10003346 | 2C | Flapper Valve | 2023-08-02 | FALSE | 2023-07-01 | FALSE | Currently in Use | Diesel | 3000 | Composite Double Walled | 2023-02-02 |  | Double-Walled Fiberglass | Pressurized
WAWA #6302 | 769 E Oglethorpe Highway | Hinesville | Liberty | 10003446 | 3 | Flapper Valve | 2024-06-04 | FALSE | 2024-06-04 | FALSE | Currently in Use | Regular | 19782 | Fiberglass Double Walled | 2024-06-04 |  | Double-Walled Flex | Pressurized
WAWA #6302 | 769 E Oglethorpe Highway | Hinesville | Liberty | 10003446 | 4B | Flapper Valve | 2024-06-04 | FALSE | 2024-06-04 | FALSE | Currently in Use | Regular | 11904 | Fiberglass Double Walled | 2024-06-04 |  | Double-Walled Flex | Pressurized
ROCKS BP | 1111 W OGLETHROPE HWY | HINESVILLE | Liberty | 10003346 | 2A | Flapper Valve | 2023-08-02 | FALSE | 2023-07-01 | FALSE | Currently in Use | Premium | 3000 | Composite Double Walled | 2023-02-02 |  | Double-Walled Fiberglass | Pressurized
WAWA #6301 | 774 ELMA G. MILES PARKWAY | HINESVILLE | Liberty | 10003473 | 5A | Overfill Alarm |  | FALSE |  | FALSE | Currently in Use | Regular | 11897 | Fiberglass Double Walled | 2024-07-18 |  | Double-Walled Flex | Pressurized
WAWA #6302 | 769 E Oglethorpe Highway | Hinesville | Liberty | 10003446 | 1B | Flapper Valve | 2024-06-04 | FALSE | 2024-06-04 | FALSE | Currently in Use | E-0 | 11904 | Fiberglass Double Walled | 2024-06-04 |  | Double-Walled Flex | Pressurized
WAWA #6301 | 774 ELMA G. MILES PARKWAY | HINESVILLE | Liberty | 10003473 | 1A | Overfill Alarm |  | FALSE |  | FALSE | Currently in Use | Premium | 10139 | Fiberglass Double Walled | 2024-07-18 |  | Double-Walled Flex | Pressurized
WAWA #6301 | 774 ELMA G. MILES PARKWAY | HINESVILLE | Liberty | 10003473 | 2 | Overfill Alarm |  | FALSE |  | FALSE | Currently in Use | Regular | 19930 | Fiberglass Double Walled | 2024-07-18 |  | Double-Walled Flex | Pressurized
WAWA #6301 | 774 ELMA G. MILES PARKWAY | HINESVILLE | Liberty | 10003473 | 3 | Overfill Alarm |  | FALSE |  | FALSE | Currently in Use | Regular | 19930 | Fiberglass Double Walled | 2024-07-18 |  | Double-Walled Flex | Pressurized
WAWA #6301 | 774 ELMA G. MILES PARKWAY | HINESVILLE | Liberty | 10003473 | 4A | Overfill Alarm |  | FALSE |  | FALSE | Currently in Use | Diesel | 10139 | Fiberglass Double Walled | 2024-07-18 |  | Double-Walled Flex | Pressurized
Ft Stewart | W General Screven Way | Fort Stewart | Liberty | UST-SLOC-9089065 | 4 |  |  | TRUE |  | TRUE | Removed from Ground | Used Oil | 2500 | Fiberglass | 1982-01-01 | 1996-08-16 | Galvanized Steel
Buzzy's Mini Mart | 8982 E.B. Cooper Hwy | Riceboro | Liberty | 10003433 | 2 | Flapper Valve | 2023-04-06 | FALSE | 2023-01-01 | FALSE | Currently in Use | Premium | 3000 | Composite Double Walled | 2022-06-09 |  | Double-Walled Fiberglass | Pressurized
Ft Stewart | W General Screven Way | Fort Stewart | Liberty | UST-SLOC-9089091 | 65 | [5 empty] | Removed from Ground | Gas (Historical Use) | 10000 | Bare Steel | 1950-01-01 | 1996-08-23 | Galvanized Steel
Ft Stewart | W General Screven Way | Fort Stewart | Liberty | UST-SLOC-9089111 | 92 |  |  | TRUE |  | TRUE | Removed from Ground | Used Oil | 1000 | Fiberglass | 1981-01-01 | 1995-07-05 | Galvanized Steel
Ft Stewart | W General Screven Way | Fort Stewart | Liberty | UST-SLOC-9089148 | 9 | [5 empty] | Removed from Ground | Diesel | 10000 | Not Marked/Unknown | 1974-01-01 | 1995-12-29 | Not Marked
Ft Stewart | W General Screven Way | Fort Stewart | Liberty | UST-SLOC-9089064 | 1 |  |  | TRUE |  | TRUE | Removed from Ground | Used Oil | 1000 | Fiberglass | 1982-01-01 | 1995-07-05 | Galvanized Steel
Ft Stewart | W General Screven Way | Fort Stewart | Liberty | UST-SLOC-9089047 | 108 | [5 empty] | Removed from Ground | Diesel | 500 | Cathodically Protected Steel | 1981-01-01 | 1998-05-21 | Galvanized Steel
Ft Stewart | W General Screven Way | Fort Stewart | Liberty | UST-SLOC-9089070 | 118 | [5 empty] | Removed from Ground | Diesel | 1000 | Bare Steel | 1986-01-01 | 1996-07-01 | Galvanized Steel
Ft Stewart | W General Screven Way | Fort Stewart | Liberty | UST-SLOC-9089012 | 15 | [5 empty] | Removed from Ground | Diesel | 6000 | Fiberglass | 1981-01-01 | 1995-06-29 | Galvanized Steel
Ft Stewart | W General Screven Way | Fort Stewart | Liberty | UST-SLOC-9089068 | 13 |  |  | TRUE |  | TRUE | Removed from Ground | Used Oil | 2500 | Bare Steel | 1982-01-01 | 1995-06-24 | Galvanized Steel
Ft Stewart | W General Screven Way | Fort Stewart | Liberty | UST-SLOC-9089044 | 238 |  |  | TRUE |  | TRUE | Removed from Ground | Used Oil | 1000 | Double Walled | 1987-01-01 | 1996-08-06 | Galvanized Steel
Ft Stewart | W General Screven Way | Fort Stewart | Liberty | UST-SLOC-9089076 | 94 |  |  | TRUE |  | TRUE | Removed from Ground | Used Oil | 1000 | Fiberglass | 1980-01-01 | 1996-07-29 | Galvanized Steel
Ft Stewart | W General Screven Way | Fort Stewart | Liberty | UST-SLOC-9089077 | 97 | [5 empty] | Removed from Ground | Diesel | 15000 | Fiberglass | 1985-01-01 | 1995-04-19 | Galvanized Steel
Buzzy's Mini Mart | 8982 E.B. Cooper Hwy | Riceboro | Liberty | 10003433 | 1 | Flapper Valve | 2023-04-06 | FALSE | 2023-01-01 | FALSE | Currently in Use | Regular | 10000 | Composite Double Walled | 2022-06-09 |  | Double-Walled Fiberglass | Pressurized
Ft Stewart | W General Screven Way | Fort Stewart | Liberty | UST-SLOC-9089114 | 30 | [5 empty] | Removed from Ground | Diesel | 20000 | Fiberglass | 1982-01-01 | 1995-10-02 | Galvanized Steel
Ft Stewart | W General Screven Way | Fort Stewart | Liberty | UST-SLOC-9089066 | 6 | [5 empty] | Removed from Ground | Diesel | 25000 | Bare Steel | 1980-01-01 | 1996-08-06 | Galvanized Steel
Ft Stewart | W General Screven Way | Fort Stewart | Liberty | UST-SLOC-9089011 | 22 |  |  | TRUE |  | TRUE | Removed from Ground | Used Oil | 2000 | Fiberglass | 1981-01-01 | 1996-07-01 | Galvanized Steel
Ft Stewart | W General Screven Way | Fort Stewart | Liberty | UST-SLOC-9089156 | 277 | Flapper Valve | 1996-01-01 | FALSE | 1996-01-01 | FALSE | Currently in Use | Premium | 12000 | Fiberglass Double Walled | 1991-01-01 |  | Fiberglass Reinforced Plastic | Pressurized
Buzzy's Mini Mart | 8982 E.B. Cooper Hwy | Riceboro | Liberty | 10003433 | 3 | Flapper Valve | 2023-04-06 | FALSE | 2023-01-01 | FALSE | Currently in Use | E-0 | 3000 | Composite Double Walled | 2022-06-09 |  | Double-Walled Fiberglass | Pressurized
Ft Stewart | W General Screven Way | Fort Stewart | Liberty | UST-SLOC-9089055 | 57 | [5 empty] | Removed from Ground | Gas (Historical Use) | 5000 | Fiberglass | 1960-01-01 | 1995-03-27 | Galvanized Steel
Ft Stewart | W General Screven Way | Fort Stewart | Liberty | UST-SLOC-9089147 | 8 | [5 empty] | Removed from Ground | Diesel | 10000 | Not Marked/Unknown | 1974-01-01 | 1995-12-29 | Not Marked
Ft Stewart | W General Screven Way | Fort Stewart | Liberty | UST-SLOC-9089011 | 20 |  |  | TRUE |  | TRUE | Removed from Ground | Used Oil | 2000 | Fiberglass | 1981-01-01 | 1995-06-29 | Galvanized Steel
Ft Stewart | W General Screven Way | Fort Stewart | Liberty | UST-SLOC-9089012 | 16 | [5 empty] | Removed from Ground | Gas (Historical Use) | 6000 | Fiberglass | 1981-01-01 | 1995-06-29 | Galvanized Steel
Ft Stewart | W General Screven Way | Fort Stewart | Liberty | UST-SLOC-9089042 | 226 | [5 empty] | Removed from Ground | Diesel | 25000 | Fiberglass | 1985-01-01 | 1995-06-06 | Galvanized Steel
Ft Stewart | W General Screven Way | Fort Stewart | Liberty | UST-SLOC-890028 | 18 | [5 empty] | Removed from Ground | Other | 4000 | Marked Unknown |  | 1899-12-31 | Unknown
Ft Stewart | W General Screven Way | Fort Stewart | Liberty | UST-SLOC-9089050 | 52 | [5 empty] | Removed from Ground | Other | 1000 | Bare Steel | 1960-01-01 | 1995-09-22 | Galvanized Steel
Ft Stewart | W General Screven Way | Fort Stewart | Liberty | UST-SLOC-9089041 | 242 |  |  | TRUE |  | TRUE | Removed from Ground | Used Oil | 1000 | Fiberglass | 1985-01-01 | 1996-06-25 | Galvanized Steel
Buzzy's Mini Mart | 8982 E.B. Cooper Hwy | Riceboro | Liberty | 10003433 | 4 | Flapper Valve | 2023-04-06 | FALSE | 2023-01-01 | FALSE | Currently in Use | Diesel | 3000 | Composite Double Walled | 2022-06-09 |  | Double-Walled Fiberglass | Pressurized
Ft Stewart | W General Screven Way | Fort Stewart | Liberty | UST-SLOC-890037 | 262 |  | 1998-03-17 |  | 1998-03-18 |  | Removed from Ground | Gas (Historical Use) | 10000 | Composite | 1983-01-01 | 2001-10-31 | Fiberglass Reinforced Plastic | Pressurized
Ft Stewart | W General Screven Way | Fort Stewart | Liberty | UST-SLOC-9089039 | 207A |  |  | TRUE |  | TRUE | Removed from Ground | Used Oil | 2500 | Fiberglass | 1985-01-01 | 1996-07-28 | Galvanized Steel
Ft Stewart | W General Screven Way | Fort Stewart | Liberty | UST-SLOC-9089055 | 58 | [5 empty] | Removed from Ground | Diesel | 5000 | Fiberglass | 1983-01-01 | 1995-03-28 | Galvanized Steel
Ft Stewart | W General Screven Way | Fort Stewart | Liberty | UST-SLOC-9089161 | 24 | [5 empty] | Removed from Ground | Diesel | 20000 | Not Marked/Unknown | 2005-05-12 | 2005-07-25 | Not Marked
Ft Stewart | W General Screven Way | Fort Stewart | Liberty | UST-SLOC-9089079 | 99 | [5 empty] | Removed from Ground | Diesel | 25000 | Fiberglass | 1983-01-01 | 1995-06-23 | Galvanized Steel
Ft Stewart | W General Screven Way | Fort Stewart | Liberty | UST-SLOC-9089041 | 244 |  |  | TRUE |  | TRUE | Removed from Ground | Used Oil | 1000 | Fiberglass | 1985-01-01 | 1996-06-25 | Galvanized Steel
Ft Stewart | W General Screven Way | Fort Stewart | Liberty | UST-SLOC-9089059 | 222 | [5 empty] | Removed from Ground | Gas (Historical Use) | 4000 | Double Walled | 1985-01-01 | 1995-04-18 | Galvanized Steel
Ft Stewart | W General Screven Way | Fort Stewart | Liberty | UST-SLOC-9089043 | 201A |  |  | TRUE |  | TRUE | Removed from Ground | Used Oil | 1000 | Fiberglass | 1985-01-01 | 1996-07-12 | Galvanized Steel
Ft Stewart | W General Screven Way | Fort Stewart | Liberty | UST-SLOC-890037 | 287 |  | 2002-01-20 | FALSE | 2002-01-20 | FALSE | Currently in Use | Premium | 12000 | Fiberglass Double Walled | 2002-01-20 |  | Fiberglass Reinforced Plastic | Pressurized
Ft Stewart | W General Screven Way | Fort Stewart | Liberty | UST-SLOC-9089011 | 23 |  |  | TRUE |  | TRUE | Removed from Ground | Used Oil | 2000 | Fiberglass | 1981-01-01 | 1995-06-29 | Galvanized Steel
Ft Stewart | W General Screven Way | Fort Stewart | Liberty | UST-SLOC-9089028 | 34 | [5 empty] | Removed from Ground | Diesel | 20000 | Fiberglass | 1982-01-01 | 1995-01-31 | Galvanized Steel
Ft Stewart | W General Screven Way | Fort Stewart | Liberty | UST-SLOC-9089020 | 68 | [5 empty] | Removed from Ground | Gas (Historical Use) | 6000 | Bare Steel | 1960-01-01 | 1995-03-21 | Galvanized Steel
Ft Stewart | W General Screven Way | Fort Stewart | Liberty | UST-SLOC-9089028 | 35 | [5 empty] | Removed from Ground | Gas (Historical Use) | 12000 | Fiberglass | 1982-01-01 | 1995-01-31 | Galvanized Steel
Ft Stewart | W General Screven Way | Fort Stewart | Liberty | UST-SLOC-9089043 | 201B |  |  | TRUE |  | TRUE | Removed from Ground | Used Oil | 1000 | Fiberglass | 1985-01-01 | 1996-07-12 | Galvanized Steel
Ft Stewart | W General Screven Way | Fort Stewart | Liberty | UST-SLOC-9089056 | 251 | [5 empty] | Removed from Ground | Diesel | 500 | Bare Steel | 1982-01-01 | 1998-08-17 | Galvanized Steel
Ft Stewart | W General Screven Way | Fort Stewart | Liberty | UST-SLOC-9089161 | 22 | [5 empty] | Removed from Ground | Diesel | 20000 | Not Marked/Unknown | 2005-05-12 | 2005-07-25 | Not Marked
Ft Stewart | W General Screven Way | Fort Stewart | Liberty | UST-SLOC-9089025 | 78 | [5 empty] | Removed from Ground | Diesel | 25000 | Fiberglass | 1981-01-01 | 1995-02-28 | Galvanized Steel
WAWA #6301 | 774 ELMA G. MILES PARKWAY | HINESVILLE | Liberty | 10003473 | 1B | Overfill Alarm |  | FALSE |  | FALSE | Currently in Use | E-0 | 11897 | Fiberglass Double Walled | 2024-07-18 |  | Double-Walled Flex | Pressurized
Ft Stewart | W General Screven Way | Fort Stewart | Liberty | UST-SLOC-9089054 | 45 |  |  | TRUE |  | TRUE | Removed from Ground | Used Oil | 500 | Bare Steel | 1983-01-01 | 1996-07-10 | Galvanized Steel
Ft Stewart | W General Screven Way | Fort Stewart | Liberty | UST-SLOC-9089061 | 231 |  |  | TRUE |  | TRUE | Removed from Ground | Used Oil | 1000 | Double Walled | 1985-01-01 | 1995-05-25 | Galvanized Steel
Ft Stewart | W General Screven Way | Fort Stewart | Liberty | UST-SLOC-890028 | 15 | [5 empty] | Removed from Ground | Gas (Historical Use) | 6000 | Bare Steel | 1961-05-07 | 1899-12-31 | Galvanized Steel
Ft Stewart | W General Screven Way | Fort Stewart | Liberty | UST-SLOC-9089109 | 38 |  |  | TRUE |  | TRUE | Removed from Ground | Used Oil | 1000 | Bare Steel | 1983-01-01 | 1996-08-09 | Galvanized Steel
Ft Stewart | W General Screven Way | Fort Stewart | Liberty | UST-SLOC-9089045 | 203 | [5 empty] | Removed from Ground | Diesel | 6000 | Not Marked/Unknown | 1985-01-01 | 1995-03-30 | Galvanized Steel
Ft Stewart | W General Screven Way | Fort Stewart | Liberty | UST-SLOC-9089060 | 218 |  |  | TRUE |  | TRUE | Removed from Ground | Used Oil | 1000 | Double Walled | 1985-01-01 | 1995-06-12 | Galvanized Steel
Ft Stewart | W General Screven Way | Fort Stewart | Liberty | UST-SLOC-9089156 | 278 | Flapper Valve | 1991-01-01 | FALSE | 1991-01-01 | FALSE | Currently in Use | Regular | 10000 | Fiberglass Double Walled | 1991-01-01 |  | Fiberglass Reinforced Plastic | Pressurized
Ft Stewart | W General Screven Way | Fort Stewart | Liberty | UST-SLOC-9089100 | 239 | [5 empty] | Removed from Ground | Gas (Historical Use) | 4000 | Double Walled | 1987-01-01 | 1995-01-20 | Galvanized Steel
Ft Stewart | W General Screven Way | Fort Stewart | Liberty | UST-SLOC-890028 | 14 | [5 empty] | Removed from Ground | Gas (Historical Use) | 6000 | Bare Steel | 1961-05-07 | 1899-12-31 | Galvanized Steel
Ft Stewart | W General Screven Way | Fort Stewart | Liberty | UST-SLOC-9089042 | 227 | [5 empty] | Removed from Ground | Gas (Historical Use) | 10000 | Fiberglass | 1985-01-01 | 1995-06-06 | Galvanized Steel
Ft Stewart | W General Screven Way | Fort Stewart | Liberty | UST-SLOC-9089062 | 236 |  |  | TRUE |  | TRUE | Removed from Ground | Used Oil | 2500 | Double Walled | 1987-01-01 | 1995-01-18 | Galvanized Steel
Ft Stewart | W General Screven Way | Fort Stewart | Liberty | UST-SLOC-9025311 | 123 |  | 1995-04-01 |  | 1995-04-01 |  | Removed from Ground | Other | 1000 | Double Walled | 1995-04-01 | 2003-06-01 | Fiberglass Reinforced Plastic | Gravity Fed
Ft Stewart | W General Screven Way | Fort Stewart | Liberty | UST-SLOC-9089105 | 76 |  |  | TRUE |  | TRUE | Removed from Ground | Used Oil | 1000 | Bare Steel | 1981-01-01 | 1995-06-01 | Galvanized Steel
Ft Stewart | W General Screven Way | Fort Stewart | Liberty | UST-SLOC-9089061 | 229 |  |  | TRUE |  | TRUE | Removed from Ground | Used Oil | 1000 | Double Walled | 1985-01-01 | 1995-08-01 | Galvanized Steel
Ft Stewart | W General Screven Way | Fort Stewart | Liberty | UST-SLOC-9089073 | 88 | [5 empty] | Removed from Ground | Diesel | 5000 | Bare Steel | 1970-01-01 | 1996-08-26 | Galvanized Steel
Ft Stewart | W General Screven Way | Fort Stewart | Liberty | UST-SLOC-9089054 | 49 | [5 empty] | Removed from Ground | Diesel | 5000 | Fiberglass | 1983-01-01 | 1995-03-22 | Galvanized Steel
Ft Stewart | W General Screven Way | Fort Stewart | Liberty | UST-SLOC-9089028 | 33 | [5 empty] | Removed from Ground | Diesel | 20000 | Fiberglass | 1982-01-01 | 1995-01-31 | Galvanized Steel
Ft Stewart | W General Screven Way | Fort Stewart | Liberty | UST-SLOC-9089043 | 201 | [5 empty] | Removed from Ground | Diesel | 1000 | Fiberglass | 1985-01-01 | 1995-03-01 | Galvanized Steel
Ft Stewart | W General Screven Way | Fort Stewart | Liberty | UST-SLOC-9089104 | 61 |  |  | TRUE |  | TRUE | Removed from Ground | Used Oil | 500 | Fiberglass | 1983-01-01 | 1995-08-17 | Galvanized Steel
Ft Stewart | W General Screven Way | Fort Stewart | Liberty | UST-SLOC-9089087 | 256 | [5 empty] | Removed from Ground | Gas (Historical Use) | 12500 | Bare Steel | 1945-01-01 | 1993-03-18 | Galvanized Steel
Ft Stewart | W General Screven Way | Fort Stewart | Liberty | UST-SLOC-9089031 | 252 | [5 empty] | Removed from Ground | Diesel | 250 | Bare Steel | 1980-01-01 | 1998-07-22 | Galvanized Steel
Ft Stewart | W General Screven Way | Fort Stewart | Liberty | UST-SLOC-9089087 | 255 | [5 empty] | Removed from Ground | Gas (Historical Use) | 12500 | Bare Steel | 1945-01-01 | 1993-03-18 | Galvanized Steel
Ft Stewart | W General Screven Way | Fort Stewart | Liberty | UST-SLOC-9089011 | 18 |  |  | TRUE |  | TRUE | Removed from Ground | Used Oil | 2000 | Fiberglass | 1981-01-01 | 1995-02-08 | Galvanized Steel
Ft Stewart | W General Screven Way | Fort Stewart | Liberty | UST-SLOC-9089003 | 75 |  |  | TRUE |  | TRUE | Removed from Ground | Used Oil | 1000 | Fiberglass | 1985-01-01 | 1995-06-01 | Galvanized Steel
Ft Stewart | W General Screven Way | Fort Stewart | Liberty | UST-SLOC-9089019 | 70 |  |  | TRUE |  | TRUE | Removed from Ground | Used Oil | 1000 | Bare Steel | 1969-01-01 | 1995-06-01 | Galvanized Steel
Ft Stewart | W General Screven Way | Fort Stewart | Liberty | UST-SLOC-9089150 | 26 | [5 empty] | Removed from Ground | Diesel | 10000 | Not Marked/Unknown | 1974-01-01 | 1995-12-30 | Not Marked
Ft Stewart | W General Screven Way | Fort Stewart | Liberty | UST-SLOC-9089156 | 279 | Flapper Valve | 1991-01-01 | FALSE | 1991-01-01 | FALSE | Currently in Use | Regular | 10000 | Fiberglass Double Walled | 1991-01-01 |  | Fiberglass Reinforced Plastic | Pressurized
Ft Stewart | W General Screven Way | Fort Stewart | Liberty | UST-SLOC-9089015 | 214 |  |  | TRUE |  | TRUE | Removed from Ground | Used Oil | 550 | Fiberglass | 1988-01-01 | 1996-08-01 | Galvanized Steel
Ft Stewart | W General Screven Way | Fort Stewart | Liberty | UST-SLOC-9089149 | 11 | [5 empty] | Removed from Ground | Diesel | 2000 | Not Marked/Unknown | 1985-01-01 | 1996-01-05 | Not Marked
Ft Stewart | W General Screven Way | Fort Stewart | Liberty | UST-SLOC-9089152 | 15 |  |  | TRUE |  | TRUE | Removed from Ground | Used Oil | 1000 | Not Marked/Unknown | 1985-01-01 | 1996-01-05 | Not Marked
Ft Stewart | W General Screven Way | Fort Stewart | Liberty | UST-SLOC-9089081 | 100B |  |  | TRUE |  | TRUE | Removed from Ground | Used Oil | 1000 | Fiberglass | 1988-01-01 | 1996-08-02 | Galvanized Steel
Ft Stewart | W General Screven Way | Fort Stewart | Liberty | UST-SLOC-9089013 | 43 | [5 empty] | Removed from Ground | Gas (Historical Use) | 6000 | Fiberglass | 1985-01-01 | 1995-09-27 | Galvanized Steel
Ft Stewart | W General Screven Way | Fort Stewart | Liberty | UST-SLOC-9089038 | 207 |  |  | TRUE |  | TRUE | Removed from Ground | Used Oil | 500 | Fiberglass | 1985-01-01 | 1996-07-27 | Galvanized Steel
Ft Stewart | W General Screven Way | Fort Stewart | Liberty | UST-SLOC-9089156 | 276 | Flapper Valve | 1991-01-01 | FALSE | 1991-01-01 | FALSE | Currently in Use | Regular | 10000 | Fiberglass Double Walled | 1991-01-01 |  | Fiberglass Reinforced Plastic | Pressurized
Ft Stewart | W General Screven Way | Fort Stewart | Liberty | UST-SLOC-9089016 | 37 | [5 empty] | Removed from Ground | Gas (Historical Use) | 6000 | Bare Steel | 1982-01-01 | 1995-09-29 | Galvanized Steel
Ft Stewart | W General Screven Way | Fort Stewart | Liberty | UST-SLOC-9089117 | 234 | [5 empty] | Removed from Ground | Gas (Historical Use) | 4000 | Double Walled | 1986-01-01 | 1995-05-25 | Galvanized Steel
Ft Stewart | W General Screven Way | Fort Stewart | Liberty | UST-SLOC-9089060 | 221 | [5 empty] | Removed from Ground | Other | 1000 | Double Walled | 1985-01-01 | 1995-08-01 | Galvanized Steel
Ft Stewart | W General Screven Way | Fort Stewart | Liberty | UST-SLOC-890028 | 7 | [5 empty] | Removed from Ground | Gas (Historical Use) | 5000 | Bare Steel | 1961-05-07 | 1899-12-31 | Galvanized Steel
Ft Stewart | W General Screven Way | Fort Stewart | Liberty | UST-SLOC-9089026 | 79 |  |  | TRUE |  | TRUE | Removed from Ground | Used Oil | 1000 | Bare Steel | 1981-01-01 | 1996-07-19 | Galvanized Steel
Ft Stewart | W General Screven Way | Fort Stewart | Liberty | UST-SLOC-9089062 | 237 |  |  | TRUE |  | TRUE | Removed from Ground | Used Oil | 2500 | Double Walled | 1987-01-01 | 1995-09-20 | Galvanized Steel
HINESVILLE STATION | 1046 W Oglethorpe Hwy | Hinesville | Liberty | UST-SLOC-9089140 | 1A |  | 1995-02-01 |  | 1995-02-01 |  | Temporarily out of use | Gas (Historical Use) | 8000 | Epoxy | 2002-07-17 |  | Fiberglass Reinforced Plastic | Pressurized
Ft Stewart | W General Screven Way | Fort Stewart | Liberty | UST-SLOC-9089071 | 86 | [5 empty] | Permanently Out of Use - historical purposes | Other | 4000 | Concrete | 1981-01-01 | 1899-12-31 | Galvanized Steel
Ft Stewart | W General Screven Way | Fort Stewart | Liberty | UST-SLOC-9089171 | 2 |  |  | TRUE |  | TRUE | Permanently Out of Use - historical purposes | Used Oil | 1000 | Marked Unknown | 1983-01-01 | 1899-12-31 | Galvanized Steel | Gravity Fed
Ft Stewart | W General Screven Way | Fort Stewart | Liberty | UST-SLOC-9089060 | 219 |  |  | TRUE |  | TRUE | Removed from Ground | Used Oil | 1000 | Double Walled | 1985-01-01 | 1995-06-12 | Galvanized Steel
Ft Stewart | W General Screven Way | Fort Stewart | Liberty | UST-SLOC-890037 | 286 | Flapper Valve | 2002-01-20 | FALSE | 2002-01-20 | FALSE | Currently in Use | Regular | 12000 | Fiberglass Double Walled | 2002-01-20 |  | Fiberglass Reinforced Plastic | Pressurized
Ft Stewart | W General Screven Way | Fort Stewart | Liberty | UST-SLOC-9089040 | 205 | [5 empty] | Removed from Ground | Gas (Historical Use) | 5000 | Fiberglass | 1985-01-01 | 1995-04-04 | Galvanized Steel
Ft Stewart | W General Screven Way | Fort Stewart | Liberty | UST-SLOC-9089091 | 66 | [5 empty] | Removed from Ground | Diesel | 10000 | Bare Steel | 1950-01-01 | 1996-08-26 | Galvanized Steel
Ft Stewart | W General Screven Way | Fort Stewart | Liberty | UST-SLOC-9089069 | 14 |  |  | TRUE |  | TRUE | Removed from Ground | Used Oil | 1000 | Bare Steel | 1982-01-01 | 1995-06-15 | Galvanized Steel
Ft Stewart | W General Screven Way | Fort Stewart | Liberty | UST-SLOC-9089073 | 87 | [5 empty] | Removed from Ground | Diesel | 5000 | Bare Steel | 1970-01-01 | 1996-08-22 | Galvanized Steel
Ft Stewart | W General Screven Way | Fort Stewart | Liberty | UST-SLOC-9089061 | 230 |  |  | TRUE |  | TRUE | Removed from Ground | Used Oil | 1000 | Double Walled | 1985-01-01 | 1995-08-01 | Galvanized Steel
Ft Stewart | W General Screven Way | Fort Stewart | Liberty | UST-SLOC-9089068 | 11 | [5 empty] | Removed from Ground | Gas (Historical Use) | 12000 | Bare Steel | 1982-01-01 | 1995-02-07 | Galvanized Steel
Ft Stewart | W General Screven Way | Fort Stewart | Liberty | UST-SLOC-9089082 | 212 | [5 empty] | Removed from Ground | Other | 25000 | Bare Steel | 1950-01-01 | 2006-06-01 | Galvanized Steel
Ft Stewart | W General Screven Way | Fort Stewart | Liberty | UST-SLOC-9089043 | 200 | [5 empty] | Removed from Ground | Gas (Historical Use) | 12000 | Fiberglass | 1985-01-01 | 1995-03-28 | Galvanized Steel
Ft Stewart | W General Screven Way | Fort Stewart | Liberty | UST-SLOC-9089011 | 28B |  |  | TRUE |  | TRUE | Removed from Ground | Used Oil | 2000 | Fiberglass | 1987-01-01 | 1996-07-02 | Galvanized Steel
Ft Stewart | W General Screven Way | Fort Stewart | Liberty | UST-SLOC-9089149 | 13 | [5 empty] | Removed from Ground | Other | 5000 | Not Marked/Unknown | 1976-01-01 | 1996-01-05 | Not Marked
Ft Stewart | W General Screven Way | Fort Stewart | Liberty | UST-SLOC-9089114 | 32 | [5 empty] | Removed from Ground | Diesel | 20000 | Fiberglass | 1982-01-01 | 1995-10-02 | Galvanized Steel
Ft Stewart | W General Screven Way | Fort Stewart | Liberty | UST-SLOC-9089171 | 1 |  |  | TRUE |  | TRUE | Permanently Out of Use - historical purposes | Used Oil | 1000 | Marked Unknown | 1983-01-01 | 1899-12-31 | Galvanized Steel | Gravity Fed
Ft Stewart | W General Screven Way | Fort Stewart | Liberty | UST-SLOC-9089058 | 247 | [5 empty] | Removed from Ground | Diesel | 1000 | Bare Steel | 1983-01-01 | 1998-07-28 | Galvanized Steel
Ft Stewart | W General Screven Way | Fort Stewart | Liberty | UST-SLOC-890028 | 1 | [5 empty] | Removed from Ground | Diesel | 5000 | Bare Steel | 1961-05-07 | 1899-12-31 | Galvanized Steel
HINESVILLE STATION | 1046 W Oglethorpe Hwy | Hinesville | Liberty | UST-SLOC-9089139 | 1 | Flapper Valve | 1995-05-01 | FALSE | 1995-05-01 | FALSE | Currently in Use | Regular | 10000 | Epoxy | 1995-03-01 |  | Fiberglass Reinforced Plastic | Pressurized
Ft Stewart | W General Screven Way | Fort Stewart | Liberty | UST-SLOC-890037 | 288 | Flapper Valve | 2002-01-20 | FALSE | 2002-01-20 | FALSE | Currently in Use | Regular | 12000 | Fiberglass Double Walled | 2002-01-20 |  | Fiberglass Reinforced Plastic | Pressurized
Ft Stewart | W General Screven Way | Fort Stewart | Liberty | UST-SLOC-9089011 | 19 |  |  | TRUE |  | TRUE | Removed from Ground | Used Oil | 2000 | Fiberglass | 1981-01-01 | 1995-06-29 | Galvanized Steel
Ft Stewart | W General Screven Way | Fort Stewart | Liberty | UST-SLOC-9089116 | 56 |  |  | TRUE |  | TRUE | Closed in Ground | Used Oil | 2000 | Bare Steel | 1960-01-01 | 1996-08-08 | Galvanized Steel
Ft Stewart | W General Screven Way | Fort Stewart | Liberty | UST-SLOC-9089027 | 104 | [5 empty] | Removed from Ground | Diesel | 1000 | Cathodically Protected Steel | 1964-01-01 | 1998-08-14 | Galvanized Steel
Ft Stewart | W General Screven Way | Fort Stewart | Liberty | UST-SLOC-9089040 | 206 | [5 empty] | Removed from Ground | Diesel | 13000 | Fiberglass | 1985-01-01 | 1995-04-04 | Galvanized Steel
Ft Stewart | W General Screven Way | Fort Stewart | Liberty | UST-SLOC-9089034 | 105 | [5 empty] | Removed from Ground | Diesel | 250 | Cathodically Protected Steel | 1985-01-01 | 1998-08-17 | Galvanized Steel
Ft Stewart | W General Screven Way | Fort Stewart | Liberty | UST-SLOC-9089160 | 280 | [5 empty] | Closed in Ground | Diesel | 20000 | Marked Unknown | 1987-01-01 | 1998-09-10 | Unknown
Ft Stewart | W General Screven Way | Fort Stewart | Liberty | UST-SLOC-9089110 | 94C |  |  | TRUE |  | TRUE | Removed from Ground | Used Oil | 1000 | Fiberglass | 1988-01-01 | 1996-07-30 | Galvanized Steel
Ft Stewart | W General Screven Way | Fort Stewart | Liberty | UST-SLOC-9089080 | 100A |  |  | TRUE |  | TRUE | Removed from Ground | Used Oil | 1000 | Fiberglass | 1988-01-01 | 1996-08-02 | Galvanized Steel
Ft Stewart | W General Screven Way | Fort Stewart | Liberty | UST-SLOC-9089112 | 93 |  |  | TRUE |  | TRUE | Removed from Ground | Used Oil | 2500 | Fiberglass | 1981-01-01 | 1996-07-24 | Galvanized Steel
Ft Stewart | W General Screven Way | Fort Stewart | Liberty | UST-SLOC-9089063 | 224 |  |  | TRUE |  | TRUE | Removed from Ground | Used Oil | 1000 | Fiberglass | 1985-01-01 | 1996-06-20 | Galvanized Steel
Ft Stewart | W General Screven Way | Fort Stewart | Liberty | UST-SLOC-9089013 | 44 | [5 empty] | Removed from Ground | Diesel | 25000 | Fiberglass | 1985-01-01 | 1995-09-26 | Galvanized Steel
Ft Stewart | W General Screven Way | Fort Stewart | Liberty | UST-SLOC-9089053 | 54 | [5 empty] | Removed from Ground | Gas (Historical Use) | 2000 | Bare Steel | 1960-01-01 | 1993-03-10 | Galvanized Steel
Ft Stewart | W General Screven Way | Fort Stewart | Liberty | UST-SLOC-9089169 | 282 | [5 empty] | Removed from Ground | Other | 2000 | Not Marked/Unknown | 1998-12-11 | 1998-12-11 | Not Marked
Ft Stewart | W General Screven Way | Fort Stewart | Liberty | UST-SLOC-9089030 | 107 | [5 empty] | Removed from Ground | Diesel | 750 | Bare Steel | 1979-01-01 | 1998-08-25 | Galvanized Steel
Ft Stewart | W General Screven Way | Fort Stewart | Liberty | UST-SLOC-890028 | 16 | [5 empty] | Removed from Ground | Diesel | 4000 | Marked Unknown | 1997-05-06 | 1997-05-06 | Unknown
Ft Stewart | W General Screven Way | Fort Stewart | Liberty | UST-SLOC-890028 | 5 | [5 empty] | Removed from Ground | Diesel | 2000 | Bare Steel | 1985-05-01 | 1899-12-31 | Galvanized Steel
Ft Stewart | W General Screven Way | Fort Stewart | Liberty | UST-SLOC-890037 | 263 |  | 1998-03-19 |  | 1998-03-20 |  | Removed from Ground | Gas (Historical Use) | 10000 | Composite | 1981-01-01 | 2001-10-25 | Fiberglass Reinforced Plastic | Pressurized
Ft Stewart | W General Screven Way | Fort Stewart | Liberty | UST-SLOC-9089046 | 64A |  |  | TRUE |  | TRUE | Removed from Ground | Used Oil | 500 | Bare Steel | 1970-01-01 | 1995-08-17 | Galvanized Steel
Ft Stewart | W General Screven Way | Fort Stewart | Liberty | UST-SLOC-9089060 | 217 |  |  | TRUE |  | TRUE | Removed from Ground | Used Oil | 1000 | Double Walled | 1985-01-01 | 1995-02-21 | Galvanized Steel
Ft Stewart | W General Screven Way | Fort Stewart | Liberty | UST-SLOC-9089023 | 71A |  |  | TRUE |  | TRUE | Removed from Ground | Used Oil | 1000 | Bare Steel | 1984-01-01 | 1996-07-18 | Galvanized Steel
HINESVILLE STATION | 1046 W Oglethorpe Hwy | Hinesville | Liberty | UST-SLOC-9089140 | 2B |  | 1995-02-01 |  | 1995-02-01 |  | Temporarily out of use | Diesel | 4000 | Epoxy | 2002-07-17 |  | Fiberglass Reinforced Plastic | Pressurized
Ft Stewart | W General Screven Way | Fort Stewart | Liberty | UST-SLOC-9089155 | 253 | [5 empty] | Removed from Ground | Diesel | 250 | Not Marked/Unknown | 1982-01-01 | 1998-08-18 | Not Marked
Ft Stewart | W General Screven Way | Fort Stewart | Liberty | UST-SLOC-9089025 | 77 | [5 empty] | Removed from Ground | Gas (Historical Use) | 8000 | Fiberglass | 1981-01-01 | 1995-02-28 | Galvanized Steel
Ft Stewart | W General Screven Way | Fort Stewart | Liberty | UST-SLOC-9089067 | 7A |  |  | TRUE |  | TRUE | Closed in Ground | Used Oil | 500 | Bare Steel | 1980-01-01 | 1998-06-18 | Galvanized Steel | Gravity Fed
Ft Stewart | W General Screven Way | Fort Stewart | Liberty | UST-SLOC-9089022 | 71 |  |  | TRUE |  | TRUE | Removed from Ground | Used Oil | 1000 | Bare Steel | 1980-01-01 | 1996-07-16 | Galvanized Steel
Ft Stewart | W General Screven Way | Fort Stewart | Liberty | UST-SLOC-9089065 | 4A | [5 empty] | Removed from Ground | Other | 1000 | Bare Steel | 1982-01-01 | 1996-08-14 | Galvanized Steel
Ft Stewart | W General Screven Way | Fort Stewart | Liberty | UST-SLOC-9015010 | 119 | [5 empty] | Removed from Ground | Diesel | 500 | Bare Steel | 1986-01-01 | 1997-07-30 | Galvanized Steel
Ft Stewart | W General Screven Way | Fort Stewart | Liberty | UST-SLOC-9089020 | 69 | [5 empty] | Removed from Ground | Diesel | 6000 | Bare Steel | 1960-01-01 | 1995-03-21 | Galvanized Steel
Ft Stewart | W General Screven Way | Fort Stewart | Liberty | UST-SLOC-9089011 | 24 |  |  | TRUE |  | TRUE | Removed from Ground | Used Oil | 2000 | Fiberglass | 1981-01-01 | 1996-07-02 | Galvanized Steel
HINESVILLE STATION | 1046 W Oglethorpe Hwy | Hinesville | Liberty | UST-SLOC-9089140 | 1B |  | 1995-02-01 |  | 1995-02-01 |  | Temporarily out of use | Gas (Historical Use) | 4000 | Epoxy | 2002-07-17 |  | Fiberglass Reinforced Plastic | Pressurized
HINESVILLE STATION | 1046 W Oglethorpe Hwy | Hinesville | Liberty | UST-SLOC-9089139 | 2 | Ball Float | 1995-05-01 | FALSE | 1995-05-01 | FALSE | Currently in Use | Premium | 10000 | Epoxy | 1995-03-01 |  | Fiberglass Reinforced Plastic | Pressurized
Ft Stewart | W General Screven Way | Fort Stewart | Liberty | UST-SLOC-9089015 | 215 |  |  | TRUE |  | TRUE | Removed from Ground | Used Oil | 500 | Fiberglass | 1988-01-01 | 1996-08-01 | Galvanized Steel
Ft Stewart | W General Screven Way | Fort Stewart | Liberty | UST-SLOC-9089072 | 74 |  |  | TRUE |  | TRUE | Removed from Ground | Used Oil | 2500 | Fiberglass | 1983-01-01 | 1996-07-22 | Galvanized Steel
Ft Stewart | W General Screven Way | Fort Stewart | Liberty | UST-SLOC-9089045 | 202 | [5 empty] | Removed from Ground | Diesel | 6000 | Not Marked/Unknown | 1985-01-01 | 1995-03-30 | Galvanized Steel
Ft Stewart | W General Screven Way | Fort Stewart | Liberty | UST-SLOC-9089074 | 89 |  |  | TRUE |  | TRUE | Removed from Ground | Used Oil | 1000 | Fiberglass | 1981-01-01 | 1995-07-05 | Galvanized Steel
Ft Stewart | W General Screven Way | Fort Stewart | Liberty | UST-SLOC-9089110 | 94B |  |  | TRUE |  | TRUE | Removed from Ground | Used Oil | 1000 | Fiberglass | 1988-01-01 | 1996-07-31 | Galvanized Steel
Ft Stewart | W General Screven Way | Fort Stewart | Liberty | UST-SLOC-9089161 | 25 | [5 empty] | Removed from Ground | Diesel | 20000 | Not Marked/Unknown | 2005-05-12 | 2005-07-25 | Not Marked
Ft Stewart | W General Screven Way | Fort Stewart | Liberty | UST-SLOC-9089033 | 120 | [5 empty] | Removed from Ground | Diesel | 500 | Bare Steel | 1987-01-01 | 1998-07-22 | Galvanized Steel
Ft Stewart | W General Screven Way | Fort Stewart | Liberty | UST-SLOC-9089037 | 28A |  |  | TRUE |  | TRUE | Removed from Ground | Used Oil | 4000 | Fiberglass | 1981-01-01 | 1995-06-29 | Galvanized Steel
Ft Stewart | W General Screven Way | Fort Stewart | Liberty | UST-SLOC-9089089 | 81 | [5 empty] | Removed from Ground | Diesel | 25000 | Fiberglass | 1981-01-01 | 1995-02-16 | Galvanized Steel
Ft Stewart | W General Screven Way | Fort Stewart | Liberty | UST-SLOC-9089078 | 94A |  |  | TRUE |  | TRUE | Removed from Ground | Used Oil | 1000 | Fiberglass | 1988-01-01 | 1995-01-25 | Galvanized Steel
Ft Stewart | W General Screven Way | Fort Stewart | Liberty | UST-SLOC-9089024 | 73 | [5 empty] | Removed from Ground | Diesel | 12000 | Fiberglass | 1984-01-01 | 1995-02-28 | Galvanized Steel
Ft Stewart | W General Screven Way | Fort Stewart | Liberty | UST-SLOC-9089060 | 216 |  |  | TRUE |  | TRUE | Removed from Ground | Used Oil | 1000 | Double Walled | 1985-01-01 | 1996-08-06 | Galvanized Steel
Ft Stewart | W General Screven Way | Fort Stewart | Liberty | UST-SLOC-9089077 | 109 | [5 empty] | Removed from Ground | Diesel | 500 | Cathodically Protected Steel | 1980-01-01 | 1998-07-28 | Galvanized Steel
Ft Stewart | W General Screven Way | Fort Stewart | Liberty | UST-SLOC-9089079 | 98 | [5 empty] | Removed from Ground | Gas (Historical Use) | 6000 | Fiberglass | 1983-01-01 | 1995-06-23 | Galvanized Steel
Ft Stewart | W General Screven Way | Fort Stewart | Liberty | UST-SLOC-9089075 | 91 | [5 empty] | Removed from Ground | Gas (Historical Use) | 12000 | Fiberglass | 1981-01-01 | 1995-02-21 | Galvanized Steel
Ft Stewart | W General Screven Way | Fort Stewart | Liberty | UST-SLOC-9089035 | 210 |  |  | TRUE |  | TRUE | Removed from Ground | Used Oil | 1000 | Fiberglass | 1985-01-01 | 1995-08-04 | Galvanized Steel
Ft Stewart | W General Screven Way | Fort Stewart | Liberty | UST-SLOC-9089049 | 124 | [5 empty] | Removed from Ground | Diesel | 1000 | Fiberglass | 1987-01-01 | 1998-07-22 | Galvanized Steel
Ft Stewart | W General Screven Way | Fort Stewart | Liberty | UST-SLOC-890028 | 17 | [5 empty] | Removed from Ground | Diesel | 4000 | Marked Unknown | 1985-05-01 | 1899-12-31 | Unknown
Ft Stewart | W General Screven Way | Fort Stewart | Liberty | UST-SLOC-9089145 | 41 |  |  | TRUE |  | TRUE | Removed from Ground | Used Oil | 3000 | Bare Steel | 1985-01-01 | 1996-07-03 | Bare Steel
Ft Stewart | W General Screven Way | Fort Stewart | Liberty | UST-SLOC-9089085 | 111 | [5 empty] | Removed from Ground | Diesel | 250 | Bare Steel | 1970-01-01 | 1996-08-28 | Bare Steel
Ft Stewart | W General Screven Way | Fort Stewart | Liberty | UST-SLOC-890028 | 3 | [5 empty] | Removed from Ground | Empty | 750 | Bare Steel | 1971-05-05 | 1995-12-28 | Galvanized Steel
Ft Stewart | W General Screven Way | Fort Stewart | Liberty | UST-SLOC-9089032 | 106 | [5 empty] | Removed from Ground | Diesel | 250 | Cathodically Protected Steel | 1980-01-01 | 1997-05-06 | Galvanized Steel
Ft Stewart | W General Screven Way | Fort Stewart | Liberty | UST-SLOC-9089089 | 80 | [5 empty] | Removed from Ground | Gas (Historical Use) | 6000 | Fiberglass | 1981-01-01 | 1995-02-14 | Galvanized Steel
Ft Stewart | W General Screven Way | Fort Stewart | Liberty | UST-SLOC-890028 | 6 | [5 empty] | Closed in Ground | Gas (Historical Use) | 10000 | Bare Steel | 1961-05-07 | 1986-02-01 | Galvanized Steel
Ft Stewart | W General Screven Way | Fort Stewart | Liberty | UST-SLOC-9089060 | 220 |  |  | TRUE |  | TRUE | Removed from Ground | Used Oil | 5000 | Double Walled | 1985-01-01 | 1995-04-19 | Galvanized Steel
Ft Stewart | W General Screven Way | Fort Stewart | Liberty | UST-SLOC-9089092 | 123 | [5 empty] | Removed from Ground | Gas (Historical Use) | 1000 | Bare Steel | 1950-01-01 | 1994-04-01 | Galvanized Steel
Ft Stewart | W General Screven Way | Fort Stewart | Liberty | UST-SLOC-9089053 | 55 | [5 empty] | Removed from Ground | Gas (Historical Use) | 2000 | Bare Steel | 1960-01-01 | 1993-03-10 | Galvanized Steel
HINESVILLE STATION | 1046 W Oglethorpe Hwy | Hinesville | Liberty | UST-SLOC-9089139 | 3 | Ball Float | 1995-05-01 | FALSE | 1995-05-01 | FALSE | Currently in Use | Plus | 6000 | Epoxy | 1995-03-01 |  | Fiberglass Reinforced Plastic | Pressurized
Ft Stewart | W General Screven Way | Fort Stewart | Liberty | UST-SLOC-9089083 | 122 | [5 empty] | Removed from Ground | Gas (Historical Use) | 150 | Bare Steel | 1968-01-01 | 1996-06-28 | Galvanized Steel
Ft Stewart | W General Screven Way | Fort Stewart | Liberty | UST-SLOC-9089036 | 209 | [5 empty] | Removed from Ground | Gas (Historical Use) | 1000 | Fiberglass | 1985-01-01 | 1995-04-19 | Galvanized Steel
Ft Stewart | W General Screven Way | Fort Stewart | Liberty | UST-SLOC-9089051 | 64 |  |  | TRUE |  | TRUE | Removed from Ground | Used Oil | 1000 | Bare Steel | 1950-01-01 | 1993-03-01 | Galvanized Steel
Ft Stewart | W General Screven Way | Fort Stewart | Liberty | UST-SLOC-9089059 | 223 | [5 empty] | Removed from Ground | Diesel | 25000 | Double Walled | 1985-01-01 | 1995-06-08 | Galvanized Steel
Ft Stewart | W General Screven Way | Fort Stewart | Liberty | UST-SLOC-9089082 | 211 | [5 empty] | Removed from Ground | Other | 25000 | Bare Steel | 1950-01-01 | 2006-06-01 | Galvanized Steel
Ft Stewart | W General Screven Way | Fort Stewart | Liberty | UST-SLOC-9089021 | 67 |  |  | TRUE |  | TRUE | Removed from Ground | Used Oil | 1000 | Bare Steel | 1969-01-01 | 1995-06-01 | Galvanized Steel
Ft Stewart | W General Screven Way | Fort Stewart | Liberty | UST-SLOC-9089075 | 90 | [5 empty] | Removed from Ground | Diesel | 12000 | Fiberglass | 1981-01-01 | 1995-02-21 | Galvanized Steel
HINESVILLE STATION | 1046 W Oglethorpe Hwy | Hinesville | Liberty | UST-SLOC-9089140 | 2A |  | 1995-02-01 |  | 1995-02-01 |  | Currently in Use | Diesel | 8000 | Epoxy | 2002-07-17 |  | Fiberglass Reinforced Plastic | Pressurized
Ft Stewart | W General Screven Way | Fort Stewart | Liberty | UST-SLOC-9089115 | 100 |  |  | TRUE |  | TRUE | Removed from Ground | Used Oil | 1000 | Fiberglass | 1983-01-01 | 1995-06-26 | Galvanized Steel
Ft Stewart | W General Screven Way | Fort Stewart | Liberty | UST-SLOC-9089084 | 110 | [5 empty] | Removed from Ground | Diesel | 500 | Cathodically Protected Steel | 1982-01-01 | 1998-08-20 | Galvanized Steel
Ft Stewart | W General Screven Way | Fort Stewart | Liberty | UST-SLOC-9089016 | 36 | [5 empty] | Removed from Ground | Diesel | 25000 | Bare Steel | 1982-01-01 | 1995-09-29 | Galvanized Steel
Ft Stewart | W General Screven Way | Fort Stewart | Liberty | UST-SLOC-9089057 | 121 | [5 empty] | Removed from Ground | Diesel | 250 | Cathodically Protected Steel | 1985-01-01 | 1998-08-17 | Galvanized Steel
Ft Stewart | W General Screven Way | Fort Stewart | Liberty | UST-SLOC-9089061 | 232 |  |  | TRUE |  | TRUE | Removed from Ground | Used Oil | 5000 | Double Walled | 1985-01-01 | 1995-05-10 | Galvanized Steel
Ft Stewart | W General Screven Way | Fort Stewart | Liberty | UST-SLOC-9089051 | 63 | [5 empty] | Removed from Ground | Gas (Historical Use) | 2000 | Bare Steel | 1950-01-01 | 1993-03-01 | Galvanized Steel
Ft Stewart | W General Screven Way | Fort Stewart | Liberty | UST-SLOC-9089090 | 225 |  |  | TRUE |  | TRUE | Removed from Ground | Used Oil | 1000 | Fiberglass | 1985-01-01 | 1996-06-20 | Galvanized Steel
Ft Stewart | W General Screven Way | Fort Stewart | Liberty | UST-SLOC-9089149 | 12 | [5 empty] | Removed from Ground | Other | 5000 | Not Marked/Unknown | 1976-01-01 | 1996-01-05 | Not Marked
Ft Stewart | W General Screven Way | Fort Stewart | Liberty | UST-SLOC-9089029 | 82 |  |  | TRUE |  | TRUE | Removed from Ground | Used Oil | 1000 | Fiberglass | 1981-01-01 | 1995-02-14 | Galvanized Steel
Ft Stewart | W General Screven Way | Fort Stewart | Liberty | UST-SLOC-9089011 | 21 |  |  | TRUE |  | TRUE | Removed from Ground | Used Oil | 2000 | Fiberglass | 1981-01-01 | 1995-06-29 | Galvanized Steel
Ft Stewart | W General Screven Way | Fort Stewart | Liberty | UST-SLOC-9089048 | 101 | [5 empty] | Removed from Ground | Other | 1000 | Bare Steel | 1980-01-01 | 1991-01-01 | Galvanized Steel
Ft Stewart | W General Screven Way | Fort Stewart | Liberty | UST-SLOC-9089061 | 228 |  |  | TRUE |  | TRUE | Removed from Ground | Used Oil | 1000 | Double Walled | 1985-01-01 | 1995-05-09 | Galvanized Steel
Ft Stewart | W General Screven Way | Fort Stewart | Liberty | UST-SLOC-9089077 | 95 | [5 empty] | Removed from Ground | Gas (Historical Use) | 6000 | Fiberglass | 1985-01-01 | 1995-04-19 | Galvanized Steel
Ft Stewart | W General Screven Way | Fort Stewart | Liberty | UST-SLOC-890028 | 4 | [5 empty] | Removed from Ground | Diesel | 2000 | Bare Steel | 1985-05-01 | 1899-12-31 | Galvanized Steel
Ft Stewart | W General Screven Way | Fort Stewart | Liberty | UST-SLOC-890028 | 20 | [5 empty] | Removed from Ground | Other | 4000 | Marked Unknown |  | 1899-12-31 | Unknown
Ft Stewart | W General Screven Way | Fort Stewart | Liberty | UST-SLOC-9089149 | 10 | [5 empty] | Removed from Ground | Diesel | 2000 | Not Marked/Unknown | 1985-01-01 | 1996-01-05 | Not Marked
Ft Stewart | W General Screven Way | Fort Stewart | Liberty | UST-SLOC-9089077 | 96 | [5 empty] | Removed from Ground | Diesel | 15000 | Fiberglass | 1985-01-01 | 1995-04-19 | Galvanized Steel
Ft Stewart | W General Screven Way | Fort Stewart | Liberty | UST-SLOC-9089066 | 5 | [5 empty] | Removed from Ground | Gas (Historical Use) | 6000 | Bare Steel | 1980-01-01 | 1996-08-06 | Galvanized Steel
Ft Stewart | W General Screven Way | Fort Stewart | Liberty | UST-SLOC-9089161 | 23 | [5 empty] | Removed from Ground | Diesel | 20000 | Not Marked/Unknown | 2005-05-12 | 2005-07-25 | Not Marked
Ft Stewart | W General Screven Way | Fort Stewart | Liberty | UST-SLOC-890028 | 19 | [5 empty] | Removed from Ground | Other | 4000 | Marked Unknown |  | 1899-12-31 | Unknown
Ft Stewart | W General Screven Way | Fort Stewart | Liberty | UST-SLOC-9089112 | 5J2 |  |  | FALSE |  | FALSE | Removed from Ground | Diesel | 5000 | Unknown | 2009-05-13 | 2009-05-13 | Unknown
Ft Stewart | W General Screven Way | Fort Stewart | Liberty | UST-SLOC-9089151 | 14 |  |  | TRUE |  | TRUE | Removed from Ground | Used Oil | 2000 | Not Marked/Unknown | 1971-01-01 | 1996-01-05 | Not Marked
Ft Stewart | W General Screven Way | Fort Stewart | Liberty | UST-SLOC-9089068 | 12 | [5 empty] | Removed from Ground | Diesel | 12000 | Bare Steel | 1982-01-01 | 1995-06-21 | Galvanized Steel
Ft Stewart | W General Screven Way | Fort Stewart | Liberty | UST-SLOC-9089112 | 5J1 |  |  | FALSE |  | FALSE | Removed from Ground | Gas (Historical Use) | 5000 | Unknown | 2009-05-13 | 2009-05-13 | Unknown
Ft Stewart | W General Screven Way | Fort Stewart | Liberty | UST-SLOC-9089088 | 29 |  |  | TRUE |  | TRUE | Removed from Ground | Used Oil | 1000 | Fiberglass | 1982-01-01 | 1995-10-27 | Galvanized Steel
Ft Stewart | W General Screven Way | Fort Stewart | Liberty | UST-SLOC-9089065 | 2 | [5 empty] | Removed from Ground | Diesel | 25000 | Fiberglass | 1982-01-01 | 1996-08-13 | Galvanized Steel
Ft Stewart | W General Screven Way | Fort Stewart | Liberty | UST-SLOC-9089146 | 114 | [5 empty] | Removed from Ground | Diesel | 250 | Bare Steel | 1980-01-01 | 1996-06-27 | Bare Steel
Ft Stewart | W General Screven Way | Fort Stewart | Liberty | UST-SLOC-9089014 | 42 |  |  | TRUE |  | TRUE | Removed from Ground | Used Oil | 1000 | Fiberglass | 1983-01-01 | 1995-07-05 | Galvanized Steel
Ft Stewart | W General Screven Way | Fort Stewart | Liberty | UST-SLOC-890028 | 21 | [5 empty] | Removed from Ground | Diesel | 4000 | Marked Unknown | 1985-05-01 | 1899-12-31 | Unknown
Ft Stewart | W General Screven Way | Fort Stewart | Liberty | UST-SLOC-9089114 | 31 | [5 empty] | Removed from Ground | Gas (Historical Use) | 12000 | Fiberglass | 1982-01-01 | 1995-10-02 | Galvanized Steel
Ft Stewart | W General Screven Way | Fort Stewart | Liberty | UST-SLOC-9089054 | 48 | [5 empty] | Removed from Ground | Gas (Historical Use) | 5000 | Fiberglass | 1983-01-01 | 1995-03-22 | Galvanized Steel
Ft Stewart | W General Screven Way | Fort Stewart | Liberty | UST-SLOC-9089045 | 204 | [5 empty] | Removed from Ground | Gas (Historical Use) | 6000 | Fiberglass | 1985-01-01 | 1995-04-04 | Galvanized Steel
Ft Stewart | W General Screven Way | Fort Stewart | Liberty | UST-SLOC-890028 | 2 | [5 empty] | Removed from Ground | Diesel | 5000 | Bare Steel | 1961-05-07 | 1899-12-31 | Galvanized Steel
Ft Stewart | W General Screven Way | Fort Stewart | Liberty | UST-SLOC-9089036 | 208 | [5 empty] | Removed from Ground | Diesel | 12000 | Fiberglass | 1985-01-01 | 1995-04-19 | Galvanized Steel
Ft Stewart | W General Screven Way | Fort Stewart | Liberty | UST-SLOC-9089011 | 28C |  |  | TRUE |  | TRUE | Closed in Ground | Used Oil | 1000 | Fiberglass | 1998-08-06 | 1998-08-06 | Galvanized Steel
Ft Stewart | W General Screven Way | Fort Stewart | Liberty | UST-SLOC-9089093 | 254 | [5 empty] | Removed from Ground | Diesel | 250 | Bare Steel | 1970-01-01 | 1998-07-28 | Galvanized Steel
Ft Stewart | W General Screven Way | Fort Stewart | Liberty | UST-SLOC-9089117 | 235 | [5 empty] | Removed from Ground | Diesel | 25000 | Double Walled | 1986-01-01 | 1995-05-24 | Galvanized Steel
HINESVILLE/FT STEWART WWTP | 695 HERO Road | SAVANNAH | Liberty | 10002736 | 1 |  |  | FALSE |  | FALSE | Removed from Ground | Diesel | 5000 | Fiberglass Double Walled |  | 2017-05-31 | Aboveground
Ft Stewart | W General Screven Way | Fort Stewart | Liberty | UST-SLOC-9089055 | 50 | [5 empty] | Removed from Ground | Gas (Historical Use) | 6000 | Bare Steel | 1960-01-01 | 1995-09-20 | Galvanized Steel
SAIKRUPA TRADING INC | 11181 South Coastal Highway | RICEBORO | Liberty | 9089004 | 1 | Flapper Valve | 1990-03-01 | FALSE | 1990-03-01 | FALSE | Currently in Use | E-10 | 10000 | Galvanic (STIP-3) | 1990-03-01 |  | Fiberglass Reinforced Plastic | Pressurized
SAIKRUPA TRADING INC | 11181 South Coastal Highway | RICEBORO | Liberty | 9089004 | 2 | Flapper Valve | 1990-03-01 | FALSE | 1990-03-01 | FALSE | Currently in Use | Premium | 10000 | Galvanic (STIP-3) | 1990-03-01 |  | Fiberglass Reinforced Plastic | Pressurized
SAIKRUPA TRADING INC | 11181 South Coastal Highway | RICEBORO | Liberty | 9089004 | 3 | Flapper Valve | 1990-03-01 | FALSE | 1990-03-01 | FALSE | Currently in Use | Diesel | 10000 | Galvanic (STIP-3) | 1990-03-01 |  | Fiberglass Reinforced Plastic | Pressurized
LIBERTY COUNTY ROAD DEPT | 1079 BACONTON RD | MIDWAY | Liberty | 9089129 | ROAD2 |  | 1998-07-22 | FALSE | 1998-07-22 | FALSE | Removed from Ground | Diesel | 5000 | Lined Interior | 1974-01-01 | 2013-06-01 | Fiberglass Reinforced Plastic | Safe Suction (Euro)
CLYDES MARKET #44 | 5879 W OGLETHORPE | WALTHOURVILLE | Liberty | 9089165 | 1B |  | 1997-02-15 | FALSE | 1997-02-15 | FALSE | Currently in Use | Premium | 8000 | Composite | 1997-02-15 |  | Double-Walled Flex | Pressurized
SOMMERS OIL STATION #62 | 11181 S Coastal Hwy | RICEBORO | Liberty | 9089159 | 3 | Ball Float | 1996-11-15 | FALSE | 1996-11-15 | FALSE | Currently in Use | Gas (Historical Use) | 6000 | Composite | 1996-11-12 |  | Double-Walled Flex | Pressurized
LIBERTY COUNTY ROAD DEPT | 1079 BACONTON RD | MIDWAY | Liberty | 9089129 | 3 | Ball Float | 2013-06-01 | FALSE | 2013-06-01 | FALSE | Currently in Use | Regular | 10000 | Composite Double Walled | 2013-06-01 |  | Double-Walled Fiberglass | Pressurized
A to Z Food Mart - Chevron | 113 E General Screven Way | Hinesville | Liberty | 10003032 | 1A | Flapper Valve | 2020-06-29 | FALSE | 2020-06-01 | FALSE | Currently in Use | Regular | 8000 | Composite Double Walled | 2020-05-11 |  | Double-Walled Fiberglass | Pressurized
A to Z Food Mart - Chevron | 113 E General Screven Way | Hinesville | Liberty | 10003032 | 1C | Flapper Valve | 2020-06-29 | FALSE | 2020-06-01 | FALSE | Currently in Use | Diesel | 2500 | Composite Double Walled | 2020-05-11 |  | Double-Walled Fiberglass | Pressurized
CLYDES MARKET #44 | 5879 W OGLETHORPE | WALTHOURVILLE | Liberty | 9089165 | 1A |  | 1997-02-15 | FALSE | 1997-02-15 | FALSE | Currently in Use | Regular | 12000 | Composite | 1997-02-15 |  | Double-Walled Flex | Pressurized
A to Z Food Mart - Chevron | 113 E General Screven Way | Hinesville | Liberty | 10003032 | 1B | Flapper Valve | 2020-06-29 | FALSE | 2020-06-01 | FALSE | Currently in Use | Premium | 2500 | Composite Double Walled | 2020-05-11 |  | Double-Walled Fiberglass | Pressurized
SOMMERS OIL STATION #62 | 11181 S Coastal Hwy | RICEBORO | Liberty | 9089159 | 2 | Ball Float | 1996-11-15 | FALSE | 1996-11-15 | FALSE | Currently in Use | Gas (Historical Use) | 12000 | Composite | 1996-11-12 |  | Double-Walled Flex | Pressurized
LIBERTY COUNTY ROAD DEPT | 1079 BACONTON RD | MIDWAY | Liberty | 9089129 | ROAD1 |  | 1998-07-22 | FALSE | 1998-07-22 | FALSE | Removed from Ground | Gas (Historical Use) | 5000 | Lined Interior | 1974-01-01 | 2013-06-01 | Fiberglass Reinforced Plastic | Safe Suction (Euro)
SOMMERS OIL STATION #62 | 11181 S Coastal Hwy | RICEBORO | Liberty | 9089159 | 1 | Ball Float | 1996-11-15 | FALSE | 1996-11-15 | FALSE | Currently in Use | Gas (Historical Use) | 6000 | Composite | 1996-11-12 |  | Double-Walled Flex | Pressurized
Ft Stewart | W General Screven Way | Fort Stewart | Liberty | UST-SLOC-9089024 | 72 | [5 empty] | Removed from Ground | Gas (Historical Use) | 12000 | Fiberglass | 1984-01-01 | 1995-08-16 | Galvanized Steel
Ft Stewart | W General Screven Way | Fort Stewart | Liberty | UST-SLOC-9089065 | 3 | [5 empty] | Removed from Ground | Gas (Historical Use) | 5000 | Fiberglass | 1982-01-01 | 1996-08-13 | Galvanized Steel
Ft Stewart | W General Screven Way | Fort Stewart | Liberty | UST-SLOC-9089067 | 7 |  |  | TRUE |  | TRUE | Removed from Ground | Used Oil | 1000 | Bare Steel | 1980-01-01 | 1995-01-24 | Galvanized Steel
Ft Stewart | W General Screven Way | Fort Stewart | Liberty | UST-SLOC-9089100 | 240 | [5 empty] | Removed from Ground | Diesel | 25000 | Double Walled | 1987-01-01 | 1995-01-24 | Galvanized Steel
Ft Stewart | W General Screven Way | Fort Stewart | Liberty | UST-SLOC-9089041 | 241 |  |  | TRUE |  | TRUE | Removed from Ground | Used Oil | 1000 | Fiberglass | 1985-01-01 | 1996-06-25 | Galvanized Steel
Ft Stewart | W General Screven Way | Fort Stewart | Liberty | UST-SLOC-9089061 | 233 | [5 empty] | Removed from Ground | Other | 1000 | Double Walled | 1986-01-01 | 1995-05-10 | Galvanized Steel
Ft Stewart | W General Screven Way | Fort Stewart | Liberty | UST-SLOC-9089168 | 281 |  |  | TRUE |  | TRUE | Removed from Ground | Used Oil | 1500 | Bare Steel | 1998-06-17 | 1998-06-17 | Not Marked
Ft Stewart | W General Screven Way | Fort Stewart | Liberty | UST-SLOC-9089052 | 62 |  | 1998-03-05 |  | 1998-03-06 |  | Closed in Ground | Gas (Historical Use) | 12000 | Steel-Impressed Current | 1950-01-01 | 2001-11-15 | Bare Steel | Safe Suction (Euro)
Ft Stewart | W General Screven Way | Fort Stewart | Liberty | UST-SLOC-9089011 | 17 |  |  | TRUE |  | TRUE | Removed from Ground | Used Oil | 2000 | Fiberglass | 1981-01-01 | 1995-06-29 | Galvanized Steel
Ft Stewart | W General Screven Way | Fort Stewart | Liberty | UST-SLOC-9015009 | 112 | [5 empty] | Removed from Ground | Diesel | 500 | Cathodically Protected Steel | 1982-01-01 | 1998-07-23 | Galvanized Steel
Ft Stewart | W General Screven Way | Fort Stewart | Liberty | UST-SLOC-9089113 | 51 | [5 empty] | Removed from Ground | Other | 500 | Cathodically Protected Steel | 1960-01-01 | 1995-09-20 | Galvanized Steel
Ft Stewart | W General Screven Way | Fort Stewart | Liberty | UST-SLOC-9025311 | 122 |  |  | TRUE |  | TRUE | Removed from Ground | Used Oil | 1000 | Composite | 1995-04-01 | 2003-05-18 | Fiberglass Reinforced Plastic | Gravity Fed
LIBERTY COUNTY ROAD DEPT | 1079 BACONTON RD | MIDWAY | Liberty | 9089129 | 4 | Ball Float | 2013-06-01 | FALSE | 2013-06-01 | FALSE | Currently in Use | Diesel | 10000 | Composite Double Walled | 2013-06-01 |  | Double-Walled Fiberglass | Pressurized
LINCOLN COUNTY ELEM SCHOOL | 175 ROWLAND-YORK DR | LINCOLNTON | Lincoln | 900008 | 1 | [5 empty] | Removed from Ground | Diesel | 6000 | Bare Steel | 1956-03-03 | 1899-12-31 | Galvanized Steel
PARTRIDGE GROCERY | AUGUSTA HWY | LINCOLNTON | Lincoln | 900014 | 1 | [5 empty] | Removed from Ground | Gas (Historical Use) | 1000 | Bare Steel | 1981-05-08 | 1984-06-01 | Galvanized Steel
BOTTOM LAND | 3125 ELBERTON HWY | LINCOLNTON | Lincoln | 900002 | 4-B |  | 1997-04-05 | FALSE | 1997-04-05 | FALSE | Temporarily out of use | Gas (Historical Use) | 2000 | Composite | 1997-04-05 |  | Fiberglass Reinforced Plastic | Safe Suction (Euro)
BOTTOM LAND | 3125 ELBERTON HWY | LINCOLNTON | Lincoln | 900002 | 3 | [5 empty] | Removed from Ground | Gas (Historical Use) | 565 | Bare Steel | 1967-03-30 | 1995-05-01 | Galvanized Steel
BOTTOM LAND | 3125 ELBERTON HWY | LINCOLNTON | Lincoln | 900002 | 4-A |  | 1997-04-05 | FALSE | 1997-04-05 | FALSE | Temporarily out of use | Gas (Historical Use) | 2000 | Composite | 1997-04-05 |  | Fiberglass Reinforced Plastic | Safe Suction (Euro)
GA FC | 1 /4 MI OFF HWY 79 NORTH | LINCOLNTON | Lincoln | 900004 | 3 |  | 1991-02-22 |  | 1991-02-22 |  | Removed from Ground | Gas (Historical Use) | 1000 | Galvanic (STIP-3) | 1991-02-22 | 1999-02-23 | Cathodically Protected | Safe Suction (Euro)
DIXIE QUICK SHOP | 285 S PEACHTREE ST | LINCOLNTON | Lincoln | 900006 | 1 |  |  | FALSE |  | FALSE | Temporarily out of use | Gas (Historical Use) | 6000 | Bare Steel | 1986-02-28 |  | Galvanized Steel | Suction (American)
WELLS OIL CO INC | 500 AUGUSTA ROAD | LINCOLNTON | Lincoln | 900025 | 2 | [5 empty] | Removed from Ground | Gas (Historical Use) | 500 | Bare Steel | 1971-05-12 | 1996-06-17 | Galvanized Steel
UNDERWOOD GROCERY | HWY 378 | LINCOLNTON | Lincoln | 900018 | 2 | [5 empty] | Removed from Ground | Gas (Historical Use) | 2000 | Bare Steel | 1966-05-13 | 2001-07-11 | Unknown
WILKES TEXACO | HWY 378 & GA 79 | LINCOLNTON | Lincoln | 900016 | 2 | [5 empty] | Removed from Ground | Gas (Historical Use) | 1000 | Bare Steel | 1966-05-12 | 1995-10-25 | Unknown
PRICE'S STORE | 5021 DOUBLE BRANCHES RD | LINCOLNTON | Lincoln | 9090017 | 1 |  |  | FALSE |  | FALSE | Removed from Ground | Gas (Historical Use) | 2000 |  | 2004-10-01 |  | Galvanized Steel | Safe Suction (Euro)
GOLD KIST FEED & SEED | HWY 378 | LINCOLNTON | Lincoln | 900022 | 1 | [5 empty] | Removed from Ground | Gas (Historical Use) | 6000 | Bare Steel | 1978-05-10 | 1993-05-09 | Galvanized Steel | Safe Suction (Euro)
GOLDEN PANTRY #90 | 620 N WASHINGTON ST | LINCOLNTON | Lincoln | 900005 | 2 |  | 1998-11-06 | FALSE | 1983-04-01 | FALSE | Currently in Use | Premium | 10000 | Steel-Impressed Current | 1983-04-18 |  | Steel (Impressed Current) | Pressurized
SOAP CREEK MARINA & RESORT | 3000 SOAP CREEK LODGE RD | LINCOLNTON | Lincoln | 900017 | 3 | Flapper Valve | 1998-03-10 | FALSE | 1998-03-10 | FALSE | Currently in Use | E-0 | 2000 | Epoxy | 2008-02-05 |  |  | Suction (American)
REED LOGGING CO | WHITE ROCK RD 1106 | LINCOLNTON | Lincoln | 9090005 | 1 |  | 1993-03-31 |  | 1993-03-31 |  | Removed from Ground | Diesel | 10000 | Cathodically Protected Steel | 1993-03-31 | 2007-01-01 | Fiberglass Reinforced Plastic | Pressurized
FAST TIME ENTERPRISES INC | 300 S WASHINGTON RD | LINCOLNTON | Lincoln | 9090001 | 10 |  |  | TRUE |  | TRUE | Removed from Ground | Used Oil | 560 | Bare Steel | 1966-05-12 | 1987-11-01 | Galvanized Steel
REED ICE INC | 2642 DOUBLE BRANCH ROAD | LINCOLNTON | Lincoln | 9090023 | 1 |  | 1993-03-01 |  | 1993-03-01 |  | Removed from Ground | Diesel | 10000 | Cathodically Protected Steel | 1993-03-01 | 1899-12-31 | Fiberglass Reinforced Plastic | Pressurized
EL SOMBRERO MEXICAN RESTAURANT/H2M INVESTMENTS | 116 N WASHINGTON ST | LINCOLNTON | Lincoln | 900023 | 2 |  | 1998-12-01 | FALSE | 1998-12-01 | FALSE | Closed in Ground | Gas (Historical Use) | 3000 | Steel-Impressed Current | 1969-05-12 |  | Steel (Impressed Current) | Safe Suction (Euro)
ASHMORE LOGGING CONTRACTORS INC | 1336 ASHMORE BARDEN RD | LINCOLNTON | Lincoln | 9090021 | 2 |  | 1996-09-13 | FALSE | 1996-09-13 | FALSE | Temporarily out of use | Diesel | 4000 | Galvanic (STIP-3) | 1996-09-12 |  | Fiberglass Reinforced Plastic | Safe Suction (Euro)
LINCOLNTON 2058 INC | 2058 ASHMORE BARDEN RD | LINCOLNTON | Lincoln | 9090011 | 3 | Flapper Valve | 2008-04-07 | FALSE | 2008-04-07 | FALSE | Currently in Use | Regular | 5000 | Fiberglass Double Walled | 2008-04-07 |  | Double-Walled Fiberglass | Safe Suction (Euro)
MACS BAIT & TACKLE | 2857 AMITY WOODLAWN RD | LINCOLNTON | Lincoln | 9090008 | F135199 |  | 1998-11-20 |  | 1998-11-20 |  | Removed from Ground | Gas (Historical Use) | 1000 | Steel-Impressed Current | 1997-09-28 | 2001-04-01 | Fiberglass Reinforced Plastic | Suction (American)
MCWHORTER LOGGING CORP | 5006 DOUBLE BRANCHES Road | LINCOLNTON | Lincoln | 9090025 | 3 |  | 1999-07-01 | FALSE | 1999-07-01 | FALSE | Currently in Use | Diesel On Road | 10000 | Composite | 1999-07-01 |  | Fiberglass Reinforced Plastic | Pressurized
ASHMORE LOGGING CONTRACTORS INC | 1336 ASHMORE BARDEN RD | LINCOLNTON | Lincoln | 9090021 | 1 |  | 1996-09-13 | FALSE | 1996-09-13 | FALSE | Temporarily out of use | Diesel | 8000 | Galvanic (STIP-3) | 1996-09-12 |  | Fiberglass Reinforced Plastic | Safe Suction (Euro)
LINCOLNTON 2058 INC | 2058 ASHMORE BARDEN RD | LINCOLNTON | Lincoln | 9090011 | 2 |  | 1998-10-26 | FALSE | 1998-10-26 | FALSE | Removed from Ground | Gas (Historical Use) | 5000 | Epoxy | 1986-08-01 | 2008-01-25 | Fiberglass Reinforced Plastic
LINCOLN WOODS LLC | 353 S WASHINGTON ST | LINCOLNTON | Lincoln | 9090010 | 4 |  | 1998-03-01 | FALSE | 1998-03-01 | FALSE | Currently in Use | Diesel | 8000 | Galvanic (STIP-3) | 1987-11-30 |  | Steel (Impressed Current) | Pressurized
BOTTOM LAND | 3125 ELBERTON HWY | LINCOLNTON | Lincoln | 900002 | 1 | [5 empty] | Removed from Ground | Gas (Historical Use) | 1000 | Bare Steel | 1967-03-30 | 1995-05-01 | Galvanized Steel
WELLS OIL CO INC | 500 AUGUSTA ROAD | LINCOLNTON | Lincoln | 900025 | 4 | [5 empty] | Removed from Ground | Diesel | 1000 | Bare Steel | 1976-05-10 | 1996-06-17 | Galvanized Steel
WAGON WHEEL COUNTRY STORE | 2735 THOMSON HWY | LINCOLNTON | Lincoln | 9090009 | 3 | [5 empty] | Removed from Ground | Gas (Historical Use) | 2000 | Bare Steel | 2004-07-01 | 2004-07-01 | Bare Steel
FAST TIME ENTERPRISES INC | 300 S WASHINGTON RD | LINCOLNTON | Lincoln | 9090001 | 9 | [5 empty] | Removed from Ground | Diesel | 9000 | Bare Steel | 1975-05-10 | 1987-11-01 | Galvanized Steel
FAST TIME ENTERPRISES INC | 300 S WASHINGTON RD | LINCOLNTON | Lincoln | 9090001 | 8 | [5 empty] | Removed from Ground | Gas (Historical Use) | 6000 | Bare Steel | 1966-05-12 | 1987-11-01 | Galvanized Steel
FAST TIME ENTERPRISES INC | 300 S WASHINGTON RD | LINCOLNTON | Lincoln | 9090001 | 6 |  | 1994-12-20 | FALSE | 1994-12-20 | FALSE | Currently in Use | Kerosene | 1000 | Epoxy | 1994-12-20 |  | Steel (Impressed Current) | Safe Suction (Euro)
FUEL DOCK #1 | 1022 BEARD DR | LINCOLNTON | Lincoln | 9090026 | 1 |  | 2001-11-16 | FALSE | 2001-11-16 | FALSE | Temporarily out of use | Diesel | 12000 | Composite | 2001-11-16 |  | Fiberglass Reinforced Plastic | Safe Suction (Euro)
ELIJAH CLARK STATE PARK | 2959 MCCORMICK HWY | LINCOLNTON | Lincoln | 900007 | 3 | [5 empty] | Removed from Ground | Gas (Historical Use) | 250 | Bare Steel | 1960-01-29 | 1899-12-31 | Galvanized Steel
GOLDEN PANTRY #90 | 620 N WASHINGTON ST | LINCOLNTON | Lincoln | 900005 | 3 |  | 1998-11-06 | FALSE | 1983-04-01 | FALSE | Currently in Use | Diesel | 10000 | Steel-Impressed Current | 1983-04-18 |  | Steel (Impressed Current) | Pressurized
SOAP CREEK MARINA & RESORT | 3000 SOAP CREEK LODGE RD | LINCOLNTON | Lincoln | 900017 | 2 |  |  | FALSE |  | FALSE | Removed from Ground |  | 550 | Bare Steel | 1998-03-02 | 1998-03-02
MCWHORTER POULTRY INC | 3507 HIGHWAY 220 EAST | LINCOLNTON | Lincoln | 9090018 | 1 | [5 empty] | Removed from Ground | Gas (Historical Use) | 2000 | Bare Steel | 1998-12-28 | 1998-12-28 | Bare Steel | Suction (American)
LAKEVIEW BAIT & TACKLE | 2405 MCCORMICK HWY | LINCOLNTON | Lincoln | 9090016 | 3 |  | 1998-04-02 | FALSE | 1998-04-02 | FALSE | Closed in Ground | Gas (Historical Use) | 4000 | Epoxy | 1998-04-02 | 2017-03-16 | Fiberglass Reinforced Plastic | Suction (American)
STORE TANKERSLEY | 3546 DOUBLE BRANCHES RD | LINCOLNTON | Lincoln | 9090015 | 4A |  | 1999-01-17 | FALSE | 1999-01-17 | FALSE | Temporarily out of use | Gas (Historical Use) | 5000 | Fiberglass | 1999-01-17 |  | Fiberglass Reinforced Plastic | Safe Suction (Euro)
AYCOCK LOGGING CO | 1007 NEW PETERSBURG RD | LINCOLNTON | Lincoln | 9090004 | 1 |  | 1992-06-01 | FALSE | 1992-06-01 | FALSE | Temporarily out of use | Diesel | 10000 | Galvanic (STIP-3) | 1992-06-01 |  | Fiberglass Reinforced Plastic | Pressurized
LINCOLN CO BOARD OF EDUCATION | RT 2 AUGUSTA RD | LINCOLNTON | Lincoln | 900019 | 1 | [5 empty] | Removed from Ground | Gas (Historical Use) | 1000 | Bare Steel | 1966-05-13 | 1993-02-18 | Galvanized Steel | Safe Suction (Euro)
TATOM BROTHERS GAS AND GROCERY | INTERSECTION ELM ST AND HWY 43 | LINCOLNTON | Lincoln | 9090020 | 3 | [5 empty] | Removed from Ground | Gas (Historical Use) | 550 | Not Marked/Unknown | 1996-05-08 | 1996-05-08 | Not Marked
LAKEVIEW BAIT & TACKLE | 2405 MCCORMICK HWY | LINCOLNTON | Lincoln | 9090016 | 2 | [5 empty] | Removed from Ground | Gas (Historical Use) | 3000 | Bare Steel | 1998-03-06 | 1998-03-06 | Galvanized Steel | Safe Suction (Euro)
FAST TIME ENTERPRISES INC | 300 S WASHINGTON RD | LINCOLNTON | Lincoln | 9090001 | 4 |  | 1988-04-01 | FALSE | 1988-04-01 | FALSE | Currently in Use | Diesel On Road | 8000 | Steel-Impressed Current | 1988-01-01 |  | Fiberglass Reinforced Plastic | Pressurized
FAST TIME ENTERPRISES INC | 300 S WASHINGTON RD | LINCOLNTON | Lincoln | 9090001 | 7 | [5 empty] | Removed from Ground | Gas (Historical Use) | 4000 | Bare Steel | 1966-05-12 | 1987-11-01 | Galvanized Steel
FAST TIME ENTERPRISES INC | 300 S WASHINGTON RD | LINCOLNTON | Lincoln | 9090001 | 5 |  | 1994-12-20 | FALSE | 1994-12-20 | FALSE | Currently in Use | Diesel Off Road | 8000 | Steel-Impressed Current | 1991-05-24 |  | Fiberglass Reinforced Plastic | Pressurized
CLIATT CROSSING | 3850 AUGUSTA HWY | LINCOLNTON | Lincoln | 9090024 | 1 | Flapper Valve | 1999-01-15 | FALSE | 1999-01-15 | FALSE | Currently in Use | Regular | 10000 | Composite | 1998-12-15 |  | Fiberglass Reinforced Plastic | Pressurized
GA FC | 1 /4 MI OFF HWY 79 NORTH | LINCOLNTON | Lincoln | 900004 | 4 |  | 1991-02-22 |  | 1991-02-22 |  | Removed from Ground | Diesel | 1000 | Galvanic (STIP-3) | 1991-02-22 | 1999-02-23 | Cathodically Protected | Safe Suction (Euro)
GOLD KIST FEED & SEED | HWY 378 | LINCOLNTON | Lincoln | 900022 | 3 | [5 empty] | Removed from Ground | Gas (Historical Use) | 1000 | Bare Steel | 1966-05-13 | 1993-05-09 | Galvanized Steel | Safe Suction (Euro)
TATOM BROTHERS GAS AND GROCERY | INTERSECTION ELM ST AND HWY 43 | LINCOLNTON | Lincoln | 9090020 | 1 | [5 empty] | Removed from Ground | Gas (Historical Use) | 550 | Not Marked/Unknown | 1996-05-08 | 1996-05-08 | Not Marked
WAGON WHEEL COUNTRY STORE | 2735 THOMSON HWY | LINCOLNTON | Lincoln | 9090009 | 2 | [5 empty] | Removed from Ground | Gas (Historical Use) | 1000 | Bare Steel | 2004-07-01 | 2004-07-01 | Bare Steel
TMA ENTERPRISES INC | 1122 CHIP MILL RD | LINCOLNTON | Lincoln | 9090006 | 2 | [5 empty] | Removed from Ground | Gas (Historical Use) | 3000 | Bare Steel | 1987-01-01 | 1995-08-01 | Galvanized Steel | Pressurized
FAST TIME ENTERPRISES INC | 300 S WASHINGTON RD | LINCOLNTON | Lincoln | 9090001 | 1 |  | 1988-04-01 | FALSE | 1988-04-01 | FALSE | Currently in Use | Regular | 8000 | Steel-Impressed Current | 1988-01-01 |  | Fiberglass Reinforced Plastic | Pressurized
NORMANS GROCERY | HWY 378 | LINCOLNTON | Lincoln | 900015 | 2 |  |  | FALSE |  | FALSE | Removed from Ground | Gas (Historical Use) | 1000 | Bare Steel | 1956-05-14
BOTTOM LAND | 3125 ELBERTON HWY | LINCOLNTON | Lincoln | 900002 | 2 | [5 empty] | Removed from Ground | Gas (Historical Use) | 565 | Bare Steel | 1967-03-30 | 1995-05-01 | Galvanized Steel
UNDERWOOD GROCERY | HWY 378 | LINCOLNTON | Lincoln | 900018 | 3 | [5 empty] | Removed from Ground | Gas (Historical Use) | 1000 | Bare Steel | 1978-05-10 | 2001-07-11 | Unknown
COUNTY SHOP | 1765 OLD PETERSBURG RD | LINCOLNTON | Lincoln | 9090022 | 1 | Flapper Valve | 1993-01-01 | FALSE | 1993-01-01 | TRUE | Currently in Use | Regular | 10000 | Galvanic (STIP-3) | 2001-09-10 |  | Galvanized Steel | Suction (American)
STORE TANKERSLEY | 3546 DOUBLE BRANCHES RD | LINCOLNTON | Lincoln | 9090015 | 2 | [5 empty] | Removed from Ground | Gas (Historical Use) | 1000 | Bare Steel | 1999-01-16 | 1999-01-16 | Not Marked
LINCOLNTON 2058 INC | 2058 ASHMORE BARDEN RD | LINCOLNTON | Lincoln | 9090011 | 1 |  | 1998-10-26 | FALSE | 1998-10-26 | FALSE | Removed from Ground | Gas (Historical Use) | 6000 | Epoxy | 1986-08-01 | 2008-01-25 | Fiberglass Reinforced Plastic
TMA ENTERPRISES INC | 1122 CHIP MILL RD | LINCOLNTON | Lincoln | 9090006 | 1 |  | 1995-08-31 |  | 1995-08-31 |  | Removed from Ground | Diesel | 12000 | Steel-Impressed Current | 1987-01-01 | 2016-08-25 | Fiberglass Reinforced Plastic | Pressurized
CLIATT CROSSING | 3850 AUGUSTA HWY | LINCOLNTON | Lincoln | 9090024 | 3A | Flapper Valve | 1998-12-01 | FALSE | 1998-12-01 | FALSE | Currently in Use | Diesel On Road | 6000 | Composite | 1999-01-01 |  | Fiberglass Reinforced Plastic | Pressurized
GOLD KIST FEED & SEED | HWY 378 | LINCOLNTON | Lincoln | 900022 | 2 | [5 empty] | Removed from Ground | Gas (Historical Use) | 6000 | Bare Steel | 1978-05-10 | 1993-05-09 | Galvanized Steel | Safe Suction (Euro)
UNDERWOOD GROCERY | HWY 378 | LINCOLNTON | Lincoln | 900018 | 4 | [5 empty] | Removed from Ground | Diesel | 2500 | Bare Steel | 1983-05-09 | 2001-07-11 | Unknown
GLEN QUARLES | 3086 JONES CHAPEL RD | LINCOLNTON | Lincoln | 900011 | 1 | [5 empty] | Removed from Ground | Gas (Historical Use) | 1000 | Bare Steel | 1976-05-09 | 2001-07-26 | Galvanized Steel
AYCOCK LOGGING CO | 1007 NEW PETERSBURG RD | LINCOLNTON | Lincoln | 9090004 | 2 |  | 1992-06-01 | FALSE | 1992-06-01 | FALSE | Temporarily out of use | Gas (Historical Use) | 2000 | Galvanic (STIP-3) | 1992-06-01 |  | Fiberglass Reinforced Plastic | Safe Suction (Euro)
COUNTY SHOP | 1765 OLD PETERSBURG RD | LINCOLNTON | Lincoln | 9090022 | 2 | Flapper Valve | 1993-01-01 | FALSE | 1993-01-01 | TRUE | Currently in Use | Diesel | 10000 | Galvanic (STIP-3) | 2001-09-10 |  | Galvanized Steel | Suction (American)
LINCOLN WOODS LLC | 353 S WASHINGTON ST | LINCOLNTON | Lincoln | 9090010 | 3 |  | 1998-03-01 | FALSE | 1998-03-01 | FALSE | Currently in Use | Premium | 8000 | Galvanic (STIP-3) | 1987-11-30 |  | Steel (Impressed Current) | Pressurized
TMA ENTERPRISES INC | 1122 CHIP MILL RD | LINCOLNTON | Lincoln | 9090006 | 3 |  | 1995-08-31 |  | 1995-08-31 |  | Removed from Ground | Gas (Historical Use) | 2000 | Steel-Impressed Current | 1995-08-31 | 2016-08-25 | Fiberglass Reinforced Plastic | Pressurized
DIXIE QUICK SHOP | 285 S PEACHTREE ST | LINCOLNTON | Lincoln | 900006 | 3 |  | 1991-01-01 | FALSE | 1991-01-01 | FALSE | Temporarily out of use | Gas (Historical Use) | 6000 |  | 1991-01-01 |  |  | Safe Suction (Euro)
WELLS OIL CO INC | 500 AUGUSTA ROAD | LINCOLNTON | Lincoln | 900025 | 5 | [5 empty] | Removed from Ground | Diesel | 8000 | Not Marked/Unknown | 1994-05-10 | 1996-06-17 | Not Marked
SUNRISE MINI MART | 420 NORTH WASHINGTON ST | LINCOLNTON | Lincoln | 900024 | 3 |  | 1989-08-01 | FALSE | 1989-08-01 | FALSE | Currently in Use | Diesel | 6000 | Epoxy | 1989-08-01 |  | Fiberglass Reinforced Plastic | Pressurized
STORE TANKERSLEY | 3546 DOUBLE BRANCHES RD | LINCOLNTON | Lincoln | 9090015 | 3 | [5 empty] | Removed from Ground | Gas (Historical Use) | 2000 | Bare Steel | 1999-01-16 | 1999-01-16 | Not Marked
MCWHORTER LOGGING CORP | 5006 DOUBLE BRANCHES Road | LINCOLNTON | Lincoln | 9090025 | 1 | Flapper Valve | 1999-07-01 | FALSE | 1999-07-01 | FALSE | Currently in Use | Regular | 2000 | Composite | 1999-07-01 |  | Fiberglass Reinforced Plastic | Safe Suction (Euro)
ELIJAH CLARK STATE PARK | 2959 MCCORMICK HWY | LINCOLNTON | Lincoln | 900007 | 1 | [5 empty] | Removed from Ground | Gas (Historical Use) | 1000 | Bare Steel | 1975-01-25 | 1899-12-31 | Copper | Suction (American)
PARTRIDGE GROCERY | AUGUSTA HWY | LINCOLNTON | Lincoln | 900014 | 2 | [5 empty] | Removed from Ground | Diesel | 1000 | Bare Steel | 1981-05-08 | 1984-06-01 | Galvanized Steel
GOLDEN PANTRY #90 | 620 N WASHINGTON ST | LINCOLNTON | Lincoln | 900005 | 1 |  | 1998-11-06 | FALSE | 1983-04-01 | FALSE | Temporarily out of use | Regular | 10000 | Steel-Impressed Current | 1983-04-18 |  | Steel (Impressed Current) | Pressurized
WELLS OIL CO INC | 500 AUGUSTA ROAD | LINCOLNTON | Lincoln | 900025 | 1 | [5 empty] | Removed from Ground | Gas (Historical Use) | 1000 | Bare Steel | 1976-05-10 | 1996-06-17 | Galvanized Steel
EL SOMBRERO MEXICAN RESTAURANT/H2M INVESTMENTS | 116 N WASHINGTON ST | LINCOLNTON | Lincoln | 900023 | 3 |  | 1998-12-01 | FALSE | 1998-12-01 | FALSE | Closed in Ground | Gas (Historical Use) | 3000 | Steel-Impressed Current | 1969-05-12 |  | Steel (Impressed Current) | Safe Suction (Euro)
TATOM BROTHERS GAS AND GROCERY | INTERSECTION ELM ST AND HWY 43 | LINCOLNTON | Lincoln | 9090020 | 2 | [5 empty] | Removed from Ground | Gas (Historical Use) | 550 | Not Marked/Unknown | 1996-05-08 | 1996-05-08 | Not Marked
MACS BAIT & TACKLE | 2857 AMITY WOODLAWN RD | LINCOLNTON | Lincoln | 9090008 | F334193 |  | 1998-11-20 |  | 1998-11-20 |  | Removed from Ground | Gas (Historical Use) | 500 | Steel-Impressed Current | 1997-09-28 | 2001-04-01 | Cathodically Protected | Suction (American)
FAST TIME ENTERPRISES INC | 300 S WASHINGTON RD | LINCOLNTON | Lincoln | 9090001 | 2 |  | 1988-04-01 | FALSE | 1988-04-01 | FALSE | Currently in Use | Regular | 8000 | Steel-Impressed Current | 1988-01-01 |  | Fiberglass Reinforced Plastic | Pressurized
NORMANS GROCERY | HWY 378 | LINCOLNTON | Lincoln | 900015 | 1 |  |  | FALSE |  | FALSE | Removed from Ground | Gas (Historical Use) | 1000 | Bare Steel | 1966-05-12
LINCOLN WOODS LLC | 353 S WASHINGTON ST | LINCOLNTON | Lincoln | 9090010 | 1 |  | 1998-03-01 | FALSE | 1998-03-01 | FALSE | Currently in Use | Regular | 8000 | Galvanic (STIP-3) | 1987-11-30 |  | Steel (Impressed Current) | Pressurized
CLIATT CROSSING | 3850 AUGUSTA HWY | LINCOLNTON | Lincoln | 9090024 | 3B |  | 1998-12-01 | FALSE | 1998-12-01 | FALSE | Currently in Use | Diesel Off Road | 4000 | Composite | 1999-01-01 |  | Fiberglass Reinforced Plastic | Safe Suction (Euro)
DIXIE QUICK SHOP | 285 S PEACHTREE ST | LINCOLNTON | Lincoln | 900006 | 2 |  |  | FALSE |  | FALSE | Temporarily out of use | Gas (Historical Use) | 6000 | Bare Steel | 1986-02-28 |  | Galvanized Steel | Suction (American)
SUNRISE MINI MART | 420 NORTH WASHINGTON ST | LINCOLNTON | Lincoln | 900024 | 2 | [5 empty] | Removed from Ground | Gas (Historical Use) | 4000 | Bare Steel | 1976-05-10 | 1989-07-01 | Galvanized Steel
EL SOMBRERO MEXICAN RESTAURANT/H2M INVESTMENTS | 116 N WASHINGTON ST | LINCOLNTON | Lincoln | 900023 | 4 | [5 empty] | Removed from Ground | Kerosene | 550 | Not Marked/Unknown | 1970-01-01 | 1996-09-25 | Not Marked
LINCOLN CO BOARD OF EDUCATION | RT 2 AUGUSTA RD | LINCOLNTON | Lincoln | 900019 | 2 | [5 empty] | Removed from Ground | Gas (Historical Use) | 550 | Bare Steel | 1966-05-13 | 1993-02-18 | Galvanized Steel | Safe Suction (Euro)
WILKES TEXACO | HWY 378 & GA 79 | LINCOLNTON | Lincoln | 900016 | 1 | [5 empty] | Removed from Ground | Gas (Historical Use) | 1000 | Bare Steel | 1966-05-12 | 1995-10-25 | Unknown
LAKEVIEW BAIT & TACKLE | 2405 MCCORMICK HWY | LINCOLNTON | Lincoln | 9090016 | 1 | [5 empty] | Removed from Ground | Gas (Historical Use) | 3000 | Bare Steel | 1998-03-06 | 1998-03-06 | Galvanized Steel | Safe Suction (Euro)
WAGON WHEEL COUNTRY STORE | 2735 THOMSON HWY | LINCOLNTON | Lincoln | 9090009 | 1 | [5 empty] | Removed from Ground | Gas (Historical Use) | 1000 | Bare Steel | 2004-07-01 | 2004-07-01 | Bare Steel
MACS BAIT & TACKLE | 2857 AMITY WOODLAWN RD | LINCOLNTON | Lincoln | 9090008 | 3 |  | 2001-04-19 |  | 2001-04-19 |  | Removed from Ground | Gas (Historical Use) | 1000 | Composite | 2001-04-19 | 2008-02-01 | Fiberglass Reinforced Plastic | Safe Suction (Euro)
CLIATT CROSSING | 3850 AUGUSTA HWY | LINCOLNTON | Lincoln | 9090024 | 2 | Flapper Valve | 1999-01-15 | FALSE | 1999-01-15 | FALSE | Currently in Use | Premium | 8000 | Composite | 1998-12-15 |  | Fiberglass Reinforced Plastic | Pressurized
FAST TIME ENTERPRISES INC | 300 S WASHINGTON RD | LINCOLNTON | Lincoln | 9090001 | 3 |  | 1988-04-01 | FALSE | 1988-04-01 | FALSE | Currently in Use | Premium | 8000 | Steel-Impressed Current | 1988-01-01 |  | Fiberglass Reinforced Plastic | Pressurized
ELIJAH CLARK STATE PARK | 2959 MCCORMICK HWY | LINCOLNTON | Lincoln | 900007 | 626781 |  | 2000-08-23 | FALSE | 2000-08-23 | FALSE | Temporarily out of use | Regular | 2500 | Fiberglass Double Walled | 2000-08-09 |  | Fiberglass Reinforced Plastic | Safe Suction (Euro)
C D PARRISH | 5782 THOMSON HWY | LINCOLNTON | Lincoln | 900012 | 2 | [5 empty] | Currently in Use | Gas (Historical Use) | 1060 | Bare Steel | 1971-05-11 |  | Galvanized Steel
WELLS OIL CO INC | 500 AUGUSTA ROAD | LINCOLNTON | Lincoln | 900025 | 3 | [5 empty] | Removed from Ground | Gas (Historical Use) | 2000 | Bare Steel | 1983-05-09 | 1996-06-17 | Galvanized Steel
EL SOMBRERO MEXICAN RESTAURANT/H2M INVESTMENTS | 116 N WASHINGTON ST | LINCOLNTON | Lincoln | 900023 | 1 |  | 1998-12-01 | FALSE | 1998-12-01 | FALSE | Closed in Ground | Gas (Historical Use) | 3000 | Steel-Impressed Current | 1969-05-12 |  | Steel (Impressed Current) | Safe Suction (Euro)
UNDERWOOD GROCERY | HWY 378 | LINCOLNTON | Lincoln | 900018 | 1 | [5 empty] | Removed from Ground | Gas (Historical Use) | 1000 | Bare Steel | 1966-05-13 | 2001-07-11 | Unknown
WILKES TEXACO | HWY 378 & GA 79 | LINCOLNTON | Lincoln | 900016 | 3 | [5 empty] | Removed from Ground | Diesel | 1000 | Bare Steel | 1966-05-12 | 1995-10-25 | Unknown
MCWHORTER LOGGING CORP | 5006 DOUBLE BRANCHES Road | LINCOLNTON | Lincoln | 9090025 | 2 | Flapper Valve | 1999-07-01 | FALSE | 1999-07-01 | FALSE | Currently in Use | Diesel Off Road | 10000 | Composite | 1999-07-01 |  | Fiberglass Reinforced Plastic | Safe Suction (Euro)
NORMANS GROCERY | HWY 378 | LINCOLNTON | Lincoln | 900015 | 3 |  |  | FALSE |  | FALSE | Removed from Ground | Gas (Historical Use) | 550 | Bare Steel | 1956-05-14
GA FC | 1 /4 MI OFF HWY 79 NORTH | LINCOLNTON | Lincoln | 900004 | 2 | [5 empty] | Removed from Ground | Diesel | 560 | Bare Steel | 1984-04-22 | 1991-02-01 | Galvanized Steel
SUNRISE MINI MART | 420 NORTH WASHINGTON ST | LINCOLNTON | Lincoln | 900024 | 5 |  | 1989-08-01 | FALSE | 1989-08-01 | FALSE | Currently in Use | Regular | 6000 | Epoxy | 1989-08-01 |  | Fiberglass Reinforced Plastic | Pressurized
SUNRISE MINI MART | 420 NORTH WASHINGTON ST | LINCOLNTON | Lincoln | 900024 | 4 |  | 1989-08-01 | FALSE | 1999-08-01 | FALSE | Currently in Use | Premium | 6000 | Epoxy | 1989-08-01 |  | Fiberglass Reinforced Plastic | Pressurized
GOLD KIST FEED & SEED | HWY 378 | LINCOLNTON | Lincoln | 900022 | 4 | [5 empty] | Removed from Ground | Gas (Historical Use) | 1000 | Bare Steel | 1966-05-13 | 1993-05-09 | Galvanized Steel | Safe Suction (Euro)
GOLD KIST FEED & SEED | HWY 378 | LINCOLNTON | Lincoln | 900022 | 5 | [5 empty] | Removed from Ground | Empty | 1000 | Bare Steel | 1966-05-13 | 1993-05-09 | Galvanized Steel | Safe Suction (Euro)
SOAP CREEK MARINA & RESORT | 3000 SOAP CREEK LODGE RD | LINCOLNTON | Lincoln | 900017 | 1 |  |  | FALSE |  | FALSE | Removed from Ground |  | 1000 | Bare Steel | 1998-03-02 | 1998-03-02 |  | Safe Suction (Euro)
MCWHORTER POULTRY INC | 3507 HIGHWAY 220 EAST | LINCOLNTON | Lincoln | 9090018 | 2 | [5 empty] | Removed from Ground | Diesel | 2000 | Bare Steel | 1998-12-28 | 1998-12-28 | Bare Steel | Suction (American)
STORE TANKERSLEY | 3546 DOUBLE BRANCHES RD | LINCOLNTON | Lincoln | 9090015 | 1 | [5 empty] | Removed from Ground | Gas (Historical Use) | 560 | Bare Steel | 1962-01-01 | 1999-01-16 | Unknown
STORE TANKERSLEY | 3546 DOUBLE BRANCHES RD | LINCOLNTON | Lincoln | 9090015 | 4B |  | 1999-01-17 | FALSE | 1999-01-17 | FALSE | Temporarily out of use |  | 5000 | Fiberglass | 1999-01-17 |  | Fiberglass Reinforced Plastic | Safe Suction (Euro)
FEDERAL AVIATION ADMINISTRATION | LEATHERSVILLE RD | LINCOLNTON | Lincoln | 90001 | 1 | [5 empty] | Removed from Ground | Diesel | 3000 | Bare Steel | 1979-05-03 | 1996-12-16 | Galvanized Steel | Suction (American)
C D PARRISH | 5782 THOMSON HWY | LINCOLNTON | Lincoln | 900012 | 1 | [5 empty] | Currently in Use | Gas (Historical Use) | 1060 | Bare Steel | 1971-05-11 |  | Galvanized Steel
GA DOT #10221 LINCOLN CO MAINT H | GA HWY 47 SOUTH/SR 46/2 MI E SR | LINCOLNTON | Lincoln | 900003 | 221G1 | [5 empty] | Removed from Ground | Gas (Historical Use) | 1000 | Bare Steel | 1972-05-02 | 2005-01-26 | Galvanized Steel | Suction (American)
ASHMORE LOGGING CONTRACTORS INC | 1336 ASHMORE BARDEN RD | LINCOLNTON | Lincoln | 9090021 | 3 |  | 1996-09-13 | FALSE | 1996-09-13 | FALSE | Temporarily out of use | Gas (Historical Use) | 2000 | Galvanic (STIP-3) | 1996-09-12 |  | Fiberglass Reinforced Plastic | Safe Suction (Euro)
LINCOLN WOODS LLC | 353 S WASHINGTON ST | LINCOLNTON | Lincoln | 9090010 | 2 |  | 1998-03-01 | FALSE | 1998-03-01 | FALSE | Currently in Use | Regular | 8000 | Galvanic (STIP-3) | 1987-11-30 |  | Steel (Impressed Current) | Pressurized
ELIJAH CLARK STATE PARK | 2959 MCCORMICK HWY | LINCOLNTON | Lincoln | 900007 | 2 | [5 empty] | Removed from Ground | Other | 150 | Bare Steel | 1960-01-29 | 1899-12-31 | Copper
SUNRISE MINI MART | 420 NORTH WASHINGTON ST | LINCOLNTON | Lincoln | 900024 | 1 | [5 empty] | Removed from Ground | Gas (Historical Use) | 6000 | Bare Steel | 1976-05-10 | 1989-07-01 | Galvanized Steel
GA FC | 1 /4 MI OFF HWY 79 NORTH | LINCOLNTON | Lincoln | 900004 | 1 | [5 empty] | Removed from Ground | Gas (Historical Use) | 560 | Bare Steel | 1958-04-29 | 1991-02-01 | Galvanized Steel
BROAD RIVER GENERAL STORE | 8171 ELBERTON HWY | TIGNALL | Lincoln | 9000491 | 2 | [5 empty] | Removed from Ground | Gas (Historical Use) | 1000 | Not Marked/Unknown | 1996-02-01 | 1996-02-01 | Not Marked
BROAD RIVER GENERAL STORE | 8171 ELBERTON HWY | TIGNALL | Lincoln | 9000491 | 3B |  | 2001-05-01 | FALSE | 2001-05-01 | FALSE | Temporarily out of use | Gas (Historical Use) | 3000 | Fiberglass | 2001-05-01 |  | Fiberglass Reinforced Plastic | Safe Suction (Euro)
Fishing Creek Food and Gas Store | 4539 ELBERTON HWY | TIGNALL | Lincoln | 9090007 | 3 | Flapper Valve | 1998-06-18 | FALSE | 1998-06-18 | FALSE | Currently in Use | Regular | 4010 | Fiberglass | 1998-06-18 |  | Fiberglass Reinforced Plastic | Safe Suction (Euro)
BROAD RIVER GENERAL STORE | 8171 ELBERTON HWY | TIGNALL | Lincoln | 9000491 | 3A |  | 2001-05-01 | FALSE | 2001-05-01 | FALSE | Temporarily out of use | Gas (Historical Use) | 9000 | Fiberglass | 2001-05-01 |  | Fiberglass Reinforced Plastic | Safe Suction (Euro)
Fishing Creek Food and Gas Store | 4539 ELBERTON HWY | TIGNALL | Lincoln | 9090007 | PREM | [5 empty] | Removed from Ground | Gas (Historical Use) | 1000 | Not Marked/Unknown | 1998-06-01 | 1998-06-01 | Not Marked
Fishing Creek Food and Gas Store | 4539 ELBERTON HWY | TIGNALL | Lincoln | 9090007 | REG | [5 empty] | Removed from Ground | Gas (Historical Use) | 1000 | Not Marked/Unknown | 1998-06-01 | 1998-06-01 | Not Marked
BAILEYS COUNTRY STORE | 1491 GRABALL ROAD | TIGNALL | Lincoln | 900020 | 1 | [5 empty] | Removed from Ground | Gas (Historical Use) | 0 | Bare Steel | 1965-01-06 | 1991-01-01 | Galvanized Steel
BAILEYS COUNTRY STORE | 1491 GRABALL ROAD | TIGNALL | Lincoln | 900020 | 2 | [5 empty] | Removed from Ground | Gas (Historical Use) | 0 | Bare Steel | 1965-01-06 | 1991-01-01 | Galvanized Steel
BROAD RIVER GENERAL STORE | 8171 ELBERTON HWY | TIGNALL | Lincoln | 9000491 | 1 | [5 empty] | Removed from Ground | Gas (Historical Use) | 1000 | Not Marked/Unknown | 1996-02-01 | 1996-02-01 | Not Marked
Eagle Fuel | 2050 GA HWY 57 | LUDOWICI | Long | 10001731 | 2 | Ball Float | 2008-06-11 | FALSE | 2008-06-11 | FALSE | Currently in Use | Premium | 4000 | Epoxy Double-Walled | 2008-05-10 |  | Double-Walled Flex | Pressurized
COUNTY LINE STATION | RT 2 BOX 79 | LUDOWICI | Long | 910016 | 1 | [5 empty] | Removed from Ground | Gas (Historical Use) | 5000 | Bare Steel | 1961-01-01 | 1988-04-18 | Galvanized Steel
ZIPS SVC STATION | HWY 301 | LUDOWICI | Long | 910020 | 1 | [5 empty] | Permanently Out of Use - historical purposes | Gas (Historical Use) | 4000 | Bare Steel | 1976-01-01 | 1899-12-31 | Galvanized Steel
GA DOT 10524 LONG CO ROUTINE MAI | 0 .3 M S OF SR 57 ON ACADEMY ST @ | LUDOWICI | Long | 9091010 | 524G1 | [5 empty] | Removed from Ground | Gas (Historical Use) | 1000 | Bare Steel | 1998-12-28 | 2005-01-20 | Galvanized Steel | Safe Suction (Euro)
CITGO | HWY 84 W | LUDOWICI | Long | 9091012 | RED |  | 1994-11-01 | FALSE | 1994-11-01 | TRUE | Currently in Use | Premium | 8000 | Composite | 1994-11-01 |  | Fiberglass Reinforced Plastic
STRICKS TRUCK STOP | ON US 25 .5 MI E OF WAYNE/LONG | LUDOWICI | Long | 9091009 | 2 | [5 empty] | Removed from Ground | Gas (Historical Use) | 1000 | Bare Steel | 1992-09-17 | 1992-09-17 | Galvanized Steel | Suction (American)
WARREN SVC STATION | GA HWY 57 | LUDOWICI | Long | 9091003 | 1 | [5 empty] | Closed in Ground | Gas (Historical Use) | 1000 | Bare Steel | 1956-01-01 | 1991-09-16 | Galvanized Steel
301 MARKET | 14230 CECIL NOBLES HWY | LUDOWICI | Long | 910006 | 4 | Ball Float | 1999-02-01 | FALSE | 1999-02-01 | FALSE | Currently in Use | Diesel | 4000 | Composite | 1999-02-01 |  | Fiberglass Reinforced Plastic | Safe Suction (Euro)
COUNTY LINE STATION | RT 2 BOX 79 | LUDOWICI | Long | 9091004 | 1 | [5 empty] | Removed from Ground | Gas (Historical Use) | 5000 | Bare Steel | 1961-01-01 | 1988-06-01 | Galvanized Steel
STRICKS TRUCK STOP | ON US 25 .5 MI E OF WAYNE/LONG | LUDOWICI | Long | 9091009 | 3 | [5 empty] | Removed from Ground | Gas (Historical Use) | 2000 | Bare Steel | 1992-09-17 | 1992-09-17 | Galvanized Steel | Suction (American)
MASONS CHEVRON | US HWY 301 NORTH | LUDOWICI | Long | 910008 | 2 | [5 empty] | Closed in Ground | Empty | 2000 | Marked Unknown | 1956-01-01 | 1899-12-31 | Unknown
ITT RAYOWER LUDOWICI | HWY 99 | LUDOWICI | Long | 910011 | 2 | [5 empty] | Closed in Ground | Gas (Historical Use) | 1000 | Marked Unknown | 1966-01-01 | 1989-01-01 | Unknown
DYKES DISCOUNT FOODS | 9 MCDONALD STREET | LUDOWICI | Long | 912000 | 2 | [5 empty] | Removed from Ground | Empty | 6000 | Cathodically Protected Steel | 1988-11-03 | 2007-03-20 | Galvanized Steel | Safe Suction (Euro)
301 MARKET | 14230 CECIL NOBLES HWY | LUDOWICI | Long | 910006 | 5A | Ball Float | 1999-02-01 | FALSE | 1999-02-01 | FALSE | Currently in Use | Regular | 2000 | Composite | 1999-02-01 |  | Fiberglass Reinforced Plastic | Safe Suction (Euro)
301 MARKET | 14230 CECIL NOBLES HWY | LUDOWICI | Long | 910006 | 5B | Ball Float | 1999-02-01 | FALSE | 1999-02-01 | FALSE | Currently in Use | Premium | 2000 | Composite | 1999-02-01 |  | Fiberglass Reinforced Plastic | Safe Suction (Euro)
PARKERS #5 | HWY 301 S & GA HWY 84 | LUDOWICI | Long | 910001 | 2 | Flapper Valve | 1996-02-01 | FALSE | 1996-02-01 | FALSE | Currently in Use | E-0 | 8000 | Steel-Impressed Current | 1985-03-10 |  |  | Pressurized
COUNTY LINE STATION | RT 2 BOX 79 | LUDOWICI | Long | 9091004 | 2 | [5 empty] | Removed from Ground | Gas (Historical Use) | 3000 | Bare Steel | 1961-01-01 | 1988-06-01 | Galvanized Steel
Eagle Fuel | 2050 GA HWY 57 | LUDOWICI | Long | 10001731 | 1 | Ball Float | 2008-06-11 | FALSE | 2008-06-11 | FALSE | Currently in Use | Regular | 8000 | Epoxy Double-Walled | 2008-05-10 |  | Double-Walled Flex | Pressurized
LUDOWICI HARDWARE INC | 44 S MCDONALD ST | LUDOWICI | Long | 910007 | 1 |  | 1996-06-01 |  | 1996-06-01 |  | Removed from Ground | Gas (Historical Use) | 3000 | Steel-Impressed Current | 1956-01-01 | 2007-12-04 | Cathodically Protected | Suction (American)
LUDOWICI HARDWARE INC | 44 S MCDONALD ST | LUDOWICI | Long | 910007 | 4 |  | 1996-06-01 |  | 1996-06-01 |  | Removed from Ground | Gas (Historical Use) | 3000 | Steel-Impressed Current | 1971-01-01 | 2007-12-04 | Cathodically Protected | Safe Suction (Euro)
HERCULES INC | GA 82 | LUDOWICI | Long | 910019 | 1 | [5 empty] | Removed from Ground | Gas (Historical Use) | 3000 | Bare Steel | 1979-01-01 | 1995-02-23 | Bare Steel | Suction (American)
MCI | S RAILROAD ST & CSX RR TRACKS | LUDOWICI | Long | 9091007 | 1 | [5 empty] | Closed in Ground | Diesel | 500 | Marked Unknown | 1986-01-01 | 1993-11-02 | Bare Steel
MASONS CHEVRON | US HWY 301 NORTH | LUDOWICI | Long | 910008 | 1 |  |  | TRUE |  | TRUE | Closed in Ground | Used Oil | 1000 | Marked Unknown | 1956-01-01 | 1899-12-31 | Unknown
ITT RAYOWER LUDOWICI | HWY 99 | LUDOWICI | Long | 910011 | 1 | [5 empty] | Closed in Ground | Gas (Historical Use) | 1000 | Marked Unknown | 1966-01-01 | 1989-01-01 | Unknown
FLASH FOODS #25 | 22 S Main St. | LUDOWICI | Long | 910010 | 3 | Flapper Valve | 1995-01-18 | FALSE | 1995-01-18 | FALSE | Removed from Ground | Premium | 6000 | Steel-Impressed Current | 1985-01-01 | 2019-07-29 | Steel (Impressed Current) | Pressurized
Circle K 2745027 | 1 E Cypress St. | LUDOWICI | Long | 910009 | 3 |  |  | FALSE |  | FALSE | Removed from Ground | Gas (Historical Use) | 3000 | Bare Steel | 1976-01-01 | 1994-07-25 | Galvanized Steel | Pressurized
GA FORESTRY COMMISSION | HWY 83 1 MI EAST | LUDOWICI | Long | 910015 | 4 |  | 1990-01-01 |  | 1990-01-01 |  | Removed from Ground | Gas (Historical Use) | 1000 | Galvanic (STIP-3) | 1990-01-01 | 2008-07-08 | Cathodically Protected | Safe Suction (Euro)
LUDOWICI TEXACO STATION | US 301 SOUTH | LUDOWICI | Long | 9091002 | 2 | [5 empty] | Removed from Ground | Gas (Historical Use) | 3000 | Bare Steel | 1967-01-01 | 1991-05-16 | Galvanized Steel
COUNTRY STORE | 5025 RYE PATCH RD | LUDOWICI | Long | 9025222 | 2 | Flapper Valve | 1995-06-01 | FALSE | 1995-06-01 | FALSE | Currently in Use | Regular | 3000 | Galvanic (STIP-3) | 1988-01-01 |  | Fiberglass Reinforced Plastic | Pressurized
PARKERS #5 | HWY 301 S & GA HWY 84 | LUDOWICI | Long | 910001 | 3 | Flapper Valve | 1996-02-01 | FALSE | 1996-02-01 | FALSE | Currently in Use | Premium | 8000 | Steel-Impressed Current | 1985-03-10 |  |  | Pressurized
301 MARKET | 14230 CECIL NOBLES HWY | LUDOWICI | Long | 910006 | 1 | [5 empty] | Removed from Ground | Gas (Historical Use) | 560 | Bare Steel |  | 1899-12-31 | Bare Steel | Safe Suction (Euro)
COUNTY MAINTENANCE YARD | HWY 82 E | LUDOWICI | Long | 910005 | 2 |  | 1998-10-01 |  | 1998-10-01 |  | Removed from Ground | Gas (Historical Use) | 6000 | Cathodically Protected Steel | 1982-01-01 | 2013-08-22 | Double Walled | Safe Suction (Euro)
BILLINGS SERVICE STATION | HWY 301 S | LUDOWICI | Long | 910018 | 1 | [5 empty] | Removed from Ground | Gas (Historical Use) | 1000 | Bare Steel | 1954-01-01 | 1998-10-01 | Galvanized Steel
CITGO | HWY 84 W | LUDOWICI | Long | 9091012 | WHITE |  | 1994-11-01 | FALSE | 1994-11-01 | TRUE | Currently in Use | Regular | 10000 | Composite | 1994-11-01 |  | Fiberglass Reinforced Plastic | Pressurized
FACILITY NOT IN USE | US 301 | LUDOWICI | Long | 9091006 | 1 | [5 empty] | Removed from Ground | Gas (Historical Use) | 1000 | Not Marked/Unknown | 1980-01-01 | 1980-01-01 | Not Marked
Circle K 2745027 | 1 E Cypress St. | LUDOWICI | Long | 910009 | 6 | Flapper Valve | 1994-08-10 | FALSE | 1994-08-10 | FALSE | Currently in Use | Premium | 10000 | Composite | 1994-08-03 |  | Double-Walled Flex | Pressurized
GA FORESTRY COMMISSION | HWY 83 1 MI EAST | LUDOWICI | Long | 910015 | 3 |  | 1990-01-01 |  | 1990-01-01 |  | Removed from Ground | Diesel | 1000 | Galvanic (STIP-3) | 1990-01-01 | 2008-07-08 | Cathodically Protected | Safe Suction (Euro)
ALLTEL/GTE/LUDOWICI CENTRAL OFFI | MAIN ST/US HWY 301 | LUDOWICI | Long | 9091008 | 1 | [5 empty] | Removed from Ground | Other | 200 | Cathodically Protected Steel | 1994-09-14 | 1994-09-14 | Copper | Suction (American)
DYKES DISCOUNT FOODS | 9 MCDONALD STREET | LUDOWICI | Long | 912000 | 3 | [5 empty] | Removed from Ground | Empty | 6000 | Cathodically Protected Steel | 1988-11-03 | 2007-03-20 | Galvanized Steel | Safe Suction (Euro)
COUNTRY STORE | 5025 RYE PATCH RD | LUDOWICI | Long | 9025222 | 1 | Flapper Valve | 1995-06-01 | FALSE | 1995-06-01 | FALSE | Currently in Use | Premium | 3000 | Galvanic (STIP-3) | 1988-01-01 |  | Fiberglass Reinforced Plastic | Pressurized
301 MARKET | 14230 CECIL NOBLES HWY | LUDOWICI | Long | 910006 | 2 | [5 empty] | Removed from Ground | Gas (Historical Use) | 560 | Bare Steel |  | 1899-12-31 | Bare Steel | Safe Suction (Euro)
AT&T | NEAR GA 196 8.2 MILES OF LUDOWIC | LUDOWICI | Long | 910012 | 1 | [5 empty] | Removed from Ground | Diesel | 3000 | Bare Steel | 1966-01-01 | 1991-06-01 | Copper
GA FORESTRY COMMISSION | HWY 83 1 MI EAST | LUDOWICI | Long | 910015 | 1 | [5 empty] | Removed from Ground | Diesel | 560 | Bare Steel | 1957-01-01 | 1990-10-01 | Galvanized Steel
CITGO | HWY 84 W | LUDOWICI | Long | 9091012 | BLUE |  | 1994-11-01 | FALSE | 1994-11-01 | TRUE | Currently in Use | Plus | 8000 | Composite | 1994-11-01 |  | Fiberglass Reinforced Plastic | Pressurized
FACILITY NOT IN USE | US 301 | LUDOWICI | Long | 9091006 | 2 | [5 empty] | Removed from Ground | Gas (Historical Use) | 1000 | Not Marked/Unknown | 1980-01-01 | 1980-01-01 | Not Marked
Eagle Fuel | 2050 GA HWY 57 | LUDOWICI | Long | 10001731 | 3 | Ball Float | 2008-06-11 | FALSE | 2008-06-11 | FALSE | Currently in Use | Diesel | 4000 | Epoxy Double-Walled | 2008-05-10 |  | Double-Walled Flex | Pressurized
PARKERS #5 | HWY 301 S & GA HWY 84 | LUDOWICI | Long | 910001 | 1 | Flapper Valve | 1996-02-01 | FALSE | 1996-02-01 | FALSE | Currently in Use | Regular | 8000 | Steel-Impressed Current | 1985-03-10 |  |  | Pressurized
301 MARKET | 14230 CECIL NOBLES HWY | LUDOWICI | Long | 910006 | 3 | [5 empty] | Removed from Ground | Gas (Historical Use) | 560 | Bare Steel |  | 1899-12-31 | Bare Steel | Safe Suction (Euro)
LUDOWICI HARDWARE INC | 44 S MCDONALD ST | LUDOWICI | Long | 910007 | 2 |  | 1996-06-01 |  | 1996-06-01 |  | Removed from Ground | Gas (Historical Use) | 3000 | Steel-Impressed Current | 1956-01-01 | 2007-12-04 | Cathodically Protected | Safe Suction (Euro)
BILLINGS SERVICE STATION | HWY 301 S | LUDOWICI | Long | 910018 | 2 | [5 empty] | Closed in Ground | Gas (Historical Use) | 1000 | Bare Steel | 1954-01-01 | 1998-10-01 | Galvanized Steel
MASONS CHEVRON | US HWY 301 NORTH | LUDOWICI | Long | 910008 | 3 | [5 empty] | Closed in Ground | Empty | 1000 | Marked Unknown | 1956-01-01 | 1899-12-31 | Unknown
FLASH FOODS #25 | 22 S Main St. | LUDOWICI | Long | 910010 | 1 | Flapper Valve | 1995-01-18 | FALSE | 1995-01-18 | FALSE | Removed from Ground | Regular | 6000 | Steel-Impressed Current | 1985-01-01 | 2019-07-29 | Steel (Impressed Current) | Pressurized
Circle K 2745027 | 1 E Cypress St. | LUDOWICI | Long | 910009 | 1 |  |  | FALSE |  | FALSE | Removed from Ground | Gas (Historical Use) | 3000 | Bare Steel | 1976-01-01 | 1994-07-25 | Galvanized Steel | Pressurized
GA FORESTRY COMMISSION | HWY 83 1 MI EAST | LUDOWICI | Long | 910015 | 2 | [5 empty] | Removed from Ground | Gas (Historical Use) | 560 | Bare Steel | 1957-01-01 | 1990-10-01 | Galvanized Steel
COUNTY LINE STATION | RT 2 BOX 79 | LUDOWICI | Long | 910016 | 2 | [5 empty] | Removed from Ground | Gas (Historical Use) | 3000 | Bare Steel | 1961-01-01 | 1988-04-18 | Galvanized Steel
ZIPS SVC STATION | HWY 301 | LUDOWICI | Long | 910020 | 2 | [5 empty] | Permanently Out of Use - historical purposes | Gas (Historical Use) | 4000 | Bare Steel | 1976-01-01 | 1899-12-31 | Galvanized Steel
CITGO | HWY 84 W | LUDOWICI | Long | 9091012 | YELLOW |  | 1994-11-01 | FALSE | 1994-11-01 | TRUE | Currently in Use | Diesel | 12000 | Composite | 1994-11-01 |  | Fiberglass Reinforced Plastic | Pressurized
COUNTY MAINTENANCE YARD | HWY 82 E | LUDOWICI | Long | 910005 | 1 |  | 1998-10-01 |  | 1998-10-01 |  | Removed from Ground | Diesel | 6000 | Cathodically Protected Steel | 1982-01-01 | 2013-08-22 | Double Walled | Safe Suction (Euro)
FLASH FOODS #25 | 22 S Main St. | LUDOWICI | Long | 910010 | 4 | Flapper Valve | 1995-01-18 | FALSE | 1995-01-18 | FALSE | Removed from Ground | Diesel | 6000 | Steel-Impressed Current | 1985-01-01 | 2019-07-29 | Steel (Impressed Current) | Pressurized
Circle K 2745027 | 1 E Cypress St. | LUDOWICI | Long | 910009 | 5 |  |  | FALSE |  | FALSE | Removed from Ground | Gas (Historical Use) | 3000 | Bare Steel | 1976-01-01 | 1994-07-25 | Galvanized Steel | Pressurized
Circle K 2745027 | 1 E Cypress St. | LUDOWICI | Long | 910009 | 7 | Flapper Valve | 1994-08-10 | FALSE | 1994-08-10 | FALSE | Currently in Use | Regular | 10000 | Composite | 1994-08-03 |  | Double-Walled Flex | Pressurized
Circle K 2745027 | 1 E Cypress St. | LUDOWICI | Long | 910009 | 4 |  |  | FALSE |  | FALSE | Removed from Ground | Gas (Historical Use) | 3000 | Bare Steel | 1976-01-01 | 1994-07-25 | Galvanized Steel | Pressurized
STRICKS TRUCK STOP | ON US 25 .5 MI E OF WAYNE/LONG | LUDOWICI | Long | 9091009 | 1 | [5 empty] | Removed from Ground | Gas (Historical Use) | 1000 | Bare Steel | 1992-09-17 | 1992-09-17 | Galvanized Steel | Suction (American)
LUDOWICI TEXACO STATION | US 301 SOUTH | LUDOWICI | Long | 9091002 | 3 | [5 empty] | Removed from Ground | Gas (Historical Use) | 4000 | Bare Steel | 1967-01-01 | 1991-05-16 | Galvanized Steel
WARREN SVC STATION | GA HWY 57 | LUDOWICI | Long | 9091003 | 2 | [5 empty] | Closed in Ground | Gas (Historical Use) | 560 | Bare Steel | 1956-01-01 | 1991-09-16 | Galvanized Steel
LUDOWICI TEXACO STATION | US 301 SOUTH | LUDOWICI | Long | 9091002 | 4 |  |  | TRUE |  | TRUE | Removed from Ground | Used Oil | 560 | Bare Steel | 1967-01-01 | 1991-05-16 | Galvanized Steel
LONG CO BD OF ED | MCDONALD ST | LUDOWICI | Long | 910002 | 1 | [5 empty] | Removed from Ground | Gas (Historical Use) | 4000 | Bare Steel | 1984-01-01 | 1996-04-10 | Galvanized Steel
LUDOWICI HARDWARE INC | 44 S MCDONALD ST | LUDOWICI | Long | 910007 | 3 |  | 1996-06-01 |  | 1996-06-01 |  | Removed from Ground | Gas (Historical Use) | 3000 | Steel-Impressed Current | 1956-01-01 | 2007-12-04 | Cathodically Protected | Safe Suction (Euro)
FLASH FOODS #25 | 22 S Main St. | LUDOWICI | Long | 910010 | 2 | Flapper Valve | 1995-01-18 | FALSE | 1995-01-18 | FALSE | Removed from Ground | Plus | 6000 | Steel-Impressed Current | 1985-01-01 | 2019-07-29 | Steel (Impressed Current) | Pressurized
Circle K 2745027 | 1 E Cypress St. | LUDOWICI | Long | 910009 | 2 |  |  | FALSE |  | FALSE | Removed from Ground | Gas (Historical Use) | 3000 | Bare Steel | 1976-01-01 | 1994-07-25 | Galvanized Steel | Pressurized
HERCULES INC | GA 82 | LUDOWICI | Long | 910019 | 2 | [5 empty] | Removed from Ground | Diesel | 3000 | Bare Steel | 1979-01-01 | 1995-02-23 | Bare Steel | Suction (American)
LUDOWICI TEXACO STATION | US 301 SOUTH | LUDOWICI | Long | 9091002 | 1 | [5 empty] | Removed from Ground | Gas (Historical Use) | 3000 | Bare Steel | 1967-01-01 | 1991-05-16 | Galvanized Steel
LONG CO BD OF ED | MCDONALD ST | LUDOWICI | Long | 910002 | 2 | [5 empty] | Permanently Out of Use - historical purposes | Other | 1 | Bare Steel |  | 1899-12-31 | Galvanized Steel
MCI | S RAILROAD ST & CSX RR TRACKS | LUDOWICI | Long | 9091007 | 2 | Ball Float | 1993-12-01 | FALSE | 1993-12-01 | FALSE | Currently in Use | Diesel | 600 |  | 1993-12-09 |  | Fiberglass Reinforced Plastic | Suction (American)
ZIPS SVC STATION | HWY 301 | LUDOWICI | Long | 910020 | 3 | [5 empty] | Permanently Out of Use - historical purposes | Gas (Historical Use) | 4000 | Bare Steel | 1976-01-01 | 1899-12-31 | Galvanized Steel
DYKES DISCOUNT FOODS | 9 MCDONALD STREET | LUDOWICI | Long | 912000 | 1 | [5 empty] | Removed from Ground | Empty | 6000 | Cathodically Protected Steel | 1988-11-03 | 2007-03-20 | Galvanized Steel | Safe Suction (Euro)
LUCKY'S LUDOWICI | 22 SOUTH MAIN ST | LUDOWICI | Long | 10003483 | 1B | Flapper Valve | 2023-03-31 | FALSE | 2023-03-30 | FALSE | Currently in Use | Premium | 4000 | Composite Double Walled | 2022-06-21 |  | Double-Walled Flex | Pressurized
LUCKY'S LUDOWICI | 22 SOUTH MAIN ST | LUDOWICI | Long | 10003483 | 1A | Flapper Valve | 2023-03-31 | FALSE | 2023-03-30 | FALSE | Currently in Use | Regular | 12000 | Composite Double Walled | 2022-06-21 |  | Double-Walled Flex | Pressurized
R&R QUICKSTOP | 6134 ELIM CHURCH RD | LUDOWICI | Long | 10003255 | 2B | Flapper Valve | 2022-02-17 | FALSE | 2021-12-01 | FALSE | Currently in Use | E-0 | 3000 | Composite Double Walled | 2021-09-28 |  | Double-Walled Fiberglass | Pressurized
R&R QUICKSTOP | 6134 ELIM CHURCH RD | LUDOWICI | Long | 10003255 | 2C | Flapper Valve | 2022-02-17 | FALSE | 2021-12-01 | FALSE | Currently in Use | Diesel | 3000 | Composite Double Walled | 2021-09-28 |  | Double-Walled Fiberglass | Pressurized
R&R QUICKSTOP | 6134 ELIM CHURCH RD | LUDOWICI | Long | 10003255 | 2A | Flapper Valve | 2022-02-17 | FALSE | 2021-12-01 | FALSE | Currently in Use | Premium | 3000 | Composite Double Walled | 2021-09-28 |  | Double-Walled Fiberglass | Pressurized
ON THE GO #13 INC | 39 JOE KENNEDY RD NE | GLENNVILLE | Long | 10002712 | 2B | Flapper Valve | 2017-05-01 | FALSE | 2017-06-01 | FALSE | Currently in Use | Premium | 3000 | Composite Double Walled | 2017-03-08 |  | Double-Walled Fiberglass | Pressurized
ON THE GO #13 INC | 39 JOE KENNEDY RD NE | GLENNVILLE | Long | 10002712 | 2A | Flapper Valve | 2017-05-01 | FALSE | 2017-06-01 | FALSE | Currently in Use | Diesel | 5000 | Composite Double Walled | 2016-03-08 |  | Double-Walled Fiberglass | Pressurized
ON THE GO #13 INC | 39 JOE KENNEDY RD NE | GLENNVILLE | Long | 10002712 | 1 | Flapper Valve | 2017-05-01 | FALSE | 2017-06-01 | FALSE | Currently in Use | Regular | 12000 | Composite Double Walled | 2016-03-08 |  | Double-Walled Fiberglass | Pressurized
R&R QUICKSTOP | 6134 ELIM CHURCH RD | LUDOWICI | Long | 10003255 | 1 | Flapper Valve | 2022-02-17 | FALSE | 2021-12-01 | FALSE | Currently in Use | Regular | 12000 | Composite Double Walled | 2021-09-28 |  | Double-Walled Fiberglass | Pressurized
FRANKS MARKET | 800 N TROUPE ST | VALDOSTA | Lowndes | 9092024 | 1 | Flapper Valve | 1987-01-01 | FALSE | 1987-01-01 | FALSE | Temporarily out of use | Premium | 6000 | Galvanic (STIP-3) | 1987-01-01 |  | Fiberglass Reinforced Plastic | Pressurized
JAY'S TEXACO | I-75 & EXIT #3 | VALDOSTA | Lowndes | 9092034 | 4 | [5 empty] | Removed from Ground | Gas (Historical Use) | 4000 | Bare Steel | 1970-03-01 | 1899-12-31 | Galvanized Steel
JAY'S TEXACO | I-75 & EXIT #3 | VALDOSTA | Lowndes | 9092034 | 5 | [5 empty] | Removed from Ground | Gas (Historical Use) | 10000 | Bare Steel | 1970-03-01 | 1899-12-31 | Galvanized Steel
FRANKS MARKET | 800 N TROUPE ST | VALDOSTA | Lowndes | 9092024 | 3 | Flapper Valve | 1987-01-01 | FALSE | 1987-01-01 | FALSE | Temporarily out of use | Plus | 6000 | Galvanic (STIP-3) | 1987-01-01 |  | Fiberglass Reinforced Plastic | Pressurized
Circle K 2745007 | 1720 GORNTO RD | VALDOSTA | Lowndes | 9092023 | 1 |  | 1998-11-13 |  | 1998-09-17 |  | Removed from Ground | Gas (Historical Use) | 10000 | Steel-Impressed Current | 1977-01-01 | 2007-09-04 | Cathodically Protected | Safe Suction (Euro)
JAY'S TEXACO | I-75 & EXIT #3 | VALDOSTA | Lowndes | 9092034 | 1 | [5 empty] | Removed from Ground | Gas (Historical Use) | 4000 | Bare Steel | 1970-03-01 | 1899-12-31 | Galvanized Steel
MACO MUFFLER SHOP | 800 NORTH ASHLEY ST | VALDOSTA | Lowndes | 9092009 | 2 | [5 empty] | Removed from Ground | Kerosene | 500 | Marked Unknown | 1990-03-01 | 1990-03-01 | Unknown
FLASH FOODS #16 | 3480 BEMISS RD | VALDOSTA | Lowndes | 9092013 | 1 | Flapper Valve | 1998-01-20 | FALSE | 1992-04-15 | FALSE | Removed from Ground | E-10 | 10000 | Steel-Impressed Current | 1976-01-01 |  | Fiberglass Reinforced Plastic | Pressurized
Circle K 2745007 | 1720 GORNTO RD | VALDOSTA | Lowndes | 9092023 | 4 | Flapper Valve | 2007-10-17 | FALSE | 2007-10-17 | FALSE | Currently in Use | E-10 | 15000 | Composite Double Walled | 2007-10-17 |  | Double-Walled Flex | Pressurized
Circle K 2745007 | 1720 GORNTO RD | VALDOSTA | Lowndes | 9092023 | 5 | Flapper Valve | 2007-10-17 | FALSE | 2007-10-17 | FALSE | Currently in Use | Premium | 8000 | Composite Double Walled | 2007-10-17 |  | Double-Walled Flex | Pressurized
MACO MUFFLER SHOP | 800 NORTH ASHLEY ST | VALDOSTA | Lowndes | 9092009 | 7 | [5 empty] | Removed from Ground | Gas (Historical Use) | 3000 | Marked Unknown | 1990-02-01 | 1990-02-01 | Unknown
MACO MUFFLER SHOP | 800 NORTH ASHLEY ST | VALDOSTA | Lowndes | 9092009 | 1 |  |  | TRUE |  | TRUE | Removed from Ground | Used Oil | 500 | Marked Unknown | 1990-03-01 | 1990-03-01 | Unknown
SWIFTY MART #287 | 1909 BAYTREE RD | VALDOSTA | Lowndes | 9092012 | 3 |  | 1998-11-06 |  | 1988-06-15 |  | Removed from Ground | Gas (Historical Use) | 8000 | Galvanic (STIP-3) | 1988-01-01 | 2004-05-24 | Fiberglass Reinforced Plastic | Pressurized
STANDARD CONTRACTORS INC | 1309 EDGEWOOD DR | VALDOSTA | Lowndes | 920258 | 2 | [5 empty] | Removed from Ground | Diesel | 3000 | Bare Steel | 1982-05-01 | 1994-12-22 | Galvanized Steel
PEPSI-COLA SOUTH/PEPSI COLA BOTT | 1525 MADISON HWY | VALDOSTA | Lowndes | 9092004 | 2 | [5 empty] | Removed from Ground | Gas (Historical Use) | 3000 | Marked Unknown | 1971-01-01 | 1899-12-31 | Unknown
FLASH FOODS #19/FAST FARE GA-537 | 5913 BEMISS RD @ MOODY AFB | VALDOSTA | Lowndes | 9092089 | 2 | [5 empty] | Removed from Ground | Gas (Historical Use) | 8000 | Bare Steel | 1974-01-01 | 1993-03-09 | Galvanized Steel
SHERATON INN VALDOSTA | 2101 WEST HILL AVE | VALDOSTA | Lowndes | 9092085 | 3 | [5 empty] | Removed from Ground | Gas (Historical Use) | 6000 | Bare Steel | 1965-01-01 | 1990-01-11 | Galvanized Steel
KANTA FOOD MART | 5112 CLYATTVILLE LAKE PARK RD | VALDOSTA | Lowndes | 9092080 | 2 |  | 1993-01-01 |  | 1993-01-01 |  | Removed from Ground | Gas (Historical Use) | 10000 | Galvanic (STIP-3) | 1976-01-01 | 2012-04-25 | Fiberglass Reinforced Plastic | Pressurized
UPS VALDOSTA (UST) | 1626 JAMES P ROGERS DR | VALDOSTA | Lowndes | 9092064 | 1 | Flapper Valve |  | FALSE |  | FALSE | Temporarily out of use | Regular | 10000 | Fiberglass |  |  | Double-Walled Fiberglass | Pressurized
UPS VALDOSTA (UST) | 1626 JAMES P ROGERS DR | VALDOSTA | Lowndes | 9092064 | 1 | Flapper Valve |  | FALSE |  | FALSE | Temporarily out of use | Regular | 10000 | Fiberglass |  |  | Double-Walled Fiberglass | Pressurized
VALDOSTA REGIONAL AIRPORT | 2626 MADISON HWY | VALDOSTA | Lowndes | 9092129 | 1 | [5 empty] | Removed from Ground | Gas (Historical Use) | 10000 | Bare Steel | 1953-01-01 | 1993-03-31 | Unknown
HILL AVE EXXON-TIGER MART | 2009 WEST HILL AVE | VALDOSTA | Lowndes | 9092136 | 4 | Flapper Valve | 1998-12-01 | FALSE | 1995-03-01 | FALSE | Currently in Use | Premium | 6000 | Fiberglass | 1983-11-01 |  | Fiberglass Reinforced Plastic | Pressurized
FALCON POWER INC | 908 SOUTH PATTERSON ST | VALDOSTA | Lowndes | 9092031 | 1 | [5 empty] | Removed from Ground | Diesel | 560 | Bare Steel | 1976-01-01 | 1899-12-31 | Galvanized Steel
GOLD KIST FEED MILL | CLAY RD | VALDOSTA | Lowndes | 9092015 | 1 | [5 empty] | Removed from Ground | Diesel | 15000 | Bare Steel | 1979-01-01 | 1989-09-21 | Galvanized Steel
MACO MUFFLER SHOP | 800 NORTH ASHLEY ST | VALDOSTA | Lowndes | 9092009 | 4 | [5 empty] | Removed from Ground | Gas (Historical Use) | 3000 | Marked Unknown | 1990-03-01 | 1990-03-01 | Unknown
MACO MUFFLER SHOP | 800 NORTH ASHLEY ST | VALDOSTA | Lowndes | 9092009 | 5 | [5 empty] | Removed from Ground | Gas (Historical Use) | 3000 | Marked Unknown | 1990-03-01 | 1990-03-01 | Unknown
STANDARD CONTRACTORS INC | 1309 EDGEWOOD DR | VALDOSTA | Lowndes | 920258 | 3 | [5 empty] | Removed from Ground | Gas (Historical Use) | 10000 | Bare Steel | 1982-05-01 | 1994-12-22 | Galvanized Steel
HILL AVE EXXON-TIGER MART | 2009 WEST HILL AVE | VALDOSTA | Lowndes | 9092136 | 1 | Flapper Valve | 1998-12-01 | FALSE | 1995-03-01 | FALSE | Removed from Ground | E-10 | 10000 | Fiberglass | 1983-11-01 |  | Fiberglass Reinforced Plastic | Pressurized
BETTER BRANDS/SOUTH GA WAREHOUSE | 103 B AVE | VALDOSTA | Lowndes | 9092001 | 2 | [5 empty] | Removed from Ground | E-10 | 5000 | Bare Steel | 1990-06-26 | 1990-06-26 | Galvanized Steel | Pressurized
QUICK STOP FOOD MART #2 | 2418 ROCKY FORD RD | VALDOSTA | Lowndes | 9092063 | 1 | Flapper Valve | 1998-11-06 | FALSE | 1988-12-28 | FALSE | Currently in Use | E-10 | 8000 | Galvanic (STIP-3) | 1989-01-05 |  | Fiberglass Reinforced Plastic | Pressurized
HOLIDAY MARKET #309 | BEMISS RD | VALDOSTA | Lowndes | 9092073 | 1 | [5 empty] | Removed from Ground | Gas (Historical Use) | 12000 | Bare Steel | 1975-01-01 | 1989-09-01 | Galvanized Steel
HILL AVE EXXON-TIGER MART | 2009 WEST HILL AVE | VALDOSTA | Lowndes | 9092136 | 3 | Flapper Valve | 1998-12-01 | FALSE | 1995-03-01 | FALSE | Currently in Use | E-10 | 10000 | Fiberglass | 1983-11-01 |  | Fiberglass Reinforced Plastic | Pressurized
LANGDALE FUEL CO | 505 NORTH OAK ST | VALDOSTA | Lowndes | 9092029 | 3 | [5 empty] | Removed from Ground | Gas (Historical Use) | 6000 | Bare Steel | 1964-01-01 | 1989-06-21 | Galvanized Steel
ENK580 | 701 E PARK & LEE STREETS | VALDOSTA | Lowndes | 920251 | 2 | Flapper Valve | 1995-12-07 | FALSE | 1995-12-07 | FALSE | Currently in Use | Plus | 8000 | Steel-Impressed Current | 1969-05-01 |  | Fiberglass Reinforced Plastic | Pressurized
HOLLAND FLYING SVC INC | 2612 C MADISON HWY | VALDOSTA | Lowndes | 9092058 | H | [5 empty] | Removed from Ground | Kerosene | 500 | Bare Steel | 1969-01-01 | 1990-04-09 | Bare Steel
HOLLAND FLYING SVC INC | 2612 C MADISON HWY | VALDOSTA | Lowndes | 9092058 | E | [5 empty] | Removed from Ground | Kerosene | 2000 | Bare Steel | 1965-01-01 | 1990-04-09 | Bare Steel
HOLLAND FLYING SVC INC | 2612 C MADISON HWY | VALDOSTA | Lowndes | 9092058 | G | [5 empty] | Removed from Ground | Kerosene | 3000 | Bare Steel | 1965-01-01 | 1990-04-09 | Bare Steel
BST VALDOSTA CO R2562 | 200 VALLEY ST W | VALDOSTA | Lowndes | 9092127 | 2 | [5 empty] | Removed from Ground | Diesel | 10000 | Bare Steel | 1969-01-01 | 1992-01-01 | Unknown | Suction (American)
Circle K 2745007 | 1720 GORNTO RD | VALDOSTA | Lowndes | 9092023 | 2 |  | 1998-11-13 |  | 1998-09-17 |  | Removed from Ground | Gas (Historical Use) | 6000 | Steel-Impressed Current | 1977-01-01 | 2007-09-04 | Cathodically Protected | Safe Suction (Euro)
FALCON POWER INC | 908 SOUTH PATTERSON ST | VALDOSTA | Lowndes | 9092031 | 2 | [5 empty] | Removed from Ground | Gas (Historical Use) | 1000 | Bare Steel | 1976-01-01 | 1899-12-31 | Galvanized Steel
Circle K 2745007 | 1720 GORNTO RD | VALDOSTA | Lowndes | 9092023 | 3 |  | 1998-11-13 |  | 1998-09-17 |  | Removed from Ground | Gas (Historical Use) | 6000 | Steel-Impressed Current | 1977-01-01 | 2007-09-04 | Cathodically Protected | Safe Suction (Euro)
MACO MUFFLER SHOP | 800 NORTH ASHLEY ST | VALDOSTA | Lowndes | 9092009 | 6 | [5 empty] | Removed from Ground | Gas (Historical Use) | 3000 | Marked Unknown | 1990-02-01 | 1990-02-01 | Unknown
STANDARD CONTRACTORS INC | 1309 EDGEWOOD DR | VALDOSTA | Lowndes | 920258 | 1 | [5 empty] | Removed from Ground | Diesel | 3000 | Bare Steel | 1982-05-01 | 1994-12-22 | Galvanized Steel
SWIFTY MART #287 | 1909 BAYTREE RD | VALDOSTA | Lowndes | 9092012 | 2 |  | 1998-11-16 |  | 1988-06-15 |  | Removed from Ground | Gas (Historical Use) | 8000 | Galvanic (STIP-3) | 1988-01-01 | 2004-05-24 | Fiberglass Reinforced Plastic | Pressurized
STOP AND SHOP | 1408 E HILL AVE | VALDOSTA | Lowndes | 9092083 | 1 | Flapper Valve | 1993-06-01 | FALSE | 1993-06-01 | FALSE | Currently in Use | E-10 | 10000 | Steel-Impressed Current | 1977-01-01 |  | Fiberglass Reinforced Plastic | Pressurized
HOLLAND FLYING SVC INC | 2612 C MADISON HWY | VALDOSTA | Lowndes | 9092058 | A | [5 empty] | Removed from Ground | Gas (Historical Use) | 10000 | Bare Steel | 1973-01-01 | 1992-07-27 | Bare Steel
TRIANGLE DISCOUNT #917 | 305 ST AUGUSTINE RD | VALDOSTA | Lowndes | 9092128 | 5 | Flapper Valve | 1993-02-19 | FALSE | 1993-02-19 | FALSE | Currently in Use | Premium | 8000 | Steel-Impressed Current | 1993-02-19 |  | Fiberglass Reinforced Plastic | Pressurized
TRIANGLE DISCOUNT #917 | 305 ST AUGUSTINE RD | VALDOSTA | Lowndes | 9092128 | 4 | [5 empty] | Removed from Ground | Diesel | 4000 | Bare Steel | 1965-01-01 | 1993-02-15 | Galvanized Steel
Bigfoot #581 | 707 SOUTH PATTERSON ST | VALDOSTA | Lowndes | 9092138 | 2 | Flapper Valve | 1992-11-11 | FALSE | 1992-11-11 | FALSE | Currently in Use | Premium | 12000 | Composite Double Walled | 1992-11-11 |  | Double-Walled Fiberglass | Pressurized
LIGAF PROPERTIES LLC | 602 W HILL AVE | VALDOSTA | Lowndes | 9092144 | 3 |  | 1997-07-01 |  | 1997-07-01 |  | Removed from Ground | Gas (Historical Use) | 4000 | Steel-Impressed Current | 1964-01-01 | 2016-05-04 | Steel (Impressed Current) | Safe Suction (Euro)
Michael and Son #961 | 1115 NORTH PATTERSON ST | VALDOSTA | Lowndes | 9092166 | 3 | Flapper Valve | 1998-07-22 | FALSE | 1998-07-22 | FALSE | Closed in Ground | Premium | 6000 | Composite | 1987-10-09 |  | Fiberglass Reinforced Plastic | Pressurized
NO FACILITY NAME | 4635 MADISON HWY | VALDOSTA | Lowndes | 9092178 | 2 | [5 empty] | Removed from Ground | Other | 1000 | Not Marked/Unknown | 1996-10-15 | 1996-10-15 | Not Marked
JOSEPH FOODSERVICE INC | 107 AVENUE B | VALDOSTA | Lowndes | 9092188 | 1 | [5 empty] | Removed from Ground | Gas (Historical Use) | 4000 | Bare Steel | 1984-01-01 | 1899-12-31 | Galvanized Steel | Pressurized
MR UNLEADED | 1258 LAKES BLVD | VALDOSTA | Lowndes | 9092191 | WO4 |  |  | TRUE |  | TRUE | Removed from Ground | Used Oil | 0 | Bare Steel | 1967-04-01 | 1975-01-01 | Galvanized Steel
Circle K 2745143 | 1800 N ASHLEY ST | VALDOSTA | Lowndes | 9092151 | 1 | Flapper Valve | 1987-04-30 | FALSE | 1987-04-30 | FALSE | Currently in Use | E-10 | 6000 | Galvanic (STIP-3) | 1987-04-30 |  | Fiberglass Reinforced Plastic | Pressurized
KANTA FOOD MART | 5112 CLYATTVILLE LAKE PARK RD | VALDOSTA | Lowndes | 9092080 | 4 | Ball Float | 2012-04-26 | FALSE | 2012-04-26 | FALSE | Currently in Use | Diesel | 6000 | Tank Jacket | 2012-04-26 |  | Double-Walled Fiberglass | Pressurized
J & K Food Mart | 1801 NORTHSIDE DR | VALDOSTA | Lowndes | 9092132 | 2 | Ball Float | 1994-03-01 | FALSE | 1994-03-01 | FALSE | Currently in Use | Premium | 8000 | Steel-Impressed Current | 1980-09-01 |  | Fiberglass Reinforced Plastic | Pressurized
Bigfoot #581 | 707 SOUTH PATTERSON ST | VALDOSTA | Lowndes | 9092138 | 3 | Flapper Valve | 1992-11-11 | FALSE | 1992-11-11 | FALSE | Currently in Use | Plus | 6000 | Composite Double Walled | 1992-11-11 |  | Double-Walled Fiberglass | Pressurized
EXPRESS WAY CITGO #104 | 1000 E PARK AVE | VALDOSTA | Lowndes | 9092139 | 2 | Flapper Valve | 1998-06-01 | FALSE | 1998-06-01 | FALSE | Currently in Use | Premium | 8000 | Steel-Impressed Current | 1985-01-01 |  | Steel (Impressed Current) | Pressurized
Madison Discount | 2601 MADISON HWY | VALDOSTA | Lowndes | 9092006 | 1 | Flapper Valve | 1994-03-01 | FALSE | 1994-03-01 | FALSE | Currently in Use | E-10 | 8000 | Steel-Impressed Current | 1980-09-01 |  | Fiberglass Reinforced Plastic | Pressurized
MACO MUFFLER SHOP | 800 NORTH ASHLEY ST | VALDOSTA | Lowndes | 9092009 | 3 | [5 empty] | Removed from Ground | Gas (Historical Use) | 3000 | Marked Unknown | 1990-03-01 | 1990-03-01 | Unknown
Circle K 2745009 | 511 ST AUGUSTINE RD | VALDOSTA | Lowndes | 9092011 | 4 | Flapper Valve | 1995-08-10 | FALSE | 1995-08-10 | FALSE | Currently in Use | E-10 | 10000 | Composite | 1995-08-10 |  | Fiberglass Reinforced Plastic | Pressurized
Circle K 2745009 | 511 ST AUGUSTINE RD | VALDOSTA | Lowndes | 9092011 | 5 | Flapper Valve | 1995-08-10 | FALSE | 1995-08-10 | FALSE | Currently in Use | Premium | 10000 | Composite | 1995-08-10 |  |  | Pressurized
FLASH FOODS #19/FAST FARE GA-537 | 5913 BEMISS RD @ MOODY AFB | VALDOSTA | Lowndes | 9092089 | 1 | [5 empty] | Removed from Ground | Gas (Historical Use) | 10000 | Bare Steel | 1974-01-01 | 1993-03-09 | Galvanized Steel
STOP AND SHOP | 1408 E HILL AVE | VALDOSTA | Lowndes | 9092083 | 2 | Flapper Valve | 1993-06-01 | FALSE | 1993-06-01 | FALSE | Currently in Use | Premium | 8000 | Steel-Impressed Current | 1977-01-01 |  | Fiberglass Reinforced Plastic | Pressurized
UPS VALDOSTA (UST) | 1626 JAMES P ROGERS DR | VALDOSTA | Lowndes | 9092064 | 2 |  |  | TRUE |  | TRUE | Removed from Ground | Used Oil | 550 | Not Marked/Unknown | 1991-11-01 | 1991-11-01 | Bare Steel
UPS VALDOSTA (UST) | 1626 JAMES P ROGERS DR | VALDOSTA | Lowndes | 9092064 | 2 |  |  | TRUE |  | TRUE | Removed from Ground | Used Oil | 550 | Not Marked/Unknown | 1991-11-01 | 1991-11-01 | Bare Steel
LOWNDES BEVERAGE II | 1410 GORNTO RD | VALDOSTA | Lowndes | 9092082 | 2 | Flapper Valve | 1992-08-01 |  | 1992-08-01 |  | Removed from Ground | Gas (Historical Use) | 12000 | Steel-Impressed Current | 1975-01-01 | 2007-11-28 | Fiberglass Reinforced Plastic | Pressurized
HOLLAND FLYING SVC INC | 2612 C MADISON HWY | VALDOSTA | Lowndes | 9092058 | F | [5 empty] | Removed from Ground | Gas (Historical Use) | 2000 | Bare Steel | 1965-01-01 | 1990-04-09 | Bare Steel
LANGDALE FUEL CO | 505 NORTH OAK ST | VALDOSTA | Lowndes | 9092029 | 1 | [5 empty] | Removed from Ground | Gas (Historical Use) | 6000 | Bare Steel | 1964-01-01 | 1989-06-21 | Galvanized Steel
JAY'S TEXACO | I-75 & EXIT #3 | VALDOSTA | Lowndes | 9092034 | 3 | [5 empty] | Removed from Ground | Gas (Historical Use) | 4000 | Bare Steel | 1970-03-01 | 1899-12-31 | Galvanized Steel
Circle K 2745009 | 511 ST AUGUSTINE RD | VALDOSTA | Lowndes | 9092011 | 2 | [5 empty] | Removed from Ground | Gas (Historical Use) | 6000 | Bare Steel | 1977-01-01 | 1995-05-18 | Fiberglass Reinforced Plastic | Safe Suction (Euro)
J & K Food Mart | 1801 NORTHSIDE DR | VALDOSTA | Lowndes | 9092132 | 1 | Ball Float | 1994-03-01 | FALSE | 1994-03-01 | FALSE | Currently in Use | Regular | 8000 | Steel-Impressed Current | 1980-09-01 |  | Fiberglass Reinforced Plastic | Pressurized
Sunstop #884 | 2112 W HILL AVE | VALDOSTA | Lowndes | 9092180 | 4 | [5 empty] | Removed from Ground | Gas (Historical Use) | 3000 | Bare Steel | 1954-03-01 | 1994-12-14 | Galvanized Steel | Suction (American)
VALDOSTA BOARD OF EDUCATION | 1215 SLATER ST | VALDOSTA | Lowndes | 9092165 | 2 |  | 1991-05-01 |  | 1991-05-01 |  | Removed from Ground | Other | 10000 | Double Walled | 1991-05-01 | 2004-01-15 | Fiberglass Reinforced Plastic | Pressurized
Mitts #5, aka BAYTREE RD 66 | 917 BAYTREE RD | VALDOSTA | Lowndes | 9092183 | 1 | Flapper Valve | 1998-12-31 | FALSE | 1998-12-31 | FALSE | Currently in Use | E-10 | 20000 | Composite | 1998-12-31 |  | Fiberglass Reinforced Plastic | Pressurized
GA FC/LOWNDES CO UNIT #08092 | US HWY 84 4 MI EAST | VALDOSTA | Lowndes | 9092141 | 2 | [5 empty] | Removed from Ground | Diesel | 2000 | Bare Steel | 1976-06-01 | 1899-12-31 | Galvanized Steel | Safe Suction (Euro)
Sunstop #884 | 2112 W HILL AVE | VALDOSTA | Lowndes | 9092180 | 5 | [5 empty] | Removed from Ground | Gas (Historical Use) | 4000 | Bare Steel | 1954-03-01 | 1994-12-14 | Galvanized Steel | Suction (American)
Sunstop #884 | 2112 W HILL AVE | VALDOSTA | Lowndes | 9092180 | 8B | Flapper Valve |  | FALSE |  | FALSE | Currently in Use | Diesel | 6000 | Fiberglass Double Walled | 2007-09-20 |  | Double-Walled Fiberglass | Pressurized
RYDER TRUCK RENTAL #0608A | 1618 JAMES P RODGERS DR | VALDOSTA | Lowndes | 9092192 | 6 |  |  | TRUE |  | TRUE | Removed from Ground | Used Oil | 2000 | Bare Steel | 1981-05-01 | 1995-05-09 | Galvanized Steel
FOODWAY #105 | 1707 N FOREST ST | VALDOSTA | Lowndes | 9092150 | 1 | Flapper Valve | 1994-12-27 | FALSE | 1994-12-27 | FALSE | Temporarily out of use | E-10 | 6000 | Steel-Impressed Current | 1983-11-17 |  | Double-Walled Flex | Pressurized
Circle K 2745143 | 1800 N ASHLEY ST | VALDOSTA | Lowndes | 9092151 | 7 | [5 empty] | Removed from Ground | Gas (Historical Use) | 2000 | Bare Steel | 1956-05-01 | 1986-08-01 | Galvanized Steel
Circle K 2745143 | 1800 N ASHLEY ST | VALDOSTA | Lowndes | 9092151 | 4 | Flapper Valve | 1987-04-30 | FALSE | 1987-04-30 | FALSE | Currently in Use | Diesel | 6000 | Galvanic (STIP-3) | 1987-04-30 |  | Fiberglass Reinforced Plastic | Pressurized
Circle K 2745143 | 1800 N ASHLEY ST | VALDOSTA | Lowndes | 9092151 | 5 | [5 empty] | Removed from Ground | Gas (Historical Use) | 8000 | Bare Steel | 1976-05-01 | 1986-08-01 | Galvanized Steel
RaceTrac#2622 | 2102 W HILL AVE | VALDOSTA | Lowndes | 9092155 | 9C | Overfill Alarm | 2022-08-25 | FALSE | 2022-08-25 | FALSE | Currently in Use | E-85 | 12000 | Fiberglass Double Walled | 2022-08-25 |  | Double-Walled Fiberglass | Pressurized
RaceTrac#2622 | 2102 W HILL AVE | VALDOSTA | Lowndes | 9092155 | 1 |  | 1993-03-17 | FALSE | 1993-03-17 | FALSE | Removed from Ground | Regular | 10000 | Fiberglass | 1993-03-17 |  | Fiberglass Reinforced Plastic | Pressurized
RaceTrac#2622 | 2102 W HILL AVE | VALDOSTA | Lowndes | 9092155 | 9A | Overfill Alarm | 2022-08-25 | FALSE | 2022-08-25 | FALSE | Currently in Use | Diesel | 12000 | Fiberglass Double Walled | 2022-08-25 |  | Double-Walled Fiberglass | Pressurized
S & M FOOD STORE APC #435 | 704 NORTH FORREST ST | VALDOSTA | Lowndes | 9092161 | 1 | [5 empty] | Removed from Ground | Gas (Historical Use) | 8000 | Bare Steel | 1998-10-27 | 1998-10-27 | Galvanized Steel | Suction (American)
ENK582 | 101 NORTHSIDE DR | VALDOSTA | Lowndes | 9092148 | 3 | Flapper Valve | 1994-02-28 | FALSE | 1994-02-28 | FALSE | Currently in Use | Premium | 8000 | Composite Double Walled | 1994-02-28 |  | Fiberglass Reinforced Plastic | Pressurized
FOODWAY #105 | 1707 N FOREST ST | VALDOSTA | Lowndes | 9092150 | 3 | Flapper Valve | 1994-12-27 | FALSE | 1994-12-27 | FALSE | Temporarily out of use | Premium | 6000 | Steel-Impressed Current | 1983-11-17 |  | Double-Walled Flex | Pressurized
RaceTrac#2622 | 2102 W HILL AVE | VALDOSTA | Lowndes | 9092155 | 3 |  | 1993-03-17 | FALSE | 1993-03-17 | FALSE | Removed from Ground | Plus | 10000 | Fiberglass | 1993-03-17 |  | Fiberglass Reinforced Plastic | Pressurized
OAKS MARKET SUPPREME | 321 ST AUGUSTINE RD | VALDOSTA | Lowndes | 9092281 | 1 | [5 empty] | Permanently Out of Use - historical purposes | Gas (Historical Use) | 3000 | Marked Unknown |  | 1899-12-31 | Unknown
STUCKEYS | 1833 W HILL AVE | VALDOSTA | Lowndes | 9092283 | 4 | Flapper Valve | 2000-04-21 | FALSE | 2000-04-21 | FALSE | Currently in Use | E-10 | 20000 | Epoxy | 1999-10-18 |  | Double-Walled Flex | Pressurized
CITY OF VALDOSTA (WATER & SEWER | 301 A N PATTERSON ST | VALDOSTA | Lowndes | 9092263 | 3 | [5 empty] | Removed from Ground | Other | 1000 | Marked Unknown | 1997-11-20 | 1997-11-20 | Unknown
AOC LIQUIDATORS/WHITE STAR | HWY 41 SOUTH | VALDOSTA | Lowndes | 9092256 | 5 | [5 empty] | Removed from Ground | Gas (Historical Use) | 1000 | Not Marked/Unknown | 1996-05-01 | 1996-05-01 | Not Marked
AOC LIQUIDATORS/WHITE STAR | HWY 41 SOUTH | VALDOSTA | Lowndes | 9092256 | 4 | [5 empty] | Removed from Ground | Gas (Historical Use) | 100 | Not Marked/Unknown | 1996-05-01 | 1996-05-01 | Not Marked
VALDOSTA EXPRESS CAR WASH | 907 BAYTREE RD | VALDOSTA | Lowndes | 9092236 | 2 | [5 empty] | Permanently Out of Use - historical purposes | Gas (Historical Use) | 6000 | Bare Steel |  | 1899-12-31 | Galvanized Steel | Suction (American)
#914 ( GAS & GO #1) | 812 S PATTERSON ST | VALDOSTA | Lowndes | 9092207 | 3 | Flapper Valve | 1997-09-05 | FALSE | 1997-09-05 | FALSE | Currently in Use | Premium | 10000 | Steel-Impressed Current | 1986-01-01 |  | Steel (Impressed Current) | Pressurized
CITY OF VALDOSTA (WATER & SEWER | 301 A N PATTERSON ST | VALDOSTA | Lowndes | 9092263 | 1 | [5 empty] | Removed from Ground | Other | 500 | Marked Unknown | 1997-11-20 | 1997-11-20 | Unknown
AOC LIQUIDATORS/WHITE STAR | HWY 41 SOUTH | VALDOSTA | Lowndes | 9092256 | 2 | [5 empty] | Removed from Ground | Diesel | 2000 | Not Marked/Unknown | 1996-05-01 | 1996-05-01 | Not Marked
BETTER BRANDS/SOUTH GA WAREHOUSE | 103 B AVE | VALDOSTA | Lowndes | 9092001 | 3 | [5 empty] | Removed from Ground | Other | 3000 | Bare Steel | 1993-02-16 | 1993-02-16 | Unknown
KANTA FOOD MART | 5112 CLYATTVILLE LAKE PARK RD | VALDOSTA | Lowndes | 9092080 | 3 | Ball Float | 2012-04-26 | FALSE | 2012-04-26 | FALSE | Currently in Use | E-10 | 6000 | Tank Jacket | 2012-04-26 |  | Double-Walled Fiberglass | Pressurized
QUICK STOP FOOD MART #2 | 2418 ROCKY FORD RD | VALDOSTA | Lowndes | 9092063 | 3 | Flapper Valve | 1998-11-06 | FALSE | 1988-12-28 | FALSE | Currently in Use | Premium | 8000 | Galvanic (STIP-3) | 1989-01-05 |  | Fiberglass Reinforced Plastic | Pressurized
HILL AVE EXXON-TIGER MART | 2009 WEST HILL AVE | VALDOSTA | Lowndes | 9092136 | 6 |  | 1995-01-01 | TRUE | 1995-01-01 | TRUE | Removed from Ground | Used Oil | 1000 | Cathodically Protected Steel | 2003-06-21 | 2016-02-29 | Fiberglass Reinforced Plastic | Gravity Fed
EXPRESS WAY CITGO #104 | 1000 E PARK AVE | VALDOSTA | Lowndes | 9092139 | 1 | Flapper Valve | 1998-06-01 | FALSE | 1998-06-01 | FALSE | Currently in Use | E-10 | 8000 | Steel-Impressed Current | 1985-01-01 |  | Steel (Impressed Current) | Pressurized
GEORGIA PECAN HOUSE INC | 3473 MADISON HWY | VALDOSTA | Lowndes | 9092201 | 35447 |  | 1992-04-29 |  | 1992-04-29 |  | Removed from Ground | Gas (Historical Use) | 10000 | Epoxy | 1991-05-21 | 2004-09-28 | Double Walled | Pressurized
SWIFTY MART #287 | 1909 BAYTREE RD | VALDOSTA | Lowndes | 9092012 | 1 |  | 1998-11-06 |  | 1988-06-15 |  | Removed from Ground | Gas (Historical Use) | 8000 | Galvanic (STIP-3) | 1988-01-01 | 2004-05-24 | Fiberglass Reinforced Plastic | Pressurized
PEPSI-COLA SOUTH/PEPSI COLA BOTT | 1525 MADISON HWY | VALDOSTA | Lowndes | 9092004 | 1 | [5 empty] | Removed from Ground | Diesel | 10000 | Bare Steel | 1971-01-01 | 1899-12-31 | Galvanized Steel
HOLIDAY MARKET | 1401 N LEE ST | VALDOSTA | Lowndes | 9092081 | 1 | [5 empty] | Removed from Ground | Gas (Historical Use) | 10000 | Bare Steel |  | 1899-12-31 | Galvanized Steel | Safe Suction (Euro)
LOWNDES BEVERAGE II | 1410 GORNTO RD | VALDOSTA | Lowndes | 9092082 | 1 | Flapper Valve | 1992-08-01 |  | 1992-08-01 |  | Closed in Ground | Gas (Historical Use) | 12000 | Steel-Impressed Current | 1975-01-01 | 2007-11-28 | Fiberglass Reinforced Plastic | Pressurized
STOP AND SHOP | 1408 E HILL AVE | VALDOSTA | Lowndes | 9092083 | 3 | Flapper Valve | 1993-06-01 | FALSE | 1993-06-01 | FALSE | Currently in Use | Diesel | 10000 | Steel-Impressed Current | 1990-12-10 |  | Fiberglass Reinforced Plastic | Pressurized
CODYS MINI MART | US HWY 94 & I-75 | VALDOSTA | Lowndes | 9092145 | 2 |  |  |  | 1989-03-01 |  | Removed from Ground | Gas (Historical Use) | 8000 | Cathodically Protected Steel | 1989-03-01 | 1899-12-31 | Fiberglass Reinforced Plastic | Pressurized
Mitts #5, aka BAYTREE RD 66 | 917 BAYTREE RD | VALDOSTA | Lowndes | 9092183 | WO |  |  | TRUE |  | TRUE | Removed from Ground | Used Oil | 550 | Bare Steel | 1966-04-01 | 1899-12-31 | Bare Steel | Gravity Fed
Mitts #5, aka BAYTREE RD 66 | 917 BAYTREE RD | VALDOSTA | Lowndes | 9092183 | PLUS | [5 empty] | Removed from Ground | Gas (Historical Use) | 6000 | Bare Steel | 1974-04-01 | 1899-12-31 | Bare Steel | Pressurized
Sunstop #884 | 2112 W HILL AVE | VALDOSTA | Lowndes | 9092180 | 7 | Flapper Valve |  | FALSE |  | FALSE | Currently in Use | E-10 | 25000 | Fiberglass Double Walled | 2007-09-20 |  | Double-Walled Fiberglass | Pressurized
Sunstop #884 | 2112 W HILL AVE | VALDOSTA | Lowndes | 9092180 | 1 | [5 empty] | Removed from Ground | Gas (Historical Use) | 3000 | Bare Steel | 1954-03-01 | 1994-12-14 | Galvanized Steel | Suction (American)
Mitts #5, aka BAYTREE RD 66 | 917 BAYTREE RD | VALDOSTA | Lowndes | 9092183 | 2 | Flapper Valve | 1998-12-31 | FALSE | 1998-12-31 | FALSE | Currently in Use | Premium | 8000 | Composite | 1998-12-31 |  | Fiberglass Reinforced Plastic | Pressurized
Mitts #5, aka BAYTREE RD 66 | 917 BAYTREE RD | VALDOSTA | Lowndes | 9092183 | PREM | [5 empty] | Removed from Ground | Gas (Historical Use) | 8000 | Bare Steel | 1966-04-01 | 1899-12-31 | Bare Steel | Pressurized
DAUGHARTY SVC STATION #945 | 200 WEST HILL AVE | VALDOSTA | Lowndes | 9092152 | 2 | Flapper Valve | 1998-04-30 | FALSE | 1998-04-30 | FALSE | Currently in Use | Premium | 10000 | Fiberglass | 1980-08-10 |  | Fiberglass Reinforced Plastic | Pressurized
RaceTrac#2622 | 2102 W HILL AVE | VALDOSTA | Lowndes | 9092155 | 5 |  | 1993-03-17 |  | 1993-03-17 |  | Removed from Ground | Diesel | 20000 | Cathodically Protected Steel | 1993-03-15 | 2010-07-20 | Fiberglass Reinforced Plastic | Pressurized
RaceTrac#2622 | 2102 W HILL AVE | VALDOSTA | Lowndes | 9092155 | 4 | Ball Float | 1993-03-17 | FALSE | 1993-03-17 | FALSE | Removed from Ground | Diesel | 20000 | Fiberglass | 1993-03-15 |  | Fiberglass Reinforced Plastic | Pressurized
RaceTrac#2622 | 2102 W HILL AVE | VALDOSTA | Lowndes | 9092155 | 7 |  | 2010-07-23 | FALSE | 2010-07-23 | FALSE | Removed from Ground | Diesel | 20000 | Composite Double Walled | 2010-07-23 |  | Fiberglass Reinforced Plastic | Pressurized
VALDOSTA STATE PRISON | 3131 VALTECH RD | VALDOSTA | Lowndes | 9092159 | 1 | [5 empty] | Removed from Ground | Gas (Historical Use) | 10000 | Fiberglass | 1988-08-01 | 1998-08-05 | Bare Steel | Gravity Fed
GIDDENS & WILKES INC | 810 N ASHLEY ST | VALDOSTA | Lowndes | 9092279 | 1 | [5 empty] | Removed from Ground | Gas (Historical Use) | 304 | Marked Unknown | 1998-12-21 | 1998-12-21 | Bare Steel | Suction (American)
CITGO FOOD MART | 1836 W HILL AVE | VALDOSTA | Lowndes | 9092284 | 1 | Overfill Alarm | 2000-08-17 | FALSE | 2000-08-17 | FALSE | Currently in Use | E-10 | 20000 | Composite Double Walled | 2000-04-26 |  | Double-Walled Flex | Pressurized
STUCKEYS | 1833 W HILL AVE | VALDOSTA | Lowndes | 9092283 | 3 | Flapper Valve | 2000-04-21 | FALSE | 2000-04-21 | FALSE | Currently in Use | Diesel | 12000 | Epoxy | 1999-10-18 |  | Double-Walled Flex | Pressurized
AUTRY'S BP | 400 N PATTERSON ST | VALDOSTA | Lowndes | 9092213 | 1 | [5 empty] | Removed from Ground | Diesel | 4000 | Bare Steel | 1997-10-20 | 1997-10-20 | Galvanized Steel | Safe Suction (Euro)
#907 (E-Z FOOD MART) | 1302 N ST AUGUSTINE RD | VALDOSTA | Lowndes | 9092206 | 3 | Flapper Valve | 1998-09-23 |  | 1998-09-23 |  | Removed from Ground | Gas (Historical Use) | 10000 | Galvanic (STIP-3) | 1988-01-01 | 2015-04-14 | Fiberglass Reinforced Plastic | Pressurized
RYDER TRUCK RENTAL #0608A | 1618 JAMES P RODGERS DR | VALDOSTA | Lowndes | 9092192 | 2 | [5 empty] | Removed from Ground | Diesel | 15000 | Bare Steel | 1981-05-01 | 1995-05-03 | Galvanized Steel | Pressurized
CITGO FOOD MART | 1836 W HILL AVE | VALDOSTA | Lowndes | 9092284 | 2B | Overfill Alarm | 2000-08-17 | FALSE | 2000-08-17 | FALSE | Currently in Use | Diesel | 8000 | Composite Double Walled | 2000-04-26 |  | Double-Walled Flex | Pressurized
AOC LIQUIDATORS/WHITE STAR | HWY 41 SOUTH | VALDOSTA | Lowndes | 9092256 | 1 | [5 empty] | Removed from Ground | Diesel | 5000 | Not Marked/Unknown | 1996-05-01 | 1996-05-01 | Not Marked
LOWNDES COUNTY BUS SHOP | 1064 HOWELL RD | VALDOSTA | Lowndes | 9092240 | 1 | [5 empty] | Removed from Ground | Diesel | 10000 | Not Marked/Unknown | 1985-01-01 | 1997-12-31 | Galvanized Steel
LOWNDES COUNTY BUS SHOP | 1064 HOWELL RD | VALDOSTA | Lowndes | 9092240 | 4 | Flapper Valve | 1999-01-01 | FALSE | 1999-01-01 | FALSE | Currently in Use | E-10 | 8000 | Composite | 1995-01-01 |  | Double-Walled Fiberglass | Pressurized
AT & T | 1900 CYPRESS ST | VALDOSTA | Lowndes | 9092226 | 1 | [5 empty] | Removed from Ground | Diesel | 1000 | Cathodically Protected Steel | 1988-01-01 | 1997-06-01 | Copper | Pressurized
TRIANGLE DISCOUNT #917 | 305 ST AUGUSTINE RD | VALDOSTA | Lowndes | 9092128 | 3 |  | 1993-02-19 |  | 1993-02-19 |  | Removed from Ground | Gas (Historical Use) | 6000 | Bare Steel | 1982-01-01 | 1993-02-15 | Galvanized Steel
WEST HILL FOOD MART | 1427 W HILL AVE | VALDOSTA | Lowndes | 9092084 | 2 | Flapper Valve | 1997-03-02 | FALSE | 1997-03-02 | FALSE | Currently in Use | E-0 | 8000 | Steel-Impressed Current | 1978-01-01 |  | Fiberglass Reinforced Plastic | Pressurized
TRIANGLE DISCOUNT #917 | 305 ST AUGUSTINE RD | VALDOSTA | Lowndes | 9092128 | 2 | [5 empty] | Removed from Ground | Gas (Historical Use) | 6000 | Bare Steel | 1982-01-01 | 1993-02-15 | Galvanized Steel
HILL AVE EXXON-TIGER MART | 2009 WEST HILL AVE | VALDOSTA | Lowndes | 9092136 | 2 | Flapper Valve | 1998-12-01 | FALSE | 1995-03-01 | FALSE | Currently in Use | Diesel | 6000 | Fiberglass | 1983-11-01 |  | Fiberglass Reinforced Plastic | Pressurized
Bigfoot #581 | 707 SOUTH PATTERSON ST | VALDOSTA | Lowndes | 9092138 | 4 | Overfill Alarm | 1992-11-11 | FALSE | 1992-11-11 | FALSE | Currently in Use | Diesel | 6000 | Composite Double Walled | 1992-11-11 |  | Double-Walled Fiberglass | Pressurized
VALDOSTA BOARD OF EDUCATION | 1215 SLATER ST | VALDOSTA | Lowndes | 9092165 | 1 |  | 1991-05-01 |  | 1991-05-01 |  | Removed from Ground | Other | 10000 | Double Walled | 1991-05-01 | 2004-01-15 | Fiberglass Reinforced Plastic | Pressurized
Mitts #5, aka BAYTREE RD 66 | 917 BAYTREE RD | VALDOSTA | Lowndes | 9092183 | 3 | Flapper Valve | 1998-12-31 | FALSE | 1998-12-31 | FALSE | Currently in Use | Diesel | 4000 | Composite | 1998-12-31 |  | Fiberglass Reinforced Plastic | Pressurized
FOODWAY #105 | 1707 N FOREST ST | VALDOSTA | Lowndes | 9092150 | 2 | Flapper Valve | 1994-12-27 | FALSE | 1994-12-27 | FALSE | Temporarily out of use | Plus | 8000 | Steel-Impressed Current | 1983-11-17 |  | Double-Walled Flex | Pressurized
Circle K 2745143 | 1800 N ASHLEY ST | VALDOSTA | Lowndes | 9092151 | 3 | Flapper Valve | 1987-04-30 | FALSE | 1987-04-30 | FALSE | Currently in Use | Premium | 6000 | Galvanic (STIP-3) | 1987-04-30 |  | Fiberglass Reinforced Plastic | Pressurized
OAKS MARKET SUPPREME | 321 ST AUGUSTINE RD | VALDOSTA | Lowndes | 9092281 | 2 | [5 empty] | Permanently Out of Use - historical purposes | Gas (Historical Use) | 3000 | Marked Unknown |  | 1899-12-31 | Unknown
CITY OF VALDOSTA (WATER & SEWER | 301 A N PATTERSON ST | VALDOSTA | Lowndes | 9092263 | 4 | [5 empty] | Removed from Ground | Other | 1000 | Marked Unknown | 1997-11-20 | 1997-11-20 | Unknown
Madison Discount | 2601 MADISON HWY | VALDOSTA | Lowndes | 9092006 | 2 | Flapper Valve | 1994-03-01 | FALSE | 1994-03-01 | FALSE | Currently in Use | Premium | 8000 | Steel-Impressed Current | 1980-09-01 |  | Fiberglass Reinforced Plastic | Pressurized
Mitts #5, aka BAYTREE RD 66 | 917 BAYTREE RD | VALDOSTA | Lowndes | 9092183 | RU | [5 empty] | Removed from Ground | Gas (Historical Use) | 8000 | Bare Steel | 1966-04-01 | 1899-12-31 | Bare Steel | Pressurized
JOSEPH FOODSERVICE INC | 107 AVENUE B | VALDOSTA | Lowndes | 9092188 | 2 | [5 empty] | Removed from Ground | Diesel | 10000 | Bare Steel | 1984-01-01 | 1899-12-31 | Galvanized Steel | Pressurized
ENK582 | 101 NORTHSIDE DR | VALDOSTA | Lowndes | 9092148 | 2 | Flapper Valve | 1994-02-28 | FALSE | 1994-02-28 | FALSE | Currently in Use | Plus | 8000 | Composite Double Walled | 1994-02-28 |  | Fiberglass Reinforced Plastic | Pressurized
GIDDENS & WILKES INC | 810 N ASHLEY ST | VALDOSTA | Lowndes | 9092279 | 2 | [5 empty] | Removed from Ground | Gas (Historical Use) | 304 | Marked Unknown | 1998-12-21 | 1998-12-21 | Bare Steel | Suction (American)
AUTRY'S BP | 400 N PATTERSON ST | VALDOSTA | Lowndes | 9092213 | 4 | [5 empty] | Removed from Ground | Gas (Historical Use) | 4000 | Not Marked/Unknown | 1997-10-20 | 1997-10-20 | Not Marked
BOS BP | 1405 ST AUGUSTINE RD | VALDOSTA | Lowndes | 9000689 | 1 | [5 empty] | Removed from Ground | Gas (Historical Use) | 10000 | Fiberglass | 1981-03-29 | 1991-02-19 | Fiberglass Reinforced Plastic
GA DOT #10492 LOWNDES COUNTY ARE | RT 4 BOX 36 | VALDOSTA | Lowndes | 9092140 | 10492-1 | [5 empty] | Removed from Ground | Other | 500 | Cathodically Protected Steel | 1993-08-19 | 1993-08-19 | Galvanized Steel | Suction (American)
GA FC/LOWNDES CO UNIT #08092 | US HWY 84 4 MI EAST | VALDOSTA | Lowndes | 9092141 | 1 | [5 empty] | Removed from Ground | Gas (Historical Use) | 2000 | Bare Steel | 1980-09-01 | 1899-12-31 | Galvanized Steel | Safe Suction (Euro)
LIGAF PROPERTIES LLC | 602 W HILL AVE | VALDOSTA | Lowndes | 9092144 | 2 |  | 1997-07-01 |  | 1997-07-01 |  | Removed from Ground | Gas (Historical Use) | 3000 | Steel-Impressed Current | 1964-01-01 | 2016-05-03 | Steel (Impressed Current) | Safe Suction (Euro)
GEORGIA PECAN HOUSE INC | 3473 MADISON HWY | VALDOSTA | Lowndes | 9092201 | 35443 |  | 1992-04-29 |  | 1991-05-20 |  | Removed from Ground | Gas (Historical Use) | 10000 | Epoxy | 1991-05-21 | 2004-09-28 | Double Walled | Pressurized
Sunstop #884 | 2112 W HILL AVE | VALDOSTA | Lowndes | 9092180 | 8A | Flapper Valve |  | FALSE |  | FALSE | Currently in Use | Premium | 10000 | Fiberglass Double Walled |  |  | Double-Walled Fiberglass | Pressurized
FLAVORICH/DAIRYMEN INC | 312 SOUTH OAK ST | VALDOSTA | Lowndes | 9092135 | 1 | [5 empty] | Removed from Ground | Gas (Historical Use) | 3000 | Bare Steel | 1983-05-01 | 1994-12-07 | Galvanized Steel
Circle K 2745143 | 1800 N ASHLEY ST | VALDOSTA | Lowndes | 9092151 | 2 | Flapper Valve | 1987-04-30 | FALSE | 1987-04-30 | FALSE | Currently in Use | E-10 | 6000 | Galvanic (STIP-3) | 1987-04-30 |  | Fiberglass Reinforced Plastic | Pressurized
Circle K 2745143 | 1800 N ASHLEY ST | VALDOSTA | Lowndes | 9092151 | 9 | [5 empty] | Removed from Ground | Gas (Historical Use) | 2000 | Bare Steel | 1956-05-01 | 1986-08-01 | Galvanized Steel
DAUGHARTY SVC STATION #945 | 200 WEST HILL AVE | VALDOSTA | Lowndes | 9092152 | 5 |  |  | TRUE |  | TRUE | Removed from Ground | Used Oil | 1000 | Fiberglass | 1980-08-10 | 1995-12-07 | Fiberglass Reinforced Plastic | Pressurized
HOLIDAY MARKET #309 | BEMISS RD | VALDOSTA | Lowndes | 9092073 | 2 | [5 empty] | Removed from Ground | Gas (Historical Use) | 12000 | Bare Steel | 1975-01-01 | 1989-09-01 | Galvanized Steel
TRIANGLE DISCOUNT #917 | 305 ST AUGUSTINE RD | VALDOSTA | Lowndes | 9092128 | 7 | Flapper Valve | 1993-02-19 | FALSE | 1993-02-19 | FALSE | Currently in Use | E-10 | 8000 | Steel-Impressed Current | 1993-02-19 |  | Fiberglass Reinforced Plastic | Pressurized
TRIANGLE DISCOUNT #917 | 305 ST AUGUSTINE RD | VALDOSTA | Lowndes | 9092128 | 1 | [5 empty] | Removed from Ground | Gas (Historical Use) | 6000 | Bare Steel | 1982-01-01 | 1993-02-15 | Galvanized Steel
EXPRESS WAY CITGO #104 | 1000 E PARK AVE | VALDOSTA | Lowndes | 9092139 | 3 | Flapper Valve | 1988-06-01 | FALSE | 1988-06-01 | FALSE | Currently in Use | Plus | 8000 | Steel-Impressed Current | 1985-01-01 |  | Steel (Impressed Current) | Pressurized
DAVIS TRANSFER CO | 3371 MADISON HIGHWAY | VALDOSTA | Lowndes | 9092143 | 1 |  | 1994-01-10 |  | 1994-01-10 |  | Removed from Ground | Diesel | 20000 | Galvanic (STIP-3) | 1994-01-10 | 2011-03-22 | Fiberglass Reinforced Plastic | Pressurized
GA DEPT PUBLIC SAFETY/GA STATE P | 1411 MADSION HWY | VALDOSTA | Lowndes | 9092158 | 1 | [5 empty] | Removed from Ground | Gas (Historical Use) | 10000 | Bare Steel | 1982-01-01 | 1998-10-01 | Galvanized Steel
ENK580 | 701 E PARK & LEE STREETS | VALDOSTA | Lowndes | 920251 | 3 | Flapper Valve | 1995-12-07 | FALSE | 1995-12-07 | FALSE | Currently in Use | Premium | 6000 | Steel-Impressed Current | 1969-05-01 |  | Fiberglass Reinforced Plastic | Pressurized
BETTER BRANDS/SOUTH GA WAREHOUSE | 103 B AVE | VALDOSTA | Lowndes | 9092001 | 1 | [5 empty] | Removed from Ground | Diesel | 6000 | Bare Steel | 1990-06-26 | 1990-06-26 | Galvanized Steel | Pressurized
WEST HILL FOOD MART | 1427 W HILL AVE | VALDOSTA | Lowndes | 9092084 | 1 | Flapper Valve | 1997-03-02 | FALSE | 1997-03-02 | FALSE | Currently in Use | Premium | 8000 | Steel-Impressed Current | 1978-01-01 |  | Fiberglass Reinforced Plastic | Pressurized
HOLIDAY MARKET | 1401 N LEE ST | VALDOSTA | Lowndes | 9092081 | 2 | [5 empty] | Removed from Ground | Gas (Historical Use) | 10000 | Bare Steel |  | 1899-12-31 | Galvanized Steel | Safe Suction (Euro)
NO FACILITY NAME | 4635 MADISON HWY | VALDOSTA | Lowndes | 9092178 | 3 | [5 empty] | Removed from Ground | Other | 1000 | Not Marked/Unknown | 1996-10-15 | 1996-10-15 | Not Marked
RYDER TRUCK RENTAL #0608A | 1618 JAMES P RODGERS DR | VALDOSTA | Lowndes | 9092192 | 4 | [5 empty] | Removed from Ground | Gas (Historical Use) | 10000 | Bare Steel | 1981-05-01 | 1995-05-03 | Galvanized Steel | Pressurized
RYDER TRUCK RENTAL #0608A | 1618 JAMES P RODGERS DR | VALDOSTA | Lowndes | 9092192 | 7 | Flapper Valve | 1996-12-01 | FALSE | 1996-12-01 | FALSE | Currently in Use | Diesel | 20000 | Fiberglass Double Walled | 1995-04-01 |  | Double-Walled Fiberglass | Pressurized
RYDER TRUCK RENTAL #0608A | 1618 JAMES P RODGERS DR | VALDOSTA | Lowndes | 9092192 | 5 | [5 empty] | Removed from Ground | Other | 4000 | Bare Steel | 1981-05-01 | 1995-05-03 | Galvanized Steel | Suction (American)
Circle K 2745143 | 1800 N ASHLEY ST | VALDOSTA | Lowndes | 9092151 | 6 | [5 empty] | Removed from Ground | Gas (Historical Use) | 2000 | Bare Steel | 1956-05-01 | 1986-08-01 | Galvanized Steel
RaceTrac#2622 | 2102 W HILL AVE | VALDOSTA | Lowndes | 9092155 | 8 | Overfill Alarm | 2022-08-25 | FALSE | 2022-08-25 | FALSE | Currently in Use | E-15 | 20000 | Fiberglass Double Walled | 2022-08-25 |  | Double-Walled Fiberglass | Pressurized
RaceTrac#2622 | 2102 W HILL AVE | VALDOSTA | Lowndes | 9092155 | 9D | Overfill Alarm | 2022-08-25 | FALSE | 2022-08-25 | FALSE | Currently in Use | Diesel | 12000 | Fiberglass Double Walled | 2022-08-25 |  | Double-Walled Fiberglass | Pressurized
VALDOSTA STATE PRISON | 3131 VALTECH RD | VALDOSTA | Lowndes | 9092159 | 2 | [5 empty] | Removed from Ground | Diesel | 2000 | Fiberglass | 1988-08-01 | 1998-08-05 | Bare Steel | Gravity Fed
SAI LAXMI LLC | 2228 BEMISS RD | VALDOSTA | Lowndes | 920278 | 1 | Flapper Valve | 1996-12-01 | FALSE | 1996-11-15 | FALSE | Currently in Use | E-10 | 8000 | Steel-Impressed Current | 1966-05-01 |  | Fiberglass Reinforced Plastic | Pressurized
Circle K 2745009 | 511 ST AUGUSTINE RD | VALDOSTA | Lowndes | 9092011 | 1 | [5 empty] | Removed from Ground | Gas (Historical Use) | 6000 | Bare Steel | 1977-01-01 | 1995-05-18 | Fiberglass Reinforced Plastic | Safe Suction (Euro)
SHERATON INN VALDOSTA | 2101 WEST HILL AVE | VALDOSTA | Lowndes | 9092085 | 1 | [5 empty] | Removed from Ground | Gas (Historical Use) | 4000 | Bare Steel | 1965-01-01 | 1990-01-11 | Galvanized Steel
RIBLET PRODUCTS | 2300 CYPRESS ST | VALDOSTA | Lowndes | 9092077 | 1 | [5 empty] | Removed from Ground | Gas (Historical Use) | 2000 | Bare Steel | 1989-07-01 | 1989-07-01 | Galvanized Steel
HOLLAND FLYING SVC INC | 2612 C MADISON HWY | VALDOSTA | Lowndes | 9092058 | B | [5 empty] | Removed from Ground | Kerosene | 10000 | Bare Steel | 1973-01-01 | 1992-07-27 | Bare Steel
GIDDENS & WILKES INC | 810 N ASHLEY ST | VALDOSTA | Lowndes | 9092279 | 3 | [5 empty] | Removed from Ground | Gas (Historical Use) | 404 | Marked Unknown | 1998-12-21 | 1998-12-21 | Bare Steel | Suction (American)
STUCKEYS | 1833 W HILL AVE | VALDOSTA | Lowndes | 9092283 | 1 | Flapper Valve | 2000-04-21 | FALSE | 2000-04-21 | FALSE | Currently in Use | Premium | 12000 | Epoxy | 1999-10-18 |  | Double-Walled Flex | Pressurized
CLYATTVILLE 66 STATION | 5145 MADISON HWY | VALDOSTA | Lowndes | 9092235 | DIESEL | Flapper Valve | 1988-07-01 | FALSE | 1988-07-01 | FALSE | Currently in Use | Diesel | 6000 | Galvanic (STIP-3) | 1988-07-01 |  | Fiberglass Reinforced Plastic | Pressurized
CODYS FUEL CENTER INC | 1406 ST AUGUSTINE RD | VALDOSTA | Lowndes | 9092232 | 1 |  | 1988-09-05 |  | 1988-09-05 |  | Removed from Ground | Gas (Historical Use) | 6000 | Epoxy | 1988-09-05 | 1998-06-10 | Fiberglass Reinforced Plastic | Pressurized
AUTRY'S BP | 400 N PATTERSON ST | VALDOSTA | Lowndes | 9092213 | 3 | [5 empty] | Removed from Ground | Gas (Historical Use) | 3000 | Not Marked/Unknown | 1997-10-20 | 1997-10-20 | Not Marked
VALDOSTA EXPRESS CAR WASH | 907 BAYTREE RD | VALDOSTA | Lowndes | 9092236 | 1 | [5 empty] | Removed from Ground | Gas (Historical Use) | 6000 | Bare Steel | 1998-05-18 | 1998-05-18 | Galvanized Steel | Suction (American)
VALDOSTA FLYING SERVICE INC | 2412 MADISON HWY | VALDOSTA | Lowndes | 9092231 | 2 | [5 empty] | Removed from Ground | Other | 10380 | Epoxy | 1982-12-01 | 1998-12-22 | Bare Steel | Suction (American)
#907 (E-Z FOOD MART) | 1302 N ST AUGUSTINE RD | VALDOSTA | Lowndes | 9092206 | 2 | Flapper Valve | 1998-09-23 |  | 1998-09-23 |  | Removed from Ground | Gas (Historical Use) | 8000 | Galvanic (STIP-3) | 1988-01-01 | 2015-04-14 | Fiberglass Reinforced Plastic | Pressurized
#914 ( GAS & GO #1) | 812 S PATTERSON ST | VALDOSTA | Lowndes | 9092207 | 4 | Flapper Valve | 1997-09-05 | FALSE | 1997-09-05 | FALSE | Currently in Use | Diesel | 15000 | Steel-Impressed Current | 1986-01-01 |  | Steel (Impressed Current) | Pressurized
CITGO FOOD MART | 1836 W HILL AVE | VALDOSTA | Lowndes | 9092284 | 2A | Ball Float | 2000-08-17 | FALSE | 2000-08-17 | FALSE | Currently in Use | Premium | 12000 | Composite Double Walled | 2000-04-26 |  | Double-Walled Flex | Pressurized
SEARS ROEBUCK & CO #2125 | 1709 BAYTREE RD | VALDOSTA | Lowndes | 9092066 | 2 |  |  | TRUE |  | TRUE | Removed from Ground | Used Oil | 500 | Bare Steel | 1982-11-01 | 1994-08-12 | Galvanized Steel
MITT'S FOOD MART #2 | 2490 HWY 84 WEST | VALDOSTA | Lowndes | 9092133 | 1 | Ball Float | 1995-04-01 | FALSE | 1995-04-01 | FALSE | Temporarily out of use | E-10 | 8000 | Steel-Impressed Current | 1981-01-01 |  | Fiberglass Reinforced Plastic | Pressurized
RYDER TRUCK RENTAL #0608A | 1618 JAMES P RODGERS DR | VALDOSTA | Lowndes | 9092192 | 3 | [5 empty] | Removed from Ground | Diesel | 15000 | Bare Steel | 1981-05-01 | 1995-05-03 | Not Marked
RaceTrac#2622 | 2102 W HILL AVE | VALDOSTA | Lowndes | 9092155 | 2 |  | 1993-03-17 | FALSE | 1993-03-17 | FALSE | Removed from Ground | Premium | 10000 | Fiberglass | 1993-03-17 |  | Fiberglass Reinforced Plastic | Pressurized
VALDOSTA STATE PRISON | 3131 VALTECH RD | VALDOSTA | Lowndes | 9092159 | 3 | [5 empty] | Removed from Ground | Diesel | 2000 | Fiberglass | 1988-08-01 | 1998-08-13 | Bare Steel
FLASH FOODS #16 | 3480 BEMISS RD | VALDOSTA | Lowndes | 9092013 | 2 | Flapper Valve | 1998-01-20 | FALSE | 1992-04-15 | FALSE | Removed from Ground | Premium | 10000 | Steel-Impressed Current | 1976-01-01 |  | Fiberglass Reinforced Plastic | Pressurized
Circle K 2745009 | 511 ST AUGUSTINE RD | VALDOSTA | Lowndes | 9092011 | 3 | [5 empty] | Removed from Ground | Gas (Historical Use) | 6000 | Bare Steel | 1977-01-01 | 1995-05-18 | Fiberglass Reinforced Plastic | Safe Suction (Euro)
QUICK STOP FOOD MART #2 | 2418 ROCKY FORD RD | VALDOSTA | Lowndes | 9092063 | 2 | Flapper Valve | 1998-11-06 | FALSE | 1988-12-28 | FALSE | Currently in Use | Diesel | 8000 | Galvanic (STIP-3) | 1989-01-05 |  | Fiberglass Reinforced Plastic | Pressurized
SEARS ROEBUCK & CO #2125 | 1709 BAYTREE RD | VALDOSTA | Lowndes | 9092066 | 1 | [5 empty] | Removed from Ground | Gas (Historical Use) | 10000 | Bare Steel | 1982-11-01 | 1994-08-12 | Galvanized Steel
BST VALDOSTA CO R2562 | 200 VALLEY ST W | VALDOSTA | Lowndes | 9092127 | 1 | Flapper Valve | 1997-11-13 | FALSE | 1997-11-13 | FALSE | Currently in Use | Diesel | 4000 | Fiberglass Double Walled | 1992-02-03 |  | Copper | Suction (American)
Bigfoot #581 | 707 SOUTH PATTERSON ST | VALDOSTA | Lowndes | 9092138 | 1 | Overfill Alarm | 1992-11-11 | FALSE | 1992-11-11 | FALSE | Currently in Use | E-10 | 12000 | Composite Double Walled | 1992-11-11 |  | Double-Walled Fiberglass | Pressurized
LIGAF PROPERTIES LLC | 602 W HILL AVE | VALDOSTA | Lowndes | 9092144 | 1 |  | 1997-07-01 |  | 1997-07-01 |  | Removed from Ground | Gas (Historical Use) | 2000 | Steel-Impressed Current | 1964-01-01 | 2016-05-04 | Steel (Impressed Current) | Safe Suction (Euro)
MR UNLEADED | 1258 LAKES BLVD | VALDOSTA | Lowndes | 9092191 | P3 |  | 1988-03-01 |  | 1988-03-01 |  | Removed from Ground | Gas (Historical Use) | 8000 | Galvanic (STIP-3) | 1988-03-01 | 2012-10-02 | Fiberglass Reinforced Plastic | Pressurized
VALDOSTA STATE PRISON | 3131 VALTECH RD | VALDOSTA | Lowndes | 9092159 | 6 | Flapper Valve | 1998-09-01 | FALSE | 1998-09-01 | FALSE | Currently in Use | Diesel | 1000 | Fiberglass Double Walled | 1998-09-01 |  | Fiberglass Reinforced Plastic | Safe Suction (Euro)
LOWNDES COUNTY BUS SHOP | 1064 HOWELL RD | VALDOSTA | Lowndes | 9092240 | 3 | Flapper Valve | 1999-01-01 | FALSE | 1999-01-01 | FALSE | Currently in Use | Diesel | 10000 | Composite | 1995-01-01 |  | Double-Walled Fiberglass | Pressurized
ARCHER DANIELS MIDLAND CO | 1841 CLAY RD | VALDOSTA | Lowndes | 9092222 | G1 | [5 empty] | Removed from Ground | Gas (Historical Use) | 1000 | Bare Steel | 1968-01-01 | 1996-05-27 | Bare Steel | Safe Suction (Euro)
HOLLAND FLYING SVC INC | 2612 C MADISON HWY | VALDOSTA | Lowndes | 9092058 | I | [5 empty] | Removed from Ground | Gas (Historical Use) | 500 | Bare Steel | 1969-01-01 | 1986-06-01 | Bare Steel
TRIANGLE DISCOUNT #917 | 305 ST AUGUSTINE RD | VALDOSTA | Lowndes | 9092128 | 6 | Flapper Valve | 1993-02-19 | FALSE | 1993-02-19 | FALSE | Currently in Use | Diesel | 8000 | Steel-Impressed Current | 1993-02-19 |  | Fiberglass Reinforced Plastic | Pressurized
VALDOSTA REGIONAL AIRPORT | 2626 MADISON HWY | VALDOSTA | Lowndes | 9092129 | 3 | [5 empty] | Removed from Ground | Kerosene | 1000 | Marked Unknown | 1998-11-01 | 2005-08-29 | Unknown | Suction (American)
CODYS MINI MART | US HWY 94 & I-75 | VALDOSTA | Lowndes | 9092145 | 1 |  |  |  | 1989-03-01 |  | Removed from Ground | Gas (Historical Use) | 8000 | Cathodically Protected Steel | 1989-03-01 | 1899-12-31 | Fiberglass Reinforced Plastic | Pressurized
Sunstop #884 | 2112 W HILL AVE | VALDOSTA | Lowndes | 9092180 | 2 | [5 empty] | Removed from Ground | Gas (Historical Use) | 3000 | Bare Steel | 1954-03-01 | 1994-12-14 | Galvanized Steel | Suction (American)
MR UNLEADED | 1258 LAKES BLVD | VALDOSTA | Lowndes | 9092191 | RU-A |  | 1988-03-01 |  | 1988-03-01 |  | Removed from Ground | Gas (Historical Use) | 8000 | Galvanic (STIP-3) | 1988-03-01 | 2012-10-02 | Fiberglass Reinforced Plastic | Pressurized
RaceTrac#2622 | 2102 W HILL AVE | VALDOSTA | Lowndes | 9092155 | 11 | Overfill Alarm | 2022-08-25 | FALSE | 2022-08-25 | FALSE | Currently in Use | Diesel | 24000 | Fiberglass Double Walled | 2022-09-07 |  | Double-Walled Fiberglass | Pressurized
Lowe's 66 | 1108 ST AUGUSTINE RD | VALDOSTA | Lowndes | 9092288 | 2 | Flapper Valve | 2001-06-01 | FALSE | 2001-06-01 | FALSE | Removed from Ground | Gas (Historical Use) | 20000 | Fiberglass Double Walled | 2001-06-01 | 2020-07-22 | Double-Walled Flex | Pressurized
LOWNDES COUNTY LAW ENFORCEMENT C | 111 ROSWELL DR | VALDOSTA | Lowndes | 9092241 | 1 | [5 empty] | Removed from Ground | Gas (Historical Use) | 10000 | Not Marked/Unknown | 1999-08-17 | 1999-08-17 | Not Marked
S & M FOOD STORE APC #435 | 704 NORTH FORREST ST | VALDOSTA | Lowndes | 9092161 | 2 | [5 empty] | Removed from Ground | Gas (Historical Use) | 8000 | Bare Steel | 1998-10-27 | 1998-10-27 | Galvanized Steel | Suction (American)
WGOV RADIO STATION | HWY 84 WEST | VALDOSTA | Lowndes | 9092266 | 1 | [5 empty] | Removed from Ground | Diesel | 2000 | Not Marked/Unknown | 1996-01-01 | 1996-01-01 | Not Marked
ASB GRENVWORLD | 4236 HICKORY GROVE RD N | VALDOSTA | Lowndes | 9092287 | 1 | [5 empty] | Removed from Ground | Diesel | 5000 | Cathodically Protected Steel | 1998-01-01 | 2001-09-28 | Fiberglass Reinforced Plastic | Suction (American)
ARCHER DANIELS MIDLAND/ADM CO/CO | 407 CLAY RD | VALDOSTA | Lowndes | 9092253 | 1 | [5 empty] | Removed from Ground | Diesel | 10000 | Marked Unknown | 1996-03-26 | 1996-03-26 | Unknown
SUN STATIONAL | 1613 MADISON HWY | VALDOSTA | Lowndes | 9092248 | 2 | [5 empty] | Removed from Ground | Gas (Historical Use) | 1500 | Marked Unknown |  | 1899-12-31 | Unknown
SIP & ZIP | 2005 W HILL AVE | VALDOSTA | Lowndes | 9092225 | 2B | Ball Float | 1991-10-25 | FALSE | 1991-10-25 | FALSE | Temporarily out of use | Gas (Historical Use) | 4000 | Galvanic (STIP-3) | 1991-10-25 |  | Fiberglass Reinforced Plastic | Pressurized
QUICK CHANGE #3 | 4592 N VALDOSTA RD | VALDOSTA | Lowndes | 9092212 | 1 | [5 empty] | Removed from Ground | Gas (Historical Use) | 4000 | Not Marked/Unknown | 1996-03-26 | 1996-03-26 | Not Marked
DORTHY WILKERSON/OLD STATION | 912 SOUTH PATTERSON ST | VALDOSTA | Lowndes | 9092202 | 5 | [5 empty] | Permanently Out of Use - historical purposes | Gas (Historical Use) | 1000 | Not Marked/Unknown |  | 1899-12-31 | Unknown
BOS BP | 1405 ST AUGUSTINE RD | VALDOSTA | Lowndes | 9000689 | 5 | Flapper Valve | 1991-05-10 | FALSE | 1991-05-10 | FALSE | Currently in Use | E-10 | 10000 | Galvanic (STIP-3) | 1991-04-01 |  | Fiberglass Reinforced Plastic | Pressurized
NORFOLK SOUTHERN RAILWAY/CENTRAL | 406 SOUTH FRY ST | VALDOSTA | Lowndes | 9092123 | 1 | [5 empty] | Removed from Ground | Gas (Historical Use) | 500 | Bare Steel | 1992-05-18 | 1992-05-18 | Galvanized Steel
LIGAF PROPERTIES LLC | 602 W HILL AVE | VALDOSTA | Lowndes | 9092144 | 4 |  | 1997-07-01 |  | 1997-07-01 |  | Removed from Ground | Gas (Historical Use) | 3000 | Steel-Impressed Current | 1964-01-01 | 2016-05-04 | Steel (Impressed Current) | Safe Suction (Euro)
LIGAF PROPERTIES LLC | 602 W HILL AVE | VALDOSTA | Lowndes | 9092144 | 5 |  | 1997-07-01 |  | 1997-07-01 |  | Removed from Ground | Gas (Historical Use) | 6000 | Steel-Impressed Current | 1964-01-01 | 2016-05-04 | Steel (Impressed Current) | Safe Suction (Euro)
CODYS MINI MART | US HWY 94 & I-75 | VALDOSTA | Lowndes | 9092145 | 3 |  |  |  | 1989-03-01 |  | Removed from Ground | Gas (Historical Use) | 8000 | Cathodically Protected Steel | 1989-03-01 | 1899-12-31 | Fiberglass Reinforced Plastic | Pressurized
Michael and Son #961 | 1115 NORTH PATTERSON ST | VALDOSTA | Lowndes | 9092166 | 2 | Flapper Valve | 1998-07-22 | FALSE | 1998-07-22 | FALSE | Closed in Ground | Diesel | 6000 | Composite | 1987-10-09 |  | Fiberglass Reinforced Plastic | Pressurized
RYDER TRUCK RENTAL #0608A | 1618 JAMES P RODGERS DR | VALDOSTA | Lowndes | 9092192 | 1 | [5 empty] | Removed from Ground | Diesel | 15000 | Bare Steel | 1981-05-01 | 1995-05-03 | Not Marked
ENK582 | 101 NORTHSIDE DR | VALDOSTA | Lowndes | 9092148 | 1 | Flapper Valve | 1994-02-28 | FALSE | 1994-02-28 | FALSE | Currently in Use | E-10 | 12000 | Composite Double Walled | 1994-02-28 |  | Fiberglass Reinforced Plastic | Pressurized
RaceTrac#2622 | 2102 W HILL AVE | VALDOSTA | Lowndes | 9092155 | 10 | Overfill Alarm | 2022-08-25 | FALSE | 2022-08-25 | FALSE | Currently in Use | Diesel | 24000 | Fiberglass Double Walled | 2022-09-07 |  | Double-Walled Fiberglass | Pressurized
GA DEPT PUBLIC SAFETY/GA STATE P | 1411 MADSION HWY | VALDOSTA | Lowndes | 9092158 | 2 |  |  | TRUE |  | TRUE | Removed from Ground | Used Oil | 1000 | Bare Steel | 1982-01-01 | 1998-10-01 | Galvanized Steel
WILKINSON TEXTILE | 1701 W GORDON STREET | VALDOSTA | Lowndes | 9092265 | 1 | [5 empty] | Currently in Use | Gas (Historical Use) | 1000 | Not Marked/Unknown |  |  | Not Marked
VALDOSTA FLYING SERVICE INC | 2412 MADISON HWY | VALDOSTA | Lowndes | 9092231 | 1 | [5 empty] | Removed from Ground | Other | 14052 | Epoxy | 1982-12-01 | 1998-12-22 | Bare Steel | Suction (American)
CODYS FUEL CENTER INC | 1406 ST AUGUSTINE RD | VALDOSTA | Lowndes | 9092232 | 3 |  | 1988-09-05 |  | 1988-09-05 |  | Removed from Ground | Gas (Historical Use) | 6000 | Epoxy | 1988-09-05 | 1998-06-10 | Galvanized Steel | Pressurized
SIP & ZIP | 2005 W HILL AVE | VALDOSTA | Lowndes | 9092225 | 2A | Ball Float | 1991-10-25 |  | 1991-10-25 |  | Temporarily out of use | Gas (Historical Use) | 6000 | Galvanic (STIP-3) | 1991-10-25 |  | Fiberglass Reinforced Plastic | Pressurized
BOS BP | 1405 ST AUGUSTINE RD | VALDOSTA | Lowndes | 9000689 | 2 | [5 empty] | Removed from Ground | Gas (Historical Use) | 10000 | Fiberglass | 1981-03-29 | 1991-02-19 | Fiberglass Reinforced Plastic
QUICK CHANGE #3 | 4592 N VALDOSTA RD | VALDOSTA | Lowndes | 9092212 | 3 | [5 empty] | Removed from Ground | Gas (Historical Use) | 4000 | Not Marked/Unknown | 1996-03-26 | 1996-03-26 | Not Marked
DILLARDS DIST CENTER | 800 INDUSTRIAL BLVD | VALDOSTA | Lowndes | 9092229 | 1 | Flapper Valve | 1992-07-09 | FALSE | 1992-07-09 | FALSE | Currently in Use | Diesel | 15000 | Composite | 1992-07-09 |  | Fiberglass Reinforced Plastic | Pressurized
QUICK CHANGE #3 | 4592 N VALDOSTA RD | VALDOSTA | Lowndes | 9092212 | 4 | [5 empty] | Removed from Ground | Gas (Historical Use) | 4000 | Not Marked/Unknown | 1996-03-26 | 1996-03-26 | Not Marked
QUICK CHANGE #3 | 4592 N VALDOSTA RD | VALDOSTA | Lowndes | 9092212 | 7 | Ball Float | 1996-07-17 | FALSE | 1996-07-17 | FALSE | Currently in Use | Premium | 8000 | Composite | 1996-07-17 |  |  | Pressurized
QUICK CHANGE #3 | 4592 N VALDOSTA RD | VALDOSTA | Lowndes | 9092212 | 5 | [5 empty] | Removed from Ground | Gas (Historical Use) | 6000 | Not Marked/Unknown | 1996-03-26 | 1996-03-26 | Not Marked
DORTHY WILKERSON/OLD STATION | 912 SOUTH PATTERSON ST | VALDOSTA | Lowndes | 9092202 | 4 | [5 empty] | Permanently Out of Use - historical purposes | Gas (Historical Use) | 1000 | Not Marked/Unknown |  | 1899-12-31 | Unknown
DORTHY WILKERSON/OLD STATION | 912 SOUTH PATTERSON ST | VALDOSTA | Lowndes | 9092202 | 1 | [5 empty] | Permanently Out of Use - historical purposes | Gas (Historical Use) | 1000 | Not Marked/Unknown |  | 1899-12-31 | Unknown
#912 (AKINS OIL BULK PLANT) | 908 S PATTERSON ST | VALDOSTA | Lowndes | 9092208 | 3B | Ball Float | 1996-12-01 | FALSE | 1996-12-01 | FALSE | Currently in Use | Kerosene | 6000 | Galvanic (STIP-3) | 1996-12-01 |  | Fiberglass Reinforced Plastic | Pressurized
SAI LAXMI LLC | 2228 BEMISS RD | VALDOSTA | Lowndes | 920278 | 3 | Flapper Valve | 1996-12-01 | FALSE | 1996-11-15 | FALSE | Temporarily out of use | E-10 | 10000 | Steel-Impressed Current | 1966-05-01 |  | Fiberglass Reinforced Plastic | Pressurized
LANGDALE FUEL CO | 505 NORTH OAK ST | VALDOSTA | Lowndes | 9092029 | 2 | [5 empty] | Removed from Ground | Gas (Historical Use) | 6000 | Bare Steel | 1964-01-01 | 1989-06-21 | Galvanized Steel
JAY'S TEXACO | I-75 & EXIT #3 | VALDOSTA | Lowndes | 9092034 | 2 | [5 empty] | Removed from Ground | Gas (Historical Use) | 4000 | Bare Steel | 1970-03-01 | 1899-12-31 | Galvanized Steel
LOWNDES ENGINEERING CO INC | 125 BLANCHARD ST | VALDOSTA | Lowndes | 9092014 | 1 | [5 empty] | Removed from Ground | Gas (Historical Use) | 550 | Bare Steel | 1974-01-01 | 1998-09-16 | Galvanized Steel
K-MART #3079 | 3200 NORTH ASHLEY ST | VALDOSTA | Lowndes | 9092005 | 1 |  |  | TRUE |  | TRUE | Removed from Ground | Used Oil | 1000 | Bare Steel | 1973-01-01 | 1990-12-04 | Galvanized Steel
SHERATON INN VALDOSTA | 2101 WEST HILL AVE | VALDOSTA | Lowndes | 9092085 | 2 | [5 empty] | Removed from Ground | Gas (Historical Use) | 6000 | Bare Steel | 1965-01-01 | 1990-01-11 | Galvanized Steel
KANTA FOOD MART | 5112 CLYATTVILLE LAKE PARK RD | VALDOSTA | Lowndes | 9092080 | 1 |  | 1993-01-01 |  | 1993-01-01 |  | Removed from Ground | Gas (Historical Use) | 10000 | Galvanic (STIP-3) | 1976-01-01 | 2012-04-25 | Fiberglass Reinforced Plastic | Pressurized
Sunstop #884 | 2112 W HILL AVE | VALDOSTA | Lowndes | 9092180 | 6 | [5 empty] | Removed from Ground | Gas (Historical Use) | 1000 | Bare Steel | 1954-03-01 | 1994-12-14 | Galvanized Steel | Suction (American)
FLAVORICH/DAIRYMEN INC | 312 SOUTH OAK ST | VALDOSTA | Lowndes | 9092135 | 2 | [5 empty] | Removed from Ground | Gas (Historical Use) | 1000 | Bare Steel | 1971-05-01 | 1994-12-07 | Galvanized Steel
DAUGHARTY SVC STATION #945 | 200 WEST HILL AVE | VALDOSTA | Lowndes | 9092152 | 3 | Flapper Valve | 1998-04-30 | FALSE | 1998-04-30 | FALSE | Currently in Use | E-0 | 10000 | Fiberglass | 1980-08-10 |  | Fiberglass Reinforced Plastic | Pressurized
RaceTrac#2622 | 2102 W HILL AVE | VALDOSTA | Lowndes | 9092155 | 6 | Ball Float | 1993-03-17 | FALSE | 1993-03-17 | FALSE | Removed from Ground | Diesel | 2000 | Fiberglass | 1993-03-15 |  | Fiberglass Reinforced Plastic | Pressurized
RaceTrac#2622 | 2102 W HILL AVE | VALDOSTA | Lowndes | 9092155 | 9B | Overfill Alarm | 2022-08-25 | FALSE | 2022-08-25 | FALSE | Currently in Use | Premium | 12000 | Fiberglass Double Walled | 2022-08-25 |  | Double-Walled Fiberglass | Pressurized
S & M FOOD STORE APC #435 | 704 NORTH FORREST ST | VALDOSTA | Lowndes | 9092161 | 3 | [5 empty] | Removed from Ground | Gas (Historical Use) | 8000 | Bare Steel | 1998-10-27 | 1998-10-27 | Galvanized Steel | Suction (American)
Lowe's 66 | 1108 ST AUGUSTINE RD | VALDOSTA | Lowndes | 9092288 | 1 | Flapper Valve | 2001-06-01 | FALSE | 2001-06-01 | FALSE | Removed from Ground | Gas (Historical Use) | 10000 | Fiberglass Double Walled | 2001-06-01 | 2020-07-22 | Double-Walled Flex | Pressurized
STUCKEYS | 1833 W HILL AVE | VALDOSTA | Lowndes | 9092283 | 2 | Flapper Valve | 2000-04-21 | FALSE | 2000-04-21 | FALSE | Currently in Use | E-10 | 12000 | Epoxy | 1999-10-18 |  | Double-Walled Flex | Pressurized
CITY OF VALDOSTA (WATER & SEWER | 301 A N PATTERSON ST | VALDOSTA | Lowndes | 9092263 | 2 | [5 empty] | Removed from Ground | Other | 500 | Marked Unknown | 1997-11-20 | 1997-11-20 | Unknown
AOC LIQUIDATORS/WHITE STAR | HWY 41 SOUTH | VALDOSTA | Lowndes | 9092256 | 3 | [5 empty] | Removed from Ground | Diesel | 1000 | Not Marked/Unknown | 1996-05-01 | 1996-05-01 | Not Marked
JOHNNYS FINA | 1313 W HILL AVE | VALDOSTA | Lowndes | 9092227 | 3 | [5 empty] | Removed from Ground | Diesel | 2000 | Bare Steel | 1975-01-01 | 1999-08-25 | Bare Steel | Suction (American)
#907 (E-Z FOOD MART) | 1302 N ST AUGUSTINE RD | VALDOSTA | Lowndes | 9092206 | 4 |  | 1998-09-23 |  | 1998-09-23 |  | Removed from Ground | Diesel | 2000 | Galvanic (STIP-3) | 1988-01-01 | 2015-04-14 | Fiberglass Reinforced Plastic | Pressurized
#914 ( GAS & GO #1) | 812 S PATTERSON ST | VALDOSTA | Lowndes | 9092207 | 2 | Flapper Valve | 1997-09-05 | FALSE | 1997-09-05 | FALSE | Currently in Use | E-0 | 10000 | Steel-Impressed Current | 1986-01-01 |  | Steel (Impressed Current) | Pressurized
CLYATTVILLE 66 STATION | 5145 MADISON HWY | VALDOSTA | Lowndes | 9092235 | PREM | Flapper Valve | 1988-07-01 | FALSE | 1988-07-01 | FALSE | Currently in Use | Premium | 4000 | Galvanic (STIP-3) | 1988-07-01 |  | Fiberglass Reinforced Plastic | Pressurized
JOHNNYS FINA | 1313 W HILL AVE | VALDOSTA | Lowndes | 9092227 | 2 | [5 empty] | Removed from Ground | Diesel | 3000 | Bare Steel | 1975-01-01 | 1999-08-25 | Bare Steel | Suction (American)
#914 ( GAS & GO #1) | 812 S PATTERSON ST | VALDOSTA | Lowndes | 9092207 | 1 | Flapper Valve | 1997-09-05 | FALSE | 1997-09-05 | FALSE | Currently in Use | E-10 | 8000 | Steel-Impressed Current | 1986-01-01 |  | Steel (Impressed Current) | Pressurized
HERNDON SUPER C #204 | 1850 WEST HILL ST | VALDOSTA | Lowndes | 9000594 | 3 | [5 empty] | Permanently Out of Use - historical purposes | Gas (Historical Use) | 12000 | Bare Steel | 1971-05-12 | 1899-12-31 | Galvanized Steel
LOWNDES COUNTY BUS SHOP | 1064 HOWELL RD | VALDOSTA | Lowndes | 9092240 | 2 | [5 empty] | Removed from Ground | Gas (Historical Use) | 6000 | Not Marked/Unknown | 1984-01-01 | 1998-12-31 | Galvanized Steel
CODYS FUEL CENTER INC | 1406 ST AUGUSTINE RD | VALDOSTA | Lowndes | 9092232 | 2 |  | 1988-09-25 |  | 1988-09-05 |  | Removed from Ground | Gas (Historical Use) | 6000 | Epoxy | 1988-09-05 | 1998-06-10 | Galvanized Steel | Pressurized
#912 (AKINS OIL BULK PLANT) | 908 S PATTERSON ST | VALDOSTA | Lowndes | 9092208 | 2A | Ball Float | 1988-01-01 | FALSE | 1988-01-01 | FALSE | Currently in Use | Diesel | 8000 | Galvanic (STIP-3) | 1996-10-12 |  | Fiberglass Reinforced Plastic | Pressurized
BOS BP | 1405 ST AUGUSTINE RD | VALDOSTA | Lowndes | 9000689 | 3 | [5 empty] | Removed from Ground | Gas (Historical Use) | 10000 | Fiberglass | 1981-03-29 | 1991-02-19 | Fiberglass Reinforced Plastic
RaceTrac#2622 | 2102 W HILL AVE | VALDOSTA | Lowndes | 9092155 | 12B | Overfill Alarm | 2022-08-25 | FALSE | 2022-08-25 | FALSE | Currently in Use | Biodiesel | 12000 | Fiberglass Double Walled | 2022-09-07 |  | Double-Walled Fiberglass | Pressurized
AVIS RENT A CAR | 2612 MADISON HWY | VALDOSTA | Lowndes | 9092243 | 1 | [5 empty] | Removed from Ground | Gas (Historical Use) | 1000 | Bare Steel | 1998-12-09 | 1998-12-09 | Bare Steel | Suction (American)
CLYATTVILLE 66 STATION | 5145 MADISON HWY | VALDOSTA | Lowndes | 9092235 | RU | Flapper Valve |  | FALSE |  | FALSE | Currently in Use | E-10 | 4000 | Galvanic (STIP-3) | 1998-07-01 |  | Fiberglass Reinforced Plastic | Pressurized
SIP & ZIP | 2005 W HILL AVE | VALDOSTA | Lowndes | 9092225 | 1 | Ball Float | 1991-10-25 |  | 1991-10-25 |  | Temporarily out of use | Gas (Historical Use) | 10000 | Galvanic (STIP-3) | 1991-10-25 |  | Fiberglass Reinforced Plastic | Pressurized
DORTHY WILKERSON/OLD STATION | 912 SOUTH PATTERSON ST | VALDOSTA | Lowndes | 9092202 | 3 | [5 empty] | Permanently Out of Use - historical purposes | Gas (Historical Use) | 1000 | Not Marked/Unknown |  | 1899-12-31 | Unknown
#912 (AKINS OIL BULK PLANT) | 908 S PATTERSON ST | VALDOSTA | Lowndes | 9092208 | 3A | Ball Float | 1996-12-01 | FALSE | 1996-12-01 | FALSE | Currently in Use | Diesel | 8000 | Galvanic (STIP-3) | 1996-10-12 |  | Fiberglass Reinforced Plastic | Pressurized
#912 (AKINS OIL BULK PLANT) | 908 S PATTERSON ST | VALDOSTA | Lowndes | 9092208 | 1 | Ball Float | 2000-08-17 | FALSE | 2000-08-17 | FALSE | Currently in Use | Diesel | 10000 | Galvanic (STIP-3) | 1988-01-01 |  | Fiberglass Reinforced Plastic | Pressurized
HERTZ RENT-A-CAR | 2612 MADISON HWY | VALDOSTA | Lowndes | 9092242 | 1 | [5 empty] | Removed from Ground | Gas (Historical Use) | 1000 | Bare Steel | 1999-01-01 | 1999-01-01 | Bare Steel | Suction (American)
CLYATTVILLE 66 STATION | 5145 MADISON HWY | VALDOSTA | Lowndes | 9092235 | RU2 | Flapper Valve | 1988-07-01 | FALSE | 1988-07-01 | FALSE | Currently in Use | E-10 | 4000 | Galvanic (STIP-3) | 1988-07-01 |  | Fiberglass Reinforced Plastic | Pressurized
JOHNNYS FINA | 1313 W HILL AVE | VALDOSTA | Lowndes | 9092227 | 1 | [5 empty] | Removed from Ground | Gas (Historical Use) | 4000 | Bare Steel | 1975-01-01 | 1999-08-25 | Galvanized Steel | Suction (American)
QUICK CHANGE #3 | 4592 N VALDOSTA RD | VALDOSTA | Lowndes | 9092212 | 2 | [5 empty] | Removed from Ground | Gas (Historical Use) | 4000 | Not Marked/Unknown | 1996-03-26 | 1996-03-26 | Not Marked
BOS BP | 1405 ST AUGUSTINE RD | VALDOSTA | Lowndes | 9000689 | 6 | Flapper Valve | 1991-05-10 | FALSE | 1991-05-10 | FALSE | Currently in Use | Premium | 8000 | Galvanic (STIP-3) | 1991-04-01 |  | Fiberglass Reinforced Plastic | Pressurized
VALDOSTA EXPRESS CAR WASH | 907 BAYTREE RD | VALDOSTA | Lowndes | 9092236 | 3 | [5 empty] | Permanently Out of Use - historical purposes | Diesel | 1000 | Bare Steel |  | 1899-12-31 | Galvanized Steel | Suction (American)
AUTRY'S BP | 400 N PATTERSON ST | VALDOSTA | Lowndes | 9092213 | 2 | [5 empty] | Removed from Ground | Used Oil | 3000 | Not Marked/Unknown | 1997-10-20 | 1997-10-20 | Not Marked
#907 (E-Z FOOD MART) | 1302 N ST AUGUSTINE RD | VALDOSTA | Lowndes | 9092206 | 1 | Flapper Valve | 1998-09-23 |  | 1998-09-23 |  | Removed from Ground | Gas (Historical Use) | 6000 | Galvanic (STIP-3) | 1988-01-01 | 2015-04-14 | Fiberglass Reinforced Plastic | Pressurized
#914 ( GAS & GO #1) | 812 S PATTERSON ST | VALDOSTA | Lowndes | 9092207 | 5 | Flapper Valve | 1995-09-05 | FALSE | 1997-09-05 | FALSE | Currently in Use | Diesel Off Road | 4000 | Steel-Impressed Current | 1986-01-01 |  | Steel (Impressed Current) | Pressurized
#912 (AKINS OIL BULK PLANT) | 908 S PATTERSON ST | VALDOSTA | Lowndes | 9092208 | 2C | Ball Float | 1996-12-01 | FALSE | 1996-12-01 | FALSE | Currently in Use | Premium | 4000 | Galvanic (STIP-3) | 1996-10-12 |  | Fiberglass Reinforced Plastic | Pressurized
#912 (AKINS OIL BULK PLANT) | 908 S PATTERSON ST | VALDOSTA | Lowndes | 9092208 | 2B | Flapper Valve | 1996-12-01 | FALSE | 1996-12-01 | FALSE | Currently in Use | E-10 | 4000 | Galvanic (STIP-3) | 1996-10-12 |  | Fiberglass Reinforced Plastic | Pressurized
HERNDON SUPER C #204 | 1850 WEST HILL ST | VALDOSTA | Lowndes | 9000594 | 1 | [5 empty] | Permanently Out of Use - historical purposes | Gas (Historical Use) | 8000 | Bare Steel | 1971-05-12 | 1899-12-31 | Galvanized Steel
BOS BP | 1405 ST AUGUSTINE RD | VALDOSTA | Lowndes | 9000689 | 7 | Flapper Valve | 1991-05-10 | FALSE | 1991-05-10 | FALSE | Currently in Use | Diesel | 8000 | Galvanic (STIP-3) | 1991-04-01 |  | Fiberglass Reinforced Plastic | Pressurized
BOS BP | 1405 ST AUGUSTINE RD | VALDOSTA | Lowndes | 9000689 | 4 |  |  | TRUE |  | TRUE | Removed from Ground | Used Oil | 1000 | Fiberglass | 1981-03-29 | 1991-02-19 | Fiberglass Reinforced Plastic
DORTHY WILKERSON/OLD STATION | 912 SOUTH PATTERSON ST | VALDOSTA | Lowndes | 9092202 | 2 | [5 empty] | Permanently Out of Use - historical purposes | Gas (Historical Use) | 1000 | Not Marked/Unknown |  | 1899-12-31 | Unknown
FRANKS MARKET | 800 N TROUPE ST | VALDOSTA | Lowndes | 9092024 | 2 | Flapper Valve | 1987-01-01 | FALSE | 1987-01-01 | FALSE | Temporarily out of use | Regular | 6000 | Galvanic (STIP-3) | 1987-01-01 |  | Fiberglass Reinforced Plastic | Pressurized
LOWNDES STATE PRISON | P O BOX 310 | VALDOSTA | Lowndes | 9092022 | 1 |  |  | TRUE |  | TRUE | Removed from Ground | Used Oil | 550 | Marked Unknown | 1988-08-01 | 2007-12-11 | Unknown
ENK580 | 701 E PARK & LEE STREETS | VALDOSTA | Lowndes | 920251 | 1 | Flapper Valve | 1995-12-07 | FALSE | 1995-12-07 | FALSE | Currently in Use | E-10 | 8000 | Steel-Impressed Current | 1969-05-01 |  | Fiberglass Reinforced Plastic | Pressurized
FLASH FOODS #19/FAST FARE GA-537 | 5913 BEMISS RD @ MOODY AFB | VALDOSTA | Lowndes | 9092089 | 3 | [5 empty] | Removed from Ground | Gas (Historical Use) | 8000 | Bare Steel | 1974-01-01 | 1993-03-09 | Galvanized Steel
FORREST PARK 66 SERVICE STATION | 1516 EAST PARK AVE | VALDOSTA | Lowndes | 920199 | WO1 |  |  | TRUE |  | TRUE | Removed from Ground | Used Oil | 560 | Bare Steel |  | 1899-12-31 | Galvanized Steel | Gravity Fed
CASTLE PARK 66 STATION | 2012 N ASHLEY ST | VALDOSTA | Lowndes | 920196 | R2 | [5 empty] | Removed from Ground | Gas (Historical Use) | 3000 | Bare Steel | 1953-11-01 | 1991-08-01 | Galvanized Steel
HULSTEIN TAYLOR TIRE | 1714 N ASHLEY ST | VALDOSTA | Lowndes | 920233 | 4 | [5 empty] | Removed from Ground | Gas (Historical Use) | 3000 | Bare Steel | 1969-05-01 | 2001-08-01 | Galvanized Steel | Safe Suction (Euro)
HULSTEIN TAYLOR TIRE | 1714 N ASHLEY ST | VALDOSTA | Lowndes | 920233 | 5 |  |  | TRUE |  | TRUE | Removed from Ground | Used Oil | 1020 | Bare Steel | 1998-12-22 | 2008-03-11 | Galvanized Steel | Gravity Fed
HULSTEIN TAYLOR TIRE | 1714 N ASHLEY ST | VALDOSTA | Lowndes | 920233 | 7 |  |  | FALSE |  | FALSE | Removed from Ground | Used Oil | 560 | Unknown | 2008-03-11 | 2008-03-11
MEADOWS TEXACO | RT 6 BOX 5 | VALDOSTA | Lowndes | 920074 | 5 | Flapper Valve | 1998-11-01 | FALSE | 1998-11-01 | FALSE | Removed from Ground | Diesel | 2000 | Lined Interior | 1966-04-01 | 2018-11-20 | Fiberglass Reinforced Plastic | Suction (American)
MEADOWS TEXACO | RT 6 BOX 5 | VALDOSTA | Lowndes | 920074 | 4 | Flapper Valve | 1998-11-01 | FALSE | 1998-11-01 | FALSE | Removed from Ground | Gas (Historical Use) | 4000 | Lined Interior | 1966-04-01 | 2018-11-20 | Fiberglass Reinforced Plastic | Pressurized
LOWNDES COUNTY MAINT CENTER | 550 GIL HARBIN BLVD | VALDOSTA | Lowndes | 920073 | 6 | Ball Float | 1998-03-01 | FALSE | 1998-03-01 | FALSE | Currently in Use | E-10 | 10000 | Composite | 1998-03-01 |  | Double-Walled Flex | Pressurized
LOWNDES COUNTY MAINT CENTER | 550 GIL HARBIN BLVD | VALDOSTA | Lowndes | 920073 | 9 | Ball Float | 2007-05-11 | FALSE | 2007-05-11 | FALSE | Currently in Use | Diesel | 15000 | Tank Jacket | 2007-05-11 |  | Double-Walled Flex | Pressurized
#903 (OAK ST FOODS) | 500 N OAK ST | VALDOSTA | Lowndes | 920150 | 3 |  | 1997-08-14 | FALSE | 1997-08-14 | FALSE | Temporarily out of use | Gas (Historical Use) | 8000 | Steel-Impressed Current | 1980-04-01 |  | Steel (Impressed Current) | Suction (American)
POLLOCKS SERVICE STATION | 823 S PATTERSON ST | VALDOSTA | Lowndes | 920026 | 5 | [5 empty] | Removed from Ground | Empty | 4000 | Marked Unknown | 1996-05-20 | 1996-05-20 | Unknown
POLLOCKS SERVICE STATION | 823 S PATTERSON ST | VALDOSTA | Lowndes | 920026 | 4 | [5 empty] | Removed from Ground | Diesel | 4000 | Marked Unknown | 1996-05-20 | 1996-05-20 | Unknown
FORREST PARK 66 SERVICE STATION | 1516 EAST PARK AVE | VALDOSTA | Lowndes | 920199 | P1 | [5 empty] | Removed from Ground | Gas (Historical Use) | 8000 | Bare Steel |  | 1899-12-31 | Galvanized Steel | Pressurized
FORREST PARK 66 SERVICE STATION | 1516 EAST PARK AVE | VALDOSTA | Lowndes | 920199 | DIESEL | [5 empty] | Removed from Ground | Diesel | 6000 | Bare Steel |  | 1899-12-31 | Galvanized Steel | Pressurized
CASTLE PARK 66 STATION | 2012 N ASHLEY ST | VALDOSTA | Lowndes | 920196 | 3A | Ball Float | 1991-09-05 | FALSE | 1991-09-15 | FALSE | Currently in Use | E-10 | 6000 | Galvanic (STIP-3) | 1991-09-15 |  | Fiberglass Reinforced Plastic | Pressurized
#921 (SUNBURST) | 1310 ST AUGUSTINE RD | VALDOSTA | Lowndes | 920230 | 6 | Flapper Valve | 1996-04-01 | FALSE | 1996-04-01 | FALSE | Currently in Use | E-10 | 12000 | Composite | 1996-04-01 |  | Flex | Pressurized
WISENBAKER SERVICE STATION | 401 N ASHLEY ST | VALDOSTA | Lowndes | 920244 | 1 | [5 empty] | Removed from Ground | Gas (Historical Use) | 3000 | Bare Steel | 1966-05-01 | 2000-02-25 | Galvanized Steel | Pressurized
MEADOWS TEXACO | RT 6 BOX 5 | VALDOSTA | Lowndes | 920074 | 1 | Flapper Valve | 1998-11-01 | FALSE | 1998-11-01 | FALSE | Removed from Ground | Gas (Historical Use) | 4000 | Lined Interior | 1966-04-01 | 2018-11-20 | Fiberglass Reinforced Plastic | Pressurized
SOUTHERN CONTRACTORS | 1527 MADISON HIGHWAY | VALDOSTA | Lowndes | 920056 | 3 | [5 empty] | Removed from Ground | Gas (Historical Use) | 12000 | Bare Steel | 1980-01-01 | 1997-07-18 | Galvanized Steel
LOWNDES COUNTY MAINT CENTER | 550 GIL HARBIN BLVD | VALDOSTA | Lowndes | 920073 | WO-1 |  |  | TRUE |  | TRUE | Removed from Ground | Used Oil | 500 | Bare Steel | 1979-04-01 | 1998-03-01 | Galvanized Steel
M K #5 | 600 E HILL AVE | VALDOSTA | Lowndes | 920007 | 2 | Flapper Valve | 1997-02-05 | FALSE | 1997-02-05 | FALSE | Currently in Use | Plus | 6000 | Galvanic (STIP-3) | 1985-01-01 |  | Fiberglass Reinforced Plastic | Pressurized
FORREST PARK 66 SERVICE STATION | 1516 EAST PARK AVE | VALDOSTA | Lowndes | 920199 | RU | [5 empty] | Removed from Ground | Gas (Historical Use) | 8000 | Bare Steel |  | 1899-12-31 | Galvanized Steel | Pressurized
CASTLE PARK 66 STATION | 2012 N ASHLEY ST | VALDOSTA | Lowndes | 920196 | 2 | Ball Float | 1991-09-15 | FALSE | 1991-09-15 | FALSE | Currently in Use | E-10 | 12000 | Galvanic (STIP-3) | 1991-09-15 |  | Fiberglass Reinforced Plastic | Pressurized
TRADEWINDS | 2801 W HILL AVE | VALDOSTA | Lowndes | 920227 | 3 | [5 empty] | Removed from Ground | Gas (Historical Use) | 6000 | Bare Steel | 1981-05-01 | 1998-11-01 | Galvanized Steel
WISENBAKER SERVICE STATION | 401 N ASHLEY ST | VALDOSTA | Lowndes | 920244 | 4 | [5 empty] | Removed from Ground | Gas (Historical Use) | 3000 | Bare Steel | 1966-05-01 | 2000-02-25 | Galvanized Steel | Pressurized
TOMMY GRINER INC | 505 N ASHLEY ST | VALDOSTA | Lowndes | 920207 | 1 |  | 1998-12-21 |  | 1998-12-21 |  | Removed from Ground | Gas (Historical Use) | 560 | Bare Steel | 1976-05-01 | 2005-06-15 | Galvanized Steel | Suction (American)
ALDEAN DUKES LOGGING | RT 9 BOX 244B | VALDOSTA | Lowndes | 920192 | 2 | [5 empty] | Removed from Ground | Diesel | 4000 | Bare Steel | 1982-05-01 | 1990-01-01 | Galvanized Steel
LOWNDES COUNTY MAINT CENTER | 550 GIL HARBIN BLVD | VALDOSTA | Lowndes | 920073 | DE-2 | [5 empty] | Removed from Ground | Diesel | 10000 | Bare Steel | 1985-04-01 | 1998-03-01 | Galvanized Steel
LOWNDES COUNTY MAINT CENTER | 550 GIL HARBIN BLVD | VALDOSTA | Lowndes | 920073 | 8 | Ball Float | 2007-05-11 | FALSE | 2007-05-11 | FALSE | Currently in Use | E-10 | 15000 | Tank Jacket | 2007-05-11 |  | Double-Walled Flex | Pressurized
MONIKA'S | 2101 W HILL AVE | VALDOSTA | Lowndes | 920036 | 3 | [5 empty] | Removed from Ground | Gas (Historical Use) | 6000 | Bare Steel | 1964-03-01 | 1990-01-11 | Galvanized Steel
MITTS FOOD MART #4 | 901 BAYTREE RD | VALDOSTA | Lowndes | 920154 | 3 | [5 empty] | Removed from Ground | Gas (Historical Use) | 3000 | Bare Steel | 1953-04-01 | 1998-01-23 | Galvanized Steel | Suction (American)
RICE IRON & METAL | W SAVANNAH AVE | VALDOSTA | Lowndes | 920172 | 3 | [5 empty] | Removed from Ground | Gas (Historical Use) | 1000 | Bare Steel | 1975-05-01 | 1987-08-01 | Unknown
M K #5 | 600 E HILL AVE | VALDOSTA | Lowndes | 920007 | 1 | Flapper Valve | 1997-02-05 | FALSE | 1997-02-05 | FALSE | Currently in Use | E-10 | 6000 | Galvanic (STIP-3) | 1985-01-01 |  | Fiberglass Reinforced Plastic | Pressurized
GORDON'S FOOD MART #962 | 209 WEST GORDON ST | VALDOSTA | Lowndes | 920228 | 2 | Flapper Valve | 1999-02-01 | FALSE | 1999-02-01 | FALSE | Temporarily out of use | Diesel | 3000 | Steel-Impressed Current | 1984-05-01 |  | Fiberglass Reinforced Plastic | Pressurized
#921 (SUNBURST) | 1310 ST AUGUSTINE RD | VALDOSTA | Lowndes | 920230 | 2 | [5 empty] | Removed from Ground | Gas (Historical Use) | 4000 | Bare Steel | 1968-05-01 | 1996-04-01 | Galvanized Steel | Pressurized
SOUTH PATTERSON STAT | 611 S PATTERSON | VALDOSTA | Lowndes | 920197 | DF2 | Flapper Valve | 1982-11-01 | FALSE | 1998-12-22 | FALSE | Currently in Use | Diesel | 10000 | Steel-Impressed Current | 1982-11-01 |  | Fiberglass Reinforced Plastic | Pressurized
CASTLE PARK 66 STATION | 2012 N ASHLEY ST | VALDOSTA | Lowndes | 920196 | 1 | Flapper Valve | 1991-09-15 | FALSE | 1991-09-15 | FALSE | Currently in Use | Diesel | 6000 | Galvanic (STIP-3) | 1991-09-15 |  | Fiberglass Reinforced Plastic | Pressurized
TRADEWINDS | 2801 W HILL AVE | VALDOSTA | Lowndes | 920227 | 4 | [5 empty] | Removed from Ground | Diesel | 3000 | Bare Steel | 1984-05-01 | 1998-11-01 | Galvanized Steel
GORDON'S FOOD MART #962 | 209 WEST GORDON ST | VALDOSTA | Lowndes | 920228 | 3 | Flapper Valve | 1999-02-01 | FALSE | 1999-02-01 | FALSE | Currently in Use | E-10 | 3000 | Steel-Impressed Current | 1984-05-01 |  | Fiberglass Reinforced Plastic | Pressurized
MEADOWS TEXACO | RT 6 BOX 5 | VALDOSTA | Lowndes | 920074 | 2 | Flapper Valve | 1998-11-01 | FALSE | 1998-11-01 | FALSE | Removed from Ground | Gas (Historical Use) | 4000 | Lined Interior | 1966-04-01 | 2018-11-20 | Fiberglass Reinforced Plastic | Pressurized
MONIKA'S | 2101 W HILL AVE | VALDOSTA | Lowndes | 920036 | 1 | [5 empty] | Removed from Ground | Gas (Historical Use) | 4000 | Bare Steel | 1964-03-01 | 1990-01-11 | Galvanized Steel
FEINBERG'S EXXON | 505 N OAK ST | VALDOSTA | Lowndes | 920035 | 3 | [5 empty] | Removed from Ground | Gas (Historical Use) | 6000 | Bare Steel | 1964-03-01 | 1989-06-21 | Galvanized Steel
CITY GARAGE | 1015 MYRTLE ST | VALDOSTA | Lowndes | 920042 | 7 | Ball Float | 1998-01-01 | FALSE | 1998-01-01 | FALSE | Currently in Use | Diesel | 8000 | Composite | 1998-01-01 |  |  | Pressurized
CITY GARAGE | 1015 MYRTLE ST | VALDOSTA | Lowndes | 920042 | 4 | [5 empty] | Removed from Ground | Gas (Historical Use) | 10000 | Bare Steel | 1976-03-01 | 1998-02-01 | Galvanized Steel
MITTS FOOD MART #4 | 901 BAYTREE RD | VALDOSTA | Lowndes | 920154 | 1 | [5 empty] | Removed from Ground | Gas (Historical Use) | 2000 | Bare Steel | 1953-04-01 | 1998-01-23 | Galvanized Steel | Suction (American)
VAGA AMUSEMENT CO | ROUTE 1 BOX 33BB | VALDOSTA | Lowndes | 920174 | 1 | [5 empty] | Removed from Ground | Gas (Historical Use) | 1000 | Bare Steel | 1975-04-01 | 1988-05-01 | Galvanized Steel
S&S SUPPLY CO INC | 802 FLOYD ST | VALDOSTA | Lowndes | 500011 | 3 | [5 empty] | Permanently Out of Use - historical purposes | Gas (Historical Use) | 8000 | Not Marked/Unknown | 1985-05-07 | 1899-12-31 | Not Marked
POLLOCKS SERVICE STATION | 823 S PATTERSON ST | VALDOSTA | Lowndes | 920026 | 2 | [5 empty] | Removed from Ground | Gas (Historical Use) | 4000 | Marked Unknown | 1996-05-20 | 1996-05-20 | Unknown
SOUTH PATTERSON STAT | 611 S PATTERSON | VALDOSTA | Lowndes | 920197 | DF1 | Flapper Valve | 1982-11-01 | FALSE | 1998-12-22 | FALSE | Currently in Use | Diesel | 10000 | Steel-Impressed Current | 1982-11-01 |  | Fiberglass Reinforced Plastic | Pressurized
WEST HILL FOOD MART | 1427 W HILL AVE | VALDOSTA | Lowndes | 9092084 | 3 | Flapper Valve | 1997-03-02 | FALSE | 1997-03-02 | FALSE | Currently in Use | E-10 | 8000 | Steel-Impressed Current | 1978-01-01 |  | Fiberglass Reinforced Plastic | Pressurized
HOLLAND FLYING SVC INC | 2612 C MADISON HWY | VALDOSTA | Lowndes | 9092058 | J |  |  | TRUE |  | TRUE | Removed from Ground | Used Oil | 200 | Bare Steel | 1969-01-01 | 1986-06-01 | Bare Steel
HOLLAND FLYING SVC INC | 2612 C MADISON HWY | VALDOSTA | Lowndes | 9092058 | C | [5 empty] | Removed from Ground | Kerosene | 10000 | Bare Steel | 1973-01-01 | 1992-07-27 | Bare Steel
HOLLAND FLYING SVC INC | 2612 C MADISON HWY | VALDOSTA | Lowndes | 9092058 | D | [5 empty] | Removed from Ground | Kerosene | 15000 | Bare Steel | 1970-01-01 | 1992-07-27 | Bare Steel
VALDOSTA REGIONAL AIRPORT | 2626 MADISON HWY | VALDOSTA | Lowndes | 9092129 | 2 | [5 empty] | Removed from Ground | Gas (Historical Use) | 500 | Marked Unknown |  | 1899-12-31 | Unknown | Suction (American)
MITT'S FOOD MART #2 | 2490 HWY 84 WEST | VALDOSTA | Lowndes | 9092133 | 2 | Ball Float | 1995-04-01 | FALSE | 1995-04-01 | FALSE | Temporarily out of use | Premium | 8000 | Steel-Impressed Current | 1981-01-01 |  | Fiberglass Reinforced Plastic | Pressurized
LIGAF PROPERTIES LLC | 602 W HILL AVE | VALDOSTA | Lowndes | 9092144 | 6 |  | 1997-07-01 |  | 1997-07-01 |  | Removed from Ground | Diesel | 3000 | Steel-Impressed Current | 1964-01-01 | 2016-05-04 | Steel (Impressed Current) | Safe Suction (Euro)
Michael and Son #961 | 1115 NORTH PATTERSON ST | VALDOSTA | Lowndes | 9092166 | 1 | Flapper Valve | 1998-07-22 | FALSE | 1998-07-22 | FALSE | Closed in Ground | E-10 | 6000 | Composite | 1987-10-09 |  | Fiberglass Reinforced Plastic | Pressurized
NO FACILITY NAME | 4635 MADISON HWY | VALDOSTA | Lowndes | 9092178 | 1 | [5 empty] | Removed from Ground | Other | 1000 | Not Marked/Unknown |  | 1899-12-31 | Not Marked
Sunstop #884 | 2112 W HILL AVE | VALDOSTA | Lowndes | 9092180 | 3 | [5 empty] | Removed from Ground | Gas (Historical Use) | 3000 | Bare Steel | 1954-03-01 | 1994-12-14 | Galvanized Steel | Suction (American)
MR UNLEADED | 1258 LAKES BLVD | VALDOSTA | Lowndes | 9092191 | RU-B |  | 1988-03-01 |  | 1988-03-01 |  | Removed from Ground | Gas (Historical Use) | 6000 | Galvanic (STIP-3) | 1988-03-01 | 2012-10-02 | Fiberglass Reinforced Plastic | Pressurized
DAUGHARTY SVC STATION #945 | 200 WEST HILL AVE | VALDOSTA | Lowndes | 9092152 | 1 | Flapper Valve | 1998-04-30 | FALSE | 1998-04-30 | FALSE | Currently in Use | E-10 | 10000 | Fiberglass | 1980-08-10 |  | Fiberglass Reinforced Plastic | Pressurized
DAUGHARTY SVC STATION #945 | 200 WEST HILL AVE | VALDOSTA | Lowndes | 9092152 | 4 | Flapper Valve | 1998-04-30 | FALSE | 1998-04-30 | FALSE | Currently in Use | Diesel | 10000 | Fiberglass | 1980-08-10 |  | Fiberglass Reinforced Plastic | Pressurized
VALDOSTA STATE PRISON | 3131 VALTECH RD | VALDOSTA | Lowndes | 9092159 | 7 | Flapper Valve | 1998-09-15 | FALSE | 1998-09-15 | FALSE | Currently in Use | Diesel | 2500 | Fiberglass Double Walled | 1998-09-15 |  | Double-Walled Fiberglass | Safe Suction (Euro)
VALDOSTA STATE PRISON | 3131 VALTECH RD | VALDOSTA | Lowndes | 9092159 | 5 | Flapper Valve | 1998-09-01 | FALSE | 1998-09-01 | FALSE | Currently in Use | E-10 | 2500 | Fiberglass Double Walled | 1998-09-01 |  | Fiberglass Reinforced Plastic | Safe Suction (Euro)
VALDOSTA STATE PRISON | 3131 VALTECH RD | VALDOSTA | Lowndes | 9092159 | 4 |  |  | TRUE |  | TRUE | Removed from Ground | Used Oil | 550 | Fiberglass | 1988-08-08 | 1998-08-13 | Bare Steel
SUN STATIONAL | 1613 MADISON HWY | VALDOSTA | Lowndes | 9092248 | 1 | [5 empty] | Removed from Ground | Gas (Historical Use) | 1500 | Marked Unknown |  | 1899-12-31 | Unknown
CODYS FUEL CENTER INC | 1406 ST AUGUSTINE RD | VALDOSTA | Lowndes | 9092232 | 5 |  | 1988-09-05 |  | 1988-09-05 |  | Removed from Ground | Diesel | 10000 | Epoxy | 1988-09-05 | 1998-06-10 | Galvanized Steel | Pressurized
CODYS FUEL CENTER INC | 1406 ST AUGUSTINE RD | VALDOSTA | Lowndes | 9092232 | 4 |  | 1988-09-05 |  | 1988-09-05 |  | Removed from Ground | Diesel | 6000 | Epoxy | 1988-09-05 | 1998-06-10 | Galvanized Steel | Pressurized
QUICK CHANGE #3 | 4592 N VALDOSTA RD | VALDOSTA | Lowndes | 9092212 | 6 | Ball Float | 1996-07-17 | FALSE | 1996-07-17 | FALSE | Currently in Use | E-10 | 15000 | Composite | 1996-07-07 |  |  | Pressurized
DORTHY WILKERSON/OLD STATION | 912 SOUTH PATTERSON ST | VALDOSTA | Lowndes | 9092202 | 6 | [5 empty] | Permanently Out of Use - historical purposes | Gas (Historical Use) | 1000 | Not Marked/Unknown |  | 1899-12-31 | Unknown
CASTLE PARK 66 STATION | 2012 N ASHLEY ST | VALDOSTA | Lowndes | 920196 | V3 | [5 empty] | Removed from Ground | Gas (Historical Use) | 4000 | Bare Steel | 1953-11-01 | 1991-08-01 | Galvanized Steel
#921 (SUNBURST) | 1310 ST AUGUSTINE RD | VALDOSTA | Lowndes | 920230 | 3 | [5 empty] | Removed from Ground | Gas (Historical Use) | 4000 | Bare Steel | 1968-05-01 | 1996-04-01 | Galvanized Steel | Pressurized
HULSTEIN TAYLOR TIRE | 1714 N ASHLEY ST | VALDOSTA | Lowndes | 920233 | 2 | [5 empty] | Removed from Ground | Gas (Historical Use) | 3000 | Bare Steel | 1969-05-01 | 2001-08-01 | Galvanized Steel | Safe Suction (Euro)
LOWNDES COUNTY MAINT CENTER | 550 GIL HARBIN BLVD | VALDOSTA | Lowndes | 920073 | DE-1 | [5 empty] | Removed from Ground | Diesel | 7500 | Bare Steel | 1961-04-01 | 1998-03-01 | Galvanized Steel
MITTS FOOD MART #4 | 901 BAYTREE RD | VALDOSTA | Lowndes | 920154 | 4 | [5 empty] | Removed from Ground | Gas (Historical Use) | 3000 | Bare Steel | 1953-04-01 | 1998-01-23 | Galvanized Steel | Suction (American)
MITTS FOOD MART #4 | 901 BAYTREE RD | VALDOSTA | Lowndes | 920154 | 5 | Ball Float |  | FALSE |  | FALSE | Currently in Use | E-10 | 10000 | Composite Double Walled | 1998-01-28 |  | Double-Walled Fiberglass
DAYS INN PURE VALDOSTA | 4598 N VALDOSTA RD | VALDOSTA | Lowndes | 920126 | 5 | Flapper Valve | 1998-12-01 | FALSE | 1998-12-01 | FALSE | Removed from Ground | Diesel | 10000 | Steel-Impressed Current | 1998-12-01 | 2020-01-08 | Fiberglass Reinforced Plastic | Pressurized
DAYS INN PURE VALDOSTA | 4598 N VALDOSTA RD | VALDOSTA | Lowndes | 920126 | 4 | Ball Float | 1998-12-01 | FALSE | 1998-12-01 | FALSE | Removed from Ground | Gas (Historical Use) | 10000 | Steel-Impressed Current | 1998-12-01 | 2020-01-08 | Fiberglass Reinforced Plastic | Pressurized
#900 (M & M FOOD MART) | 900 MELODY LANE | VALDOSTA | Lowndes | 920151 | 2 | Flapper Valve | 1997-08-13 | FALSE | 1997-08-13 | FALSE | Removed from Ground | E-10 | 3000 | Steel-Impressed Current | 1980-05-01 |  | Steel (Impressed Current) | Pressurized
BHOOMYS CONVENIENCE STORE | 1300 S PATTERSON ST | VALDOSTA | Lowndes | 920147 | 3 | [5 empty] | Removed from Ground | Gas (Historical Use) | 3000 | Bare Steel | 1977-04-01 | 1998-08-01 | Galvanized Steel | Suction (American)
S&S SUPPLY CO INC | 802 FLOYD ST | VALDOSTA | Lowndes | 500011 | 4 | [5 empty] | Permanently Out of Use - historical purposes | Gas (Historical Use) | 2000 | Not Marked/Unknown | 1960-05-13 | 1899-12-31 | Not Marked
M K #5 | 600 E HILL AVE | VALDOSTA | Lowndes | 920007 | 3 | Flapper Valve | 1997-02-05 | FALSE | 1997-02-05 | FALSE | Currently in Use | Premium | 6000 | Galvanic (STIP-3) | 1985-01-01 |  | Fiberglass Reinforced Plastic | Pressurized
ALDEAN DUKES LOGGING | RT 9 BOX 244B | VALDOSTA | Lowndes | 920192 | 3 | [5 empty] | Removed from Ground | Diesel | 4000 | Bare Steel | 1982-05-01 | 1990-01-01 | Galvanized Steel
ALLIED BUILDING MATERIAL | 1047 CYPRESS ST | VALDOSTA | Lowndes | 920220 | 1 | [5 empty] | Closed in Ground | Gas (Historical Use) | 1065 | Bare Steel | 1975-05-01 | 1989-02-01 | Galvanized Steel
FEINBERG'S EXXON | 505 N OAK ST | VALDOSTA | Lowndes | 920035 | 2 | [5 empty] | Removed from Ground | Gas (Historical Use) | 6000 | Bare Steel | 1964-03-01 | 1989-06-21 | Galvanized Steel
#903 (OAK ST FOODS) | 500 N OAK ST | VALDOSTA | Lowndes | 920150 | 2 | Flapper Valve | 1997-08-14 | FALSE | 1997-08-14 | FALSE | Temporarily out of use | Gas (Historical Use) | 8000 | Steel-Impressed Current | 1980-04-01 |  | Steel (Impressed Current) | Suction (American)
MITTS FOOD MART #4 | 901 BAYTREE RD | VALDOSTA | Lowndes | 920154 | 6 | Ball Float | 1998-01-28 | FALSE | 1998-01-28 | FALSE | Currently in Use | Premium | 10000 | Composite Double Walled | 1998-01-28 |  | Double-Walled Fiberglass | Pressurized
#904 (WEST HILL CONVENIENCE STORE) | 707 W HILL AVE | VALDOSTA | Lowndes | 920145 | 2 |  | 1998-07-01 |  | 1998-07-01 |  | Removed from Ground | Gas (Historical Use) | 8000 | Cathodically Protected Steel | 1981-04-01 | 2012-02-06 | Cathodically Protected | Pressurized
POLLOCKS SERVICE STATION | 823 S PATTERSON ST | VALDOSTA | Lowndes | 920026 | 3 | [5 empty] | Removed from Ground | Gas (Historical Use) | 4000 | Marked Unknown | 1996-05-20 | 1996-05-20 | Unknown
SOUTH PATTERSON STAT | 611 S PATTERSON | VALDOSTA | Lowndes | 920197 | RU | Flapper Valve | 1982-11-01 | FALSE | 1998-12-22 | FALSE | Currently in Use | Regular | 10000 | Steel-Impressed Current | 1982-11-01 |  | Fiberglass Reinforced Plastic | Pressurized
GORDON'S FOOD MART #962 | 209 WEST GORDON ST | VALDOSTA | Lowndes | 920228 | 5 | Flapper Valve | 1999-02-01 | FALSE | 1999-02-01 | FALSE | Temporarily out of use | Plus | 3000 | Steel-Impressed Current | 1984-05-01 |  | Fiberglass Reinforced Plastic | Pressurized
GORDON'S FOOD MART #962 | 209 WEST GORDON ST | VALDOSTA | Lowndes | 920228 | 4 | Flapper Valve | 1999-02-01 | FALSE | 1999-02-01 | FALSE | Currently in Use | E-10 | 3000 | Steel-Impressed Current | 1984-05-01 |  | Fiberglass Reinforced Plastic | Pressurized
LOWNDES COUNTY MAINT CENTER | 550 GIL HARBIN BLVD | VALDOSTA | Lowndes | 920073 | UNL | [5 empty] | Removed from Ground | Gas (Historical Use) | 10000 | Bare Steel | 1979-04-01 | 1998-03-01 | Galvanized Steel
SCRUGGS CONCRETE | 807 RIVER STREET | VALDOSTA | Lowndes | 920053 | 4 | Flapper Valve | 1993-08-20 | FALSE | 1993-08-20 | FALSE | Currently in Use | Diesel | 12000 | Epoxy | 1993-08-20 |  | Fiberglass Reinforced Plastic | Pressurized
SCRUGGS CONCRETE | 807 RIVER STREET | VALDOSTA | Lowndes | 920053 | 1 | [5 empty] | Removed from Ground | Diesel | 10000 | Bare Steel | 1985-01-01 | 1985-01-01 | Galvanized Steel
PROCESS ENGINEERS & CONTRACTS | N AIRPORT RD | VALDOSTA | Lowndes | 920157 | 1 | [5 empty] | Removed from Ground | Gas (Historical Use) | 10000 | Bare Steel | 1982-05-01 | 1987-06-01 | Galvanized Steel
VALDOSTA CITGO | 1305 ST AUGUSTINE RD | VALDOSTA | Lowndes | 920124 | 1 |  | 1992-01-01 |  | 1992-01-01 |  | Removed from Ground | Gas (Historical Use) | 12000 | Bare Steel | 2005-01-06 | 2005-02-28 | Fiberglass Reinforced Plastic | Pressurized
BHOOMYS CONVENIENCE STORE | 1300 S PATTERSON ST | VALDOSTA | Lowndes | 920147 | 5A | Flapper Valve | 2014-12-31 | FALSE | 2014-12-21 | FALSE | Currently in Use | E-10 | 11000 | Composite Double Walled | 2014-12-31 |  | Double-Walled Fiberglass | Pressurized
VALDOSTA POWER DELIVERY | 901 W SAVANNAH AVE | VALDOSTA | Lowndes | 920141 | 4 | [5 empty] | Removed from Ground | Other | 600 | Bare Steel | 1966-05-01 | 1988-04-01 | Unknown
FLEET CON STATION | 601 W HILL AVE | VALDOSTA | Lowndes | 920135 | 2 | Flapper Valve | 1996-11-01 | FALSE | 1996-11-01 | FALSE | Temporarily out of use | Plus | 10000 | Steel-Impressed Current | 1973-04-01 |  | Steel (Impressed Current) | Suction (American)
LANGDALE FUEL CO | 1628 JAMES P RODGERS DR | VALDOSTA | Lowndes | 9092048 | 2 | [5 empty] | Removed from Ground | Gas (Historical Use) | 2000 | Bare Steel | 1976-03-01 | 1987-05-01 | Galvanized Steel
CASTLE PARK 66 STATION | 2012 N ASHLEY ST | VALDOSTA | Lowndes | 920196 | 3B | Ball Float | 1991-09-15 | FALSE | 1991-09-15 | FALSE | Currently in Use | E-0 | 6000 | Galvanic (STIP-3) | 1991-09-15 |  | Fiberglass Reinforced Plastic | Pressurized
HULSTEIN TAYLOR TIRE | 1714 N ASHLEY ST | VALDOSTA | Lowndes | 920233 | 1 | [5 empty] | Removed from Ground | Gas (Historical Use) | 3000 | Bare Steel | 1969-05-01 | 2001-08-01 | Galvanized Steel | Safe Suction (Euro)
SCRUGGS CONCRETE | 807 RIVER STREET | VALDOSTA | Lowndes | 920053 | 2 | [5 empty] | Removed from Ground | Gas (Historical Use) | 2000 | Bare Steel | 1976-02-28 | 1985-01-01 | Galvanized Steel
RICE IRON & METAL | W SAVANNAH AVE | VALDOSTA | Lowndes | 920172 | 1 | [5 empty] | Removed from Ground | Gas (Historical Use) | 1000 | Bare Steel | 1972-05-01 | 1987-08-01 | Unknown
WEST HILL TEXACO | 300 W HILL AVE | VALDOSTA | Lowndes | 920099 | 1 | [5 empty] | Removed from Ground | Gas (Historical Use) | 4000 | Bare Steel | 1958-04-01 | 1999-02-09 | Galvanized Steel
DAYS INN PURE VALDOSTA | 4598 N VALDOSTA RD | VALDOSTA | Lowndes | 920126 | 3 | Ball Float | 1998-12-01 | FALSE | 1998-12-01 | FALSE | Removed from Ground | E-10 | 10000 | Steel-Impressed Current | 1998-12-01 | 2020-01-08 | Fiberglass Reinforced Plastic | Pressurized
VALDOSTA CITGO | 1305 ST AUGUSTINE RD | VALDOSTA | Lowndes | 920124 | 2 |  | 1992-01-01 |  | 1992-01-01 |  | Removed from Ground | Gas (Historical Use) | 8000 | Bare Steel | 2005-01-06 | 2005-02-28 | Fiberglass Reinforced Plastic | Pressurized
FORMER BARNES DRUG STORE | 1313 NORTH PATTERSON STREET | VALDOSTA | Lowndes | 10002014 | 1 |  |  | FALSE |  | FALSE | Removed from Ground | Not Marked/Tank Removed | 0 | Unknown |  | 1899-12-31 | Unknown
WISENBAKER SERVICE STATION | 401 N ASHLEY ST | VALDOSTA | Lowndes | 920244 | 5 |  |  | TRUE |  | TRUE | Removed from Ground | Used Oil | 560 | Bare Steel | 1966-05-01 | 2000-02-25 | Galvanized Steel | Gravity Fed
FEINBERG'S EXXON | 505 N OAK ST | VALDOSTA | Lowndes | 920035 | 1 | [5 empty] | Removed from Ground | Gas (Historical Use) | 4000 | Bare Steel | 1964-03-01 | 1989-06-21 | Galvanized Steel
CITY GARAGE | 1015 MYRTLE ST | VALDOSTA | Lowndes | 920042 | 3 | [5 empty] | Removed from Ground | Diesel | 10000 | Bare Steel | 1976-03-01 | 1998-02-01 | Galvanized Steel
WEST HILL TEXACO | 300 W HILL AVE | VALDOSTA | Lowndes | 920099 | 2 | [5 empty] | Removed from Ground | Gas (Historical Use) | 3000 | Bare Steel | 1958-04-01 | 1999-02-09 | Galvanized Steel
COLQUITT EMC | 273 NORMAN DRIVE | VALDOSTA | Lowndes | 920118 | V2 | Flapper Valve | 1997-03-01 | FALSE | 1997-03-01 | FALSE | Currently in Use | Diesel | 10000 | Steel-Impressed Current | 1979-04-01 |  | Steel (Impressed Current) | Pressurized
#900 (M & M FOOD MART) | 900 MELODY LANE | VALDOSTA | Lowndes | 920151 | 1 | Flapper Valve | 1997-08-13 | FALSE | 1997-08-13 | FALSE | Removed from Ground | E-10 | 3000 | Steel-Impressed Current | 1980-05-01 |  | Steel (Impressed Current) | Pressurized
#906 AB FOODS | 607 E HILL AVE | VALDOSTA | Lowndes | 920144 | 1 | Flapper Valve | 1996-09-26 | FALSE | 1996-09-26 | FALSE | Currently in Use | Diesel | 6000 | Steel-Impressed Current | 1983-04-01 |  | Fiberglass Reinforced Plastic | Pressurized
SWIFTY MART #228 | 739 OLD STATENVILLE RD | VALDOSTA | Lowndes | 9092045 | 1 |  | 1996-04-18 |  | 1996-04-18 |  | Removed from Ground | Gas (Historical Use) | 8000 | Galvanic (STIP-3) | 1984-06-01 | 2001-09-21 | Fiberglass Reinforced Plastic | Pressurized
MITT FOOD MART | 2001 W HILL AVE | VALDOSTA | Lowndes | 9092056 | 2 | Ball Float | 1990-01-01 | FALSE | 1990-01-01 | FALSE | Currently in Use | E-10 | 8000 | Steel-Impressed Current | 1990-01-01 |  | Steel (Impressed Current) | Pressurized
B & B Food Mart | 801 NORTH PATTERSON | VALDOSTA | Lowndes | 9092030 | A | [5 empty] | Removed from Ground | Gas (Historical Use) | 10000 | Bare Steel | 1977-03-01 | 1899-12-31 | Galvanized Steel
B & B Food Mart | 801 NORTH PATTERSON | VALDOSTA | Lowndes | 9092030 | 3 | Flapper Valve | 1998-11-13 | FALSE | 1998-09-17 | FALSE | Temporarily out of use | Plus | 6000 | Steel-Impressed Current | 1979-01-01 |  | Steel (Impressed Current) | Safe Suction (Euro)
FAST BREAK #1 | 2006 WEST HILL ST | VALDOSTA | Lowndes | 9000560 | C | [5 empty] | Removed from Ground | Gas (Historical Use) | 4000 | Bare Steel | 1964-01-01 | 1990-08-01 | Galvanized Steel
FAST BREAK #1 | 2006 WEST HILL ST | VALDOSTA | Lowndes | 9000560 | D | [5 empty] | Removed from Ground | Gas (Historical Use) | 4000 | Bare Steel | 1964-01-01 | 1990-08-01 | Galvanized Steel
S&S SUPPLY CO INC | 802 FLOYD ST | VALDOSTA | Lowndes | 500011 | 2 | [5 empty] | Permanently Out of Use - historical purposes | Gas (Historical Use) | 10000 | Not Marked/Unknown | 1985-05-07 | 1899-12-31 | Not Marked
POLLOCKS SERVICE STATION | 823 S PATTERSON ST | VALDOSTA | Lowndes | 920026 | 1 | [5 empty] | Removed from Ground | Gas (Historical Use) | 4000 | Marked Unknown | 1996-05-20 | 1996-05-20 | Unknown
CASTLE PARK 66 STATION | 2012 N ASHLEY ST | VALDOSTA | Lowndes | 920196 | WO5 |  |  | TRUE |  | TRUE | Removed from Ground | Used Oil | 1000 | Bare Steel | 1974-11-01 | 1991-08-01 | Galvanized Steel
TRADEWINDS | 2801 W HILL AVE | VALDOSTA | Lowndes | 920227 | 1 | [5 empty] | Removed from Ground | Gas (Historical Use) | 6000 | Bare Steel | 1981-05-01 | 1998-11-01 | Galvanized Steel
WISENBAKER SERVICE STATION | 401 N ASHLEY ST | VALDOSTA | Lowndes | 920244 | 2 | [5 empty] | Removed from Ground | Gas (Historical Use) | 3000 | Bare Steel | 1966-05-01 | 2000-02-25 | Galvanized Steel | Pressurized
SHIVSUHIL CORP | 1319 S PATTERSON ST | VALDOSTA | Lowndes | 920231 | 1 | Flapper Valve | 1998-03-01 | FALSE | 1998-03-01 | FALSE | Currently in Use | E-10 | 8000 | Steel-Impressed Current | 1982-05-01 |  | Fiberglass Reinforced Plastic | Pressurized
SHIVSUHIL CORP | 1319 S PATTERSON ST | VALDOSTA | Lowndes | 920231 | 4 | Flapper Valve | 1998-03-01 | FALSE | 1998-03-01 | FALSE | Currently in Use | Diesel | 6000 | Steel-Impressed Current | 1982-05-01 |  | Fiberglass Reinforced Plastic | Pressurized
LOWNDES COUNTY MAINT CENTER | 550 GIL HARBIN BLVD | VALDOSTA | Lowndes | 920073 | 7 | Ball Float | 1998-03-01 | FALSE | 1998-03-01 | FALSE | Currently in Use | Diesel | 10000 | Composite | 1998-03-01 |  | Double-Walled Flex | Pressurized
CITY GARAGE | 1015 MYRTLE ST | VALDOSTA | Lowndes | 920042 | 1 | [5 empty] | Removed from Ground | Gas (Historical Use) | 8000 | Bare Steel | 1973-03-01 | 1998-02-01 | Galvanized Steel
COLQUITT EMC | 273 NORMAN DRIVE | VALDOSTA | Lowndes | 920118 | V1 | Flapper Valve | 1997-03-01 | FALSE | 1997-03-01 | FALSE | Currently in Use | Gas (Historical Use) | 10000 | Steel-Impressed Current | 1979-04-01 |  | Steel (Impressed Current) | Pressurized
#906 AB FOODS | 607 E HILL AVE | VALDOSTA | Lowndes | 920144 | 3 | Flapper Valve | 1996-09-26 | FALSE | 1996-09-26 | FALSE | Currently in Use | Premium | 6000 | Steel-Impressed Current | 1983-04-01 |  | Fiberglass Reinforced Plastic | Pressurized
PILOT TRAVEL CENTER #073 | 3495 MADISON HWY | VALDOSTA | Lowndes | 9000053 | 6 | Flapper Valve | 1993-12-01 | FALSE | 1993-12-01 | FALSE | Removed from Ground | Diesel | 10000 | Steel-Impressed Current | 1984-01-01 | 2020-01-05 | Fiberglass Reinforced Plastic | Pressurized
ALLIED BUILDING MATERIAL | 1047 CYPRESS ST | VALDOSTA | Lowndes | 920167 | 1 | [5 empty] | Removed from Ground | Gas (Historical Use) | 1000 | Bare Steel | 1970-05-01 | 1987-03-01 | Galvanized Steel
#904 (WEST HILL CONVENIENCE STORE) | 707 W HILL AVE | VALDOSTA | Lowndes | 920145 | 3 |  | 1998-07-01 |  | 1998-07-01 |  | Removed from Ground | Gas (Historical Use) | 8000 | Cathodically Protected Steel | 1979-04-01 | 2012-02-06 | Cathodically Protected | Pressurized
THE CHILDRENS HOME | 3757 JOHNSTON RD | VALDOSTA | Lowndes | 920106 | 1 | [5 empty] | Removed from Ground | Gas (Historical Use) | 1000 | Bare Steel | 1983-04-01 | 1998-10-01 | Galvanized Steel
SUWANEE SWIFTY #298 | 2124 BEMISS RD | VALDOSTA | Lowndes | 920146 | 2 |  |  |  | 1989-10-31 |  | Removed from Ground | Gas (Historical Use) | 3000 | Bare Steel | 1979-04-01 | 1995-04-26 | Galvanized Steel | Pressurized
FLEET CON STATION | 601 W HILL AVE | VALDOSTA | Lowndes | 920135 | 3 | Flapper Valve | 1996-11-01 | FALSE | 1996-11-01 | FALSE | Temporarily out of use | Premium | 8000 | Steel-Impressed Current | 1987-03-01 |  | Steel (Impressed Current) | Suction (American)
LANGDALE FUEL CO | 1628 JAMES P RODGERS DR | VALDOSTA | Lowndes | 9092048 | 3 | Flapper Valve | 1997-09-09 | FALSE | 1997-09-09 | FALSE | Currently in Use | Diesel | 20000 | Composite Double Walled | 1997-09-09 |  | Double-Walled Flex | Pressurized
#905 (MK FOOD MART) | 1000 MADISON HWY | VALDOSTA | Lowndes | 9092057 | 4 | Flapper Valve | 1989-08-01 | FALSE | 1989-08-01 | FALSE | Currently in Use | E-10 | 8000 | Galvanic (STIP-3) | 1989-08-15 |  | Fiberglass Reinforced Plastic | Pressurized
#905 (MK FOOD MART) | 1000 MADISON HWY | VALDOSTA | Lowndes | 9092057 | 5 | Flapper Valve | 1989-08-01 | FALSE | 1989-08-01 | FALSE | Currently in Use | Plus | 8000 | Galvanic (STIP-3) | 1989-08-15 |  | Fiberglass Reinforced Plastic | Pressurized
GERALD GREEN | 125 W HILL AVE | VALDOSTA | Lowndes | 920046 | 1 | [5 empty] | Removed from Ground | Gas (Historical Use) | 4000 | Marked Unknown | 1998-06-01 | 1998-06-01 | Unknown
COPELAND PHARMACY | US 41 SOUTH | VALDOSTA | Lowndes | 920168 | 1 | [5 empty] | Removed from Ground | Gas (Historical Use) | 5100 | Bare Steel | 1983-05-01 | 1987-04-01 | Galvanized Steel
SUWANEE SWIFTY #298 | 2124 BEMISS RD | VALDOSTA | Lowndes | 920146 | 3 |  |  |  | 1989-10-31 |  | Removed from Ground | Gas (Historical Use) | 3000 | Bare Steel | 1979-04-01 | 1995-04-26 | Galvanized Steel | Pressurized
Circle K 2745010 | 425 NORTHSIDE DR | VALDOSTA | Lowndes | 9092028 | 1 | Flapper Valve | 1995-09-18 | FALSE | 1995-09-18 | FALSE | Currently in Use | E-10 | 10000 | Galvanic (STIP-3) | 1984-01-01 |  | Double-Walled Flex | Pressurized
JAYMUN INC | 1001 N PATTERSON ST | VALDOSTA | Lowndes | 920277 | 3 | Flapper Valve | 1982-01-01 | TRUE | 1996-11-01 | FALSE | Currently in Use | E-10 | 10000 | Fiberglass | 1982-04-01 |  | Fiberglass Reinforced Plastic | Pressurized
BASSFORD AUTOMOTIVE | 331 NORTH ASHLEY STREET | VALDOSTA | Lowndes | 10001371 | 1 |  |  | FALSE |  | FALSE | Removed from Ground | Gas (Historical Use) | 1000 | Bare Steel | 2007-03-06 | 2007-03-06
BASSFORD AUTOMOTIVE | 331 NORTH ASHLEY STREET | VALDOSTA | Lowndes | 10001371 | 4 |  |  | FALSE |  | FALSE | Removed from Ground | Gas (Historical Use) | 500 | Bare Steel | 2007-03-06 | 2007-03-06
MURPHY EXPRESS #8518 | 277 NORMAN DR | VALDOSTA | Lowndes | 10001635 | 2 | Flapper Valve | 2008-09-10 | FALSE | 2008-09-10 | FALSE | Currently in Use | E-10 | 20000 | Fiberglass Double Walled | 2008-09-10 |  | Double-Walled Fiberglass | Pressurized
GERALD GREEN | 125 W HILL AVE | VALDOSTA | Lowndes | 920046 | 3 |  |  | TRUE |  | TRUE | Removed from Ground | Used Oil | 560 | Not Marked/Unknown | 1998-06-01 | 1998-06-01 | Not Marked
BASSFORD PROPERTIES | 500 HIGHLAND DR | VALDOSTA | Lowndes | 920163 | 1 | [5 empty] | Removed from Ground | Gas (Historical Use) | 1000 | Bare Steel | 1975-04-01 | 1988-08-01 | Galvanized Steel
PROCESS ENGINEERS & CONTRACTS | N AIRPORT RD | VALDOSTA | Lowndes | 920157 | 2 | [5 empty] | Removed from Ground | Diesel | 6000 | Bare Steel | 1982-05-01 | 1899-12-31 | Galvanized Steel
VALDOSTA CITGO | 1305 ST AUGUSTINE RD | VALDOSTA | Lowndes | 920124 | 3 |  | 1992-01-01 |  | 1992-01-01 |  | Removed from Ground | Gas (Historical Use) | 5000 | Bare Steel | 2005-01-06 | 2005-02-28 | Fiberglass Reinforced Plastic | Pressurized
FLOWERS BAKING CO THOMASVILLE | 810 LAMAR ST | VALDOSTA | Lowndes | 920111 | 1 | [5 empty] | Removed from Ground | Other | 5000 | Bare Steel | 1965-05-01 | 1983-05-01 | Bare Steel
#900 (M & M FOOD MART) | 900 MELODY LANE | VALDOSTA | Lowndes | 920151 | 4 | Flapper Valve | 1997-08-13 | FALSE | 1997-08-13 | FALSE | Removed from Ground | Premium | 3000 | Steel-Impressed Current | 1980-05-01 |  | Steel (Impressed Current) | Pressurized
BHOOMYS CONVENIENCE STORE | 1300 S PATTERSON ST | VALDOSTA | Lowndes | 920147 | 5B | Flapper Valve | 2014-12-31 | FALSE | 2014-12-31 | FALSE | Currently in Use | Premium | 4000 | Composite Double Walled | 2014-12-31 |  | Double-Walled Fiberglass | Pressurized
BHOOMYS CONVENIENCE STORE | 1300 S PATTERSON ST | VALDOSTA | Lowndes | 920147 | 1 | [5 empty] | Removed from Ground | Gas (Historical Use) | 3000 | Bare Steel | 1977-04-01 | 1998-08-01 | Galvanized Steel | Suction (American)
BHOOMYS CONVENIENCE STORE | 1300 S PATTERSON ST | VALDOSTA | Lowndes | 920147 | 4 | [5 empty] | Removed from Ground | Gas (Historical Use) | 3000 | Bare Steel | 1977-04-01 | 1998-08-01 | Galvanized Steel
VALDOSTA POWER DELIVERY | 901 W SAVANNAH AVE | VALDOSTA | Lowndes | 920141 | 3 | [5 empty] | Removed from Ground | Diesel | 6000 | Bare Steel | 1971-05-01 | 1988-04-01 | Unknown
VALDOSTA POWER DELIVERY | 901 W SAVANNAH AVE | VALDOSTA | Lowndes | 920141 | G | Flapper Valve | 1988-06-01 | FALSE | 1988-06-01 | FALSE | Currently in Use | Diesel | 10000 | Fiberglass Double Walled | 1988-06-01 |  | Double-Walled Fiberglass | Pressurized
GTs Wrecker Service | 708 GIL HARBIN INDUSTRIAL BLVD | VALDOSTA | Lowndes | 920136 | 1 | Overfill Alarm | 1990-08-21 | FALSE | 1998-02-10 | FALSE | Currently in Use | Diesel | 12000 | Steel-Impressed Current | 1985-04-01 |  | Double-Walled Flex | Pressurized
#905 (MK FOOD MART) | 1000 MADISON HWY | VALDOSTA | Lowndes | 9092057 | 1 | [5 empty] | Removed from Ground | Other | 3000 | Marked Unknown | 1989-08-14 | 1989-08-14 | Unknown
HILL STREET BOOZE | 414 EAST HILL AVENUE | VALDOSTA | Lowndes | 10001316 | 7 |  |  | FALSE |  | FALSE | Removed from Ground | Gas (Historical Use) | 0 | Unknown | 2004-03-30 | 2004-03-30 | Unknown
WEST HILL TEXACO | 300 W HILL AVE | VALDOSTA | Lowndes | 920099 | 4 |  |  | TRUE |  | TRUE | Removed from Ground | Used Oil | 550 | Bare Steel | 1958-04-01 | 1999-02-09 | Galvanized Steel
WEST HILL TEXACO | 300 W HILL AVE | VALDOSTA | Lowndes | 920099 | 5 | [5 empty] | Removed from Ground | Diesel | 1000 | Bare Steel | 1984-04-01 | 1999-02-09 | Galvanized Steel
ORTLEIB MOVING & STORAGE CO INC | 511 WEST SAVANNAH AVE | VALDOSTA | Lowndes | 920105 | 1 | [5 empty] | Removed from Ground | Gas (Historical Use) | 1000 | Bare Steel | 1981-04-01 | 1998-10-01 | Galvanized Steel | Suction (American)
#900 (M & M FOOD MART) | 900 MELODY LANE | VALDOSTA | Lowndes | 920151 | 3 | Flapper Valve | 1997-08-13 | FALSE | 1997-08-13 | FALSE | Removed from Ground | Plus | 3000 | Steel-Impressed Current | 1980-05-01 |  | Steel (Impressed Current) | Pressurized
BHOOMYS CONVENIENCE STORE | 1300 S PATTERSON ST | VALDOSTA | Lowndes | 920147 | 2 | [5 empty] | Removed from Ground | Gas (Historical Use) | 8000 | Bare Steel | 1981-04-01 | 1998-08-01 | Galvanized Steel | Pressurized
FLASH FOODS #09 | 1305 NORTH TROUP ST | VALDOSTA | Lowndes | 9092043 | 2 | [5 empty] | Removed from Ground | Other | 10000 | Bare Steel | 1970-10-01 | 1899-12-31 | Galvanized Steel | Suction (American)
B & B Food Mart | 801 NORTH PATTERSON | VALDOSTA | Lowndes | 9092030 | C | [5 empty] | Removed from Ground | Gas (Historical Use) | 10000 | Bare Steel | 1977-03-01 | 1899-12-31 | Galvanized Steel
FAST BREAK #1 | 2006 WEST HILL ST | VALDOSTA | Lowndes | 9000560 | A | [5 empty] | Removed from Ground | Gas (Historical Use) | 4000 | Bare Steel | 1964-01-01 | 1990-08-01 | Galvanized Steel
FAST BREAK #1 | 2006 WEST HILL ST | VALDOSTA | Lowndes | 9000560 | 3 | Flapper Valve | 1991-11-15 | FALSE | 1991-11-15 | FALSE | Currently in Use | Premium | 8000 | Epoxy | 1991-11-15 |  | Double-Walled Fiberglass | Pressurized
PILOT TRAVEL CENTER #073 | 3495 MADISON HWY | VALDOSTA | Lowndes | 9000053 | 10 | Flapper Valve | 2007-10-08 | FALSE | 2007-10-08 | FALSE | Removed from Ground | E-10 | 20000 | Composite Double Walled | 2007-10-08 | 2020-01-05 | Fiberglass Reinforced Plastic | Pressurized
LAHOOD PROPERTY | 508 S ASHLEY ST | VALDOSTA | Lowndes | 10001784 | 1 |  |  | FALSE |  | FALSE | Removed from Ground | Gas (Historical Use) | 3000 | Bare Steel | 2005-04-01 | 2005-04-01 | Bare Steel
EXIT 22 CITGO | 4460 SHILOH RD | VALDOSTA | Lowndes | 10001213 | 3 | Overfill Alarm | 2006-08-01 | FALSE | 2006-08-01 | FALSE | Currently in Use | Premium | 8000 | Epoxy | 2006-08-10 |  | Double-Walled Fiberglass | Pressurized
CASTLE PARK 66 STATION | 2012 N ASHLEY ST | VALDOSTA | Lowndes | 920196 | R1 | [5 empty] | Removed from Ground | Gas (Historical Use) | 3000 | Bare Steel | 1953-11-01 | 1991-08-01 | Galvanized Steel
GORDON'S FOOD MART #962 | 209 WEST GORDON ST | VALDOSTA | Lowndes | 920228 | 1 | Flapper Valve | 1999-02-01 | FALSE | 1999-02-01 | FALSE | Temporarily out of use | Plus | 3000 | Steel-Impressed Current | 1984-05-01 |  | Fiberglass Reinforced Plastic | Pressurized
#921 (SUNBURST) | 1310 ST AUGUSTINE RD | VALDOSTA | Lowndes | 920230 | 7 | Flapper Valve | 1996-04-01 | FALSE | 1996-04-01 | FALSE | Currently in Use | Premium | 8000 | Composite | 1996-04-01 |  | Flex | Pressurized
#921 (SUNBURST) | 1310 ST AUGUSTINE RD | VALDOSTA | Lowndes | 920230 | 4 | [5 empty] | Removed from Ground | Gas (Historical Use) | 4000 | Bare Steel | 1968-05-01 | 1996-04-01 | Galvanized Steel | Pressurized
#921 (SUNBURST) | 1310 ST AUGUSTINE RD | VALDOSTA | Lowndes | 920230 | 5 | [5 empty] | Removed from Ground | Gas (Historical Use) | 6000 | Bare Steel | 1985-05-01 | 1996-04-01 | Galvanized Steel | Pressurized
HULSTEIN TAYLOR TIRE | 1714 N ASHLEY ST | VALDOSTA | Lowndes | 920233 | 3 | [5 empty] | Removed from Ground | Gas (Historical Use) | 3000 | Bare Steel | 1969-05-01 | 2001-08-01 | Galvanized Steel | Safe Suction (Euro)
SHIVSUHIL CORP | 1319 S PATTERSON ST | VALDOSTA | Lowndes | 920231 | 2 | Flapper Valve | 1998-03-01 | FALSE | 1998-03-01 | FALSE | Currently in Use | Plus | 8000 | Steel-Impressed Current | 1982-05-01 |  | Fiberglass Reinforced Plastic | Pressurized
GERALD GREEN | 125 W HILL AVE | VALDOSTA | Lowndes | 920046 | 2 | [5 empty] | Removed from Ground | Gas (Historical Use) | 4000 | Marked Unknown | 1998-06-01 | 1998-06-01 | Unknown
BENNETT FIRE FIGHTING EQUIPMENT | STATENVILLE HW | VALDOSTA | Lowndes | 920175 | 1 | [5 empty] | Removed from Ground | Gas (Historical Use) | 1000 | Bare Steel | 1970-05-01 | 1987-05-01 | Galvanized Steel
GOLD KIST STORE | 200 TUCKER RD | VALDOSTA | Lowndes | 9092044 | 2 | [5 empty] | Removed from Ground | Empty | 500 | Bare Steel | 1976-01-01 | 1990-05-15 | Galvanized Steel
Circle K 2745010 | 425 NORTHSIDE DR | VALDOSTA | Lowndes | 9092028 | 2 | Flapper Valve | 1995-09-18 | FALSE | 1995-09-18 | FALSE | Currently in Use | Premium | 10000 | Galvanic (STIP-3) | 1984-01-01 |  | Double-Walled Flex | Pressurized
SHIVSUHIL CORP | 1319 S PATTERSON ST | VALDOSTA | Lowndes | 920231 | 3 | Flapper Valve | 1998-03-01 | FALSE | 1998-03-01 | FALSE | Currently in Use | Premium | 6000 | Steel-Impressed Current | 1982-05-01 |  | Fiberglass Reinforced Plastic | Pressurized
MEADOWS TEXACO | RT 6 BOX 5 | VALDOSTA | Lowndes | 920074 | 3 | Flapper Valve | 1998-11-01 | FALSE | 1998-11-01 | FALSE | Removed from Ground | Gas (Historical Use) | 4000 | Lined Interior | 1966-04-01 | 2018-11-20 | Fiberglass Reinforced Plastic | Pressurized
LOWNDES COUNTY MAINT CENTER | 550 GIL HARBIN BLVD | VALDOSTA | Lowndes | 920073 | REG | [5 empty] | Removed from Ground | Gas (Historical Use) | 6000 | Bare Steel | 1979-04-01 | 1998-03-01 | Galvanized Steel
MONIKA'S | 2101 W HILL AVE | VALDOSTA | Lowndes | 920036 | 2 | [5 empty] | Removed from Ground | Gas (Historical Use) | 6000 | Bare Steel | 1964-03-01 | 1990-01-11 | Galvanized Steel
CITY GARAGE | 1015 MYRTLE ST | VALDOSTA | Lowndes | 920042 | 9 | Ball Float | 2006-05-16 | FALSE | 2006-05-16 | FALSE | Currently in Use | Diesel | 8000 | Composite | 2006-05-16 |  | Double-Walled Fiberglass | Pressurized
CITY GARAGE | 1015 MYRTLE ST | VALDOSTA | Lowndes | 920042 | 6 | Ball Float | 1998-01-01 | FALSE | 1998-01-01 | FALSE | Currently in Use | E-10 | 10000 | Composite | 1998-01-01 |  |  | Pressurized
SUWANEE SWIFTY #298 | 2124 BEMISS RD | VALDOSTA | Lowndes | 920146 | 1 |  |  |  | 1989-10-31 |  | Removed from Ground | Gas (Historical Use) | 8000 | Bare Steel | 1981-04-01 | 1995-04-26 | Galvanized Steel | Pressurized
VALDOSTA POWER DELIVERY | 901 W SAVANNAH AVE | VALDOSTA | Lowndes | 920141 | 1 | [5 empty] | Removed from Ground | Gas (Historical Use) | 10000 | Bare Steel | 1966-05-01 | 1988-04-01 | Unknown
GOLD KIST STORE | 200 TUCKER RD | VALDOSTA | Lowndes | 9092044 | 1 | [5 empty] | Removed from Ground | Diesel | 800 | Bare Steel | 1976-01-01 | 1990-05-15 | Galvanized Steel
TRUS JOIST MACMILLAN | 410 CLAY RD | VALDOSTA | Lowndes | 9092055 | 1 | [5 empty] | Removed from Ground | Gas (Historical Use) | 1000 | Bare Steel | 1983-01-01 | 1997-02-11 | Unknown
#905 (MK FOOD MART) | 1000 MADISON HWY | VALDOSTA | Lowndes | 9092057 | 3 | [5 empty] | Removed from Ground | Other | 3000 | Marked Unknown | 1989-08-14 | 1989-08-14 | Unknown
FAITH BAPTIST CHURCH | 2700 NORTH FORREST | VALDOSTA | Lowndes | 9092020 | T2 | [5 empty] | Removed from Ground | Gas (Historical Use) | 560 | Bare Steel | 1989-12-04 | 1989-12-04 | Galvanized Steel
FAST BREAK #1 | 2006 WEST HILL ST | VALDOSTA | Lowndes | 9000560 | E | [5 empty] | Removed from Ground | Gas (Historical Use) | 4000 | Bare Steel | 1964-01-01 | 1990-08-01 | Galvanized Steel
PILOT TRAVEL CENTER #073 | 3495 MADISON HWY | VALDOSTA | Lowndes | 9000053 | 3 |  | 1993-12-01 | FALSE | 1993-12-01 | FALSE | Removed from Ground | Diesel | 12000 | Steel-Impressed Current | 1984-03-17 | 2020-01-05 | Fiberglass Reinforced Plastic | Pressurized
JAYMUN INC | 1001 N PATTERSON ST | VALDOSTA | Lowndes | 920277 | 4 | Ball Float | 1982-01-01 | TRUE | 1996-11-01 | FALSE | Temporarily out of use | Diesel | 10000 | Fiberglass | 1982-04-01 |  | Fiberglass Reinforced Plastic | Pressurized
S&S SUPPLY CO INC | 802 FLOYD ST | VALDOSTA | Lowndes | 500011 | 1 | [5 empty] | Permanently Out of Use - historical purposes | Gas (Historical Use) | 5000 | Not Marked/Unknown | 1985-05-07 | 1899-12-31 | Not Marked
TOMMY GRINER INC | 505 N ASHLEY ST | VALDOSTA | Lowndes | 920207 | 2 |  | 1998-12-21 |  | 1998-12-21 |  | Removed from Ground | Gas (Historical Use) | 560 | Bare Steel | 1981-05-01 | 2005-06-15 | Galvanized Steel | Suction (American)
TRADEWINDS | 2801 W HILL AVE | VALDOSTA | Lowndes | 920227 | 2 | [5 empty] | Removed from Ground | Gas (Historical Use) | 6000 | Bare Steel | 1981-05-01 | 1998-11-01 | Galvanized Steel
#921 (SUNBURST) | 1310 ST AUGUSTINE RD | VALDOSTA | Lowndes | 920230 | 1 | [5 empty] | Removed from Ground | Gas (Historical Use) | 4000 | Bare Steel | 1968-05-01 | 1996-04-01 | Galvanized Steel | Pressurized
SOUTHERN CONTRACTORS | 1527 MADISON HIGHWAY | VALDOSTA | Lowndes | 920056 | 2 | [5 empty] | Removed from Ground | Other | 3000 | Bare Steel | 1980-01-01 | 1997-07-18 | Galvanized Steel
MONIKA'S | 2101 W HILL AVE | VALDOSTA | Lowndes | 920036 | 4 | [5 empty] | Removed from Ground | Empty | 4000 | Bare Steel | 1964-03-01 | 1990-01-11 | Galvanized Steel
MITTS FOOD MART #4 | 901 BAYTREE RD | VALDOSTA | Lowndes | 920154 | 2 | [5 empty] | Removed from Ground | Gas (Historical Use) | 5000 | Bare Steel | 1967-04-01 | 1998-01-23 | Galvanized Steel | Suction (American)
RICE IRON & METAL | W SAVANNAH AVE | VALDOSTA | Lowndes | 920172 | 2 | [5 empty] | Removed from Ground | Diesel | 1000 | Bare Steel | 1975-05-01 | 1987-08-01 | Unknown
WEST HILL TEXACO | 300 W HILL AVE | VALDOSTA | Lowndes | 920099 | 3 | [5 empty] | Removed from Ground | Gas (Historical Use) | 3000 | Bare Steel | 1958-04-01 | 1999-02-09 | Galvanized Steel
DAYS INN PURE VALDOSTA | 4598 N VALDOSTA RD | VALDOSTA | Lowndes | 920126 | 2 | Ball Float | 1998-12-01 | FALSE | 1998-12-01 | FALSE | Removed from Ground | E-10 | 10000 | Steel-Impressed Current | 1998-12-01 | 2020-01-08 | Fiberglass Reinforced Plastic | Pressurized
P&D FOOD MART | 700 GRIFFIN AVE | VALDOSTA | Lowndes | 9092046 | 1 | Ball Float | 1994-03-01 | FALSE | 1994-03-01 | FALSE | Currently in Use | Premium | 8000 | Steel-Impressed Current | 1977-01-01 |  | Double-Walled Fiberglass | Pressurized
TRUS JOIST MACMILLAN | 410 CLAY RD | VALDOSTA | Lowndes | 9092055 | 2 | [5 empty] | Removed from Ground | Diesel | 500 | Bare Steel | 1983-01-01 | 1997-02-11 | Unknown
MITT FOOD MART | 2001 W HILL AVE | VALDOSTA | Lowndes | 9092056 | 1 | Flapper Valve | 1990-01-01 | FALSE | 1990-01-01 | FALSE | Currently in Use | E-10 | 8000 | Steel-Impressed Current | 1990-01-01 |  | Steel (Impressed Current) | Pressurized
BIG FOOT TRAVEL CENTER | 1311 HWY 122 WEST | HAHIRA | Lowndes | 909221 | 2 | Flapper Valve | 1993-02-10 | FALSE | 1993-02-10 | FALSE | Currently in Use | E-10 | 10000 | Composite | 1992-12-15 |  | Double-Walled Fiberglass | Pressurized
HAHIRA QUICK STOP #965 | 1305 HWY 122 WEST | HAHIRA | Lowndes | 9092257 | 2 |  | 1998-07-01 | FALSE | 1998-07-01 | FALSE | Removed from Ground | Gas (Historical Use) | 6000 | Steel-Impressed Current | 1989-07-28 | 2017-06-01 |  | Pressurized
GA DOT #10480 HAHIRA MAINT HDQTS | UNION RD 38 1/4 MI S OF SR 122 | HAHIRA | Lowndes | 9092130 | 10480-1 | [5 empty] | Removed from Ground | Other | 1000 | Bare Steel | 1993-04-27 | 1993-04-27 | Bare Steel
BP FOOD STORE | 1300 HIGHWAY 122 W | HAHIRA | Lowndes | 9092282 | 1 | Overfill Alarm | 1999-06-21 | FALSE | 1999-06-21 | FALSE | Currently in Use | Diesel On Road | 10000 | Epoxy | 1999-03-10 |  | Double-Walled Flex | Pressurized
#929 (DISCOUNT CORNER #1) | 100 MAIN ST | HAHIRA | Lowndes | 920152 | 4 | Flapper Valve | 1998-11-15 | FALSE | 1998-11-15 | FALSE | Currently in Use | Premium | 3000 | Steel-Impressed Current | 1983-05-01 |  | Steel (Impressed Current) | Pressurized
DISCOUNT CENTER | 203 S CHURCH ST | HAHIRA | Lowndes | 9092074 | 2 | Flapper Valve | 1997-01-06 | FALSE | 1997-01-06 | FALSE | Removed from Ground |  | 10000 | Steel-Impressed Current | 2000-09-08 |  | Steel (Impressed Current) | Safe Suction (Euro)
CITY OF HAHIRA | 102 S CHURCH STREET | HAHIRA | Lowndes | 920119 | 1 | [5 empty] | Removed from Ground | Gas (Historical Use) | 6000 | Bare Steel | 1982-04-01 | 1899-12-31 | Galvanized Steel | Suction (American)
#929 (DISCOUNT CORNER #1) | 100 MAIN ST | HAHIRA | Lowndes | 920152 | 2 | Flapper Valve | 1998-11-15 | FALSE | 1998-11-15 | FALSE | Currently in Use | E-10 | 3000 | Steel-Impressed Current | 1983-05-01 |  | Steel (Impressed Current) | Pressurized
HAHIRA CITGO STATION | 201 S CHURCH | HAHIRA | Lowndes | 920028 | 1 | [5 empty] | Removed from Ground | Empty | 1000 | Bare Steel | 1966-03-01 | 1997-02-01 | Galvanized Steel | Safe Suction (Euro)
JIMMY'S 66 | 405 W MAIN ST | HAHIRA | Lowndes | 9092274 | 3 | [5 empty] | Removed from Ground | Gas (Historical Use) | 1000 | Not Marked/Unknown | 1998-12-01 | 1998-12-01 | Not Marked
HAHIRA QUICK STOP #965 | 1305 HWY 122 WEST | HAHIRA | Lowndes | 9092257 | 7B |  | 1998-07-01 | FALSE | 1998-07-01 | FALSE | Removed from Ground | Kerosene | 2000 | Composite | 1998-07-01 | 2017-06-01 |  | Pressurized
#929 (DISCOUNT CORNER #1) | 100 MAIN ST | HAHIRA | Lowndes | 920152 | 1 | Flapper Valve | 1998-11-15 | FALSE | 1998-11-15 | FALSE | Temporarily out of use | Gas (Historical Use) | 3000 | Steel-Impressed Current | 1983-05-01 |  | Steel (Impressed Current) | Pressurized
JIMMY'S 66 | 405 W MAIN ST | HAHIRA | Lowndes | 9092274 | 6 |  | 1998-12-10 |  | 1998-12-10 |  | Removed from Ground | Gas (Historical Use) | 2000 | Galvanic (STIP-3) | 1998-12-10 | 2012-11-08 | Fiberglass Reinforced Plastic | Safe Suction (Euro)
BP FOOD STORE | 1300 HIGHWAY 122 W | HAHIRA | Lowndes | 9092282 | 4 | Overfill Alarm | 1999-06-21 | FALSE | 1999-06-21 | FALSE | Currently in Use | E-10 | 20000 | Epoxy | 1999-03-10 |  | Double-Walled Flex | Pressurized
FORMERLY MICKIE BATALO PROPERTY | 5215 GA HIGHWAY 122 EAST | HAHIRA | Lowndes | 10000832 | 1 |  |  | FALSE |  | FALSE | Removed from Ground | Not Marked/Tank Removed | 1000 | Unknown | 2004-11-11 | 2004-11-11
BIG FOOT TRAVEL CENTER | 1311 HWY 122 WEST | HAHIRA | Lowndes | 909221 | 3 | Flapper Valve | 1993-02-10 | FALSE | 1993-02-10 | FALSE | Currently in Use | Premium | 10000 | Composite | 1992-12-15 |  | Double-Walled Fiberglass | Pressurized
JIMMY'S 66 | 405 W MAIN ST | HAHIRA | Lowndes | 9092274 | 1 | [5 empty] | Removed from Ground | Gas (Historical Use) | 3000 | Not Marked/Unknown | 1998-12-01 | 1998-12-01 | Not Marked
BIG FOOT TRAVEL CENTER | 1311 HWY 122 WEST | HAHIRA | Lowndes | 909221 | 6 | Flapper Valve | 1993-02-10 | FALSE | 1993-02-10 | FALSE | Currently in Use | E-0 | 4000 | Composite | 1992-12-15 |  | Fiberglass Reinforced Plastic | Pressurized
DISCOUNT CENTER | 203 S CHURCH ST | HAHIRA | Lowndes | 9092074 | 1 | Flapper Valve | 1997-01-06 | FALSE | 1997-01-06 | FALSE | Removed from Ground |  | 10000 | Steel-Impressed Current | 2000-09-08 |  | Steel (Impressed Current) | Safe Suction (Euro)
HAHIRA GA MOTEL LTD | 175 & GA HWY 122 W | HAHIRA | Lowndes | 920203 | 1 | [5 empty] | Removed from Ground | Gas (Historical Use) | 8000 | Bare Steel | 1972-05-01 | 1996-06-01 | Galvanized Steel
HAHIRA CITGO STATION | 201 S CHURCH | HAHIRA | Lowndes | 920028 | 3 | [5 empty] | Removed from Ground | Empty | 560 | Bare Steel | 1966-03-01 | 1997-02-01 | Galvanized Steel | Safe Suction (Euro)
ZACADOO'S 2 | 3219 INNER PERIMETER RD | VALDOSTA | Lowndes | 10000811 | 3 | Flapper Valve | 2012-07-01 | FALSE | 2012-07-01 | FALSE | Currently in Use | Diesel | 6000 | Epoxy | 2003-09-01 |  | Double-Walled Flex | Pressurized
RaceWay #6722 - Valdosta | 1406 N ST AUGUSTINE RD | VALDOSTA | Lowndes | 10000475 | 3 | Overfill Alarm | 2003-08-06 | FALSE | 2003-08-06 | FALSE | Currently in Use | Diesel | 12000 | Composite Double Walled | 2003-08-06 |  | Double-Walled Fiberglass | Pressurized
#929 (DISCOUNT CORNER #1) | 100 MAIN ST | HAHIRA | Lowndes | 920152 | 5 | Flapper Valve | 1998-11-15 | FALSE | 1998-11-15 | FALSE | Currently in Use | Diesel | 8000 | Steel-Impressed Current | 1983-05-01 |  | Steel (Impressed Current) | Pressurized
HAHIRA PURE | 1018 GEORGIA HIGHWAY 122 WEST | HAHIRA | Lowndes | 920125 | 1 |  | 1999-03-24 |  | 1999-03-24 |  | Removed from Ground | Gas (Historical Use) | 5000 | Steel-Impressed Current | 1999-03-17 | 2005-10-01 | Steel (Impressed Current) | Pressurized
LITTLE RIVER GROCERY | 8235 Hwy 122 W | Hahira | Lowndes | 10002109 | 1A | Ball Float |  | FALSE |  | FALSE |  | E-10 | 4000 | Tank Jacket Double Walled | 2012-06-01 |  | Double-Walled Fiberglass | Pressurized
BIG FOOT TRAVEL CENTER | 1311 HWY 122 WEST | HAHIRA | Lowndes | 909221 | 1 | Flapper Valve | 1993-02-10 | FALSE | 1993-02-10 | FALSE | Currently in Use | E-10 | 10000 | Composite | 1992-12-15 |  | Double-Walled Fiberglass | Pressurized
BIG FOOT TRAVEL CENTER | 1311 HWY 122 WEST | HAHIRA | Lowndes | 909221 | 4 | Flapper Valve | 1993-02-10 | FALSE | 1993-02-10 | FALSE | Currently in Use | Diesel | 20000 | Composite | 1992-12-15 |  | Double-Walled Fiberglass | Pressurized
HAHIRA QUICK STOP #965 | 1305 HWY 122 WEST | HAHIRA | Lowndes | 9092257 | 7A |  | 1998-07-01 | FALSE | 1998-07-01 | FALSE | Removed from Ground | Diesel | 2000 | Composite | 1998-07-01 | 2017-06-01 |  | Pressurized
HAHIRA QUICK STOP #965 | 1305 HWY 122 WEST | HAHIRA | Lowndes | 9092257 | 1 |  | 1998-07-01 | FALSE | 1998-07-01 | FALSE | Removed from Ground | Gas (Historical Use) | 10000 | Steel-Impressed Current | 1989-07-28 | 2017-06-01 |  | Pressurized
HAHIRA MIDDLE SCHOOL | 300 EAST MAIN ST | HAHIRA | Lowndes | 920267 | 2 | Ball Float | 1999-01-01 | FALSE | 1999-01-01 | FALSE | Currently in Use | Diesel | 10000 | Composite | 1999-01-01 |  | Fiberglass Reinforced Plastic | Pressurized
HAHIRA PURE | 1018 GEORGIA HIGHWAY 122 WEST | HAHIRA | Lowndes | 920125 | 3 |  | 1999-03-24 |  | 1999-03-24 |  | Removed from Ground | Gas (Historical Use) | 6000 | Steel-Impressed Current | 1999-03-17 | 2005-10-05 | Steel (Impressed Current) | Pressurized
VALDOSTA HIGH SCHOOL | 3101 N FOREST ST | VALDOSTA | Lowndes | 920059 | 2 | [5 empty] | Currently in Use | Other | 250 | Bare Steel | 1983-01-01 |  | Galvanized Steel
GA DOT #10431/LOWNDES CO MAINT H | 3351 CEDAR RD | VALDOSTA | Lowndes | 9092131 | 431-G1 | [5 empty] | Removed from Ground | Gas (Historical Use) | 1110 | Bare Steel | 1986-01-01 | 2004-03-22 | Galvanized Steel | Suction (American)
BP FOOD STORE | 1300 HIGHWAY 122 W | HAHIRA | Lowndes | 9092282 | 3 | Overfill Alarm | 1999-06-21 | FALSE | 1999-06-21 | FALSE | Currently in Use | E-10 | 10000 | Epoxy | 1999-03-10 |  | Double-Walled Flex | Pressurized
HAHIRA QUICK STOP #965 | 1305 HWY 122 WEST | HAHIRA | Lowndes | 9092257 | 6 |  | 1998-07-01 | FALSE | 1998-07-01 | FALSE | Removed from Ground | Diesel | 4000 | Composite | 1998-07-01 | 2017-06-01 |  | Pressurized
HAHIRA QUICK STOP #965 | 1305 HWY 122 WEST | HAHIRA | Lowndes | 9092257 | 3 |  | 1998-07-01 | FALSE | 1998-07-01 | FALSE | Removed from Ground | Gas (Historical Use) | 6000 | Steel-Impressed Current | 1989-07-28 | 2017-06-01 |  | Pressurized
GA DOT #10480 HAHIRA MAINT HDQTS | UNION RD 38 1/4 MI S OF SR 122 | HAHIRA | Lowndes | 9092130 | 10480-2 | [5 empty] | Removed from Ground | Other | 500 | Bare Steel | 1993-04-27 | 1993-04-27 | Bare Steel
LITTLE RIVER GROCERY | 8235 Hwy 122 W | Hahira | Lowndes | 10002109 | 1B | Ball Float | 2012-06-01 | FALSE | 2012-06-01 | FALSE | Temporarily out of use | E-0 | 4000 | Tank Jacket Double Walled | 2012-06-01 |  | Double-Walled Fiberglass | Pressurized
JIMMY'S 66 | 405 W MAIN ST | HAHIRA | Lowndes | 9092274 | 2 | [5 empty] | Removed from Ground | Gas (Historical Use) | 2000 | Not Marked/Unknown | 1998-12-01 | 1998-12-01 | Not Marked
HAHIRA GA MOTEL LTD | 175 & GA HWY 122 W | HAHIRA | Lowndes | 920203 | 2 | [5 empty] | Removed from Ground | Gas (Historical Use) | 8000 | Bare Steel | 1972-05-01 | 1996-06-01 | Galvanized Steel
HAHIRA CITGO STATION | 201 S CHURCH | HAHIRA | Lowndes | 920028 | 2 | [5 empty] | Removed from Ground | Empty | 1000 | Bare Steel | 1966-03-01 | 1997-02-01 | Galvanized Steel | Safe Suction (Euro)
OMINI #3 | 4357 BEMISS RD | VALDOSTA | Lowndes | 920008 | 1 | Flapper Valve | 1997-02-05 | FALSE | 1997-02-05 | FALSE | Closed in Ground | Gas (Historical Use) | 8000 | Steel-Impressed Current | 1984-05-01 | 2016-06-10 | Steel (Impressed Current) | Pressurized
PUCKETT'S SERVICE CENTER | 1700 N ASHLEY ST | VALDOSTA | Lowndes | 920100 | 4 |  |  | TRUE |  | TRUE | Removed from Ground | Used Oil | 550 | Bare Steel | 1998-03-28 | 1998-03-28 | Galvanized Steel
JIM HINTON OIL CO INC | 2801 N OAK ST | VALDOSTA | Lowndes | 920148 | 3 |  | 1998-11-15 |  | 1998-11-15 |  | Removed from Ground | Gas (Historical Use) | 6000 | Steel-Impressed Current | 1984-04-01 | 2017-02-16 | Steel (Impressed Current) | Pressurized
FAST BREAK #2 | 4593 N VALDOSTA RD | VALDOSTA | Lowndes | 920032 | 4 | Ball Float | 1997-10-22 | FALSE | 1997-10-22 | FALSE | Currently in Use | E-10 | 10000 | Composite | 1997-10-22 |  | Double-Walled Flex | Pressurized
FAST BREAK #2 | 4593 N VALDOSTA RD | VALDOSTA | Lowndes | 920032 | 5 | Ball Float | 1997-10-22 | FALSE | 1997-10-22 | FALSE | Currently in Use | Diesel | 10000 | Composite | 1997-10-22 |  | Double-Walled Flex | Pressurized
#923 ONE STOP #2 | 3126 N OAK ST Extension | VALDOSTA | Lowndes | 920232 | 2 | Flapper Valve | 1997-03-01 | FALSE | 1997-03-01 | FALSE | Currently in Use | E-10 | 8000 | Steel-Impressed Current | 1981-05-01 |  | Fiberglass Reinforced Plastic | Pressurized
SERVICE STATION | 3101 N ASHLEY STREET | VALDOSTA | Lowndes | 9092230 | 1 |  | 1999-03-05 |  | 1990-04-18 |  | Removed from Ground | Empty | 10000 | Steel-Impressed Current | 1989-06-01 | 2010-08-11 | Cathodically Protected | Pressurized
OMINI #3 | 4357 BEMISS RD | VALDOSTA | Lowndes | 920008 | 2 | Flapper Valve | 1997-02-05 | FALSE | 1997-02-05 | FALSE | Closed in Ground | Gas (Historical Use) | 10000 | Steel-Impressed Current | 1984-05-01 | 2016-06-10 | Steel (Impressed Current) | Pressurized
RaceWay #6722 - Valdosta | 1406 N ST AUGUSTINE RD | VALDOSTA | Lowndes | 10000475 | 1 | Overfill Alarm | 2003-08-06 | FALSE | 2003-08-06 | FALSE | Currently in Use | E-10 | 20000 | Composite Double Walled | 2003-08-06 |  | Double-Walled Fiberglass | Pressurized
SAIA LTL Freight | 3139 JOSEPH RD | VALDOSTA | Lowndes | 10001623 | 1 | Overfill Alarm | 2008-10-17 | FALSE | 2008-10-17 | FALSE | Temporarily out of use | Diesel | 15000 | Composite Double Walled | 2008-10-14 |  | Double-Walled Fiberglass | Pressurized
TRAX | 1501 N ASHLEY ST | VALDOSTA | Lowndes | 920031 | 10 |  | 1996-04-20 | FALSE | 1996-04-20 | FALSE | Removed from Ground | Diesel | 10000 | Composite | 1996-04-20 | 2017-07-18 |  | Pressurized
BST/R2563 | LAKELAND HWY | VALDOSTA | Lowndes | 9092142 | 2 | [5 empty] | Removed from Ground | Gas (Historical Use) | 1000 | Bare Steel | 1989-11-18 | 1989-11-18 | Unknown | Pressurized
RaceWay #6722 - Valdosta | 1406 N ST AUGUSTINE RD | VALDOSTA | Lowndes | 10000475 | 2 | Overfill Alarm | 2003-08-06 | FALSE | 2003-08-06 | FALSE | Currently in Use | Premium | 12000 | Composite Double Walled | 2003-08-06 |  | Double-Walled Fiberglass | Pressurized
#911 (GAS & GO #5 ) | 5815 BEMISS RD | VALDOSTA | Lowndes | 9092205 | K-OIL |  | 1999-01-01 |  | 1999-01-01 |  | Removed from Ground | Kerosene | 4000 | Steel-Impressed Current | 1982-01-01 | 2015-12-29 | Fiberglass Reinforced Plastic | Suction (American)
ZACADOO'S 2 | 3219 INNER PERIMETER RD | VALDOSTA | Lowndes | 10000811 | 2 | Flapper Valve | 2012-07-01 | FALSE | 2012-07-01 | FALSE | Currently in Use | Premium | 8000 | Epoxy | 2003-09-01 |  | Double-Walled Flex | Pressurized
964 ONE STOP #1 | 3980 N VALDOSTA RD | VALDOSTA | Lowndes | 10000162 | 1B | Ball Float | 2002-08-01 | FALSE | 2002-08-01 | FALSE | Currently in Use | Premium | 4000 | Composite | 2002-08-01 |  | Fiberglass Reinforced Plastic | Pressurized
TRAX | 1501 N ASHLEY ST | VALDOSTA | Lowndes | 920031 | 9 |  | 1996-04-20 | FALSE | 1996-04-20 | FALSE | Removed from Ground | Gas (Historical Use) | 10000 | Composite | 1996-04-20 | 2017-07-18 |  | Pressurized
HAHIRA MIDDLE SCHOOL | 300 EAST MAIN ST | HAHIRA | Lowndes | 920267 | 1 | [5 empty] | Removed from Ground | Diesel | 6000 | Bare Steel | 1980-05-01 | 1998-12-31 | Galvanized Steel
COLONIAL BAKERY | 707 N ASHLEY ST | VALDOSTA | Lowndes | 920020 | 1 | [5 empty] | Removed from Ground | Diesel | 560 | Not Marked/Unknown | 1951-05-01 | 1899-12-31 | Galvanized Steel
GRAYS 66 ALBERT D GRAY | 3030 N ASHLEY ST | VALDOSTA | Lowndes | 920047 | 1 |  | 1997-07-01 |  | 1997-07-01 |  | Removed from Ground | Gas (Historical Use) | 10000 | Cathodically Protected Steel | 1971-02-01 | 2000-07-26 | Fiberglass Reinforced Plastic | Pressurized
JIMMY'S 66 | 405 W MAIN ST | HAHIRA | Lowndes | 9092274 | 7 |  | 1999-04-01 |  | 1999-04-01 |  | Removed from Ground | Diesel | 2000 | Galvanic (STIP-3) | 1999-04-01 | 2012-11-08 | Fiberglass Reinforced Plastic | Safe Suction (Euro)
JIMMY'S 66 | 405 W MAIN ST | HAHIRA | Lowndes | 9092274 | 5 |  | 1998-12-10 |  | 1998-12-10 |  | Removed from Ground | Gas (Historical Use) | 2000 | Galvanic (STIP-3) | 1998-12-10 | 2012-11-08 | Fiberglass Reinforced Plastic | Safe Suction (Euro)
JIMMY'S 66 | 405 W MAIN ST | HAHIRA | Lowndes | 9092274 | 4 | [5 empty] | Removed from Ground | Gas (Historical Use) | 1000 | Not Marked/Unknown | 1998-12-01 | 1998-12-01 | Not Marked
HAHIRA PURE | 1018 GEORGIA HIGHWAY 122 WEST | HAHIRA | Lowndes | 920125 | 2 |  | 1999-03-24 |  | 1999-03-24 |  | Removed from Ground | Gas (Historical Use) | 5000 | Steel-Impressed Current | 1999-03-17 | 2005-10-05 | Steel (Impressed Current) | Pressurized
BARRETTS GROCERY | HWY 125 NORTH | VALDOSTA | Lowndes | 920201 | D4 | [5 empty] | Removed from Ground | Other | 4000 | Bare Steel | 1998-11-05 | 1998-11-05 | Galvanized Steel
BARRETTS GROCERY | HWY 125 NORTH | VALDOSTA | Lowndes | 920201 | P3 | [5 empty] | Removed from Ground | Gas (Historical Use) | 4000 | Bare Steel | 1998-11-05 | 1998-11-05 | Galvanized Steel
BST/OAK ST SOC R2605 | 3122 NORTH OAK ST | VALDOSTA | Lowndes | 9092137 | 1 | [5 empty] | Removed from Ground | Gas (Historical Use) | 12000 | Bare Steel | 1980-01-01 | 1991-04-15 | Unknown | Pressurized
OMINI #2 | 4952 BEMISS RD | VALDOSTA | Lowndes | 9092076 | 3 | Flapper Valve | 1989-11-01 | FALSE | 1989-11-01 | FALSE | Currently in Use | Diesel | 8000 | Galvanic (STIP-3) | 1989-01-01 |  | Galvanized Steel | Pressurized
Circle K 2745144 | 1201 ST AUGUSTINE RD | VALDOSTA | Lowndes | 9092260 | 271200 | Flapper Valve | 1996-07-29 | FALSE | 1996-07-29 | FALSE | Currently in Use | Diesel | 12000 | Composite | 1996-07-29 |  | Double-Walled Flex | Pressurized
Circle K 2745144 | 1201 ST AUGUSTINE RD | VALDOSTA | Lowndes | 9092260 | 271002 | Flapper Valve | 1996-07-29 | FALSE | 1996-07-29 | FALSE | Currently in Use | Premium | 12000 | Composite | 1996-07-29 |  | Double-Walled Flex | Pressurized
BAY SHELL 910 | 1401 ST AUGUSTINE RD | VALDOSTA | Lowndes | 9000204 | 9 | Ball Float | 1990-12-19 | FALSE | 1990-12-19 | FALSE | Temporarily out of use | Plus | 10000 | Galvanic (STIP-3) | 1990-12-19 |  | Fiberglass Reinforced Plastic | Pressurized
BAY SHELL 910 | 1401 ST AUGUSTINE RD | VALDOSTA | Lowndes | 9000204 | 8 | Ball Float | 1990-12-19 | FALSE | 1990-12-19 | FALSE | Temporarily out of use | Regular | 10000 | Galvanic (STIP-3) | 1990-12-19 |  | Fiberglass Reinforced Plastic | Pressurized
TRAX | 1501 N ASHLEY ST | VALDOSTA | Lowndes | 920031 | 5 | [5 empty] | Permanently Out of Use - historical purposes | Diesel | 4000 | Bare Steel | 1978-03-01 | 1899-12-31 | Galvanized Steel
PUCKETT'S SERVICE CENTER | 1700 N ASHLEY ST | VALDOSTA | Lowndes | 920100 | 2 | [5 empty] | Removed from Ground | Gas (Historical Use) | 2000 | Bare Steel | 1966-04-01 | 1998-03-27 | Galvanized Steel | Suction (American)
JIM HINTON OIL CO INC | 2801 N OAK ST | VALDOSTA | Lowndes | 920148 | 4 |  | 1998-11-15 |  | 1998-11-15 |  | Removed from Ground | Diesel | 3000 | Steel-Impressed Current | 1976-04-01 | 2017-02-16 | Steel (Impressed Current) | Pressurized
FAST BREAK #2 | 4593 N VALDOSTA RD | VALDOSTA | Lowndes | 920032 | 3 |  | 1997-11-01 |  | 1997-11-01 |  | Removed from Ground | Diesel | 10000 | Epoxy | 1976-03-01 | 1997-10-29 | Galvanized Steel | Pressurized
BARRETTS GROCERY | HWY 125 NORTH | VALDOSTA | Lowndes | 920201 | R1 | [5 empty] | Removed from Ground | Gas (Historical Use) | 6000 | Bare Steel | 1998-11-05 | 1998-11-05 | Galvanized Steel
Circle K 2745145 | 4205 N VALDOSTA RD | VALDOSTA | Lowndes | 9092285 | 1 | Flapper Valve | 2001-07-20 | FALSE | 2001-07-20 | FALSE | Currently in Use | Diesel | 12000 | Composite | 2001-03-14 |  | Double-Walled Flex | Pressurized
E P PROPERTIES | 908 BAYTREE RD | VALDOSTA | Lowndes | 9092272 | 2 | [5 empty] | Removed from Ground | Gas (Historical Use) | 6000 | Not Marked/Unknown | 1998-05-01 | 1998-05-01 | Not Marked
ADVANCED RENTAL | 5426 PERIMETER RD | VALDOSTA | Lowndes | 9092278 | 1 |  | 1997-01-01 | FALSE | 1997-01-01 | FALSE | Removed from Ground | Diesel | 6000 | Epoxy | 1997-01-01 |  | Double-Walled Fiberglass | Pressurized
DBA EXPREZIT! 350 | 2814 NORTH ASHLEY ST | VALDOSTA | Lowndes | 9000448 | 3 | [5 empty] | Removed from Ground | Gas (Historical Use) | 10000 | Fiberglass | 1984-01-01 | 1989-12-13 | Fiberglass Reinforced Plastic
LAKE PARK TRAVEL CENTER | 6901 BELLVILLE RD | LAKE PARK | Lowndes | 922002 | 4 | Flapper Valve |  | FALSE |  | FALSE | Currently in Use | E-10 | 12000 | Fiberglass |  |  | Fiberglass Reinforced Plastic | Pressurized
LAKE PARK TRAVEL CENTER | 6901 BELLVILLE RD | LAKE PARK | Lowndes | 922002 | 5 | Flapper Valve | 1988-11-03 | FALSE | 1988-11-03 | FALSE | Closed in Ground | Premium | 12000 | Fiberglass | 1988-11-03 |  | Fiberglass Reinforced Plastic | Pressurized
JIM HINTON OIL CO INC | 2801 N OAK ST | VALDOSTA | Lowndes | 920148 | 2 |  | 1998-11-15 |  | 1998-11-15 |  | Removed from Ground | Gas (Historical Use) | 10000 | Steel-Impressed Current | 1984-04-01 | 2017-02-16 | Steel (Impressed Current) | Pressurized
FAST BREAK #2 | 4593 N VALDOSTA RD | VALDOSTA | Lowndes | 920032 | 6 | Ball Float | 1997-10-22 | FALSE | 1997-10-22 | FALSE | Currently in Use | Premium | 10000 | Composite | 1997-10-22 |  | Double-Walled Flex | Pressurized
VALDOSTA LINCOLN MERCURY INC | NORTH VALDOSTA RD | VALDOSTA | Lowndes | 9092041 | 1 |  |  | TRUE |  | TRUE | Removed from Ground | Used Oil | 500 | Bare Steel | 1978-04-01 | 1988-08-01 | Fiberglass Reinforced Plastic
#911 (GAS & GO #5 ) | 5815 BEMISS RD | VALDOSTA | Lowndes | 9092205 | UL |  | 1999-01-01 |  | 1999-01-01 |  | Removed from Ground | Gas (Historical Use) | 10000 | Steel-Impressed Current | 1982-01-01 | 2015-12-29 | Fiberglass Reinforced Plastic | Pressurized
GRAYS 66 ALBERT D GRAY | 3030 N ASHLEY ST | VALDOSTA | Lowndes | 920047 | 2 |  | 1997-07-01 |  | 1997-07-01 |  | Removed from Ground | Gas (Historical Use) | 10000 | Cathodically Protected Steel | 1971-02-01 | 2000-07-26 | Fiberglass Reinforced Plastic | Pressurized
GA DOT #10431/LOWNDES CO MAINT H | 3351 CEDAR RD | VALDOSTA | Lowndes | 9092131 | 10431-5 | [5 empty] | Removed from Ground | Gas (Historical Use) | 1000 | Bare Steel | 1993-04-28 | 1993-04-28 | Galvanized Steel
THE COUNTRY STORE | 3954 OLD US 41 N | VALDOSTA | Lowndes | 9092177 | 4 | Flapper Valve | 1994-08-26 | FALSE | 1994-08-26 | FALSE | Removed from Ground | Gas (Historical Use) | 8000 | Galvanic (STIP-3) | 1987-04-10 |  | Galvanized Steel | Pressurized
PRO WASH INC | 1716 GORNTO RD | VALDOSTA | Lowndes | 9092238 | 2 |  | 1998-11-23 |  | 1998-11-23 |  | Removed from Ground | Gas (Historical Use) | 8000 | Cathodically Protected Steel | 1988-06-01 | 2003-09-04 | Fiberglass Reinforced Plastic | Pressurized
#911 (GAS & GO #5 ) | 5815 BEMISS RD | VALDOSTA | Lowndes | 9092205 | 2 |  | 1999-01-01 |  | 1999-01-01 |  | Removed from Ground | Gas (Historical Use) | 4000 | Steel-Impressed Current | 1982-01-01 | 2015-12-29 | Fiberglass Reinforced Plastic | Pressurized
CITGO QUICK LUBE | 2335 N ASHLEY ST | VALDOSTA | Lowndes | 9092233 | 3 |  | 1998-08-04 |  | 1998-08-04 |  | Removed from Ground | Gas (Historical Use) | 3000 | Steel-Impressed Current | 1998-08-04 | 1999-03-01 | Cathodically Protected | Pressurized
#908 BIGFOOT | 1255 LAKES BLVD | LAKE PARK | Lowndes | 9092209 | 3 | Flapper Valve | 1997-09-15 | FALSE | 1997-09-15 | FALSE | Currently in Use | Premium | 8000 | Galvanic (STIP-3) | 1987-01-01 |  | Fiberglass Reinforced Plastic | Pressurized
MIKE SMITH'S SHELL STATION | 1265 LAKES BLVD | LAKE PARK | Lowndes | 9092053 | 2A |  | 1991-07-08 |  | 1991-07-08 |  | Removed from Ground | Gas (Historical Use) | 6000 | Galvanic (STIP-3) | 1991-01-01 | 2005-05-04 | Fiberglass Reinforced Plastic
TRAX | 1501 N ASHLEY ST | VALDOSTA | Lowndes | 920031 | 6 | [5 empty] | Removed from Ground | Diesel | 3000 | Bare Steel | 1976-03-01 | 1990-02-01 | Galvanized Steel
PUCKETT'S SERVICE CENTER | 1700 N ASHLEY ST | VALDOSTA | Lowndes | 920100 | 3 | [5 empty] | Removed from Ground | Gas (Historical Use) | 3000 | Bare Steel | 1956-04-01 | 1998-03-27 | Galvanized Steel | Suction (American)
#923 ONE STOP #2 | 3126 N OAK ST Extension | VALDOSTA | Lowndes | 920232 | 3 | Flapper Valve | 1997-03-01 | FALSE | 1997-03-01 | FALSE | Currently in Use | Premium | 8000 | Steel-Impressed Current | 1981-05-01 |  | Fiberglass Reinforced Plastic | Pressurized
BARRETTS FOODS | 6685 BEMISS RD | VALDOSTA | Lowndes | 9092070 | 2 | Flapper Valve | 1997-01-09 | FALSE | 1997-01-09 | FALSE | Currently in Use | Premium | 10000 | Steel-Impressed Current | 1977-01-01 |  | Fiberglass Reinforced Plastic | Pressurized
PRO WASH INC | 1716 GORNTO RD | VALDOSTA | Lowndes | 9092238 | 1 |  | 1998-11-23 |  | 1998-11-23 |  | Removed from Ground | Gas (Historical Use) | 8000 | Cathodically Protected Steel | 1988-06-01 | 2003-09-04 | Fiberglass Reinforced Plastic | Pressurized
GA DOT #10431/LOWNDES CO MAINT H | 3351 CEDAR RD | VALDOSTA | Lowndes | 9092131 | 10431-4 | [5 empty] | Removed from Ground | Diesel | 500 | Bare Steel | 1993-04-28 | 1993-04-28 | Galvanized Steel
BST/R2563 | LAKELAND HWY | VALDOSTA | Lowndes | 9092142 | 1 | [5 empty] | Removed from Ground | Gas (Historical Use) | 12000 | Bare Steel | 1980-03-11 | 1990-11-28 | Unknown | Pressurized
BARRETTS FOODS | 6685 BEMISS RD | VALDOSTA | Lowndes | 9092070 | 1 | Flapper Valve | 1997-01-09 | FALSE | 1997-01-09 | FALSE | Currently in Use | E-10 | 10000 | Steel-Impressed Current | 1977-01-01 |  | Fiberglass Reinforced Plastic | Pressurized
SERVICE STATION | 3101 N ASHLEY STREET | VALDOSTA | Lowndes | 9092230 | 3 |  |  | FALSE |  | FALSE | Removed from Ground | Used Oil | 500 | Unknown | 2010-07-28 | 2010-08-16
TRAX | 1501 N ASHLEY ST | VALDOSTA | Lowndes | 920031 | 7 | [5 empty] | Removed from Ground | Diesel | 3000 | Bare Steel | 1976-03-01 | 1990-02-01 | Galvanized Steel
TRAX | 1501 N ASHLEY ST | VALDOSTA | Lowndes | 920031 | 4 | [5 empty] | Permanently Out of Use - historical purposes | Diesel | 4000 | Bare Steel | 1978-03-01 | 1899-12-31 | Galvanized Steel
TRAX | 1501 N ASHLEY ST | VALDOSTA | Lowndes | 920031 | 1 | [5 empty] | Permanently Out of Use - historical purposes | Gas (Historical Use) | 10000 | Bare Steel | 1981-03-01 | 1899-12-31 | Galvanized Steel
JIM HINTON OIL CO INC | 2801 N OAK ST | VALDOSTA | Lowndes | 920148 | 1 |  | 1998-11-15 |  | 1998-11-15 |  | Removed from Ground | Gas (Historical Use) | 3000 | Steel-Impressed Current | 1978-04-01 | 2017-02-16 | Steel (Impressed Current) | Pressurized
GRAYS 66 ALBERT D GRAY | 3030 N ASHLEY ST | VALDOSTA | Lowndes | 920047 | 4 |  |  | TRUE |  | TRUE | Removed from Ground | Used Oil | 250 | Bare Steel | 1971-02-01 | 1998-12-22 | Galvanized Steel | Gravity Fed
GRAYS 66 ALBERT D GRAY | 3030 N ASHLEY ST | VALDOSTA | Lowndes | 920047 | 5 | [5 empty] | Removed from Ground | Diesel | 2000 | Bare Steel | 1984-02-01 | 1998-12-22 | Galvanized Steel | Suction (American)
#923 ONE STOP #2 | 3126 N OAK ST Extension | VALDOSTA | Lowndes | 920232 | 4 | Flapper Valve | 1997-03-01 | FALSE | 1997-03-01 | FALSE | Currently in Use | Diesel | 8000 | Steel-Impressed Current | 1981-05-01 |  | Fiberglass Reinforced Plastic | Pressurized
LAND-O-SUN PET DAIRY | 2171 NORTH ASHLEY ST | VALDOSTA | Lowndes | 9092007 | 1 | [5 empty] | Removed from Ground | Gas (Historical Use) | 8000 | Bare Steel | 1971-01-01 | 1991-05-14 | Bare Steel
PICKETT MOTORS/FAIRWAY MOTORS | 2600 N VALDOSTA RD | VALDOSTA | Lowndes | 9092050 | 1 |  |  | TRUE |  | TRUE | Removed from Ground | Used Oil | 550 | Bare Steel | 1979-10-19 | 1989-11-09 | Galvanized Steel
#926 (LAKE PARK TRAVEL) | 7212 LAKE PARK BLVD | LAKE PARK | Lowndes | 9092204 | 4-DSL | Overfill Alarm | 1996-03-29 | FALSE | 1996-03-29 | FALSE | Currently in Use | Diesel | 20000 | Steel-Impressed Current | 1981-03-01 |  | Double-Walled Fiberglass | Pressurized
ALPINE GROCERY | OLD HI-WAY 41 5402 | LAKE PARK | Lowndes | 9092254 | 1 | [5 empty] | Removed from Ground | Kerosene | 1000 | Not Marked/Unknown | 1996-02-16 | 1996-02-16 | Not Marked
CITGO QUICK LUBE | 2335 N ASHLEY ST | VALDOSTA | Lowndes | 9092233 | 2 |  | 1998-08-04 |  | 1998-08-04 |  | Removed from Ground | Gas (Historical Use) | 3000 | Steel-Impressed Current | 1998-08-09 | 1999-03-01 | Cathodically Protected | Pressurized
CITGO QUICK LUBE | 2335 N ASHLEY ST | VALDOSTA | Lowndes | 9092233 | 6A |  | 1999-02-01 |  | 1999-02-01 |  | Removed from Ground | Gas (Historical Use) | 8000 | Tank Jacket | 1999-02-01 | 2016-10-05 | Fiberglass Reinforced Plastic | Pressurized
DBA EXPREZIT! 350 | 2814 NORTH ASHLEY ST | VALDOSTA | Lowndes | 9000448 | 5 |  | 1991-02-01 | FALSE | 1991-02-01 | FALSE | Removed from Ground | Gas (Historical Use) | 10000 | Galvanic (STIP-3) | 1991-02-01 | 2011-01-21 | Fiberglass Reinforced Plastic | Pressurized
HOLIDAY CAMPGROUND | 7189 HOLIDAY RD | LAKE PARK | Lowndes | 9092271 | 1 | [5 empty] | Permanently Out of Use - historical purposes | Gas (Historical Use) | 1000 | Not Marked/Unknown |  | 1899-12-31 | Bare Steel
MOBIL #948 | 6872 LAKE PARK BELLVILLE RD | LAKE PARK | Lowndes | 9092228 | 1 | Flapper Valve | 1996-06-04 | FALSE | 1996-06-04 | FALSE | Currently in Use | Premium | 12000 | Steel-Impressed Current | 1972-04-01 |  | Fiberglass Reinforced Plastic | Pressurized
#926 (LAKE PARK TRAVEL) | 7212 LAKE PARK BLVD | LAKE PARK | Lowndes | 9092204 | 1 | Flapper Valve | 1996-03-29 | FALSE | 1996-03-29 | FALSE | Currently in Use | E-10 | 15000 | Steel-Impressed Current | 1981-03-01 |  | Double-Walled Fiberglass | Pressurized
TWIN LAKES TEXACO | I-75 EXIT #2 | LAKE PARK | Lowndes | 9092035 | 3 | [5 empty] | Removed from Ground | Gas (Historical Use) | 10000 | Bare Steel | 1971-03-01 | 1899-12-31 | Galvanized Steel
ORKIN PEST CONTROL #256 | 2420 NORTH VALDOSTA RD | VALDOSTA | Lowndes | 9092042 | 1 | [5 empty] | Removed from Ground | Gas (Historical Use) | 4000 | Bare Steel | 1965-01-01 | 1990-09-15 | Galvanized Steel
FLASH FOODS #09 | 1305 NORTH TROUP ST | VALDOSTA | Lowndes | 9092043 | 1 | [5 empty] | Removed from Ground | Other | 6000 | Bare Steel | 1970-10-01 | 1899-12-31 | Galvanized Steel | Suction (American)
RAYMOND DASHER | 1750 CLAY RD | VALDOSTA | Lowndes | 920103 | 1 | [5 empty] | Removed from Ground | Gas (Historical Use) | 550 | Bare Steel | 1976-04-01 | 1998-10-01 | Galvanized Steel | Safe Suction (Euro)
SWIFTY MART #228 | 739 OLD STATENVILLE RD | VALDOSTA | Lowndes | 9092045 | 2 |  | 1996-04-18 |  | 1996-04-18 |  | Removed from Ground | Gas (Historical Use) | 6000 | Galvanic (STIP-3) | 1984-06-01 | 2001-09-21 | Fiberglass Reinforced Plastic
LANGDALE FUEL CO | 1628 JAMES P RODGERS DR | VALDOSTA | Lowndes | 9092048 | 4B | Flapper Valve | 1997-09-09 | FALSE | 1997-09-09 | FALSE | Currently in Use | E-0 | 4000 | Composite Double Walled | 1997-09-09 |  | Double-Walled Flex | Pressurized
SWIFTY MART #228 | 739 OLD STATENVILLE RD | VALDOSTA | Lowndes | 9092045 | 3 |  | 1996-04-18 |  | 1996-04-18 |  | Removed from Ground | Gas (Historical Use) | 6000 | Galvanic (STIP-3) | 1984-06-01 | 2001-09-21 | Fiberglass Reinforced Plastic
LANGDALE FUEL CO | 314 TUCKER RD | VALDOSTA | Lowndes | 9092051 | 2 | [5 empty] | Removed from Ground | Gas (Historical Use) | 1000 | Bare Steel | 1966-03-01 | 1987-05-01 | Galvanized Steel
MITT FOOD MART | 2001 W HILL AVE | VALDOSTA | Lowndes | 9092056 | 4 | Ball Float | 1990-01-01 | FALSE | 1990-01-01 | FALSE | Currently in Use | Diesel | 6000 | Steel-Impressed Current | 1990-01-01 |  | Steel (Impressed Current) | Pressurized
FAST BREAK #1 | 2006 WEST HILL ST | VALDOSTA | Lowndes | 9000560 | 1 | Flapper Valve | 1991-11-15 | FALSE | 1991-11-15 | FALSE | Currently in Use | E-10 | 20000 | Epoxy | 1991-11-15 |  | Double-Walled Fiberglass | Pressurized
PILOT TRAVEL CENTER #073 | 3495 MADISON HWY | VALDOSTA | Lowndes | 9000053 | 1 |  | 1993-12-01 | FALSE | 1993-12-01 | FALSE | Removed from Ground | Diesel | 5000 | Steel-Impressed Current | 1984-03-17 | 2020-01-05 | Fiberglass Reinforced Plastic | Pressurized
BIGFOOT TRAVEL CENTER | 1808 W HILL AVE | VALDOSTA | Lowndes | 922001 | 117104 | Flapper Valve | 1988-06-02 | FALSE | 1988-06-02 | FALSE | Currently in Use | Premium | 8000 | Galvanic (STIP-3) | 1988-06-02 |  | Fiberglass Reinforced Plastic | Pressurized
FORMER MONKS CURB STORE & SERVICE STATION | 1306 EAST HILL AVE | VALDOSTA | Lowndes | 10002176 | 1 |  |  | FALSE |  | FALSE | Removed from Ground |  | 0 | Unknown |  | 1899-12-31
BLOSSMAN PROPANE - SOUTHEAST PROPANE | 618 S PATTERSON ST | VALDOSTA | Lowndes | 10000517 | 1 |  |  | FALSE |  | FALSE | Removed from Ground | Gas (Historical Use) | 2500 | Bare Steel | 2003-12-05 | 2003-12-05
OMINI #3 | 4357 BEMISS RD | VALDOSTA | Lowndes | 920008 | 3 | Flapper Valve | 1997-02-05 | FALSE | 1997-02-05 | FALSE | Currently in Use | E-10 | 6000 | Steel-Impressed Current | 1984-05-01 |  | Steel (Impressed Current) | Pressurized
PUCKETT'S SERVICE CENTER | 1700 N ASHLEY ST | VALDOSTA | Lowndes | 920100 | 1 | [5 empty] | Removed from Ground | Gas (Historical Use) | 2000 | Bare Steel | 1966-04-01 | 1998-03-27 | Galvanized Steel | Suction (American)
GRAYS 66 ALBERT D GRAY | 3030 N ASHLEY ST | VALDOSTA | Lowndes | 920047 | 3 |  | 1997-07-01 |  | 1997-07-01 |  | Removed from Ground | Gas (Historical Use) | 10000 | Cathodically Protected Steel | 1971-02-01 | 2000-07-26 | Fiberglass Reinforced Plastic | Pressurized
GA DOT #10431/LOWNDES CO MAINT H | 3351 CEDAR RD | VALDOSTA | Lowndes | 9092131 | 10431-3 | [5 empty] | Removed from Ground | Gas (Historical Use) | 1000 | Bare Steel | 1986-01-01 | 1993-04-28 | Galvanized Steel | Suction (American)
BST/OAK ST SOC R2605 | 3122 NORTH OAK ST | VALDOSTA | Lowndes | 9092137 | 2 | [5 empty] | Removed from Ground | Gas (Historical Use) | 3000 | Bare Steel | 1980-01-01 | 1991-04-15 | Unknown | Pressurized
KUSHI FOOD MART | 1509 NORTHSIDE DR | VALDOSTA | Lowndes | 9092181 | 1A | Flapper Valve | 1994-12-02 | FALSE | 1994-12-02 | FALSE | Currently in Use | E-10 | 10000 | Galvanic (STIP-3) | 1994-11-22 |  | Flex | Pressurized
#911 (GAS & GO #5 ) | 5815 BEMISS RD | VALDOSTA | Lowndes | 9092205 | 1 |  | 1999-01-01 |  | 1999-01-01 |  | Removed from Ground | Gas (Historical Use) | 3000 | Steel-Impressed Current | 1982-01-01 | 2015-12-19 | Fiberglass Reinforced Plastic | Pressurized
CITGO QUICK LUBE | 2335 N ASHLEY ST | VALDOSTA | Lowndes | 9092233 | 5 |  | 1998-08-04 |  | 1998-08-04 |  | Removed from Ground | Gas (Historical Use) | 10000 | Steel-Impressed Current | 1998-08-04 | 1999-03-01 | Cathodically Protected | Pressurized
CITGO QUICK LUBE | 2335 N ASHLEY ST | VALDOSTA | Lowndes | 9092233 | 4 |  | 1998-08-04 |  | 1998-08-04 |  | Removed from Ground | Gas (Historical Use) | 3000 | Steel-Impressed Current | 1998-08-04 | 1999-03-01 | Cathodically Protected | Pressurized
#908 BIGFOOT | 1255 LAKES BLVD | LAKE PARK | Lowndes | 9092209 | 2 | Flapper Valve | 1997-09-15 | FALSE | 1997-09-15 | FALSE | Currently in Use | E-10 | 8000 | Galvanic (STIP-3) | 1987-01-01 |  | Fiberglass Reinforced Plastic | Pressurized
TWIN LAKES TEXACO | I-75 EXIT #2 | LAKE PARK | Lowndes | 9092035 | 1 | [5 empty] | Removed from Ground | Gas (Historical Use) | 10000 | Bare Steel | 1971-03-01 | 1899-12-31 | Galvanized Steel
964 ONE STOP #1 | 3980 N VALDOSTA RD | VALDOSTA | Lowndes | 10000162 | 1A | Flapper Valve | 2002-08-01 | FALSE | 2002-08-01 | FALSE | Currently in Use | E-10 | 8000 | Composite | 2002-08-01 |  | Fiberglass Reinforced Plastic | Pressurized
CITGO QUICK LUBE | 2335 N ASHLEY ST | VALDOSTA | Lowndes | 9092233 | 1 |  | 1998-08-04 |  | 1998-08-04 |  | Removed from Ground | Gas (Historical Use) | 10000 | Steel-Impressed Current | 1998-08-04 | 1999-03-01 | Cathodically Protected | Pressurized
Circle K 2745145 | 4205 N VALDOSTA RD | VALDOSTA | Lowndes | 9092285 | 2 | Flapper Valve | 2001-07-20 | FALSE | 2001-07-20 | FALSE | Currently in Use | E-10 | 12000 | Composite | 2001-03-14 |  | Double-Walled Flex | Pressurized
HOLIDAY CAMPGROUND | 7189 HOLIDAY RD | LAKE PARK | Lowndes | 9092271 | 2 | [5 empty] | Permanently Out of Use - historical purposes | Gas (Historical Use) | 1000 | Not Marked/Unknown |  | 1899-12-31 | Bare Steel
#926 (LAKE PARK TRAVEL) | 7212 LAKE PARK BLVD | LAKE PARK | Lowndes | 9092204 | 2 | Flapper Valve | 1996-03-29 | FALSE | 1996-03-29 | FALSE | Currently in Use | E-10 | 15000 | Steel-Impressed Current | 1981-03-01 |  | Double-Walled Fiberglass | Pressurized
MIKE SMITH'S SHELL STATION | 1265 LAKES BLVD | LAKE PARK | Lowndes | 9092053 | 2B |  | 1991-07-08 |  | 1991-07-08 |  | Removed from Ground | Gas (Historical Use) | 6000 | Galvanic (STIP-3) | 1991-01-01 | 2005-05-04 | Fiberglass Reinforced Plastic
SANDLINS UNION 76 | 101 MARION AVE | LAKE PARK | Lowndes | 9092039 | 2 | [5 empty] | Removed from Ground | Gas (Historical Use) | 5000 | Bare Steel | 1961-04-01 | 1899-12-31 | Galvanized Steel | Suction (American)
TWIN LAKES TEXACO | I-75 EXIT #2 | LAKE PARK | Lowndes | 9092035 | 2 | [5 empty] | Removed from Ground | Gas (Historical Use) | 10000 | Bare Steel | 1971-03-01 | 1899-12-31 | Galvanized Steel
RADNEY PLUMBING & HEATING INC | 401 EAST HILL AVE | VALDOSTA | Lowndes | 920102 | 1 | [5 empty] | Removed from Ground | Gas (Historical Use) | 1000 | Bare Steel | 1976-04-10 | 1995-06-01 | Galvanized Steel
DAYS INN PURE VALDOSTA | 4598 N VALDOSTA RD | VALDOSTA | Lowndes | 920126 | 1 | Ball Float | 1998-12-01 | FALSE | 1998-12-01 | FALSE | Removed from Ground | E-10 | 10000 | Steel-Impressed Current | 1998-12-01 | 2020-01-08 | Fiberglass Reinforced Plastic | Pressurized
COLQUITT EMC | 273 NORMAN DRIVE | VALDOSTA | Lowndes | 920118 | VD-1 |  | 1997-03-01 |  | 1997-03-01 |  | Removed from Ground | Diesel | 10000 | Cathodically Protected Steel | 1985-04-01 | 2002-12-03 | Cathodically Protected | Suction (American)
P&D FOOD MART | 700 GRIFFIN AVE | VALDOSTA | Lowndes | 9092046 | 2 | Ball Float | 1994-03-01 | FALSE | 1994-03-01 | FALSE | Currently in Use | E-10 | 8000 | Steel-Impressed Current | 1977-01-01 |  | Double-Walled Fiberglass | Pressurized
SAI LAXMI LLC | 2228 BEMISS RD | VALDOSTA | Lowndes | 920278 | 2 | Flapper Valve | 1996-12-01 | FALSE | 1996-11-15 | FALSE | Temporarily out of use | Premium | 8000 | Steel-Impressed Current | 1966-05-01 |  | Fiberglass Reinforced Plastic | Pressurized
FAST BREAK #1 | 2006 WEST HILL ST | VALDOSTA | Lowndes | 9000560 | F | [5 empty] | Removed from Ground | Gas (Historical Use) | 4000 | Bare Steel | 1964-01-01 | 1990-08-01 | Galvanized Steel
PILOT TRAVEL CENTER #073 | 3495 MADISON HWY | VALDOSTA | Lowndes | 9000053 | 9 | Flapper Valve | 1993-12-01 | FALSE | 1993-12-01 | FALSE | Removed from Ground | E-10 | 8000 | Steel-Impressed Current | 1984-03-17 | 2020-01-05 | Fiberglass Reinforced Plastic | Pressurized
PILOT TRAVEL CENTER #073 | 3495 MADISON HWY | VALDOSTA | Lowndes | 9000053 | 2 |  | 1993-12-01 | FALSE | 1993-12-01 | FALSE | Removed from Ground | Premium | 8000 | Steel-Impressed Current | 1984-03-17 | 2020-01-05 | Fiberglass Reinforced Plastic | Pressurized
TRAX | 1501 N ASHLEY ST | VALDOSTA | Lowndes | 920031 | 8 |  | 1996-04-20 | FALSE | 1996-04-20 | FALSE | Removed from Ground | Gas (Historical Use) | 20000 | Composite | 1996-04-20 | 2017-07-18 |  | Pressurized
TRAX | 1501 N ASHLEY ST | VALDOSTA | Lowndes | 920031 | 2 | [5 empty] | Permanently Out of Use - historical purposes | Gas (Historical Use) | 10000 | Bare Steel | 1981-03-01 | 1899-12-31 | Galvanized Steel
OMINI #2 | 4952 BEMISS RD | VALDOSTA | Lowndes | 9092076 | 2 | Flapper Valve | 1989-11-01 | FALSE | 1989-11-01 | FALSE | Currently in Use | Premium | 8000 | Galvanic (STIP-3) | 1989-01-01 |  | Galvanized Steel | Pressurized
ALPINE GROCERY | OLD HI-WAY 41 5402 | LAKE PARK | Lowndes | 9092254 | 3 | [5 empty] | Removed from Ground | Gas (Historical Use) | 2500 | Not Marked/Unknown | 1996-02-16 | 1996-02-16 | Not Marked
MIKE SMITH'S SHELL STATION | 1265 LAKES BLVD | LAKE PARK | Lowndes | 9092053 | 1 |  | 1991-07-08 |  | 1991-07-08 |  | Removed from Ground | Gas (Historical Use) | 12000 | Galvanic (STIP-3) | 1991-01-01 | 2005-05-04 | Fiberglass Reinforced Plastic
#904 (WEST HILL CONVENIENCE STORE) | 707 W HILL AVE | VALDOSTA | Lowndes | 920145 | 1 |  | 1997-07-01 |  | 1997-07-01 |  | Removed from Ground | Gas (Historical Use) | 3000 | Cathodically Protected Steel | 1979-04-01 | 2012-02-06 | Cathodically Protected | Pressurized
VALDOSTA DIVISION CONTROL CIR | 803 W SAVANNAH | VALDOSTA | Lowndes | 920142 | 1 | Flapper Valve | 1998-10-12 |  | 1998-10-12 |  | Closed in Ground | Other | 550 | Fiberglass | 1981-02-01 | 2009-10-23 | Double-Walled Flex | Safe Suction (Euro)
VALDOSTA POWER DELIVERY | 901 W SAVANNAH AVE | VALDOSTA | Lowndes | 920141 | D |  | 1988-06-01 |  | 1988-06-01 |  | Removed from Ground | Diesel | 10000 | Double Walled | 1988-06-01 | 2004-03-02 | Fiberglass Reinforced Plastic | Pressurized
LANGDALE FUEL CO | 1628 JAMES P RODGERS DR | VALDOSTA | Lowndes | 9092048 | 1 | [5 empty] | Removed from Ground | Gas (Historical Use) | 2000 | Bare Steel | 1976-03-01 | 1987-05-01 | Galvanized Steel
MITT FOOD MART | 2001 W HILL AVE | VALDOSTA | Lowndes | 9092056 | 3 | Flapper Valve | 1990-01-01 | FALSE | 1990-01-01 | FALSE | Currently in Use | Premium | 6000 | Steel-Impressed Current | 1990-01-01 |  | Steel (Impressed Current) | Pressurized
#905 (MK FOOD MART) | 1000 MADISON HWY | VALDOSTA | Lowndes | 9092057 | 2 | [5 empty] | Removed from Ground | Other | 3000 | Marked Unknown | 1989-08-14 | 1989-08-14 | Unknown
E P PROPERTIES | 908 BAYTREE RD | VALDOSTA | Lowndes | 9092272 | 1 | [5 empty] | Removed from Ground | Gas (Historical Use) | 6000 | Not Marked/Unknown | 1998-05-01 | 1998-05-01 | Not Marked
VALDOSTA COCA-COLA BOTTLING WORK | 1409 NORTH ASHLEY ST | VALDOSTA | Lowndes | 9000550 | 1 | [5 empty] | Removed from Ground | Other | 4000 | Not Marked/Unknown | 1950-01-01 | 1989-12-01 | Not Marked
ALPINE GROCERY | OLD HI-WAY 41 5402 | LAKE PARK | Lowndes | 9092254 | 4 | [5 empty] | Removed from Ground | Gas (Historical Use) | 5000 | Not Marked/Unknown | 1996-02-16 | 1996-02-16 | Not Marked
FLYING J TRAVEL PLAZA #631 | 7001 LAKE PARK BELLVELLE RD | LAKE PARK | Lowndes | 9092249 | 7 | Flapper Valve | 2014-06-01 | FALSE | 2014-06-01 | FALSE | Currently in Use | Biodiesel | 20000 | Fiberglass Double Walled | 2014-06-01 |  | Double-Walled Fiberglass | Suction (American)
B & B Food Mart | 801 NORTH PATTERSON | VALDOSTA | Lowndes | 9092030 | B | [5 empty] | Removed from Ground | Gas (Historical Use) | 10000 | Bare Steel | 1977-03-01 | 1899-12-31 | Galvanized Steel
FAST BREAK #1 | 2006 WEST HILL ST | VALDOSTA | Lowndes | 9000560 | 2 | Flapper Valve | 1991-11-15 | FALSE | 1991-11-15 | FALSE | Currently in Use | Plus | 8000 | Epoxy | 1991-11-15 |  | Double-Walled Fiberglass | Pressurized
PILOT TRAVEL CENTER #073 | 3495 MADISON HWY | VALDOSTA | Lowndes | 9000053 | 11 | Flapper Valve | 2007-10-08 | FALSE | 2007-10-08 | FALSE | Removed from Ground | Diesel | 20000 | Composite Double Walled | 2007-10-08 | 2020-01-05 | Fiberglass Reinforced Plastic | Pressurized
VALDOSTA COLLECTION FACILITY | 1101 HAWKINS ST | VALDOSTA | Lowndes | 922000 | 2 | Flapper Valve | 2000-04-21 | FALSE | 2000-04-21 | FALSE | Currently in Use | Diesel | 20000 | Composite | 2000-04-21 |  | Double-Walled Fiberglass | Pressurized
LAHOOD PROPERTY | 508 S ASHLEY ST | VALDOSTA | Lowndes | 10001784 | 2 |  |  | FALSE |  | FALSE | Removed from Ground | Gas (Historical Use) | 3000 | Bare Steel | 2005-04-01 | 2005-04-01 | Bare Steel | Safe Suction (Euro)
EXIT 22 CITGO | 4460 SHILOH RD | VALDOSTA | Lowndes | 10001213 | 2 | Overfill Alarm | 2006-08-01 | FALSE | 2006-08-01 | FALSE | Currently in Use | Diesel | 12000 | Epoxy | 2006-08-10 |  | Double-Walled Fiberglass | Pressurized
DAVIS TRANSFER CO | 3371 MADISON HWY | VALDOSTA | Lowndes | 10000090 | 1 |  | 1992-01-01 | FALSE | 1992-01-01 | FALSE | Removed from Ground | Diesel | 20000 | Composite | 1992-01-01 | 2002-12-10 | Fiberglass Reinforced Plastic | Pressurized
GA DOT #10431/LOWNDES CO MAINT H | 3351 CEDAR RD | VALDOSTA | Lowndes | 9092131 | 431-D1 | [5 empty] | Removed from Ground | Diesel | 1110 | Bare Steel | 1986-01-01 | 2004-03-22 | Galvanized Steel | Suction (American)
THE COUNTRY STORE | 3954 OLD US 41 N | VALDOSTA | Lowndes | 9092177 | 3 | Flapper Valve | 1994-08-26 | FALSE | 1994-08-26 | FALSE | Removed from Ground | Gas (Historical Use) | 6000 | Galvanic (STIP-3) | 1987-04-10 |  | Galvanized Steel | Pressurized
ADVANCED RENTAL | 5426 PERIMETER RD | VALDOSTA | Lowndes | 9092278 | 2 |  | 1997-01-01 | FALSE | 1997-01-01 | FALSE | Removed from Ground | Diesel | 6000 | Epoxy | 1997-01-01 |  | Double-Walled Fiberglass | Pressurized
FLYING J TRAVEL PLAZA #631 | 7001 LAKE PARK BELLVELLE RD | LAKE PARK | Lowndes | 9092249 | 5 | Flapper Valve | 1995-05-01 | FALSE | 1995-05-01 | FALSE | Currently in Use | E-15 | 12000 | Fiberglass Double Walled | 1995-01-01 |  | Fiberglass Reinforced Plastic | Pressurized
FLYING J TRAVEL PLAZA #631 | 7001 LAKE PARK BELLVELLE RD | LAKE PARK | Lowndes | 9092249 | 4 | Flapper Valve | 1995-05-01 | FALSE | 1995-05-01 | FALSE | Currently in Use | E-15 | 12000 | Fiberglass Double Walled | 1995-01-01 |  | Fiberglass Reinforced Plastic | Pressurized
AMOCO STATION #757 | 684 GA HWY 376 | LAKE PARK | Lowndes | 9092003 | 2 | [5 empty] | Removed from Ground | Gas (Historical Use) | 6000 | Marked Unknown | 1992-01-01 | 1992-01-01 | Unknown
PILOT TRAVEL CENTER #073 | 3495 MADISON HWY | VALDOSTA | Lowndes | 9000053 | 8 | [5 empty] | Removed from Ground | Other | 3000 | Cathodically Protected Steel | 1984-01-01 | 1993-10-01 | Galvanized Steel | Pressurized
BASSFORD AUTOMOTIVE | 331 NORTH ASHLEY STREET | VALDOSTA | Lowndes | 10001371 | 5 |  |  | FALSE |  | FALSE | Removed from Ground | Gas (Historical Use) | 500 | Bare Steel | 2007-03-06 | 2007-03-06
LAKE PARK TRAVEL CENTER | 6901 BELLVILLE RD | LAKE PARK | Lowndes | 922002 | 3 | Flapper Valve | 1988-11-03 | FALSE | 1988-11-03 | FALSE | Currently in Use | Diesel | 12000 | Fiberglass | 1988-11-03 |  | Fiberglass Reinforced Plastic | Pressurized
RED CARPET INN | I-75 & BELLVILLE RD | LAKE PARK | Lowndes | 9092220 | 3 | [5 empty] | Removed from Ground | Gas (Historical Use) | 10000 | Marked Unknown | 1975-01-01 | 1988-01-01 | Bare Steel | Gravity Fed
CANDY WORLD TEXACO-FAST TRACK #424 | 6898 BELLEVILL RD | LAKE PARK | Lowndes | 9092037 | 1 | Flapper Valve | 1991-01-01 |  | 1991-01-01 |  | Removed from Ground | Gas (Historical Use) | 8000 | Fiberglass | 1991-03-20 | 2015-09-23 | Fiberglass Reinforced Plastic | Pressurized
#911 (GAS & GO #5 ) | 5815 BEMISS RD | VALDOSTA | Lowndes | 9092205 | SUL |  | 1999-01-01 |  | 1999-01-01 |  | Removed from Ground | Gas (Historical Use) | 10000 | Steel-Impressed Current | 1982-01-01 | 2015-12-29 | Fiberglass Reinforced Plastic | Pressurized
E P PROPERTIES | 908 BAYTREE RD | VALDOSTA | Lowndes | 9092272 | 3 | [5 empty] | Removed from Ground | Gas (Historical Use) | 5000 | Not Marked/Unknown | 1998-05-01 | 1998-05-01 | Not Marked
VALDOSTA COCA-COLA BOTTLING WORK | 1409 NORTH ASHLEY ST | VALDOSTA | Lowndes | 9000550 | 2 | [5 empty] | Removed from Ground | Diesel | 6000 | Not Marked/Unknown | 1950-01-01 | 1990-03-01 | Not Marked
DBA EXPREZIT! 350 | 2814 NORTH ASHLEY ST | VALDOSTA | Lowndes | 9000448 | 2 | [5 empty] | Removed from Ground | Gas (Historical Use) | 10000 | Fiberglass | 1984-01-01 | 1989-12-13 | Fiberglass Reinforced Plastic
MOBIL #948 | 6872 LAKE PARK BELLVILLE RD | LAKE PARK | Lowndes | 9092228 | 3 | Ball Float | 1996-06-04 | FALSE | 1996-06-04 | FALSE | Currently in Use | Diesel | 6000 | Steel-Impressed Current | 1972-04-01 |  | Fiberglass Reinforced Plastic | Pressurized
RED CARPET INN | I-75 & BELLVILLE RD | LAKE PARK | Lowndes | 9092220 | 1 | [5 empty] | Removed from Ground | Gas (Historical Use) | 10000 | Marked Unknown | 1975-01-01 | 1988-01-01 | Bare Steel | Gravity Fed
#926 (LAKE PARK TRAVEL) | 7212 LAKE PARK BLVD | LAKE PARK | Lowndes | 9092204 | 3 | Flapper Valve | 1996-03-29 | FALSE | 1996-03-29 | FALSE | Currently in Use | Premium | 15000 | Steel-Impressed Current | 1981-03-01 |  | Double-Walled Fiberglass | Pressurized
FLYING J TRAVEL PLAZA #631 | 7001 LAKE PARK BELLVELLE RD | LAKE PARK | Lowndes | 9092249 | 6 | Flapper Valve | 1995-05-01 | FALSE | 1995-05-01 | FALSE | Currently in Use | Premium | 12000 | Fiberglass Double Walled | 1995-01-01 |  | Fiberglass Reinforced Plastic | Pressurized
CANDY WORLD TEXACO-FAST TRACK #424 | 6898 BELLEVILL RD | LAKE PARK | Lowndes | 9092037 | 3 | Flapper Valve | 1991-01-01 |  | 1991-01-01 |  | Removed from Ground | Gas (Historical Use) | 6000 | Fiberglass | 1991-03-20 | 2015-09-23 | Fiberglass Reinforced Plastic | Pressurized
AMOCO STATION #757 | 684 GA HWY 376 | LAKE PARK | Lowndes | 9092003 | 1 | [5 empty] | Removed from Ground | Gas (Historical Use) | 6000 | Marked Unknown | 1992-01-01 | 1992-01-01 | Unknown
AMOCO STATION #757 | 684 GA HWY 376 | LAKE PARK | Lowndes | 9092003 | 7 |  |  | TRUE |  | TRUE | Removed from Ground | Used Oil | 500 | Marked Unknown | 1992-01-01 | 1992-01-01 | Unknown
AMOCO STATION #757 | 684 GA HWY 376 | LAKE PARK | Lowndes | 9092003 | 4 | [5 empty] | Removed from Ground | Other | 6000 | Marked Unknown | 1992-01-01 | 1992-01-01 | Unknown
VALDOSTA POWER DELIVERY | 901 W SAVANNAH AVE | VALDOSTA | Lowndes | 920141 | 2 | [5 empty] | Removed from Ground | Gas (Historical Use) | 6000 | Bare Steel | 1966-05-01 | 1988-04-01 | Unknown
LANGDALE FUEL CO | 314 TUCKER RD | VALDOSTA | Lowndes | 9092051 | 1 | [5 empty] | Removed from Ground | Empty | 2000 | Bare Steel | 1966-03-01 | 1987-05-01 | Galvanized Steel
JAYMUN INC | 1001 N PATTERSON ST | VALDOSTA | Lowndes | 920277 | 2 | Ball Float | 1982-01-01 | TRUE | 1996-11-01 | FALSE | Temporarily out of use | Plus | 10000 | Fiberglass | 1982-04-01 |  | Fiberglass Reinforced Plastic | Pressurized
#929 (DISCOUNT CORNER #1) | 100 MAIN ST | HAHIRA | Lowndes | 920152 | 3 | Flapper Valve | 1998-11-15 | FALSE | 1998-11-15 | FALSE | Temporarily out of use | Gas (Historical Use) | 3000 | Steel-Impressed Current | 1983-05-01 |  | Steel (Impressed Current) | Pressurized
FAST BREAK #2 | 4593 N VALDOSTA RD | VALDOSTA | Lowndes | 920032 | 1 |  | 1997-11-01 |  | 1997-11-01 |  | Removed from Ground | Gas (Historical Use) | 20000 | Epoxy | 1976-03-01 | 1997-10-29 | Galvanized Steel | Pressurized
VALDOSTA HIGH SCHOOL | 3101 N FOREST ST | VALDOSTA | Lowndes | 920059 | 1 | [5 empty] | Removed from Ground | Gas (Historical Use) | 1000 | Bare Steel | 1981-01-01 | 1998-08-25 | Galvanized Steel
BARRETTS GROCERY | HWY 125 NORTH | VALDOSTA | Lowndes | 920201 | V2 | [5 empty] | Removed from Ground | Gas (Historical Use) | 4000 | Bare Steel | 1998-11-05 | 1998-11-05 | Galvanized Steel
#905 (MK FOOD MART) | 1000 MADISON HWY | VALDOSTA | Lowndes | 9092057 | 6 |  | 1989-08-01 | FALSE | 1989-08-01 | FALSE | Currently in Use | Premium | 8000 | Galvanic (STIP-3) | 1989-08-15 |  | Fiberglass Reinforced Plastic | Pressurized
B & B Food Mart | 801 NORTH PATTERSON | VALDOSTA | Lowndes | 9092030 | 1 | Flapper Valve | 1998-11-13 | FALSE | 1998-09-17 | FALSE | Temporarily out of use | Regular | 8000 | Steel-Impressed Current | 1979-01-01 |  | Steel (Impressed Current) | Safe Suction (Euro)
FAST BREAK #1 | 2006 WEST HILL ST | VALDOSTA | Lowndes | 9000560 | B | [5 empty] | Removed from Ground | Gas (Historical Use) | 4000 | Bare Steel | 1964-01-01 | 1990-08-01 | Galvanized Steel
BASSFORD AUTOMOTIVE | 331 NORTH ASHLEY STREET | VALDOSTA | Lowndes | 10001371 | 2 |  |  | FALSE |  | FALSE | Removed from Ground | Gas (Historical Use) | 1000 | Bare Steel | 2007-03-06 | 2007-03-06
FORMER JOSEPH PROPERTY | 103 EAST MLK DR | VALDOSTA | Lowndes | 10001742 | 2 |  |  | FALSE |  | FALSE | Permanently Out Of Use | Gas (Historical Use) | 3000 | Bare Steel | 2009-07-30 | 2009-07-30 | Galvanized Steel
MURPHY EXPRESS #8518 | 277 NORMAN DR | VALDOSTA | Lowndes | 10001635 | 3A | Flapper Valve | 2009-09-10 | FALSE | 2008-09-10 | FALSE | Currently in Use | Diesel | 12000 | Fiberglass Double Walled | 2008-09-10 |  | Double-Walled Fiberglass | Pressurized
PHILLIPS 66 CO #008208 | N ASHLEY & ROSEDALE | VALDOSTA | Lowndes | 9092182 | 466998 | [5 empty] | Temporarily out of use | Gas (Historical Use) | 6000 | Bare Steel | 1974-04-01 |  | Bare Steel
PHILLIPS 66 CO #008208 | N ASHLEY & ROSEDALE | VALDOSTA | Lowndes | 9092182 | 336632 | [5 empty] | Temporarily out of use | Gas (Historical Use) | 3000 | Bare Steel | 1966-04-01 |  | Bare Steel
BST/OAK ST SOC R2605 | 3122 NORTH OAK ST | VALDOSTA | Lowndes | 9092137 | 3 |  |  | TRUE |  | TRUE | Removed from Ground | Used Oil | 550 | Bare Steel | 1980-01-01 | 1991-10-01 | Unknown | Gravity Fed
KUSHI FOOD MART | 1509 NORTHSIDE DR | VALDOSTA | Lowndes | 9092181 | 1B | Flapper Valve | 1994-12-02 | FALSE | 1994-12-02 | FALSE | Currently in Use | Premium | 5000 | Galvanic (STIP-3) | 1994-11-22 |  | Flex | Pressurized
THE COUNTRY STORE | 3954 OLD US 41 N | VALDOSTA | Lowndes | 9092177 | 2 | Flapper Valve | 1994-08-26 | FALSE | 1994-08-26 | FALSE | Removed from Ground | Gas (Historical Use) | 6000 | Galvanic (STIP-3) | 1987-04-10 |  | Galvanized Steel | Pressurized
RIGHT STOP | 126 LAKES BLVD | LAKE PARK | Lowndes | 9092021 | 3 | Flapper Valve | 1997-02-10 | FALSE | 1997-02-10 | FALSE | Currently in Use | Diesel | 6000 | Steel-Impressed Current | 1985-11-01 |  | Fiberglass Reinforced Plastic | Pressurized
#911 (GAS & GO #5 ) | 5815 BEMISS RD | VALDOSTA | Lowndes | 9092205 | ULP |  | 1999-01-01 |  | 1999-01-01 |  | Removed from Ground | Diesel | 10000 | Steel-Impressed Current | 1982-01-01 | 2015-12-29 | Fiberglass Reinforced Plastic | Pressurized
DBA EXPREZIT! 350 | 2814 NORTH ASHLEY ST | VALDOSTA | Lowndes | 9000448 | 4 |  |  | TRUE |  | TRUE | Removed from Ground | Used Oil | 1000 | Fiberglass | 1984-01-01 | 1989-12-13 | Fiberglass Reinforced Plastic
DBA EXPREZIT! 350 | 2814 NORTH ASHLEY ST | VALDOSTA | Lowndes | 9000448 | 1 | [5 empty] | Removed from Ground | Gas (Historical Use) | 10000 | Fiberglass | 1984-01-01 | 1989-12-13 | Fiberglass Reinforced Plastic
DBA EXPREZIT! 350 | 2814 NORTH ASHLEY ST | VALDOSTA | Lowndes | 9000448 | 7 |  | 1991-02-01 | FALSE | 1991-02-01 | FALSE | Removed from Ground | Gas (Historical Use) | 6000 | Galvanic (STIP-3) | 1991-02-01 | 2011-01-21
LAKE PARK TRAVEL CENTER | 6901 BELLVILLE RD | LAKE PARK | Lowndes | 922002 | 6 | Flapper Valve | 1997-01-29 | TRUE | 1997-01-29 | TRUE | Currently in Use | Used Oil | 1000 | Fiberglass | 1987-01-01 |  | Fiberglass Reinforced Plastic | Gravity
#926 (LAKE PARK TRAVEL) | 7212 LAKE PARK BLVD | LAKE PARK | Lowndes | 9092204 | 6-DSL | Overfill Alarm | 1996-03-29 | FALSE | 1996-03-29 | FALSE | Currently in Use | Diesel | 20000 | Steel-Impressed Current | 1981-03-01 |  | Double-Walled Fiberglass | Pressurized
#926 (LAKE PARK TRAVEL) | 7212 LAKE PARK BLVD | LAKE PARK | Lowndes | 9092204 | 5-DSL | Overfill Alarm | 1996-03-29 | FALSE | 1996-03-29 | FALSE | Currently in Use | Diesel | 20000 | Steel-Impressed Current | 1981-03-01 |  | Double-Walled Fiberglass | Pressurized
#908 BIGFOOT | 1255 LAKES BLVD | LAKE PARK | Lowndes | 9092209 | 1 | Flapper Valve | 1997-09-15 | FALSE | 1997-09-15 | FALSE | Currently in Use | E-10 | 8000 | Galvanic (STIP-3) | 1987-01-01 |  | Fiberglass Reinforced Plastic | Pressurized
AMOCO STATION #757 | 684 GA HWY 376 | LAKE PARK | Lowndes | 9092003 | 3 | [5 empty] | Removed from Ground | Other | 6000 | Marked Unknown | 1992-01-01 | 1992-01-01 | Unknown
MURPHY EXPRESS #8518 | 277 NORMAN DR | VALDOSTA | Lowndes | 10001635 | 3B | Flapper Valve | 2008-09-10 | FALSE | 2008-09-10 | FALSE | Currently in Use | Premium | 8000 | Fiberglass Double Walled | 2008-09-10 |  | Double-Walled Fiberglass | Pressurized
PHILLIPS 66 CO #008208 | N ASHLEY & ROSEDALE | VALDOSTA | Lowndes | 9092182 | 336630 | [5 empty] | Temporarily out of use | Gas (Historical Use) | 4000 | Bare Steel | 1966-04-01 |  | Bare Steel
EXIT 22 CITGO | 4460 SHILOH RD | VALDOSTA | Lowndes | 10001213 | 1 | Overfill Alarm |  | FALSE |  | FALSE | Currently in Use | E-10 | 20000 | Epoxy |  |  | Double-Walled Fiberglass | Pressurized
SAMS CLUB #6204 | 450 NORMAN DR | VALDOSTA | Lowndes | 10000554 | 3 | Flapper Valve | 2004-01-13 | FALSE | 2004-01-13 | FALSE | Currently in Use | Premium | 20000 | Fiberglass Double Walled | 2004-01-13 |  | Double-Walled Flex | Pressurized
HULSTEIN TAYLOR TIRE | 1714 N ASHLEY ST | VALDOSTA | Lowndes | 920233 | 6 |  |  | FALSE |  | FALSE | Removed from Ground | Used Oil | 560 | Unknown | 2008-03-11 | 2008-03-11
SOUTHERN CONTRACTORS | 1527 MADISON HIGHWAY | VALDOSTA | Lowndes | 920056 | 1 | [5 empty] | Removed from Ground | Diesel | 10000 | Bare Steel | 1977-01-01 | 1997-07-01 | Galvanized Steel | Safe Suction (Euro)
SCRUGGS CONCRETE | 807 RIVER STREET | VALDOSTA | Lowndes | 920053 | 3 | [5 empty] | Removed from Ground | Empty | 1 | Bare Steel | 1985-01-01 | 1985-01-01 | Galvanized Steel
SUNSET FARM FOODS | 1201 MADISON HWY | VALDOSTA | Lowndes | 920165 | 1 | [5 empty] | Removed from Ground | Gas (Historical Use) | 500 | Bare Steel | 1971-04-01 | 1988-02-01 | Galvanized Steel
YELLOW CAB CO | 1106 S PATTERSON ST | VALDOSTA | Lowndes | 920166 | 1 | [5 empty] | Removed from Ground | Gas (Historical Use) | 4000 | Bare Steel | 1976-05-01 | 1987-09-01 | Galvanized Steel
#904 (WEST HILL CONVENIENCE STORE) | 707 W HILL AVE | VALDOSTA | Lowndes | 920145 | 4 |  | 1998-07-01 |  | 1998-07-01 |  | Removed from Ground | Diesel | 3000 | Cathodically Protected Steel | 1986-05-01 | 2012-02-06 | Cathodically Protected | Pressurized
B & B Food Mart | 801 NORTH PATTERSON | VALDOSTA | Lowndes | 9092030 | 2 | Flapper Valve | 1998-11-13 | FALSE | 1998-09-17 | FALSE | Temporarily out of use | Premium | 8000 | Steel-Impressed Current | 1979-01-01 |  | Steel (Impressed Current) | Safe Suction (Euro)
HERNDON SUPER C #204 | 1850 WEST HILL ST | VALDOSTA | Lowndes | 9000594 | 2 | [5 empty] | Permanently Out of Use - historical purposes | Gas (Historical Use) | 12000 | Bare Steel | 1971-05-12 | 1899-12-31 | Galvanized Steel
FAST BREAK #1 | 2006 WEST HILL ST | VALDOSTA | Lowndes | 9000560 | 4 | Flapper Valve | 1991-11-15 | FALSE | 1991-11-15 | FALSE | Currently in Use | Diesel | 6000 | Epoxy | 1991-11-15 |  | Double-Walled Fiberglass | Pressurized
PILOT TRAVEL CENTER #073 | 3495 MADISON HWY | VALDOSTA | Lowndes | 9000053 | 5 | Flapper Valve | 1993-12-01 | FALSE | 1993-12-01 | FALSE | Removed from Ground | Diesel | 10000 | Steel-Impressed Current | 1984-03-17 | 2020-01-05 | Fiberglass Reinforced Plastic | Pressurized
PILOT TRAVEL CENTER #073 | 3495 MADISON HWY | VALDOSTA | Lowndes | 9000053 | 4 |  | 1993-12-01 | FALSE | 1993-12-01 | FALSE | Removed from Ground | Plus | 12000 | Steel-Impressed Current | 1984-03-17 | 2020-01-05 | Fiberglass Reinforced Plastic | Pressurized
PILOT TRAVEL CENTER #073 | 3495 MADISON HWY | VALDOSTA | Lowndes | 9000053 | 7 | Flapper Valve | 1993-12-01 | FALSE | 1993-12-01 | FALSE | Removed from Ground | Premium | 8000 | Steel-Impressed Current | 1984-03-17 | 2020-01-05 | Fiberglass Reinforced Plastic | Pressurized
#904 (WEST HILL CONVENIENCE STORE) | 707 W HILL AVE | VALDOSTA | Lowndes | 920145 | 5 |  | 1998-07-01 |  | 1998-07-01 |  | Removed from Ground | Gas (Historical Use) | 10000 | Cathodically Protected Steel | 1986-05-01 | 2012-02-06 | Cathodically Protected | Pressurized
FLEET CON STATION | 601 W HILL AVE | VALDOSTA | Lowndes | 920135 | 1 | Flapper Valve | 1996-11-01 | FALSE | 1996-11-01 | FALSE | Temporarily out of use | E-10 | 10000 | Steel-Impressed Current | 1973-04-01 |  | Steel (Impressed Current) | Suction (American)
GTs Wrecker Service | 708 GIL HARBIN INDUSTRIAL BLVD | VALDOSTA | Lowndes | 920136 | 3 |  |  | TRUE |  | TRUE | Removed from Ground | Used Oil | 1000 | Bare Steel | 1985-04-01 | 1998-10-01 | Galvanized Steel | Gravity Fed
FLASH FOODS #09 | 1305 NORTH TROUP ST | VALDOSTA | Lowndes | 9092043 | 3 | [5 empty] | Removed from Ground | Other | 10000 | Bare Steel | 1970-10-01 | 1899-12-31 | Galvanized Steel | Suction (American)
BIGFOOT TRAVEL CENTER | 1808 W HILL AVE | VALDOSTA | Lowndes | 922001 | 118643 | Flapper Valve | 1988-06-02 | FALSE | 1988-06-02 | FALSE | Currently in Use | E-10 | 8000 | Galvanic (STIP-3) | 1988-06-02 |  | Fiberglass Reinforced Plastic | Pressurized
FEDERAL EXPRESS FREIGHT | 809 GIL HARBIN IND BLVD | VALDOSTA | Lowndes | 10001211 | 1 | Flapper Valve | 2006-06-01 | FALSE | 2006-06-01 | FALSE | Currently in Use | Diesel | 20000 | Composite Double Walled | 2006-06-10 |  | Double-Walled Fiberglass | Pressurized
LAKE PARK CHEVRON | I-75 & BELLVILLE RD | LAKE PARK | Lowndes | 920271 | 2 |  | 1993-04-01 |  | 1993-04-01 |  | Removed from Ground | Empty | 10000 | Fiberglass | 1974-04-01 | 2012-12-12 | Not Marked | Pressurized
Circle K 2745158 | 1266 LAKES BLVD | LAKE PARK | Lowndes | 9092068 | 7 | Flapper Valve | 2006-03-14 | FALSE | 2006-03-14 | FALSE | Currently in Use | Diesel | 10000 | Composite Double Walled | 2006-03-14 |  | Double-Walled Fiberglass | Pressurized
Circle K 2745158 | 1266 LAKES BLVD | LAKE PARK | Lowndes | 9092068 | 1 | Ball Float | 1992-01-16 |  | 1992-01-16 |  | Removed from Ground | Gas (Historical Use) | 12000 | Cathodically Protected Steel | 1992-01-16 | 2006-03-22 | Fiberglass Reinforced Plastic | Pressurized
JP FOODS | 7415 GA HWY 376 | LAKE PARK | Lowndes | 9092154 | 1B | Flapper Valve | 1994-01-19 | FALSE | 1994-01-19 | FALSE | Currently in Use | Diesel Off Road | 5000 | Galvanic (STIP-3) | 1994-01-19 |  | Fiberglass Reinforced Plastic | Pressurized
JIM HINTON OIL CO OF GA INC | 609 WEST HILL AVE | VALDOSTA | Lowndes | 920077 | 7 |  | 1999-01-15 |  | 1999-01-15 |  | Removed from Ground | Other | 4000 | Steel-Impressed Current | 1981-01-01 | 2012-06-05 | Cathodically Protected | Suction (American)
Circle K 2745145 | 4205 N VALDOSTA RD | VALDOSTA | Lowndes | 9092285 | 3 | Flapper Valve | 2001-07-20 | FALSE | 2001-07-20 | FALSE | Currently in Use | Premium | 12000 | Composite | 2001-03-14 |  | Double-Walled Flex | Pressurized
ADVANCED RENTAL | 5426 PERIMETER RD | VALDOSTA | Lowndes | 9092278 | 3 |  | 1997-01-01 | FALSE | 1997-01-01 | FALSE | Removed from Ground | Gas (Historical Use) | 2000 | Epoxy | 1997-01-01 |  | Double-Walled Fiberglass | Pressurized
LAKE PARK TRAVEL CENTER | 6901 BELLVILLE RD | LAKE PARK | Lowndes | 922002 | 2 | Flapper Valve | 1988-11-03 | FALSE | 1988-11-03 | FALSE | Currently in Use | Diesel | 20000 | Fiberglass | 1988-11-03 |  | Fiberglass Reinforced Plastic | Pressurized
RED CARPET INN | I-75 & BELLVILLE RD | LAKE PARK | Lowndes | 9092220 | 2 | [5 empty] | Removed from Ground | Gas (Historical Use) | 10000 | Marked Unknown | 1975-01-01 | 1988-01-01 | Bare Steel | Gravity Fed
#926 (LAKE PARK TRAVEL) | 7212 LAKE PARK BLVD | LAKE PARK | Lowndes | 9092204 | 7-DSL | Flapper Valve | 1996-03-29 | FALSE | 1996-03-29 | FALSE | Currently in Use | Diesel | 20000 | Steel-Impressed Current | 1981-03-01 |  | Double-Walled Fiberglass | Pressurized
FLYING J TRAVEL PLAZA #631 | 7001 LAKE PARK BELLVELLE RD | LAKE PARK | Lowndes | 9092249 | 3 | Flapper Valve | 1995-05-01 | FALSE | 1995-05-01 | FALSE | Currently in Use | Diesel | 20000 | Fiberglass Double Walled | 1995-01-01 |  | Fiberglass Reinforced Plastic | Pressurized
BAY SHELL 910 | 1401 ST AUGUSTINE RD | VALDOSTA | Lowndes | 9000204 | 7 | Ball Float | 1990-12-19 | FALSE | 1990-12-19 | FALSE | Temporarily out of use | Premium | 10000 | Galvanic (STIP-3) | 1990-12-19 |  | Fiberglass Reinforced Plastic | Pressurized
TRAX | 1501 N ASHLEY ST | VALDOSTA | Lowndes | 920031 | 3 | [5 empty] | Permanently Out of Use - historical purposes | Gas (Historical Use) | 10000 | Bare Steel | 1981-03-01 | 1899-12-31 | Galvanized Steel
OMINI #2 | 4952 BEMISS RD | VALDOSTA | Lowndes | 9092076 | 1 | Flapper Valve | 1989-11-01 | FALSE | 1989-11-01 | FALSE | Currently in Use | E-10 | 8000 | Galvanic (STIP-3) | 1989-01-01 |  | Galvanized Steel | Pressurized
Circle K 2745144 | 1201 ST AUGUSTINE RD | VALDOSTA | Lowndes | 9092260 | 271017 | Flapper Valve | 1996-07-29 | FALSE | 1996-07-29 | FALSE | Currently in Use | E-10 | 12000 | Composite | 1996-07-29 |  | Double-Walled Flex | Pressurized
LAKE PARK TRAVEL CENTER | 6901 BELLVILLE RD | LAKE PARK | Lowndes | 922002 | 1 | Flapper Valve | 1988-11-01 | FALSE | 1988-11-03 | FALSE | Currently in Use | Diesel | 20000 | Fiberglass | 1988-11-03 |  | Fiberglass Reinforced Plastic | Pressurized
ALPINE GROCERY | OLD HI-WAY 41 5402 | LAKE PARK | Lowndes | 9092254 | 2 | [5 empty] | Removed from Ground | Gas (Historical Use) | 2500 | Not Marked/Unknown | 1996-02-16 | 1996-02-16 | Not Marked
CANDY WORLD TEXACO-FAST TRACK #424 | 6898 BELLEVILL RD | LAKE PARK | Lowndes | 9092037 | 2 | Flapper Valve | 1991-01-01 |  | 1991-01-01 |  | Removed from Ground | Gas (Historical Use) | 8000 | Fiberglass | 1991-03-20 | 2015-09-23 | Fiberglass Reinforced Plastic | Pressurized
#978 GA/FLA FUEL CENTER | 7215 LAKES BLVD | LAKE PARK | Lowndes | 920200 | U2 | [5 empty] | Removed from Ground | Gas (Historical Use) | 8000 | Bare Steel | 1966-04-01 | 1988-01-01 | Galvanized Steel
RIGHT STOP | 126 LAKES BLVD | LAKE PARK | Lowndes | 9092021 | 1 | Flapper Valve | 1997-02-10 | FALSE | 1997-02-10 | FALSE | Currently in Use | E-10 | 10000 | Steel-Impressed Current | 1975-11-01 |  | Galvanized Steel | Pressurized
#978 GA/FLA FUEL CENTER | 7215 LAKES BLVD | LAKE PARK | Lowndes | 920200 | R1 | [5 empty] | Removed from Ground | Gas (Historical Use) | 8000 | Bare Steel | 1966-04-01 | 1988-01-01 | Galvanized Steel
#902 BIGFOOT | 1111 LAKES BLVD | LAKE PARK | Lowndes | 9092059 | 3 | [5 empty] | Removed from Ground | Gas (Historical Use) | 4000 | Bare Steel | 1979-01-01 | 1989-08-13 | Galvanized Steel
ESTES EXPRESS LINES | 6470 LAKE PARK BELLEVILLE RD | LAKE PARK | Lowndes | 9092069 | 14 | Ball Float | 1998-10-28 | FALSE | 1998-10-28 | FALSE | Temporarily out of use | Diesel | 20000 | Fiberglass Double Walled | 1998-10-28 |  | Double-Walled Fiberglass | Pressurized
ESTES EXPRESS LINES | 6470 LAKE PARK BELLEVILLE RD | LAKE PARK | Lowndes | 9092069 | 3 | [5 empty] | Removed from Ground | Diesel | 12000 | Bare Steel | 1977-09-01 | 1998-11-30 | Bare Steel | Pressurized
K & K CONSTRUCTION | 3254 LOCH LAUREL RD | LAKE PARK | Lowndes | 920217 | 2 | Flapper Valve | 1998-12-01 |  | 1998-12-01 |  | Removed from Ground | Diesel | 10000 | Steel-Impressed Current | 1979-05-01 | 2010-03-22 | Steel (Impressed Current) | Suction (American)
#978 GA/FLA FUEL CENTER | 7215 LAKES BLVD | LAKE PARK | Lowndes | 920200 | 5 | Flapper Valve | 1988-07-01 | FALSE | 1988-07-01 | FALSE | Currently in Use | Diesel | 20000 | STIP-3/Impressed Current | 1988-07-01 |  | Galvanized Steel | Pressurized
#978 GA/FLA FUEL CENTER | 7215 LAKES BLVD | LAKE PARK | Lowndes | 920200 | 4 | Flapper Valve | 1988-07-01 | FALSE | 1988-07-01 | FALSE | Currently in Use | Diesel | 20000 | STIP-3/Impressed Current | 1988-07-01 |  | Galvanized Steel | Pressurized
CITGO QUICK LUBE | 2335 N ASHLEY ST | VALDOSTA | Lowndes | 9092233 | 6B |  | 1999-02-01 |  | 1999-02-01 |  | Removed from Ground | Gas (Historical Use) | 4000 | Tank Jacket | 1999-02-01 | 2016-10-05 | Fiberglass Reinforced Plastic | Pressurized
SANDLINS UNION 76 | 101 MARION AVE | LAKE PARK | Lowndes | 9092039 | 3 | [5 empty] | Removed from Ground | Gas (Historical Use) | 5000 | Bare Steel | 1961-04-01 | 1899-12-31 | Galvanized Steel | Suction (American)
ALDEAN DUKES LOGGING | RT 9 BOX 244B | VALDOSTA | Lowndes | 920192 | 1 | [5 empty] | Removed from Ground | Gas (Historical Use) | 4000 | Bare Steel | 1982-05-01 | 1990-01-01 | Galvanized Steel
WISENBAKER SERVICE STATION | 401 N ASHLEY ST | VALDOSTA | Lowndes | 920244 | 3 | [5 empty] | Removed from Ground | Gas (Historical Use) | 3000 | Bare Steel | 1966-05-01 | 2000-02-25 | Galvanized Steel | Pressurized
TOMMY GRINER INC | 505 N ASHLEY ST | VALDOSTA | Lowndes | 920055 | 1 |  |  | TRUE |  | TRUE | Removed from Ground | Used Oil | 0 | Marked Unknown | 1956-02-01 | 1992-11-01 | Unknown
CITY GARAGE | 1015 MYRTLE ST | VALDOSTA | Lowndes | 920042 | 8 | Ball Float | 2006-05-16 | FALSE | 2006-05-16 | FALSE | Currently in Use | E-10 | 10000 | Composite | 2006-05-16 |  | Double-Walled Fiberglass | Pressurized
CITY GARAGE | 1015 MYRTLE ST | VALDOSTA | Lowndes | 920042 | 2 | [5 empty] | Removed from Ground | Gas (Historical Use) | 10000 | Bare Steel | 1973-03-01 | 1998-02-01 | Galvanized Steel
#903 (OAK ST FOODS) | 500 N OAK ST | VALDOSTA | Lowndes | 920150 | 1 | Flapper Valve | 1997-08-14 | FALSE | 1997-08-14 | FALSE | Currently in Use | E-10 | 8000 | Steel-Impressed Current | 1980-04-01 |  | Steel (Impressed Current) | Suction (American)
ALL-BRANDS VENDING CO | US 41 NORTH | VALDOSTA | Lowndes | 920169 | 1 | [5 empty] | Removed from Ground | Gas (Historical Use) | 1000 | Bare Steel | 1975-05-01 | 1987-09-01 | Galvanized Steel
#906 AB FOODS | 607 E HILL AVE | VALDOSTA | Lowndes | 920144 | 2 | Flapper Valve | 1996-09-26 | FALSE | 1996-09-26 | FALSE | Currently in Use | E-10 | 6000 | Steel-Impressed Current | 1983-04-01 |  | Fiberglass Reinforced Plastic | Pressurized
GTs Wrecker Service | 708 GIL HARBIN INDUSTRIAL BLVD | VALDOSTA | Lowndes | 920136 | 2 | [5 empty] | Removed from Ground | Other | 3000 | Bare Steel | 1985-04-01 | 1998-10-01 | Galvanized Steel | Suction (American)
FORMER JOSEPH PROPERTY | 103 EAST MLK DR | VALDOSTA | Lowndes | 10001742 | 1 |  |  | FALSE |  | FALSE | Permanently Out Of Use | Gas (Historical Use) | 3000 | Bare Steel | 2009-07-30 | 2009-07-30 | Galvanized Steel
WETHERINGTON LANE LANDFILL | WETHERINGTON LANE | VALDOSTA | Lowndes | 920044 | 1 | [5 empty] | Removed from Ground | Diesel | 1000 | Bare Steel | 1985-03-01 | 1998-12-01 | Galvanized Steel
GA DOT | STATE RT 84 | VALDOSTA | Lowndes | 9092164 | 1 | [5 empty] | Closed in Ground | Empty | 550 | Bare Steel | 1992-07-13 | 1992-07-13 | Galvanized Steel
PILOT #4561 | 3460 MADISON HWY | VALDOSTA | Lowndes | 9000056 | 9 | Flapper Valve | 1999-01-01 | FALSE | 1999-01-01 | FALSE | Currently in Use | Diesel | 30000 | Composite Double Walled | 1998-12-14 |  | Double-Walled Fiberglass | Pressurized
PILOT #4561 | 3460 MADISON HWY | VALDOSTA | Lowndes | 9000056 | 6 | Ball Float | 1999-01-01 | FALSE | 1999-01-01 | FALSE | Currently in Use | Premium | 12000 | Composite Double Walled | 1998-12-14 |  | Double-Walled Fiberglass | Pressurized
FRANCIS LAKE GOLF CLUB | GOLF DRIVE | LAKE PARK | Lowndes | 920170 | 1 | [5 empty] | Removed from Ground | Gas (Historical Use) | 1000 | Bare Steel | 1971-05-01 | 1987-06-01 | Galvanized Steel
TENNECO PACKAGING | GA HWY 31 S & GA HWY 376 | CLYATTVILLE | Lowndes | 9092002 | 1 | [5 empty] | Removed from Ground | Diesel | 2000 | Cathodically Protected Steel | 1986-04-01 | 1992-01-09 | Galvanized Steel | Safe Suction (Euro)
ESTES EXPRESS LINES | 6470 LAKE PARK BELLEVILLE RD | LAKE PARK | Lowndes | 9092069 | 11 | [5 empty] | Removed from Ground | Diesel | 4000 | Bare Steel | 1978-08-01 | 1998-11-30 | Bare Steel | Gravity Fed
SOUTH GEORGIA MEDICAL CENTER INC | 2501 N PATTERSON STREET | VALDOSTA | Lowndes | 920065 | 2 | [5 empty] | Removed from Ground | Diesel | 2000 | Bare Steel | 1971-03-01 | 1899-12-31 | Galvanized Steel
RIGHT STOP | 126 LAKES BLVD | LAKE PARK | Lowndes | 9092021 | 2 | Flapper Valve | 1997-02-10 | FALSE | 1997-02-10 | FALSE | Currently in Use | E-0 | 10000 | Steel-Impressed Current | 1975-11-01 |  | Galvanized Steel | Pressurized
JP FOODS | 7415 GA HWY 376 | LAKE PARK | Lowndes | 9092154 | 2B | Flapper Valve | 1994-01-19 | FALSE | 1994-01-19 | FALSE | Currently in Use | Diesel On Road | 4000 | Galvanic (STIP-3) | 1994-01-19 |  | Fiberglass Reinforced Plastic | Pressurized
K & K CONSTRUCTION | 3254 LOCH LAUREL RD | LAKE PARK | Lowndes | 920217 | 1 | Flapper Valve | 1998-12-01 |  | 1998-12-01 |  | Removed from Ground | Gas (Historical Use) | 2000 | Steel-Impressed Current | 1979-05-01 | 2011-03-22 | Steel (Impressed Current) | Suction (American)
JAYS BBQ/TEXACO | I-75 & GA HWY 31 | VALDOSTA | Lowndes | 9000055 | 5 | [5 empty] | Removed from Ground | Empty | 10000 | Cathodically Protected Steel | 1980-05-09 | 1988-11-04 | Galvanized Steel | Safe Suction (Euro)
JAYS BBQ/TEXACO | I-75 & GA HWY 31 | VALDOSTA | Lowndes | 9000055 | 4 | [5 empty] | Removed from Ground | Empty | 4000 | Cathodically Protected Steel | 1980-05-09 | 1988-11-04 | Galvanized Steel | Safe Suction (Euro)
PILOT #4561 | 3460 MADISON HWY | VALDOSTA | Lowndes | 9000056 | 2 | [5 empty] | Removed from Ground | Gas (Historical Use) | 3000 | Bare Steel | 1964-05-13 | 1899-12-31 | Galvanized Steel
PILOT #4561 | 3460 MADISON HWY | VALDOSTA | Lowndes | 9000056 | 8 | Flapper Valve | 1999-01-01 | FALSE | 1999-01-01 | FALSE | Currently in Use | Diesel | 30000 | Composite Double Walled | 1998-12-14 |  | Double-Walled Fiberglass | Pressurized
LAKE PARK CHEVRON | I-75 & BELLVILLE RD | LAKE PARK | Lowndes | 920271 | 3 |  | 1993-04-01 |  | 1993-04-01 |  | Removed from Ground | Empty | 10000 | Fiberglass | 1974-04-01 | 2012-12-12 | Not Marked | Pressurized
BST LAKE PARK CO R2513 | 130 MARION AVE | LAKE PARK | Lowndes | 9092134 | 2 | Flapper Valve | 1997-07-18 | FALSE | 1997-07-18 | FALSE | Currently in Use | Diesel | 1000 | Fiberglass Double Walled | 1997-07-18 |  | Copper | Safe Suction (Euro)
CONCRETE METAL FORMS ERECTORS IN | WISENBAKER & BELLVIL | LAKE PARK | Lowndes | 920115 | 1 | [5 empty] | Removed from Ground | Gas (Historical Use) | 0 | Bare Steel | 1973-03-01 | 1987-01-01 | Galvanized Steel
SWIFTY MART #178 | 3980 N VALDOSTA RD & VAL DEL RD | VALDOSTA | Lowndes | 9092149 | 1 |  | 1988-03-29 |  | 1988-03-29 |  | Removed from Ground | Gas (Historical Use) | 6000 | Cathodically Protected Steel | 1988-03-29 | 2001-06-20 | Double Walled | Pressurized
Lee Street Quick Mart | 1409 N LEE ST | VALDOSTA | Lowndes | 9092018 | 2 | Flapper Valve | 1987-01-01 | FALSE | 1987-01-01 | FALSE | Currently in Use | E-0 | 6000 | Galvanic (STIP-3) | 1987-01-01 |  | Fiberglass Reinforced Plastic | Pressurized
VALDOSTA DIESEL SERVICE INC | 3750 MADISON HWY | VALDOSTA | Lowndes | 9000054 | 1 |  |  | TRUE |  | TRUE | Removed from Ground | Used Oil | 1000 | Bare Steel | 1988-12-06 | 2005-06-01 | Galvanized Steel | Gravity Fed
BIGFOOT TRAVEL CENTER | 1808 W HILL AVE | VALDOSTA | Lowndes | 922001 | 145087 | Flapper Valve | 1989-10-06 | FALSE | 1989-10-06 | FALSE | Currently in Use | Diesel | 20000 | Galvanic (STIP-3) | 1989-10-06 |  | Fiberglass Reinforced Plastic | Pressurized
BASSFORD AUTOMOTIVE | 331 NORTH ASHLEY STREET | VALDOSTA | Lowndes | 10001371 | 3 |  |  | FALSE |  | FALSE | Removed from Ground | Gas (Historical Use) | 500 | Bare Steel | 2007-03-06 | 2007-03-06
SCALES EXPRESS | 1555 COMMERCE DR | VALDOSTA | Lowndes | 10001682 | 1 | Ball Float | 2008-07-01 | FALSE | 2008-07-01 | FALSE | Currently in Use | Diesel | 20000 | Composite | 2007-01-12 |  | Fiberglass Reinforced Plastic | Pressurized
MURPHY EXPRESS #8518 | 277 NORMAN DR | VALDOSTA | Lowndes | 10001635 | 1 | Flapper Valve | 2008-09-10 | FALSE | 2008-09-10 | FALSE | Currently in Use | E-10 | 20000 | Fiberglass Double Walled | 2008-09-10 |  | Double-Walled Fiberglass | Pressurized
#978 GA/FLA FUEL CENTER | 7215 LAKES BLVD | LAKE PARK | Lowndes | 920200 | 3 | Flapper Valve | 1998-12-14 | FALSE | 1998-12-14 | FALSE | Currently in Use | Premium | 10000 | STIP-3/Impressed Current | 1988-07-01 |  | Galvanized Steel | Pressurized
PCA/NEKOOSA PACKAGING/VALDOSTA M | GA HWY 31 S & GA HWY 376 | CLYATTVILLE | Lowndes | 9092090 | 1837 | [5 empty] | Removed from Ground | Other | 8000 | Bare Steel | 1955-01-01 | 1989-12-15 | Bare Steel
LAKE PARK CHEVRON | I-75 & BELLVILLE RD | LAKE PARK | Lowndes | 920271 | 1 |  | 1993-04-01 |  | 1993-04-01 |  | Removed from Ground | Empty | 10000 | Fiberglass | 1974-04-01 | 2012-12-12 | Not Marked | Pressurized
#978 GA/FLA FUEL CENTER | 7215 LAKES BLVD | LAKE PARK | Lowndes | 920200 | 1 | Flapper Valve | 1998-12-14 | FALSE | 1998-12-14 | FALSE | Currently in Use | E-10 | 10000 | STIP-3/Impressed Current | 1988-07-01 |  | Galvanized Steel | Pressurized
SOUTH GEORGIA MEDICAL CENTER INC | 2501 N PATTERSON STREET | VALDOSTA | Lowndes | 920065 | 6 |  | 1999-03-24 | FALSE | 1999-03-24 | FALSE | Currently in Use | Diesel | 3000 | Fiberglass | 1999-03-24 |  | Double-Walled Fiberglass | Suction (American)
SOUTH GEORGIA MEDICAL CENTER INC | 2501 N PATTERSON STREET | VALDOSTA | Lowndes | 920065 | 9 |  |  | FALSE |  | FALSE | Removed from Ground | Diesel | 20000 | Unknown |  | 1899-12-31 | Unknown
SOUTH GEORGIA MEDICAL CENTER INC | 2501 N PATTERSON STREET | VALDOSTA | Lowndes | 920065 | 8 |  | 2008-12-01 | FALSE | 2008-12-01 | FALSE | Removed from Ground | Diesel | 1000 | Composite Double Walled | 2008-12-02 | 2012-04-25 | Copper | Safe Suction (Euro)
JAYS BBQ/TEXACO | I-75 & GA HWY 31 | VALDOSTA | Lowndes | 9000055 | 3 | [5 empty] | Removed from Ground | Empty | 4000 | Cathodically Protected Steel | 1980-05-09 | 1988-11-04 | Galvanized Steel | Safe Suction (Euro)
BARGAIN BARN | HIGHWAY 31 | CLYATTVILLE | Lowndes | 920108 | 2 | [5 empty] | Removed from Ground | Gas (Historical Use) | 1000 | Bare Steel | 1968-04-01 | 1988-02-05 | Galvanized Steel
RaceWay #6727 - Lake Park | 1177 LAKE PARK BLVD | LAKE PARK | Lowndes | 9092270 | 3 | Overfill Alarm | 1994-10-01 | FALSE | 1994-10-01 | FALSE | Currently in Use | Premium | 12000 | Composite Double Walled | 1994-10-01 |  | Double-Walled Fiberglass | Pressurized
NAYLORS PANTRY | 8777 HWY 135 | NAYLOR | Lowndes | 10000540 | 1A | Ball Float | 2003-10-01 | FALSE | 2003-10-01 | FALSE | Currently in Use | E-10 | 10000 | Composite | 2003-10-01 |  | Fiberglass Reinforced Plastic | Pressurized
TENNECO PACKAGING | GA HWY 31 S & GA HWY 376 | CLYATTVILLE | Lowndes | 9092002 | 4 | [5 empty] | Removed from Ground | Gas (Historical Use) | 2000 | Bare Steel | 1987-12-20 | 1992-01-09 | Galvanized Steel | Safe Suction (Euro)
THE LERIO CORPORATION | 1001 E HILL AVENUE | VALDOSTA | Lowndes | 920051 | 1 | [5 empty] | Removed from Ground | Gas (Historical Use) | 500 | Bare Steel | 1946-04-01 | 1991-12-01 | Galvanized Steel
PRINSHO PRODUCTS INC | 301 S FRY ST | VALDOSTA | Lowndes | 920243 | 1 | [5 empty] | Removed from Ground | Gas (Historical Use) | 550 | Bare Steel | 1984-05-01 | 1997-02-01 | Galvanized Steel
QUICK CHANGE #2 | 3701 MADISON HWY | VALDOSTA | Lowndes | 9092211 | 2 | [5 empty] | Removed from Ground | Diesel | 2000 | Not Marked/Unknown | 1997-10-21 | 1997-10-21 | Not Marked
FRANCIS LAKE GOLF CLUB | GOLF DRIVE | LAKE PARK | Lowndes | 920170 | 2 | [5 empty] | Removed from Ground | Diesel | 500 | Bare Steel | 1971-05-01 | 1987-06-01 | Galvanized Steel
RaceWay #6727 - Lake Park | 1177 LAKE PARK BLVD | LAKE PARK | Lowndes | 9092270 | 1 | Overfill Alarm | 1994-10-01 | FALSE | 1994-10-01 | FALSE | Currently in Use | E-10 | 12000 | Composite Double Walled | 1994-10-01 |  | Double-Walled Fiberglass | Pressurized
H & R FARM | RT 1 BOX 41 | NAYLOR | Lowndes | 920221 | 1 | [5 empty] | Removed from Ground | Diesel | 2000 | Bare Steel | 1982-05-01 | 1998-01-01 | Galvanized Steel | Safe Suction (Euro)
LANGDALE FUEL CO | 1628 JAMES P RODGERS DR | VALDOSTA | Lowndes | 9092048 | 4A | Flapper Valve | 1997-09-09 | FALSE | 1997-09-09 | FALSE | Currently in Use | E-10 | 8000 | Composite Double Walled | 1997-09-09 |  | Double-Walled Flex | Pressurized
PHILLIPS 66 CO #008208 | N ASHLEY & ROSEDALE | VALDOSTA | Lowndes | 9092182 | 336634 | [5 empty] | Temporarily out of use | Gas (Historical Use) | 3000 | Bare Steel | 1966-04-01 |  | Bare Steel
Circle K 2745158 | 1266 LAKES BLVD | LAKE PARK | Lowndes | 9092068 | 2 | Ball Float | 1992-01-16 |  | 1992-01-16 |  | Removed from Ground | Gas (Historical Use) | 12000 | Cathodically Protected Steel | 1992-01-16 | 2006-03-23 | Fiberglass Reinforced Plastic | Pressurized
#902 BIGFOOT | 1111 LAKES BLVD | LAKE PARK | Lowndes | 9092059 | 6 | Flapper Valve | 1989-08-15 | FALSE | 1989-08-15 | FALSE | Removed from Ground | Premium | 8000 | Galvanic (STIP-3) | 1989-08-15 |  | Fiberglass Reinforced Plastic | Pressurized
ESTES EXPRESS LINES | 6470 LAKE PARK BELLEVILLE RD | LAKE PARK | Lowndes | 9092069 | 10 | [5 empty] | Removed from Ground | Other | 10000 | Bare Steel | 1977-09-01 | 1998-11-30 | Bare Steel | Suction (American)
MASON GROCERY | RT 3 BOX 501 | VALDOSTA | Lowndes | 920107 | 1 | [5 empty] | Removed from Ground | Gas (Historical Use) | 550 | Marked Unknown | 1961-04-01 | 1988-02-10 | Galvanized Steel
Lee Street Quick Mart | 1409 N LEE ST | VALDOSTA | Lowndes | 9092018 | 3 | Ball Float | 1987-01-01 | FALSE | 1987-01-01 | FALSE | Currently in Use | Premium | 6000 | Galvanic (STIP-3) | 1987-01-01 |  | Fiberglass Reinforced Plastic | Pressurized
PCA/NEKOOSA PACKAGING/VALDOSTA M | GA HWY 31 S & GA HWY 376 | CLYATTVILLE | Lowndes | 9092090 | 1720 | [5 empty] | Closed in Ground | Diesel | 15000 | Bare Steel | 1955-01-01 | 1986-08-01 | Bare Steel
CLYATTVILLE RADIO RELAY STATION | UNKNOWN | CLYATTVILLE | Lowndes | 920178 | 1 | [5 empty] | Removed from Ground | Diesel | 6000 | Bare Steel | 1966-05-01 | 1899-12-31 | Galvanized Steel
SAMS CLUB #6204 | 450 NORMAN DR | VALDOSTA | Lowndes | 10000554 | 1 | Flapper Valve | 2004-01-13 | FALSE | 2004-01-13 | FALSE | Currently in Use | E-10 | 20000 | Fiberglass Double Walled | 2004-01-14 |  | Double-Walled Flex | Pressurized
MOBIL #948 | 6872 LAKE PARK BELLVILLE RD | LAKE PARK | Lowndes | 9092228 | 2 | Flapper Valve | 1996-06-04 | FALSE | 1996-06-04 | FALSE | Currently in Use | E-10 | 12000 | Steel-Impressed Current | 1972-04-01 |  | Fiberglass Reinforced Plastic | Pressurized
FLYING J TRAVEL PLAZA #631 | 7001 LAKE PARK BELLVELLE RD | LAKE PARK | Lowndes | 9092249 | 1 | Flapper Valve | 1995-05-01 | FALSE | 1995-05-01 | FALSE | Currently in Use | Diesel | 20000 | Fiberglass Double Walled | 1995-01-01 |  | Fiberglass Reinforced Plastic | Pressurized
AMOCO STATION #757 | 684 GA HWY 376 | LAKE PARK | Lowndes | 9092003 | 6 |  |  | TRUE |  | TRUE | Removed from Ground | Used Oil | 500 | Marked Unknown | 1992-01-01 | 1992-01-01 | Unknown
ESTES EXPRESS LINES | 6470 LAKE PARK BELLEVILLE RD | LAKE PARK | Lowndes | 9092069 | 7 | [5 empty] | Removed from Ground | Diesel | 3000 | Bare Steel | 1978-08-01 | 1998-10-20 | Bare Steel | Suction (American)
ESTES EXPRESS LINES | 6470 LAKE PARK BELLEVILLE RD | LAKE PARK | Lowndes | 9092069 | 4 | [5 empty] | Removed from Ground | Diesel | 12000 | Bare Steel | 1977-09-01 | 1998-11-30 | Bare Steel | Pressurized
ESTES EXPRESS LINES | 6470 LAKE PARK BELLEVILLE RD | LAKE PARK | Lowndes | 9092069 | 5 | [5 empty] | Removed from Ground | Diesel | 12000 | Bare Steel | 1977-09-01 | 1998-11-30 | Bare Steel | Pressurized
AKINS PETROLEUM CO INC | 306 HOLIDAY ST | VALDOSTA | Lowndes | 9092027 | 1 | [5 empty] | Removed from Ground | Other | 4000 | Cathodically Protected Steel | 1988-03-24 | 1998-10-01 | Galvanized Steel
VALDOSTA COLLECTION FACILITY | 1101 HAWKINS ST | VALDOSTA | Lowndes | 922000 | 1 | [5 empty] | Removed from Ground | Diesel | 10000 | Marked Unknown | 1984-11-04 | 1997-04-01 | Galvanized Steel | Suction (American)
STOREY MACHINING SERVICES | 312 TUCKER ROAD | VALDOSTA | Lowndes | 10001187 | 1 |  |  | FALSE |  | FALSE | Removed from Ground | Used Oil | 1000 | Unknown | 2006-07-11 | 2006-07-11 | Unknown
TRIANGLE FOOD MART #1 | 4946 US 41 S | LAKE PARK | Lowndes | 9092072 | 1 | Flapper Valve | 1997-03-05 | FALSE | 1997-03-05 | FALSE | Currently in Use | E-10 | 10000 | Steel-Impressed Current | 1978-01-01 |  | Steel (Impressed Current) | Pressurized
#902 BIGFOOT | 1111 LAKES BLVD | LAKE PARK | Lowndes | 9092059 | 5 | Flapper Valve | 1989-08-15 | FALSE | 1989-08-15 | FALSE | Removed from Ground | Plus | 8000 | Galvanic (STIP-3) | 1989-08-15 |  | Fiberglass Reinforced Plastic | Pressurized
ESTES EXPRESS LINES | 6470 LAKE PARK BELLEVILLE RD | LAKE PARK | Lowndes | 9092069 | 9 | [5 empty] | Removed from Ground | Diesel | 3000 | Bare Steel | 1978-08-01 | 1998-10-20 | Bare Steel | Suction (American)
ESTES EXPRESS LINES | 6470 LAKE PARK BELLEVILLE RD | LAKE PARK | Lowndes | 9092069 | 8 | [5 empty] | Removed from Ground | Diesel | 3000 | Bare Steel | 1978-08-01 | 1998-10-20 | Bare Steel | Suction (American)
ESTES EXPRESS LINES | 6470 LAKE PARK BELLEVILLE RD | LAKE PARK | Lowndes | 9092069 | 6 | [5 empty] | Removed from Ground | Diesel | 3000 | Bare Steel | 1978-08-01 | 1998-10-20 | Bare Steel | Suction (American)
Circle K 2745158 | 1266 LAKES BLVD | LAKE PARK | Lowndes | 9092068 | 6 | Flapper Valve | 2006-03-14 | FALSE | 2006-03-14 | FALSE | Currently in Use | Premium | 12000 | Composite Double Walled | 2006-03-14 |  | Double-Walled Fiberglass | Pressurized
#902 BIGFOOT | 1111 LAKES BLVD | LAKE PARK | Lowndes | 9092059 | 2 | [5 empty] | Removed from Ground | Gas (Historical Use) | 6000 | Bare Steel | 1979-01-01 | 1989-08-13 | Galvanized Steel
LAKE PARK CHEVRON | I-75 & BELLVILLE RD | LAKE PARK | Lowndes | 920271 | 6 |  | 1993-04-01 |  | 1993-04-01 |  | Permanently Out of Use - historical purposes | Empty | 10000 | Unknown | 1982-09-21 | 1899-12-31 | Cathodically Protected | Pressurized
ESTES EXPRESS LINES | 6470 LAKE PARK BELLEVILLE RD | LAKE PARK | Lowndes | 9092069 | 2 | [5 empty] | Removed from Ground | Diesel | 12000 | Bare Steel | 1977-09-01 | 1998-11-30 | Bare Steel | Suction (American)
SOUTH GEORGIA MEDICAL CENTER INC | 2501 N PATTERSON STREET | VALDOSTA | Lowndes | 920065 | 3 | [5 empty] | Removed from Ground | Gas (Historical Use) | 1000 | Bare Steel | 1973-03-01 | 1899-12-31 | Galvanized Steel
QUICK CHANGE #2 | 3701 MADISON HWY | VALDOSTA | Lowndes | 9092211 | 1 | [5 empty] | Removed from Ground | Diesel | 2000 | Not Marked/Unknown | 1997-10-21 | 1997-10-21 | Not Marked
QUICK CHANGE #2 | 3701 MADISON HWY | VALDOSTA | Lowndes | 9092211 | 4 | Flapper Valve | 1998-10-01 | FALSE | 1998-06-01 | FALSE | Currently in Use | E-10 | 6000 | Galvanic (STIP-3) | 1988-06-01 |  | Fiberglass Reinforced Plastic | Pressurized
BARGAIN BARN | HIGHWAY 31 | CLYATTVILLE | Lowndes | 920108 | 3 |  |  | TRUE |  | TRUE | Removed from Ground | Used Oil | 250 | Bare Steel | 1968-04-01 | 1988-02-05 | Galvanized Steel
RaceWay #6727 - Lake Park | 1177 LAKE PARK BLVD | LAKE PARK | Lowndes | 9092270 | 2 | Overfill Alarm | 1994-10-01 | FALSE | 1994-10-01 | FALSE | Currently in Use | Diesel | 12000 | Composite Double Walled | 1994-10-01 |  | Double-Walled Fiberglass | Pressurized
Circle K 2745158 | 1266 LAKES BLVD | LAKE PARK | Lowndes | 9092068 | 5 | Flapper Valve | 2006-03-14 | FALSE | 2006-03-14 | FALSE | Currently in Use | E-10 | 15000 | Composite Double Walled | 2006-03-14 |  | Double-Walled Fiberglass | Pressurized
Circle K 2745158 | 1266 LAKES BLVD | LAKE PARK | Lowndes | 9092068 | 4 | Flapper Valve | 2006-03-14 | FALSE | 2006-03-14 | FALSE | Currently in Use | E-10 | 15000 | Composite Double Walled | 2006-03-14 |  | Double-Walled Fiberglass | Pressurized
ESTES EXPRESS LINES | 6470 LAKE PARK BELLEVILLE RD | LAKE PARK | Lowndes | 9092069 | 12 | [5 empty] | Removed from Ground | Diesel | 550 | Bare Steel | 1978-08-01 | 1998-10-21 | Bare Steel | Gravity Fed
SWIFTY MART #178 | 3980 N VALDOSTA RD & VAL DEL RD | VALDOSTA | Lowndes | 9092149 | 3 |  | 1988-03-29 |  | 1988-03-29 |  | Removed from Ground | Gas (Historical Use) | 6000 | Cathodically Protected Steel | 1988-03-29 | 2001-06-20 | Double Walled | Pressurized
Lee Street Quick Mart | 1409 N LEE ST | VALDOSTA | Lowndes | 9092018 | 1 | Flapper Valve | 1987-01-01 | FALSE | 1987-01-01 | FALSE | Currently in Use | E-10 | 6000 | Galvanic (STIP-3) | 1987-01-01 |  | Fiberglass Reinforced Plastic | Pressurized
TRI-STATE GLASS | 1616 JAMES P ROGERS DR | VALDOSTA | Lowndes | 9092261 | 1 | [5 empty] | Removed from Ground | Gas (Historical Use) | 10000 | Bare Steel | 1978-01-01 | 1996-06-13 | Galvanized Steel
PILOT #4561 | 3460 MADISON HWY | VALDOSTA | Lowndes | 9000056 | 1 | [5 empty] | Removed from Ground | Gas (Historical Use) | 3000 | Bare Steel | 1964-05-13 | 1899-12-31 | Galvanized Steel
PILOT #4561 | 3460 MADISON HWY | VALDOSTA | Lowndes | 9000056 | 4 | [5 empty] | Removed from Ground | Gas (Historical Use) | 3000 | Bare Steel | 1964-05-13 | 1899-12-31 | Galvanized Steel
PILOT #4561 | 3460 MADISON HWY | VALDOSTA | Lowndes | 9000056 | 7 | Flapper Valve | 1999-01-01 | FALSE | 1999-01-01 | FALSE | Currently in Use | E-15 | 20000 | Composite Double Walled | 1998-12-14 |  | Double-Walled Fiberglass | Pressurized
BST LAKE PARK CO R2513 | 130 MARION AVE | LAKE PARK | Lowndes | 9092134 | 1 |  | 1989-10-01 |  | 1989-10-01 |  | Removed from Ground | Other | 1000 | Double Walled | 1989-10-01 | 1997-06-23 | Copper | Suction (American)
#978 GA/FLA FUEL CENTER | 7215 LAKES BLVD | LAKE PARK | Lowndes | 920200 | D6 | [5 empty] | Removed from Ground | Diesel | 6000 | Bare Steel | 1984-04-01 | 1988-01-01 | Galvanized Steel
#978 GA/FLA FUEL CENTER | 7215 LAKES BLVD | LAKE PARK | Lowndes | 920200 | 6 | Flapper Valve | 1988-07-01 | FALSE | 1988-07-01 | FALSE | Currently in Use | Diesel | 20000 | STIP-3/Impressed Current | 1988-07-01 |  | Galvanized Steel | Pressurized
CITY OF LAKE PARK | ESSA ST 120 | LAKE PARK | Lowndes | 920023 | 1 | [5 empty] | Removed from Ground | Gas (Historical Use) | 2000 | Bare Steel | 1976-04-01 | 1997-12-01 | Galvanized Steel | Safe Suction (Euro)
JAYS BBQ/TEXACO | I-75 & GA HWY 31 | VALDOSTA | Lowndes | 9000055 | 2 | [5 empty] | Removed from Ground | Empty | 4000 | Cathodically Protected Steel | 1980-05-09 | 1988-11-04 | Galvanized Steel | Safe Suction (Euro)
ESTES EXPRESS LINES | 6470 LAKE PARK BELLEVILLE RD | LAKE PARK | Lowndes | 9092069 | 13 | Ball Float | 1998-10-28 | FALSE | 1998-10-28 | FALSE | Temporarily out of use | Diesel | 20000 | Fiberglass Double Walled | 1998-10-28 |  | Double-Walled Fiberglass | Pressurized
#978 GA/FLA FUEL CENTER | 7215 LAKES BLVD | LAKE PARK | Lowndes | 920200 | 2 | Flapper Valve | 1998-12-14 | FALSE | 1998-12-14 | FALSE | Currently in Use | E-10 | 10000 | STIP-3/Impressed Current | 1988-07-01 |  | Galvanized Steel | Pressurized
SOUTH GEORGIA MEDICAL CENTER INC | 2501 N PATTERSON STREET | VALDOSTA | Lowndes | 920065 | 1 | [5 empty] | Removed from Ground | Diesel | 4000 | Bare Steel | 1971-03-01 | 1899-12-31 | Galvanized Steel
SWIFTY MART #178 | 3980 N VALDOSTA RD & VAL DEL RD | VALDOSTA | Lowndes | 9092149 | 2 |  | 1988-03-29 |  | 1988-03-29 |  | Removed from Ground | Gas (Historical Use) | 6000 | Cathodically Protected Steel | 1988-03-29 | 2001-06-20 | Double Walled | Pressurized
MURPHY EXPRESS #8623 | 3300 INNER PERIMETER RD | VALDOSTA | Lowndes | 10001930 | 1 | Flapper Valve | 2010-09-12 | FALSE | 2010-09-12 | FALSE | Currently in Use | E-10 | 20000 | Fiberglass Double Walled | 2010-09-10 |  | Double-Walled Flex | Pressurized
BARGAIN BARN | HIGHWAY 31 | CLYATTVILLE | Lowndes | 920108 | 1 | [5 empty] | Removed from Ground | Gas (Historical Use) | 1000 | Bare Steel | 1968-04-01 | 1988-02-05 | Galvanized Steel
TENNECO PACKAGING | GA HWY 31 S & GA HWY 376 | CLYATTVILLE | Lowndes | 9092002 | 3 | [5 empty] | Removed from Ground | Gas (Historical Use) | 2000 | Cathodically Protected Steel | 1961-05-01 | 1987-12-19 | Galvanized Steel | Safe Suction (Euro)
JIM HINTON OIL CO OF GA INC | 609 WEST HILL AVE | VALDOSTA | Lowndes | 920077 | 6 |  | 1999-01-15 |  | 1999-01-15 |  | Removed from Ground | Other | 3000 | Steel-Impressed Current | 1981-01-01 | 2012-06-05 | Cathodically Protected | Suction (American)
CITY PROPERTY | 230 E HILL AVENUE | VALDOSTA | Lowndes | 9092267 | 1 | [5 empty] | Removed from Ground | Kerosene | 500 | Bare Steel | 1987-12-31 | 1997-06-20 | Bare Steel
OWENS-ILLINOIS PRO-PRINT | CLYATVILLE | CLYATTVILLE | Lowndes | 920275 | 1 | [5 empty] | Removed from Ground | Gas (Historical Use) | 1000 | Bare Steel | 1970-07-01 | 1986-10-01 | Galvanized Steel
SOUTH GEORGIA MEDICAL CENTER INC | 2501 N PATTERSON STREET | VALDOSTA | Lowndes | 920065 | 4 | [5 empty] | Removed from Ground | Diesel | 4000 | Bare Steel | 1981-03-01 | 1899-12-31 | Galvanized Steel
SOUTH GEORGIA MEDICAL CENTER INC | 2501 N PATTERSON STREET | VALDOSTA | Lowndes | 920065 | 7 |  |  | FALSE |  | FALSE | Removed from Ground | Diesel | 560 | Bare Steel | 2008-12-02 | 2008-12-02 | Copper
SOUTH GEORGIA MEDICAL CENTER INC | 2501 N PATTERSON STREET | VALDOSTA | Lowndes | 920065 | 10 | Flapper Valve | 2013-03-15 | FALSE | 2013-03-15 | FALSE | Currently in Use | Diesel | 30000 | Composite Double Walled | 2013-03-15 |  | Double-Walled Fiberglass | Pressurized
CINN NEW ORLEANS & TEXAS PACIFIC | NO LOCATION GIVEN | VALDOSTA | Lowndes | 9092162 | 1 | [5 empty] | Removed from Ground | Gas (Historical Use) | 500 | Not Marked/Unknown |  | 1899-12-31 | Not Marked
PILOT #4561 | 3460 MADISON HWY | VALDOSTA | Lowndes | 9000056 | 5 | [5 empty] | Removed from Ground | Gas (Historical Use) | 10000 | Bare Steel | 1972-05-11 | 1899-12-31 | Galvanized Steel
NAYLORS PANTRY | 8777 HWY 135 | NAYLOR | Lowndes | 10000540 | 1B | Flapper Valve | 2003-10-01 | FALSE | 2003-10-01 | FALSE | Currently in Use | Premium | 5000 | Composite | 2003-10-01 |  | Fiberglass Reinforced Plastic | Pressurized
TENNECO PACKAGING | GA HWY 31 S & GA HWY 376 | CLYATTVILLE | Lowndes | 9092002 | 2 | [5 empty] | Removed from Ground | Diesel | 1000 | Bare Steel | 1983-05-03 | 1992-01-09 | Galvanized Steel | Safe Suction (Euro)
SKYLINE CORP | 100 DOUGLAS ST | VALDOSTA | Lowndes | 9092017 | 1 | [5 empty] | Removed from Ground | Empty | 1000 | Bare Steel | 1969-01-01 | 1988-12-01 | Galvanized Steel
QUICK CHANGE #2 | 3701 MADISON HWY | VALDOSTA | Lowndes | 9092211 | 3 | Flapper Valve | 1998-10-01 | FALSE | 1988-06-01 | FALSE | Currently in Use | E-10 | 6000 | Galvanic (STIP-3) | 1988-06-01 |  | Fiberglass Reinforced Plastic | Pressurized
MURPHY EXPRESS #8623 | 3300 INNER PERIMETER RD | VALDOSTA | Lowndes | 10001930 | 2A | Flapper Valve | 2010-09-12 | FALSE | 2010-09-12 | FALSE | Currently in Use | Plus | 12000 | Fiberglass Double Walled | 2010-09-10 |  | Double-Walled Flex | Pressurized
ASHLEY HOUSE APARTMENTS | 109 EAST HILL STREET | VALDOSTA | Lowndes | 10002390 | 1 |  |  | FALSE |  | FALSE |  |  | 250 | Unknown
BLOSSMAN PROPANE - SOUTHEAST PROPANE | 618 S PATTERSON ST | VALDOSTA | Lowndes | 10000517 | 2 |  |  | FALSE |  | FALSE | Removed from Ground | Used Oil | 10000 | Concrete | 2003-12-05 | 2003-12-05
PHILLIPS 66 CO #008208 | N ASHLEY & ROSEDALE | VALDOSTA | Lowndes | 9092182 | 336614 | [5 empty] | Temporarily out of use | Gas (Historical Use) | 1000 | Bare Steel | 1964-04-01 |  | Bare Steel
GRIFFIN, LLC ( A DUPONT COMPANY) | 2509 ROCKY FORD ROAD | VALDOSTA | Lowndes | 10000746 | 1 |  |  | FALSE |  | FALSE | Removed from Ground | Used Oil | 560 | Unknown | 2004-07-01 | 2004-07-01
LAKE PARK CHEVRON | I-75 & BELLVILLE RD | LAKE PARK | Lowndes | 920271 | 4 | [5 empty] | Permanently Out of Use - historical purposes | Empty | 500 | Bare Steel | 1974-04-01 | 1899-12-31 | Not Marked
LAKE PARK CHEVRON | I-75 & BELLVILLE RD | LAKE PARK | Lowndes | 920271 | 5 |  | 1993-04-01 |  | 1993-04-01 |  | Permanently Out of Use - historical purposes | Empty | 10000 | Unknown | 1982-09-21 | 1899-12-31 | Cathodically Protected | Pressurized
LAKE PARK CHEVRON | I-75 & BELLVILLE RD | LAKE PARK | Lowndes | 920271 | 7 |  | 1993-04-01 |  | 1993-04-01 |  | Permanently Out of Use - historical purposes | Empty | 10000 | Unknown | 1982-09-21 | 1899-12-31 | Cathodically Protected | Pressurized
TRIANGLE FOOD MART #1 | 4946 US 41 S | LAKE PARK | Lowndes | 9092072 | 2 | Flapper Valve | 1997-03-05 | FALSE | 1997-03-05 | FALSE | Currently in Use | E-0 | 10000 | Steel-Impressed Current | 1978-01-01 |  | Steel (Impressed Current) | Pressurized
ESTES EXPRESS LINES | 6470 LAKE PARK BELLEVILLE RD | LAKE PARK | Lowndes | 9092069 | 1 | [5 empty] | Removed from Ground | Diesel | 12000 | Bare Steel | 1977-09-01 | 1998-11-30 | Bare Steel | Pressurized
GOODYEAR ASC 2446 | 215 W HILL AVE | VALDOSTA | Lowndes | 920249 | 1 |  |  | TRUE |  | TRUE | Removed from Ground | Used Oil | 550 | Bare Steel | 1983-04-01 | 1995-09-26 | Bare Steel
PILOT #4561 | 3460 MADISON HWY | VALDOSTA | Lowndes | 9000056 | 3 | [5 empty] | Removed from Ground | Gas (Historical Use) | 3000 | Bare Steel | 1964-05-13 | 1899-12-31 | Galvanized Steel
JAYMUN INC | 1001 N PATTERSON ST | VALDOSTA | Lowndes | 920277 | 1 | Ball Float | 1982-01-01 | TRUE | 1996-11-01 | FALSE | Temporarily out of use | E-10 | 10000 | Fiberglass | 1982-04-01 |  | Fiberglass Reinforced Plastic
BIGFOOT TRAVEL CENTER | 1808 W HILL AVE | VALDOSTA | Lowndes | 922001 | 118642 | Flapper Valve | 1988-06-02 | FALSE | 1988-06-02 | FALSE | Currently in Use | E-10 | 8000 | Galvanic (STIP-3) | 1988-06-02 |  | Fiberglass Reinforced Plastic | Pressurized
HILL STREET BOOZE | 414 EAST HILL AVENUE | VALDOSTA | Lowndes | 10001316 | 6 |  |  | FALSE |  | FALSE | Removed from Ground | Gas (Historical Use) | 0 | Unknown | 2004-03-30 | 2004-03-30 | Unknown
PHILLIPS 66 CO #008208 | N ASHLEY & ROSEDALE | VALDOSTA | Lowndes | 9092182 | 336638 |  |  | TRUE |  | TRUE | Temporarily out of use | Used Oil | 550 | Bare Steel | 1966-04-01 |  | Bare Steel
SAMS CLUB #6204 | 450 NORMAN DR | VALDOSTA | Lowndes | 10000554 | 2 | Flapper Valve | 2004-01-13 | FALSE | 2004-01-13 | FALSE | Currently in Use | E-10 | 20000 | Fiberglass Double Walled | 2004-01-13 |  | Double-Walled Flex | Pressurized
QUICK CHANGE #2 | 3701 MADISON HWY | VALDOSTA | Lowndes | 9092211 | 5 | Flapper Valve | 1998-10-01 | FALSE | 1988-06-01 | FALSE | Currently in Use | Premium | 6000 | Galvanic (STIP-3) | 1988-06-01 |  | Fiberglass Reinforced Plastic | Pressurized
BIG FOOT TRAVEL CENTER | 1311 HWY 122 WEST | HAHIRA | Lowndes | 909221 | 5 | Flapper Valve | 1993-02-10 | FALSE | 1993-02-10 | FALSE | Currently in Use | Diesel | 20000 | Composite | 1992-12-15 |  | Double-Walled Fiberglass | Pressurized
BP FOOD STORE | 1300 HIGHWAY 122 W | HAHIRA | Lowndes | 9092282 | 2 | Overfill Alarm | 1999-06-21 | FALSE | 1999-06-21 | FALSE | Currently in Use | Premium | 10000 | Epoxy | 1999-03-10 |  | Double-Walled Flex | Pressurized
HAHIRA QUICK STOP #965 | 1305 HWY 122 WEST | HAHIRA | Lowndes | 9092257 | 4 |  | 1998-07-01 | FALSE | 1998-07-01 | FALSE | Removed from Ground | Gas (Historical Use) | 6000 | Steel-Impressed Current | 1989-07-28 | 2017-06-01 |  | Pressurized
Circle K 2745158 | 1266 LAKES BLVD | LAKE PARK | Lowndes | 9092068 | 3 | Ball Float | 1992-01-16 |  | 1992-01-16 |  | Removed from Ground | Gas (Historical Use) | 12000 | Cathodically Protected Steel | 1992-01-16 | 2006-03-23 | Fiberglass Reinforced Plastic | Pressurized
#902 BIGFOOT | 1111 LAKES BLVD | LAKE PARK | Lowndes | 9092059 | 4 | Flapper Valve | 1989-08-15 | FALSE | 1989-08-15 | FALSE | Removed from Ground | E-10 | 8000 | Galvanic (STIP-3) | 1989-08-15 |  | Fiberglass Reinforced Plastic | Pressurized
HAHIRA QUICK STOP #965 | 1305 HWY 122 WEST | HAHIRA | Lowndes | 9092257 | 5 | [5 empty] | Removed from Ground | Gas (Historical Use) | 2000 | Not Marked/Unknown | 1989-07-28 | 1998-07-01 | Not Marked
ZACADOO'S 2 | 3219 INNER PERIMETER RD | VALDOSTA | Lowndes | 10000811 | 1 | Flapper Valve | 2012-07-01 | FALSE | 2012-07-01 | FALSE | Currently in Use | E-10 | 20000 | Epoxy | 2003-09-01 |  | Double-Walled Flex | Pressurized
REGISTER TIRE | 2183 NORTH ASHLEY STREET | VALDOSTA | Lowndes | 10001708 | 1 |  |  | FALSE |  | FALSE | Removed from Ground | Used Oil | 280 | Unknown | 2009-03-12 | 2009-03-12 | Unknown
FAST BREAK #2 | 4593 N VALDOSTA RD | VALDOSTA | Lowndes | 920032 | 2 |  | 1997-11-01 |  | 1997-11-01 |  | Removed from Ground | Gas (Historical Use) | 10000 | Epoxy | 1976-03-01 | 1997-10-29 | Galvanized Steel | Pressurized
#923 ONE STOP #2 | 3126 N OAK ST Extension | VALDOSTA | Lowndes | 920232 | 1 | Flapper Valve | 1997-03-01 | FALSE | 1997-03-01 | FALSE | Currently in Use | E-10 | 8000 | Steel-Impressed Current | 1981-05-01 |  | Fiberglass Reinforced Plastic | Pressurized
THE COUNTRY STORE | 3954 OLD US 41 N | VALDOSTA | Lowndes | 9092177 | 1 | Flapper Valve | 1994-08-26 | FALSE | 1994-08-26 | FALSE | Removed from Ground | Gas (Historical Use) | 6000 | Galvanic (STIP-3) | 1987-04-10 |  | Galvanized Steel | Pressurized
RAYMOND COPELAND | OLD NAYLER RD | VALDOSTA | Lowndes | 9092237 | 1 | [5 empty] | Removed from Ground | Diesel | 2000 | Bare Steel | 1998-03-13 | 1998-03-13 | Bare Steel | Safe Suction (Euro)
SERVICE STATION | 3101 N ASHLEY STREET | VALDOSTA | Lowndes | 9092230 | 2 |  | 1999-03-05 |  | 1990-04-18 |  | Removed from Ground | Empty | 10000 | Steel-Impressed Current | 1989-06-01 | 2010-08-11 | Cathodically Protected | Pressurized
GREENLEAF HEALTH SYSTEMS INC | 2209 PINEVIEW DR | VALDOSTA | Lowndes | 9092280 | 1 | [5 empty] | Removed from Ground | Diesel | 275 | Bare Steel | 1984-09-01 | 1999-07-02 | Copper | Safe Suction (Euro)
DBA EXPREZIT! 350 | 2814 NORTH ASHLEY ST | VALDOSTA | Lowndes | 9000448 | 6 |  | 1991-02-01 | FALSE | 1991-02-01 | FALSE | Removed from Ground | Gas (Historical Use) | 8000 | Galvanic (STIP-3) | 1991-02-01 | 2011-01-21 | Fiberglass Reinforced Plastic | Pressurized
FLYING J TRAVEL PLAZA #631 | 7001 LAKE PARK BELLVELLE RD | LAKE PARK | Lowndes | 9092249 | 2 | Flapper Valve | 1995-05-01 | FALSE | 1995-05-01 | FALSE | Currently in Use | Diesel | 20000 | Fiberglass Double Walled | 1995-01-01 |  | Fiberglass Reinforced Plastic | Pressurized
SANDLINS UNION 76 | 101 MARION AVE | LAKE PARK | Lowndes | 9092039 | 1 | [5 empty] | Removed from Ground | Gas (Historical Use) | 5000 | Bare Steel | 1961-04-01 | 1899-12-31 | Galvanized Steel | Suction (American)
AMOCO STATION #757 | 684 GA HWY 376 | LAKE PARK | Lowndes | 9092003 | 5 | [5 empty] | Removed from Ground | Other | 6000 | Marked Unknown | 1992-01-01 | 1992-01-01 | Unknown
#902 BIGFOOT | 1111 LAKES BLVD | LAKE PARK | Lowndes | 9092059 | 1 | [5 empty] | Removed from Ground | Gas (Historical Use) | 4000 | Bare Steel | 1979-01-01 | 1989-08-13 | Galvanized Steel
JP FOODS | 7415 GA HWY 376 | LAKE PARK | Lowndes | 9092154 | 1A | Flapper Valve | 1994-01-19 | FALSE | 1994-01-19 | FALSE | Currently in Use | E-0 | 5000 | Galvanic (STIP-3) | 1994-01-19 |  | Fiberglass Reinforced Plastic | Pressurized
MASON GROCERY | RT 3 BOX 501 | VALDOSTA | Lowndes | 920107 | 2 | [5 empty] | Removed from Ground | Gas (Historical Use) | 550 | Marked Unknown | 1961-04-01 | 1988-02-10 | Galvanized Steel
JAYS BBQ/TEXACO | I-75 & GA HWY 31 | VALDOSTA | Lowndes | 9000055 | 1 | [5 empty] | Removed from Ground | Empty | 4000 | Cathodically Protected Steel | 1980-05-09 | 1988-11-04 | Galvanized Steel | Safe Suction (Euro)
MURPHY EXPRESS #8623 | 3300 INNER PERIMETER RD | VALDOSTA | Lowndes | 10001930 | 2B | Flapper Valve | 2010-09-12 | FALSE | 2010-09-12 | FALSE | Currently in Use | Diesel On Road | 8000 | Fiberglass Double Walled | 2010-09-10 |  | Double-Walled Flex | Pressurized
QUIKTRIP #7071 | 1394 N. ST. AUGUSTINE RD | VALDOSTA | Lowndes | 10003291 | 5 | Flapper Valve | 2022-05-26 | FALSE | 2022-05-26 | FALSE | Currently in Use | Premium | 19000 | Composite Double Walled | 2022-05-26 |  | Double-Walled Flex | Pressurized
QUIKTRIP #7071 | 1394 N. ST. AUGUSTINE RD | VALDOSTA | Lowndes | 10003291 | 9 | Flapper Valve | 2022-05-06 | FALSE | 2022-05-06 | FALSE | Currently in Use | Diesel | 35000 | Composite Double Walled | 2022-05-06 |  | Double-Walled Flex | Pressurized
QUIKTRIP #7071 | 1394 N. ST. AUGUSTINE RD | VALDOSTA | Lowndes | 10003291 | 6 | Flapper Valve | 2022-05-06 | FALSE | 2022-05-06 | FALSE | Currently in Use | Diesel | 19000 | Composite Double Walled | 2022-05-06 |  | Double-Walled Flex | Pressurized
QUIKTRIP #7071 | 1394 N. ST. AUGUSTINE RD | VALDOSTA | Lowndes | 10003291 | 1 | Flapper Valve | 2022-05-26 | FALSE | 2022-05-26 | FALSE | Currently in Use | E-10 | 19000 | Composite Double Walled | 2022-05-26 |  | Double-Walled Flex | Pressurized
QUIKTRIP #7071 | 1394 N. ST. AUGUSTINE RD | VALDOSTA | Lowndes | 10003291 | 7 | Flapper Valve | 2022-05-06 | FALSE | 2022-05-06 | FALSE | Currently in Use | Diesel | 35000 | Composite Double Walled | 2022-05-06 |  | Double-Walled Flex | Pressurized
QUIKTRIP #7071 | 1394 N. ST. AUGUSTINE RD | VALDOSTA | Lowndes | 10003291 | 4 | Flapper Valve | 2022-05-26 | FALSE | 2022-05-26 | FALSE | Currently in Use | E-0 | 19000 | Composite Double Walled | 2022-05-26 |  | Double-Walled Flex | Pressurized
QUIKTRIP #7071 | 1394 N. ST. AUGUSTINE RD | VALDOSTA | Lowndes | 10003291 | 8 | Flapper Valve | 2022-05-06 | FALSE | 2022-05-06 | FALSE | Currently in Use | Diesel | 35000 | Composite Double Walled | 2022-05-06 |  | Double-Walled Flex | Pressurized
QUIKTRIP #7071 | 1394 N. ST. AUGUSTINE RD | VALDOSTA | Lowndes | 10003291 | 2 | Flapper Valve | 2022-05-26 | FALSE | 2022-05-26 | FALSE | Currently in Use | E-10 | 19000 | Composite Double Walled | 2022-05-26 |  | Double-Walled Flex | Pressurized
QUIKTRIP #7071 | 1394 N. ST. AUGUSTINE RD | VALDOSTA | Lowndes | 10003291 | 3 | Flapper Valve | 2022-05-26 | FALSE | 2022-05-26 | FALSE | Currently in Use | E-10 | 19000 | Composite Double Walled | 2022-05-26 |  | Double-Walled Flex | Pressurized
SPEEDWAY #42384 | 2165 OLD CLYATTVILLE RD | VALDOSTA | Lowndes | 10003525 | 2B | Flapper Valve |  | FALSE |  | FALSE | Currently in Use | Diesel On Road | 12000 | Fiberglass Double Walled | 2024-06-04 |  | Double-Walled Flex | Pressurized
WAWA #6308 | 4598 NORTH VALDOSTA RD | VALDOSTA | Lowndes | 10003527 | 4A | Overfill Alarm | 2025-01-30 | FALSE | 2025-01-30 | FALSE | Currently in Use | Diesel | 10000 | Fiberglass Double Walled | 2024-10-23 |  | Double-Walled Flex | Pressurized
AMOCO FOOD MART | 3832 CAT CREEK RD | VALDOSTA | Lowndes | 9000128 | 1 | Flapper Valve | 1999-10-26 | FALSE | 1999-10-26 | FALSE | Currently in Use | E-10 | 8000 | Galvanic (STIP-3) | 1985-05-13 |  | Double-Walled Flex | Pressurized
Circle K 2745146 | 4109 BEMISS RD | VALDOSTA | Lowndes | 9092286 | 2 | Flapper Valve | 2001-07-20 | FALSE | 2001-07-20 | FALSE | Currently in Use | Diesel | 12000 | Composite | 2001-05-31 |  | Double-Walled Flex | Pressurized
VALDOSTA STATE UNIV AUTOMOTIVE C | 1206 N PATTERSON ST | VALDOSTA | Lowndes | 9092156 | 1 | [5 empty] | Removed from Ground | Gas (Historical Use) | 10000 | Bare Steel | 1978-01-07 | 1996-06-01 | Bare Steel | Pressurized
WAWA #6308 | 4598 NORTH VALDOSTA RD | VALDOSTA | Lowndes | 10003527 | 1A | Overfill Alarm | 2025-01-30 | FALSE | 2025-01-30 | FALSE | Currently in Use | Premium | 10000 | Fiberglass Double Walled | 2024-10-23 |  | Double-Walled Flex | Pressurized
AMOCO FOOD MART | 3832 CAT CREEK RD | VALDOSTA | Lowndes | 9000128 | 3 | Flapper Valve | 1999-10-26 | FALSE | 1999-10-26 | FALSE | Currently in Use | Diesel | 8000 | Galvanic (STIP-3) | 1985-05-13 |  | Double-Walled Flex | Pressurized
RIGBY PROPERTY | 3343 COUNTRY CLUB RD | VALDOSTA | Lowndes | 10001705 | 2 |  |  | FALSE |  | FALSE | Removed from Ground | Gas (Historical Use) | 560 | Bare Steel | 2009-03-20 | 2009-03-20 | Bare Steel | Suction (American)
VALDOSTA STATE UNIVERSITY PLANT | 1500 N PATTERSON ST | VALDOSTA | Lowndes | 9092157 | 5 | [5 empty] | Removed from Ground | Gas (Historical Use) | 10000 | Bare Steel | 1965-01-07 | 1999-05-14 | Bare Steel | Safe Suction (Euro)
VALDOSTA STATE UNIVERSITY PLANT | 1500 N PATTERSON ST | VALDOSTA | Lowndes | 9092157 | 4 | [5 empty] | Removed from Ground | Gas (Historical Use) | 1000 | Bare Steel | 1980-01-07 | 1999-05-14 | Bare Steel | Safe Suction (Euro)
QUEEN CARPET CORP | 701 IND BLVD | VALDOSTA | Lowndes | 9092215 | 1 | [5 empty] | Closed in Ground | Diesel | 10000 | Bare Steel | 1969-01-01 | 1997-07-09 | Bare Steel | Suction (American)
VALDOSTA STATE UNIV AUTOMOTIVE C | 1206 N PATTERSON ST | VALDOSTA | Lowndes | 9092156 | 2 | [5 empty] | Removed from Ground | Gas (Historical Use) | 10000 | Bare Steel | 1978-01-07 | 1996-06-01 | Bare Steel | Pressurized
VALDOSTA STATE UNIV AUTOMOTIVE C | 1206 N PATTERSON ST | VALDOSTA | Lowndes | 9092156 | 5 | Ball Float | 1996-07-01 |  | 1996-07-01 |  | Removed from Ground | Diesel | 4000 | Galvanic (STIP-3) | 1996-07-01 | 2008-04-10 | Double-Walled Fiberglass | Safe Suction (Euro)
DEERWOOD GROC SANDLIN PURE OIL | 4 MILE E VALDOSTA HWY 94 | VALDOSTA | Lowndes | 9092218 | 2 | [5 empty] | Removed from Ground | Gas (Historical Use) | 3000 | Bare Steel |  | 1899-12-31 | Galvanized Steel | Suction (American)
LOWNDES COUNTY FORESTRY UNIT | 3011 US HWY 84 EAST | VALDOSTA | Lowndes | 9092246 | 2 | [5 empty] | Removed from Ground | Diesel | 2000 | Marked Unknown | 1997-01-01 | 1997-01-01 | Unknown
RIGBY PROPERTY | 3343 COUNTRY CLUB RD | VALDOSTA | Lowndes | 10001705 | 1 |  |  | FALSE |  | FALSE | Removed from Ground | Gas (Historical Use) | 560 | Bare Steel | 2009-03-20 | 2009-03-20 | Bare Steel | Suction (American)
VALDOSTA STATE UNIVERSITY PLANT | 1500 N PATTERSON ST | VALDOSTA | Lowndes | 9092157 | 3 | [5 empty] | Removed from Ground | Diesel | 15000 | Bare Steel | 1980-01-07 | 1999-05-14 | Bare Steel | Safe Suction (Euro)
HARI KRUPA 3663, LLC/JP FOODS 2 | 3663 NEW STATENVILLE HWY | VALDOSTA | Lowndes | 10001197 | 1A | Flapper Valve | 2002-06-01 | FALSE | 2002-06-01 | FALSE | Currently in Use | E-10 | 8000 | Composite | 2002-06-01 |  | Fiberglass Reinforced Plastic | Pressurized
GEORGIA CUMBERLAND ASSOCIATION O | 4707 BEMISS RD | VALDOSTA | Lowndes | 9092276 | 1 | [5 empty] | Permanently Out of Use - historical purposes | Diesel | 500 | Not Marked/Unknown |  | 1899-12-31 | Not Marked
Circle K 2745146 | 4109 BEMISS RD | VALDOSTA | Lowndes | 9092286 | 1 | Flapper Valve | 2001-07-20 | FALSE | 2001-07-20 | FALSE | Currently in Use | E-10 | 12000 | Composite | 2001-05-31 |  | Double-Walled Flex | Pressurized
WALMART NEIGHBORHOOD MARKET #6732 | 4228 BEMISS RD | VALDOSTA | Lowndes | 10002618 | 2B | Flapper Valve | 2016-07-27 | FALSE | 2016-07-27 | FALSE | Currently in Use | Diesel | 8000 | Fiberglass Double Walled | 2016-06-30 |  | Double-Walled Flex | Pressurized
VALDOSTA STATE UNIVERSITY PLANT | 1500 N PATTERSON ST | VALDOSTA | Lowndes | 9092157 | 1 | [5 empty] | Removed from Ground | Diesel | 15000 | Bare Steel | 1980-01-07 | 1987-03-01 | Bare Steel | Safe Suction (Euro)
GEORGIA CUMBERLAND ASSOCIATION O | 4707 BEMISS RD | VALDOSTA | Lowndes | 9092276 | 3 | [5 empty] | Permanently Out of Use - historical purposes | Gas (Historical Use) | 1000 | Not Marked/Unknown |  | 1899-12-31 | Not Marked
WAWA #6308 | 4598 NORTH VALDOSTA RD | VALDOSTA | Lowndes | 10003527 | 1B | Overfill Alarm | 2025-01-30 | FALSE | 2025-01-30 | FALSE | Currently in Use | Plus | 12000 | Fiberglass Double Walled | 2024-10-23 |  | Double-Walled Flex | Pressurized
VALDOSTA STATE UNIVERSITY N CAMP | PENDELTON DR | VALDOSTA | Lowndes | 9092193 | 2 | [5 empty] | Removed from Ground | Kerosene | 2500 | Bare Steel | 1980-01-07 | 1899-12-31 | Bare Steel
VALDOSTA STATE UNIV AUTOMOTIVE C | 1206 N PATTERSON ST | VALDOSTA | Lowndes | 9092156 | 4 | Ball Float | 1996-07-01 |  | 1996-07-01 |  | Removed from Ground | Gas (Historical Use) | 10000 | Galvanic (STIP-3) | 1996-07-01 | 2008-04-14 | Double-Walled Fiberglass | Pressurized
WAWA #6308 | 4598 NORTH VALDOSTA RD | VALDOSTA | Lowndes | 10003527 | 3 | Overfill Alarm | 2025-01-30 | FALSE | 2025-01-30 | FALSE | Currently in Use | Regular | 20000 | Fiberglass Double Walled | 2024-10-23 |  | Double-Walled Flex | Pressurized
SPEEDWAY #42384 | 2165 OLD CLYATTVILLE RD | VALDOSTA | Lowndes | 10003525 | 2A | Flapper Valve |  | FALSE |  | FALSE | Currently in Use | Premium | 8000 | Fiberglass Double Walled | 2024-06-04 |  | Double-Walled Flex | Pressurized
WAWA #6308 | 4598 NORTH VALDOSTA RD | VALDOSTA | Lowndes | 10003527 | 5A | Overfill Alarm | 2025-01-30 | FALSE | 2025-01-30 | FALSE | Currently in Use | Regular | 12000 | Fiberglass Double Walled | 2024-10-23 |  | Double-Walled Flex | Pressurized
FRIENDLY EXPRESS #108 | 940 GA HWY 122 | HAHIRA | Lowndes | 10003528 | 2A | Flapper Valve | 2025-01-10 | FALSE | 2025-01-10 | FALSE | Currently in Use | Premium | 10000 | Composite Double Walled | 2024-09-10 |  | Double-Walled Flex | Pressurized
SPEEDWAY #42384 | 2165 OLD CLYATTVILLE RD | VALDOSTA | Lowndes | 10003525 | 1 | Flapper Valve |  | FALSE |  | FALSE | Currently in Use | E-10 | 20000 | Fiberglass Double Walled | 2024-06-04 |  | Double-Walled Flex | Pressurized
AMOCO FOOD MART | 3832 CAT CREEK RD | VALDOSTA | Lowndes | 9000128 | 2 | Flapper Valve | 1999-10-26 | FALSE | 1999-10-26 | FALSE | Currently in Use | Premium | 8000 | Galvanic (STIP-3) | 1985-05-13 |  | Double-Walled Flex | Pressurized
VALDOSTA STATE UNIVERSITY PLANT | 1500 N PATTERSON ST | VALDOSTA | Lowndes | 9092157 | 2 | [5 empty] | Removed from Ground | Diesel | 15000 | Bare Steel | 1980-01-07 | 1999-05-14 | Bare Steel | Safe Suction (Euro)
SPEEDWAY #42384 | 2165 OLD CLYATTVILLE RD | VALDOSTA | Lowndes | 10003525 | 4A | Flapper Valve |  | FALSE |  | FALSE | Currently in Use | Diesel On Road | 20000 | Fiberglass Double Walled | 2024-06-04 |  | Double-Walled Flex | Pressurized
VALDOSTA STATE UNIV AUTOMOTIVE C | 1206 N PATTERSON ST | VALDOSTA | Lowndes | 9092156 | 3 |  |  | TRUE |  | TRUE | Removed from Ground | Used Oil | 250 | Bare Steel | 1978-01-07 | 1899-12-31 | Bare Steel | Gravity Fed
LOWNDES COUNTY FORESTRY UNIT | 3011 US HWY 84 EAST | VALDOSTA | Lowndes | 9092246 | 1 | [5 empty] | Removed from Ground | Gas (Historical Use) | 2000 | Marked Unknown | 1997-01-01 | 1997-01-01 | Unknown
Circle K 2745146 | 4109 BEMISS RD | VALDOSTA | Lowndes | 9092286 | 3 | Flapper Valve | 2001-07-20 | FALSE | 2001-07-20 | FALSE | Currently in Use | Premium | 12000 | Composite | 2001-05-31 |  | Double-Walled Flex | Pressurized
PEACHES OF VALDOSTA | 4141 BEMISS RD | VALDOSTA | Lowndes | 9092245 | 1 | [5 empty] | Removed from Ground | Gas (Historical Use) | 0 | Not Marked/Unknown |  | 1899-12-31 | Not Marked
WALMART NEIGHBORHOOD MARKET #6732 | 4228 BEMISS RD | VALDOSTA | Lowndes | 10002618 | 1 | Flapper Valve | 2016-07-27 | FALSE | 2016-07-27 | FALSE | Currently in Use | E-10 | 20000 | Fiberglass Double Walled | 2016-07-27 |  | Double-Walled Flex | Pressurized
VALDOSTA STATE UNIVERSITY N CAMP | PENDELTON DR | VALDOSTA | Lowndes | 9092193 | 1 | [5 empty] | Removed from Ground | Kerosene | 2500 | Bare Steel | 1951-01-01 | 1899-12-31 | Bare Steel
WALMART NEIGHBORHOOD MARKET #6732 | 4228 BEMISS RD | VALDOSTA | Lowndes | 10002618 | 2A | Flapper Valve | 2016-07-27 | FALSE | 2016-07-27 | FALSE | Currently in Use | Premium | 12000 | Fiberglass Double Walled | 2016-06-30 |  | Double-Walled Flex | Pressurized
Circle K 2745200 | 1922 W Hill Ave | Valdosta | Lowndes | 10003224 | 1A | Overfill Alarm | 2021-10-28 | FALSE | 2021-10-28 | FALSE | Currently in Use | Premium | 12000 | Fiberglass Double Walled | 2021-10-28 |  | Double-Walled Fiberglass | Pressurized
Circle K 2745200 | 1922 W Hill Ave | Valdosta | Lowndes | 10003224 | 3 | Overfill Alarm | 2021-10-28 | FALSE | 2021-10-28 | FALSE | Currently in Use | Diesel | 12000 | Fiberglass Double Walled | 2021-10-28 |  | Double-Walled Fiberglass | Pressurized
Circle K 2745200 | 1922 W Hill Ave | Valdosta | Lowndes | 10003224 | 1B | Overfill Alarm | 2021-10-28 | FALSE | 2021-10-28 | FALSE | Currently in Use | E-0 | 8000 | Fiberglass Double Walled | 2021-10-28 |  | Double-Walled Fiberglass | Pressurized
Circle K 2745200 | 1922 W Hill Ave | Valdosta | Lowndes | 10003224 | 2 | Overfill Alarm | 2021-10-28 | FALSE | 2021-10-28 | FALSE | Currently in Use | E-10 | 20000 | Fiberglass Double Walled | 2021-10-28 |  | Double-Walled Fiberglass | Pressurized
SPEEDWAY #42384 | 2165 OLD CLYATTVILLE RD | VALDOSTA | Lowndes | 10003525 | 3 | Flapper Valve |  | FALSE |  | FALSE | Currently in Use | Diesel On Road | 20000 | Fiberglass Double Walled | 2024-06-04 |  | Double-Walled Flex | Pressurized
WAWA #6308 | 4598 NORTH VALDOSTA RD | VALDOSTA | Lowndes | 10003527 | 2 | Overfill Alarm | 2025-01-30 | FALSE | 2025-01-30 | FALSE | Currently in Use | Regular | 20000 | Fiberglass Double Walled | 2024-10-23 |  | Double-Walled Flex | Pressurized
FRIENDLY EXPRESS #108 | 940 GA HWY 122 | HAHIRA | Lowndes | 10003528 | 2B | Flapper Valve | 2025-01-10 | FALSE | 2025-01-10 | FALSE | Currently in Use | Diesel | 10000 | Composite Double Walled | 2024-09-10 |  | Double-Walled Flex | Pressurized
LOVE'S TRAVEL STOP #550 | 2319 OLD CLYATTVILLE RD | VALDOSTA | Lowndes | 10003460 | 3 | Flapper Valve | 2024-02-07 | FALSE | 2024-02-14 | FALSE | Currently in Use | Diesel | 30000 | Fiberglass Double Walled | 2024-01-23 |  | Double-Walled Flex | Pressurized
LOVE'S TRAVEL STOP #550 | 2319 OLD CLYATTVILLE RD | VALDOSTA | Lowndes | 10003460 | 5 | Flapper Valve | 2024-02-07 | FALSE | 2024-02-14 | FALSE | Currently in Use | Diesel | 20000 | Fiberglass Double Walled | 2024-01-23 |  | Double-Walled Flex | Pressurized
LOVE'S TRAVEL STOP #550 | 2319 OLD CLYATTVILLE RD | VALDOSTA | Lowndes | 10003460 | 4 | Flapper Valve | 2024-02-07 | FALSE | 2024-02-14 | FALSE | Currently in Use | Diesel | 30000 | Fiberglass Double Walled | 2024-01-23 |  | Double-Walled Flex | Pressurized
GISH OIL VALDOSTA | 1329 W Hill Ave | Valdosta | Lowndes | UST-SLOC-920195 | D4 | [5 empty] | Removed from Ground | Diesel | 2000 | Bare Steel | 1978-05-01 | 1899-12-31 | Galvanized Steel | Suction (American)
MOODY AFB | Mitchell Boulevard | Valdosta | Lowndes | UST-SLOC-9000492 | NP#2 | [5 empty] | Removed from Ground | Kerosene | 25000 | Bare Steel | 1946-04-14 | 1989-06-01 | Bare Steel
MOODY AFB | Mitchell Boulevard | Valdosta | Lowndes | UST-SLOC-9092259 | 771-1 |  |  | TRUE |  | TRUE | Removed from Ground | Other | 550 | Fiberglass | 1995-06-01 | 1899-12-31 | Bare Steel
MOODY AFB | Mitchell Boulevard | Valdosta | Lowndes | UST-SLOC-9092175 | 722-2 |  |  | TRUE |  | TRUE | Removed from Ground | Other | 500 | Cathodically Protected Steel | 1972-03-01 | 2000-12-01 | Cathodically Protected | Gravity Fed
MOODY AFB | Mitchell Boulevard | Valdosta | Lowndes | UST-SLOC-9000492 | NP#4 | [5 empty] | Removed from Ground | Kerosene | 25000 | Bare Steel | 1946-04-14 | 1989-06-01 | Bare Steel
MOODY AFB | Mitchell Boulevard | Valdosta | Lowndes | UST-SLOC-9092125 | 913-2 | Flapper Valve | 1997-01-01 |  | 1997-01-01 |  | Removed from Ground | Diesel | 2000 | Galvanic (STIP-3) | 1992-01-01 | 2012-06-13 | Galvanized Steel | Suction (American)
MOODY AFB | Mitchell Boulevard | Valdosta | Lowndes | UST-SLOC-9000492 | NP#1 | [5 empty] | Removed from Ground | Kerosene | 25000 | Bare Steel | 1946-04-14 | 1989-06-01 | Bare Steel
MOODY AFB | Mitchell Boulevard | Valdosta | Lowndes | UST-SLOC-9092109 | 700-2 | [5 empty] | Removed from Ground | Diesel | 5250 | Bare Steel | 1981-04-05 | 1988-06-01 | Bare Steel
MOODY AFB | Mitchell Boulevard | Valdosta | Lowndes | UST-SLOC-9092121 | 840-2 | [5 empty] | Removed from Ground | Other | 550 | Cathodically Protected Steel | 1982-01-01 | 1899-12-31 | Cathodically Protected | Gravity Fed
MOODY AFB | Mitchell Boulevard | Valdosta | Lowndes | UST-SLOC-9092116 | 943-4 |  |  | FALSE |  | FALSE | Removed from Ground | Used Oil | 600 | Unknown | 2003-01-14 | 2004-02-01 | Unknown
MOODY AFB | Mitchell Boulevard | Valdosta | Lowndes | UST-SLOC-9092172 | 761-1 | [5 empty] | Removed from Ground | Other | 2500 | Cathodically Protected Steel | 1984-09-24 | 1899-12-31 | Bare Steel | Gravity Fed
MOODY AFB | Mitchell Boulevard | Valdosta | Lowndes | UST-SLOC-9092107 | 1217-1 |  | 1997-01-01 | FALSE | 1997-01-01 |  | Removed from Ground | Diesel | 2000 | Steel-Impressed Current | 1969-04-08 | 2005-03-25 | Steel (Impressed Current) | Safe Suction (Euro)
MOODY AFB | Mitchell Boulevard | Valdosta | Lowndes | UST-SLOC-9092108 | 15-1 | [5 empty] | Removed from Ground | Other | 1000 | Cathodically Protected Steel | 1977-04-06 | 1899-12-31 | Bare Steel | Safe Suction (Euro)
LOVE'S TRAVEL STOP #550 | 2319 OLD CLYATTVILLE RD | VALDOSTA | Lowndes | 10003460 | 1 | Flapper Valve | 2024-02-07 | FALSE | 2024-02-14 | FALSE | Currently in Use | E-10 | 20000 | Fiberglass Double Walled | 2024-01-23 |  | Double-Walled Flex | Pressurized
GISH OIL VALDOSTA | 1329 W Hill Ave | Valdosta | Lowndes | UST-SLOC-920195 | 1 | [5 empty] | Removed from Ground | Gas (Historical Use) | 500 | Bare Steel | 1946-04-01 | 1980-01-01 | Galvanized Steel
MOODY AFB | Mitchell Boulevard | Valdosta | Lowndes | UST-SLOC-9092093 | 1112 | [5 empty] | Removed from Ground | Diesel | 20 | Bare Steel | 1978-04-06 | 1988-02-01 | Bare Steel
MOODY AFB | Mitchell Boulevard | Valdosta | Lowndes | UST-SLOC-9092103 | 723-1 | Flapper Valve | 1997-01-01 |  | 1997-01-01 |  | Removed from Ground | Diesel | 2500 | Galvanic (STIP-3) | 1992-10-19 | 2012-06-28 | Galvanized Steel
GISH OIL VALDOSTA | 1329 W Hill Ave | Valdosta | Lowndes | UST-SLOC-920194 | 3 | [5 empty] | Removed from Ground | Gas (Historical Use) | 560 | Bare Steel | 1971-04-01 | 1899-12-31 | Galvanized Steel
MOODY AFB | Mitchell Boulevard | Valdosta | Lowndes | UST-SLOC-9000492 | NP#3 | [5 empty] | Removed from Ground | Kerosene | 25000 | Bare Steel | 1946-04-14 | 1989-06-01 | Bare Steel
MOODY AFB | Mitchell Boulevard | Valdosta | Lowndes | UST-SLOC-9092247 | 1715-1 | [5 empty] | Removed from Ground | Diesel | 500 | Not Marked/Unknown | 1996-04-12 | 1996-04-12 | Not Marked
MOODY AFB | Mitchell Boulevard | Valdosta | Lowndes | UST-SLOC-9092116 | 943-2 |  | 1994-06-01 |  | 1994-06-01 |  | Removed from Ground | Gas (Historical Use) | 10000 | Double Walled | 1994-06-01 | 2004-01-01 | Bare Steel | Pressurized
MOODY AFB | Mitchell Boulevard | Valdosta | Lowndes | UST-SLOC-9092174 | 966-1 | [5 empty] | Removed from Ground | Other | 550 | Double Walled | 1991-03-12 | 1899-12-31 | Fiberglass Reinforced Plastic | Gravity Fed
MOODY AFB | Mitchell Boulevard | Valdosta | Lowndes | UST-SLOC-9092114 | 931-4 | [5 empty] | Removed from Ground | Diesel | 12000 | Cathodically Protected Steel | 1941-04-15 | 1997-11-10 | Cathodically Protected | Suction (American)
MOODY AFB | Mitchell Boulevard | Valdosta | Lowndes | UST-SLOC-9092114 | 931-1 | [5 empty] | Removed from Ground | Gas (Historical Use) | 12000 | Cathodically Protected Steel | 1941-04-15 | 1997-11-10 | Cathodically Protected | Suction (American)
MOODY AFB | Mitchell Boulevard | Valdosta | Lowndes | UST-SLOC-9092094 | 1501-1 | [5 empty] | Removed from Ground | Other | 250 | Bare Steel | 1959-01-01 | 1991-11-01 | Bare Steel
MOODY AFB | Mitchell Boulevard | Valdosta | Lowndes | UST-SLOC-9092096 | 1713-1 | [5 empty] | Removed from Ground | Other | 500 | Bare Steel | 1981-04-05 | 1988-05-01 | Bare Steel
MOODY AFB | Mitchell Boulevard | Valdosta | Lowndes | UST-SLOC-9092160 | AERO-1 | [5 empty] | Removed from Ground | Other | 1500 | Marked Unknown | 1991-06-01 | 1991-06-01 | Unknown
MOODY AFB | Mitchell Boulevard | Valdosta | Lowndes | UST-SLOC-9092116 | 943-1 |  | 1994-06-01 |  | 1994-06-01 |  | Removed from Ground | Gas (Historical Use) | 10000 | Double Walled | 1994-06-01 | 2004-01-01 | Bare Steel | Pressurized
MOODY AFB | Mitchell Boulevard | Valdosta | Lowndes | UST-SLOC-9092168 | 1532-1 | [5 empty] | Removed from Ground | Other | 600 | Double Walled | 1994-06-13 | 1899-12-31 | Fiberglass Reinforced Plastic | Gravity Fed
MOODY AFB | Mitchell Boulevard | Valdosta | Lowndes | UST-SLOC-9092122 | 109-1 | Flapper Valve | 1997-01-01 |  | 1997-01-01 |  | Removed from Ground | Diesel | 1000 | Fiberglass Double Walled | 1991-02-13 | 2012-07-09 | Galvanized Steel | Suction (American)
MOODY AFB | Mitchell Boulevard | Valdosta | Lowndes | UST-SLOC-10000535 | 2 | Flapper Valve | 2003-07-01 | FALSE | 2003-07-01 | FALSE | Currently in Use | Premium | 12000 | Fiberglass Double Walled | 2003-05-20 |  | Double-Walled Flex | Pressurized
MOODY AFB | Mitchell Boulevard | Valdosta | Lowndes | UST-SLOC-9092117 | 769-1 | [5 empty] | Removed from Ground | Other | 1500 | Bare Steel | 1965-01-01 | 1997-08-20 | Bare Steel | Gravity Fed
MOODY AFB | Mitchell Boulevard | Valdosta | Lowndes | UST-SLOC-9092118 | 775-1 |  |  | TRUE |  | TRUE | Removed from Ground | Other | 1200 | Fiberglass | 1983-06-08 | 1899-12-31 | Bare Steel | Gravity Fed
MOODY AFB | Mitchell Boulevard | Valdosta | Lowndes | UST-SLOC-9092112 | ACF-1 |  |  | TRUE |  | TRUE | Removed from Ground | Used Oil | 1000 | Bare Steel | 1961-04-10 | 1990-05-01 | Bare Steel
MOODY AFB | Mitchell Boulevard | Valdosta | Lowndes | UST-SLOC-9092105 | 91-1 | [5 empty] | Removed from Ground | Diesel | 300 | Bare Steel | 1961-04-10 | 1991-11-22 | Bare Steel
MOODY AFB | Mitchell Boulevard | Valdosta | Lowndes | UST-SLOC-9092097 | 1715-1 | [5 empty] | Removed from Ground | Other | 500 | Cathodically Protected Steel | 1968-04-08 | 1996-04-12 | Bare Steel | Safe Suction (Euro)
MOODY AFB | Mitchell Boulevard | Valdosta | Lowndes | UST-SLOC-9092214 | 759-2 | [5 empty] | Removed from Ground | Gas (Historical Use) | 1500 | Cathodically Protected Steel | 1976-11-01 | 1998-01-01 | Galvanized Steel | Safe Suction (Euro)
MOODY AFB | Mitchell Boulevard | Valdosta | Lowndes | UST-SLOC-9092122 | 109-2 | [5 empty] | Removed from Ground | Diesel | 2000 | Bare Steel | 1969-01-01 | 1991-01-01 | Bare Steel
MOODY AFB | Mitchell Boulevard | Valdosta | Lowndes | UST-SLOC-9092100 | 622-1 |  | 1997-01-01 |  | 1997-01-01 |  | Removed from Ground | Other | 1000 | Steel-Impressed Current | 1971-04-08 | 1899-12-31 | Cathodically Protected | Suction (American)
MOODY AFB | Mitchell Boulevard | Valdosta | Lowndes | UST-SLOC-10000535 | 1 | Overfill Alarm | 2003-07-01 | FALSE | 2003-07-01 | FALSE | Currently in Use | E-10 | 12000 | Fiberglass Double Walled | 2003-05-20 |  | Double-Walled Flex | Pressurized
MOODY AFB | Mitchell Boulevard | Valdosta | Lowndes | UST-SLOC-9092273 | 1530-1 |  |  | TRUE |  | TRUE | Removed from Ground | Other | 600 | Double Walled | 1998-01-01 | 2003-08-01 | Cathodically Protected
MOODY AFB | Mitchell Boulevard | Valdosta | Lowndes | UST-SLOC-9092114 | 931-2 | [5 empty] | Removed from Ground | Diesel | 12000 | Cathodically Protected Steel | 1941-04-15 | 1997-11-10 | Cathodically Protected | Suction (American)
GISH OIL VALDOSTA | 1329 W Hill Ave | Valdosta | Lowndes | UST-SLOC-920195 | PREM | [5 empty] | Removed from Ground | Gas (Historical Use) | 3000 | Bare Steel | 1978-05-01 | 1899-12-31 | Galvanized Steel | Suction (American)
GISH OIL VALDOSTA | 1329 W Hill Ave | Valdosta | Lowndes | UST-SLOC-920194 | 2 | Flapper Valve | 1998-12-22 | FALSE | 1998-12-22 | FALSE | Currently in Use | Premium | 10000 | Steel-Impressed Current | 1984-04-01 |  | Steel (Impressed Current) | Pressurized
MOODY AFB | Mitchell Boulevard | Valdosta | Lowndes | UST-SLOC-9092124 | 957-1 | [5 empty] | Removed from Ground | Used Oil | 500 | Bare Steel | 1990-05-10 | 2004-07-01 | Fiberglass Reinforced Plastic | Gravity Fed
MOODY AFB | Mitchell Boulevard | Valdosta | Lowndes | UST-SLOC-9092116 | 943-3 |  | 1994-06-01 |  | 1994-06-01 |  | Removed from Ground | Gas (Historical Use) | 3000 | Cathodically Protected Steel | 1966-04-09 | 2004-01-01 | Bare Steel | Pressurized
MOODY AFB | Mitchell Boulevard | Valdosta | Lowndes | UST-SLOC-9092094 | 1502-2 | Flapper Valve | 1994-01-01 |  | 1994-01-01 |  | Removed from Ground | Diesel | 600 | Galvanic (STIP-3) | 1994-06-01 | 2009-04-16 | Galvanized Steel | Suction (American)
MOODY AFB | Mitchell Boulevard | Valdosta | Lowndes | UST-SLOC-9092114 | 931-5 | [5 empty] | Removed from Ground | Diesel | 10000 | Double Walled | 1991-03-01 | 1997-11-10 | Cathodically Protected | Suction (American)
MOODY AFB | Mitchell Boulevard | Valdosta | Lowndes | UST-SLOC-10000535 | 3 | Flapper Valve | 2003-07-01 | FALSE | 2003-07-01 | FALSE | Currently in Use | E-10 | 12000 | Fiberglass Double Walled | 2003-05-20 |  | Double-Walled Flex | Pressurized
MOODY AFB | Mitchell Boulevard | Valdosta | Lowndes | UST-SLOC-9092217 | 590-2 | [5 empty] | Removed from Ground | Other | 200 | Bare Steel | 1987-06-19 | 1899-12-31 | Fiberglass Reinforced Plastic | Gravity Fed
MOODY AFB | Mitchell Boulevard | Valdosta | Lowndes | UST-SLOC-9092121 | 840-1 | Flapper Valve |  | TRUE |  | TRUE | Removed from Ground | Used Oil | 550 | Galvanic (STIP-3) | 1982-01-01 | 2005-09-01 | Galvanized Steel | Gravity Fed
GISH OIL VALDOSTA | 1329 W Hill Ave | Valdosta | Lowndes | UST-SLOC-920194 | 1 | Flapper Valve | 1998-12-22 | FALSE | 1998-12-22 | FALSE | Currently in Use | Diesel | 10000 | Steel-Impressed Current | 1984-04-01 |  | Steel (Impressed Current) | Safe Suction (Euro)
GISH OIL VALDOSTA | 1329 W Hill Ave | Valdosta | Lowndes | UST-SLOC-920195 | PLUS | [5 empty] | Removed from Ground | Gas (Historical Use) | 2000 | Bare Steel | 1978-05-01 | 1899-12-31 | Galvanized Steel | Suction (American)
MOODY AFB | Mitchell Boulevard | Valdosta | Lowndes | UST-SLOC-9092116 | 943-B | [5 empty] | Removed from Ground | Gas (Historical Use) | 10000 | Cathodically Protected Steel | 1966-04-09 | 1994-04-21 | Bare Steel | Pressurized
MOODY AFB | Mitchell Boulevard | Valdosta | Lowndes | UST-SLOC-9092101 | 668-1 |  | 1997-01-01 |  | 1997-01-01 |  | Removed from Ground | Other | 500 | Cathodically Protected Steel | 1970-04-08 | 1998-09-09 | Cathodically Protected | Safe Suction (Euro)
MOODY AFB | Mitchell Boulevard | Valdosta | Lowndes | UST-SLOC-9092091 | 758-1 | [5 empty] | Removed from Ground | Other | 1500 | Bare Steel | 1963-01-25 | 1899-12-31 | Bare Steel | Gravity Fed
MOODY AFB | Mitchell Boulevard | Valdosta | Lowndes | UST-SLOC-9092120 | 977-1 | [5 empty] | Removed from Ground | Other | 1500 | Concrete | 1976-03-01 | 1899-12-31 | Bare Steel
MOODY AFB | Mitchell Boulevard | Valdosta | Lowndes | UST-SLOC-9092125 | 913-1 | [5 empty] | Removed from Ground | Other | 500 | Bare Steel | 1966-01-01 | 1992-05-01 | Bare Steel
MOODY AFB | Mitchell Boulevard | Valdosta | Lowndes | UST-SLOC-9092113 | 755-1 |  |  | TRUE |  | TRUE | Removed from Ground | Other | 500 | Cathodically Protected Steel | 1977-06-06 | 1899-12-31 | Cathodically Protected | Gravity Fed
MOODY AFB | Mitchell Boulevard | Valdosta | Lowndes | UST-SLOC-9092104 | 900-1 | Flapper Valve | 1997-01-01 |  | 1997-01-01 |  | Closed in Ground | Diesel | 3500 | Steel-Impressed Current | 1967-04-09 | 2010-09-24 | Steel (Impressed Current) | Safe Suction (Euro)
MOODY AFB | Mitchell Boulevard | Valdosta | Lowndes | UST-SLOC-9092120 | 977-2 | [5 empty] | Removed from Ground | Other | 550 | Double Walled | 1991-07-15 | 1899-12-31 | Fiberglass Reinforced Plastic | Gravity Fed
DEERWOOD GROC SANDLIN PURE OIL | 4 MILE E VALDOSTA HWY 94 | VALDOSTA | Lowndes | 9092218 | 1 | [5 empty] | Removed from Ground | Gas (Historical Use) | 3000 | Bare Steel |  | 1899-12-31 | Galvanized Steel | Suction (American)
HARI KRUPA 3663, LLC/JP FOODS 2 | 3663 NEW STATENVILLE HWY | VALDOSTA | Lowndes | 10001197 | 1B | Flapper Valve | 2002-06-01 | FALSE | 2002-06-01 | FALSE | Currently in Use | Diesel | 4000 | Composite | 2002-06-01 |  | Fiberglass Reinforced Plastic | Pressurized
GEORGIA CUMBERLAND ASSOCIATION O | 4707 BEMISS RD | VALDOSTA | Lowndes | 9092276 | 2 | [5 empty] | Permanently Out of Use - historical purposes | Gas (Historical Use) | 1000 | Not Marked/Unknown |  | 1899-12-31 | Not Marked
MOODY AFB | Mitchell Boulevard | Valdosta | Lowndes | UST-SLOC-9092173 | 774-1 | [5 empty] | Removed from Ground | Other | 150 | Cathodically Protected Steel | 1984-06-08 | 1899-12-31 | Cathodically Protected | Gravity Fed
MOODY AFB | Mitchell Boulevard | Valdosta | Lowndes | UST-SLOC-9092102 | 706-1 |  | 1997-01-01 |  | 1997-01-01 |  | Removed from Ground | Other | 500 | Fiberglass | 1983-04-05 | 1899-12-31 | Cathodically Protected | Safe Suction (Euro)
MOODY AFB | Mitchell Boulevard | Valdosta | Lowndes | UST-SLOC-9092176 | 799-1 | [5 empty] | Removed from Ground | Other | 550 | Double Walled | 1991-03-12 | 2004-07-01 | Fiberglass Reinforced Plastic | Gravity Fed
UNITED PARCEL SERVICE (UPS) - VALDOSTA | 1626 JAMES P. ROGERS DRIVE | VALDOSTA | Lowndes | 9092064 | 1 | Flapper Valve | 1991-11-01 | FALSE | 1991-11-01 | FALSE | Currently in Use | Regular | 10000 | Fiberglass | 1991-11-07 |  | Double-Walled Fiberglass | Pressurized
UNITED PARCEL SERVICE (UPS) - VALDOSTA | 1626 JAMES P. ROGERS DRIVE | VALDOSTA | Lowndes | 9092064 | 1 | Flapper Valve | 1991-11-01 | FALSE | 1991-11-01 | FALSE | Currently in Use | Regular | 10000 | Fiberglass | 1991-11-07 |  | Double-Walled Fiberglass | Pressurized
GISH OIL VALDOSTA | 1329 W Hill Ave | Valdosta | Lowndes | UST-SLOC-920195 | RU | [5 empty] | Removed from Ground | Gas (Historical Use) | 3000 | Bare Steel | 1978-05-01 | 1899-12-31 | Galvanized Steel | Suction (American)
MOODY AFB | Mitchell Boulevard | Valdosta | Lowndes | UST-SLOC-9092115 | 552 |  |  | TRUE |  | TRUE | Removed from Ground | Used Oil | 2000 | Bare Steel | 1966-04-09 | 1985-06-01 | Unknown
MOODY AFB | Mitchell Boulevard | Valdosta | Lowndes | UST-SLOC-9092098 | 2300-1 | [5 empty] | Removed from Ground | Other | 500 | Bare Steel | 1968-04-08 | 1899-12-31 | Unknown | Safe Suction (Euro)
MOODY AFB | Mitchell Boulevard | Valdosta | Lowndes | UST-SLOC-9092095 | 1511-1 | [5 empty] | Removed from Ground | Other | 550 | Cathodically Protected Steel | 1981-04-05 | 1998-02-01 | Bare Steel | Safe Suction (Euro)
MOODY AFB | Mitchell Boulevard | Valdosta | Lowndes | UST-SLOC-9092116 | 943-A | [5 empty] | Removed from Ground | Gas (Historical Use) | 10000 | Cathodically Protected Steel | 1966-04-09 | 1994-04-21 | Bare Steel | Pressurized
MOODY AFB | Mitchell Boulevard | Valdosta | Lowndes | UST-SLOC-9092175 | 722-1 |  |  | TRUE |  | TRUE | Removed from Ground | Other | 150 | Double Walled | 1993-02-13 | 1899-12-31 | Fiberglass Reinforced Plastic | Gravity Fed
UNITED PARCEL SERVICE (UPS) - VALDOSTA | 1626 JAMES P. ROGERS DRIVE | VALDOSTA | Lowndes | 9092064 | 2 |  |  | TRUE |  | TRUE | Removed from Ground | Used Oil | 550 | Not Marked/Unknown | 1991-11-01 | 1991-11-01 | Bare Steel
UNITED PARCEL SERVICE (UPS) - VALDOSTA | 1626 JAMES P. ROGERS DRIVE | VALDOSTA | Lowndes | 9092064 | 2 |  |  | TRUE |  | TRUE | Removed from Ground | Used Oil | 550 | Not Marked/Unknown | 1991-11-01 | 1991-11-01 | Bare Steel
Friendly Express #106 | 3645 Inner Perimeter Rd. | Valdosta | Lowndes | 10002890 | 1 | Flapper Valve | 2018-07-20 | FALSE | 2018-07-20 | FALSE | Currently in Use | E-10 | 25000 | Composite Double Walled | 2018-07-20 |  | Double-Walled Flex | Pressurized
Friendly Express #105 | 4129 N Valdosta Rd | Valdosta | Lowndes | 10002858 | 2A | Flapper Valve | 2018-07-17 | FALSE | 2018-07-17 | FALSE | Currently in Use | Premium | 10000 | Composite Double Walled | 2018-07-17 |  | Double-Walled Flex | Pressurized
Friendly Express #105 | 4129 N Valdosta Rd | Valdosta | Lowndes | 10002858 | 1 | Flapper Valve | 2018-07-17 | FALSE | 2018-07-17 | FALSE | Currently in Use | E-10 | 25000 | Composite Double Walled | 2018-07-17 |  | Double-Walled Flex | Pressurized
Friendly Express #105 | 4129 N Valdosta Rd | Valdosta | Lowndes | 10002858 | 2B | Flapper Valve | 2018-07-17 | FALSE | 2018-07-17 | FALSE | Currently in Use | Diesel | 10000 | Composite Double Walled | 2018-07-17 |  | Double-Walled Flex | Pressurized
Friendly Express #105 | 4129 N Valdosta Rd | Valdosta | Lowndes | 10002858 | 2C | Flapper Valve | 2018-07-17 | FALSE | 2018-07-17 | FALSE | Currently in Use | E-0 | 5000 | Composite Double Walled | 2018-07-17 |  | Double-Walled Flex | Pressurized
LANGDALE FOREST PRODUCTS CO | 1202 MADISON HWY | VALDOSTA | Lowndes | 10002870 | 1 |  |  | FALSE |  | FALSE | Removed from Ground | Kerosene | 1000 |  |  | 2018-11-08
Friendly Express #106 | 3645 Inner Perimeter Rd. | Valdosta | Lowndes | 10002890 | 2C | Flapper Valve | 2018-07-20 | FALSE | 2018-07-20 | FALSE | Currently in Use | E-0 | 5000 | Composite Double Walled | 2018-07-20 |  | Double-Walled Flex | Pressurized
FORMER REMERTON MILLS LLC | 1853 GORDON ST | REMERTON | Lowndes | 10002828 | 1 |  |  | FALSE |  | FALSE | Removed from Ground | Gas (Historical Use) | 250 | Bare Steel |  | 2014-01-01 | Bare Steel | Suction (American)
ONE STOP #3 | 3245 INNER PERIMETER RD | VALDOSTA | Lowndes | 9092061 | 1 | Flapper Valve | 1998-11-06 | FALSE | 1990-04-01 | FALSE | Currently in Use | E-10 | 10000 | Galvanic (STIP-3) | 1990-04-01 |  | Fiberglass Reinforced Plastic | Pressurized
#937 (SUPER CHAMP DISCOUNT BEVERAGE #2) | 3119 MADISON HWY | VALDOSTA | Lowndes | 9092078 | 2 | Flapper Valve | 1998-11-07 | FALSE | 1990-11-19 | FALSE | Currently in Use | E-0 | 8000 | Galvanic (STIP-3) | 1990-11-19 |  | Fiberglass Reinforced Plastic | Pressurized
#936 A&M FOOD MART |  | VALDOSTA | Lowndes | 9092060 | 3 | Flapper Valve | 1998-11-07 | FALSE | 1989-10-31 | FALSE | Currently in Use | Diesel | 8000 | Galvanic (STIP-3) | 1989-10-01 |  | Fiberglass Reinforced Plastic | Pressurized
Friendly Express #106 | 3645 Inner Perimeter Rd. | Valdosta | Lowndes | 10002890 | 2A | Flapper Valve | 2018-07-20 | FALSE | 2018-07-20 | FALSE | Currently in Use | Premium | 10000 | Composite Double Walled | 2018-07-20 |  | Double-Walled Flex | Pressurized
#942 (PERIMETER PANTRY) | 4491 INNER PERIMETER RD | VALDOSTA | Lowndes | 9092146 | 3 | Overfill Alarm | 1993-12-03 | FALSE | 1993-12-03 | FALSE | Currently in Use | Premium | 8000 | Composite Double Walled | 1993-12-03 |  | Double-Walled Fiberglass | Pressurized
ONE STOP #3 | 3245 INNER PERIMETER RD | VALDOSTA | Lowndes | 9092061 | 3 | Flapper Valve | 1998-11-06 | FALSE | 1990-04-01 | FALSE | Temporarily out of use | Diesel | 10000 | Galvanic (STIP-3) | 1990-04-01 |  | Fiberglass Reinforced Plastic | Pressurized
#932 (MEET FOOD MART) | 2501 US 41 S | VALDOSTA | Lowndes | 9092079 | 3 | Flapper Valve | 1998-11-07 | FALSE | 1990-05-16 | FALSE | Currently in Use | Premium | 10000 | Fiberglass | 1990-05-16 |  | Double-Walled Fiberglass | Pressurized
#942 (PERIMETER PANTRY) | 4491 INNER PERIMETER RD | VALDOSTA | Lowndes | 9092146 | 2 | Overfill Alarm | 1993-12-03 | FALSE | 1993-12-03 | FALSE | Currently in Use | Diesel | 8000 | Composite Double Walled | 1993-12-03 |  | Double-Walled Fiberglass
VALDOSTA ELECTRIC CO | 3485 BEMISS RD | VALDOSTA | Lowndes | 920250 | 1 |  | 1998-12-01 |  | 1998-12-01 |  | Removed from Ground | Gas (Historical Use) | 1000 | Steel-Impressed Current | 1971-05-01 | 2010-06-25 | Cathodically Protected | Suction (American)
QUICK CHANGE #16 | 2797 US HWY 41 | VALDOSTA | Lowndes | 9092019 | 2 | Flapper Valve |  | FALSE |  | FALSE |  | Diesel On Road | 8000 | Steel-Impressed Current |  |  | Fiberglass Reinforced Plastic | Pressurized
Friendly Express #106 | 3645 Inner Perimeter Rd. | Valdosta | Lowndes | 10002890 | 2B | Flapper Valve | 2018-07-20 | FALSE | 2018-07-20 | FALSE | Currently in Use | Diesel | 10000 | Composite Double Walled | 2018-07-20 |  | Double-Walled Flex | Pressurized
#936 A&M FOOD MART |  | VALDOSTA | Lowndes | 9092060 | 1 | Flapper Valve | 1998-11-07 | FALSE | 1989-10-31 | FALSE | Currently in Use | E-10 | 8000 | Galvanic (STIP-3) | 1989-10-01 |  | Fiberglass Reinforced Plastic | Pressurized
#932 (MEET FOOD MART) | 2501 US 41 S | VALDOSTA | Lowndes | 9092079 | 2 | Flapper Valve | 1998-11-07 | FALSE | 1990-05-16 | FALSE | Currently in Use | Diesel | 10000 | Fiberglass | 1990-05-16 |  | Double-Walled Fiberglass | Pressurized
#942 (PERIMETER PANTRY) | 4491 INNER PERIMETER RD | VALDOSTA | Lowndes | 9092146 | 1 | Overfill Alarm | 1993-12-03 | FALSE | 1993-12-03 | FALSE | Currently in Use | E-10 | 8000 | Composite Double Walled | 1993-12-03 |  | Double-Walled Fiberglass | Pressurized
ONE STOP #3 | 3245 INNER PERIMETER RD | VALDOSTA | Lowndes | 9092061 | 2 | Flapper Valve | 1998-11-06 | FALSE | 1990-04-01 | FALSE | Currently in Use | Diesel On Road | 10000 | Galvanic (STIP-3) | 1990-04-01 |  | Fiberglass Reinforced Plastic | Pressurized
QUICK CHANGE #16 | 2797 US HWY 41 | VALDOSTA | Lowndes | 9092019 | 1 | Ball Float | 1994-03-01 | FALSE | 1994-03-01 | FALSE | Currently in Use | E-10 | 8000 | Steel-Impressed Current | 1977-01-01 |  | Fiberglass Reinforced Plastic | Pressurized
#937 (SUPER CHAMP DISCOUNT BEVERAGE #2) | 3119 MADISON HWY | VALDOSTA | Lowndes | 9092078 | 3 | Flapper Valve | 1998-11-07 | FALSE | 1990-11-19 | FALSE | Currently in Use | Premium | 8000 | Galvanic (STIP-3) | 1990-11-19 |  | Fiberglass Reinforced Plastic | Pressurized
#932 (MEET FOOD MART) | 2501 US 41 S | VALDOSTA | Lowndes | 9092079 | 1 | Flapper Valve | 1998-11-17 | FALSE | 1990-05-16 | FALSE | Currently in Use | E-10 | 10000 | Fiberglass | 1990-05-16 |  | Double-Walled Fiberglass | Pressurized
#936 A&M FOOD MART |  | VALDOSTA | Lowndes | 9092060 | 2 | Flapper Valve | 1998-11-07 | FALSE | 1989-10-31 | FALSE | Temporarily out of use | Premium | 8000 | Galvanic (STIP-3) | 1989-10-01 |  | Fiberglass Reinforced Plastic | Pressurized
#937 (SUPER CHAMP DISCOUNT BEVERAGE #2) | 3119 MADISON HWY | VALDOSTA | Lowndes | 9092078 | 1 | Flapper Valve | 1998-11-07 | FALSE | 1990-11-19 | FALSE | Currently in Use | E-10 | 8000 | Galvanic (STIP-3) | 1990-11-19 |  | Fiberglass Reinforced Plastic | Pressurized
Zacadoos #3 | 1202 Baytree Rd | Valdosta | Lowndes | 10003097 | 3 | Flapper Valve | 2006-09-21 | FALSE |  | FALSE | Currently in Use | Diesel | 10000 | Composite | 2006-09-21 |  | Fiberglass Reinforced Plastic | Pressurized
Zacadoos #3 | 1202 Baytree Rd | Valdosta | Lowndes | 10003097 | 2 | Flapper Valve | 2006-09-21 | FALSE |  | FALSE | Currently in Use | Premium | 6000 | Composite | 2006-09-21 |  | Fiberglass Reinforced Plastic | Pressurized
Zacadoos #3 | 1202 Baytree Rd | Valdosta | Lowndes | 10003097 | 1 | Flapper Valve | 2006-09-21 | FALSE |  | FALSE | Currently in Use | E-10 | 20000 | Composite | 2006-09-21 |  | Fiberglass Reinforced Plastic | Pressurized
MOODY AFB | Mitchell Boulevard | Valdosta | Lowndes | UST-SLOC-9092112 | ACF-2 |  |  | TRUE |  | TRUE | Removed from Ground | Used Oil | 2000 | Bare Steel | 1977-04-06 | 1990-05-01 | Bare Steel
MOODY AFB | Mitchell Boulevard | Valdosta | Lowndes | UST-SLOC-9092114 | 931-6 | [5 empty] | Removed from Ground | Diesel | 10000 | Double Walled | 1991-03-01 | 1997-11-10 | Cathodically Protected | Suction (American)
MOODY AFB | Mitchell Boulevard | Valdosta | Lowndes | UST-SLOC-9092214 | 759-1 | [5 empty] | Removed from Ground | Kerosene | 5000 | Cathodically Protected Steel | 1976-11-01 | 1998-01-01 | Galvanized Steel | Safe Suction (Euro)
MOODY AFB | Mitchell Boulevard | Valdosta | Lowndes | UST-SLOC-9092114 | 931-3 | [5 empty] | Removed from Ground | Gas (Historical Use) | 12000 | Cathodically Protected Steel | 1941-04-15 | 1997-11-10 | Cathodically Protected | Suction (American)
BOSCH OLDSMOBILE | 3301 NORTH ASHLEY ST | VALDOSTA | Lowndes | 9092054 | 1 | [5 empty] | Removed from Ground | Other | 550 | Marked Unknown | 1991-07-01 | 1991-07-01 | Unknown
CIRCLE C RANCH | 227 GARNETT SCHOOL RD | DAHLONEGA | Lumpkin | 10001372 | 2 | Flapper Valve | 2007-06-01 | FALSE | 2007-06-01 | FALSE | Currently in Use | Diesel | 3000 | Epoxy | 2007-06-01 |  | Fiberglass Reinforced Plastic | Safe Suction (Euro)
PIERCES HARDWARE | 6710 HWY 115 & 52 E | MURRAYVILLE | Lumpkin | 930050 | 3 |  | 1998-12-01 |  | 1998-12-01 |  | Removed from Ground | Kerosene | 6000 | Steel-Impressed Current | 1981-04-30 | 2003-01-14 | Cathodically Protected | Safe Suction (Euro)
CONERSTORE | 6705 A HWY 52 E | MURRAYVILLE | Lumpkin | 9093052 | 2A | Flapper Valve | 1999-01-01 | FALSE | 1999-01-01 | FALSE | Currently in Use | Premium | 10000 | Epoxy | 1999-01-01 |  | Double-Walled Flex | Pressurized
PIERCES HARDWARE | 6710 HWY 115 & 52 E | MURRAYVILLE | Lumpkin | 930050 | 1 |  | 1998-12-01 |  | 1998-12-01 |  | Removed from Ground | Other | 5000 | Steel-Impressed Current | 1981-04-30 | 2003-01-14 | Cathodically Protected | Safe Suction (Euro)
TURKS SERVICE CENTER | RT 3 HWY 129 N | CLEVELAND | Lumpkin | 930062 | 3 | [5 empty] | Removed from Ground | Gas (Historical Use) | 1100 | Bare Steel | 1968-05-12 | 1992-01-01 | Unknown
MOUNTAIN VIEW CAMPGROUND | RT 3 BOX 3404 | CLEVELAND | Lumpkin | 9093013 | 4DOT | [5 empty] | Removed from Ground | Gas (Historical Use) | 550 | Bare Steel | 1954-01-01 | 1972-01-01 | Bare Steel | Safe Suction (Euro)
Mountain Mart Food and Gas | 13870 HWY 19N | CLEVELAND | Lumpkin | 9093046 | 2 | Flapper Valve | 1999-12-01 | FALSE | 1999-12-01 | FALSE | Currently in Use | Premium | 4000 | Fiberglass | 1999-12-01 |  | Fiberglass Reinforced Plastic | Pressurized
MOUNTAIN VIEW CAMPGROUND | RT 3 BOX 3404 | CLEVELAND | Lumpkin | 9093013 | 1 | [5 empty] | Removed from Ground | Gas (Historical Use) | 3000 | Bare Steel | 1972-01-01 | 1993-12-14 | Bare Steel | Safe Suction (Euro)
FORMER GAS STATION | 601 TOWN CREEK RD | DAHLONEGA | Lumpkin | 10002658 | 2 |  |  | FALSE |  | FALSE | Removed from Ground | New Oil | 1000 | Unknown | 1970-01-01 | 1899-12-31 | Unknown
CONERSTORE | 6705 A HWY 52 E | MURRAYVILLE | Lumpkin | 9093052 | 1 | Flapper Valve | 1999-01-01 | FALSE | 1999-01-01 | FALSE | Currently in Use | Regular | 12000 | Epoxy | 1999-01-01 |  | Double-Walled Flex | Pressurized
MOUNTAIN VIEW CAMPGROUND | RT 3 BOX 3404 | CLEVELAND | Lumpkin | 9093013 | 3DOT | [5 empty] | Removed from Ground | Gas (Historical Use) | 550 | Bare Steel | 1954-01-01 | 1972-01-01 | Bare Steel | Safe Suction (Euro)
Mountain Mart Food and Gas | 13870 HWY 19N | CLEVELAND | Lumpkin | 9093046 | 1 | Flapper Valve | 1999-12-01 | FALSE | 1999-12-01 | FALSE | Currently in Use | Regular | 8000 | Fiberglass | 1999-12-01 |  | Fiberglass Reinforced Plastic | Pressurized
CIRCLE C RANCH | 227 GARNETT SCHOOL RD | DAHLONEGA | Lumpkin | 10001372 | 1 | Ball Float | 2007-06-01 | FALSE | 2007-06-01 | FALSE | Currently in Use | Regular | 3000 | Epoxy | 2007-07-01 |  | Fiberglass Reinforced Plastic | Safe Suction (Euro)
FORMER GAS STATION | 601 TOWN CREEK RD | DAHLONEGA | Lumpkin | 10002658 | 1 |  |  | FALSE |  | FALSE | Removed from Ground | Not Marked | 1000 | Unknown | 1970-01-01 | 1899-12-31 | Unknown
CONERSTORE | 6705 A HWY 52 E | MURRAYVILLE | Lumpkin | 9093052 | 2B | Flapper Valve | 1999-01-01 | FALSE | 1999-01-01 | FALSE | Currently in Use | Diesel | 5000 | Epoxy | 1999-01-01 |  | Double-Walled Flex | Pressurized
TURKS SERVICE CENTER | RT 3 HWY 129 N | CLEVELAND | Lumpkin | 930062 | 2 | [5 empty] | Removed from Ground | Gas (Historical Use) | 2200 | Bare Steel | 1968-05-12 | 1992-01-01 | Unknown
J R CHAPMAN STORE | ST 115 | DAHLONEGA | Lumpkin | 930064 | 1 | [5 empty] | Removed from Ground | Empty | 550 | Bare Steel | 1936-05-20 | 1987-02-01 | Unknown
TORRINGTON CO | 300 TORRINGTON DR | DAHLONEGA | Lumpkin | 930051 | 4 | [5 empty] | Removed from Ground | Diesel | 1000 | Bare Steel | 1979-01-01 | 1991-01-20 | Bare Steel
US FOREST SVC | RT 4/YAHOOLA RD/OFF US 19 NORTH | DAHLONEGA | Lumpkin | 930006 | 3 | [5 empty] | Removed from Ground | Gas (Historical Use) | 250 | Bare Steel | 1983-02-14 | 1988-12-20 | Galvanized Steel
CROSSROADS GROCERY | RT 4 BOX 272 | DAHLONEGA | Lumpkin | 930059 | 1 | [5 empty] | Removed from Ground | Gas (Historical Use) | 1100 | Bare Steel | 1971-05-12 | 1899-12-31 | Unknown
GA DOT 10116/LUMPKIN CO MAINT HQ | 0 .2 MI WEST OF GA HWY 60 SOUTH O | DAHLONEGA | Lumpkin | 930001 | 116G1 | [5 empty] | Removed from Ground | Gas (Historical Use) | 2000 | Bare Steel | 1986-03-01 | 2001-09-20 | Galvanized Steel | Suction (American)
CROSSROADS GROCERY | RT 4 BOX 272 | DAHLONEGA | Lumpkin | 930059 | 2 | [5 empty] | Removed from Ground | Gas (Historical Use) | 1100 | Bare Steel | 1971-05-12 | 1899-12-31 | Unknown
DAHLONEGA FEED POULTRY | 21 LEE ANDERSON RD | DAHLONEGA | Lumpkin | 930063 | 2 | [5 empty] | Removed from Ground | Gas (Historical Use) | 3000 | Bare Steel | 1978-05-10 | 1990-01-01 | Galvanized Steel
BURLINGTON INDUSTRIES-PINE TREE | 1000 PINE TREE WAY | DAHLONEGA | Lumpkin | 930068 | 4 | [5 empty] | Removed from Ground | Other | 12000 | Not Marked/Unknown | 1995-04-19 | 1995-04-19 | Not Marked
BANK OF DAHLONEGA | 207 WEST MAIN ST | DAHLONEGA | Lumpkin | 930072 | 2 | [5 empty] | Closed in Ground | Empty | 550 | Bare Steel | 1971-05-18 | 1977-01-01 | Galvanized Steel
TEXACO FOOD MART | 550 S CHESTATEE | DAHLONEGA | Lumpkin | 930054 | 11001 | Flapper Valve | 1998-02-16 | FALSE | 1998-02-16 | FALSE | Currently in Use | Regular | 10000 | Steel-Impressed Current | 1982-05-06 |  | Fiberglass Reinforced Plastic | Pressurized
LUMPKIN CO SCHOOLS | BARLOW RD | DAHLONEGA | Lumpkin | 930009 | 2 |  | 1990-08-01 |  | 1990-08-01 |  | Removed from Ground | Gas (Historical Use) | 10000 | Composite | 1990-08-01 | 2016-02-18 | Fiberglass Reinforced Plastic | Safe Suction (Euro)
LUMPKIN CO FORESTRY UNIT | 1270 CROWN MTN DR | DAHLONEGA | Lumpkin | 930003 | 2 | [5 empty] | Removed from Ground | Diesel | 560 | Bare Steel | 1956-04-29 | 1991-07-22 | Galvanized Steel | Safe Suction (Euro)
HELTONS FAST FOOD | 200 WEST MAIN ST | DAHLONEGA | Lumpkin | 930058 | 2 | [5 empty] | Removed from Ground | Gas (Historical Use) | 4000 | Bare Steel | 1986-05-08 | 1998-11-17 | Unknown | Suction (American)
BUCKHORNS GROCERY | HWY 9 | DAHLONEGA | Lumpkin | 930067 | 4 | [5 empty] | Removed from Ground | Diesel | 1000 | Bare Steel | 1978-05-09 | 1998-12-21 | Galvanized Steel | Suction (American)
BURLINGTON INDUSTRIES-PINE TREE | 1000 PINE TREE WAY | DAHLONEGA | Lumpkin | 930068 | 2 | [5 empty] | Removed from Ground | Hazardous Substance | 1000 | Bare Steel | 1975-05-11 | 1991-04-19 | Bare Steel
KING'S OIL #340 | 4150 HWY 19 N | DAHLONEGA | Lumpkin | 930047 | 5302 | Flapper Valve | 2023-12-18 | FALSE | 1991-10-23 | FALSE | Currently in Use | Regular | 8000 | Galvanic (STIP-3) | 1991-12-01 |  | Fiberglass Reinforced Plastic | Pressurized
QUICK FOOD MART | 1959 HWY 19 N | DAHLONEGA | Lumpkin | 930052 | 23001 | Ball Float | 1998-07-01 | FALSE | 1998-07-01 | FALSE | Currently in Use | Regular | 10134 | Steel-Impressed Current | 1977-05-07 |  | Fiberglass Reinforced Plastic | Pressurized
ATC DAHLONEGA GA FACILITY | 5824 HWY 52 E | DAHLONEGA | Lumpkin | 930056 | 7 |  | 1992-03-30 |  | 1992-03-30 |  | Removed from Ground | Diesel | 10000 | Cathodically Protected Steel | 1992-03-30 | 2002-07-11 | Fiberglass Reinforced Plastic | Suction (American)
LUMPKIN CO SCHOOLS | BARLOW RD | DAHLONEGA | Lumpkin | 930009 | 3 |  | 1990-08-01 |  | 1990-08-01 |  | Removed from Ground | Diesel | 10000 | Composite | 1987-01-01 | 2016-02-18 | Fiberglass Reinforced Plastic | Safe Suction (Euro)
LUMPKIN CO FARMERS ASSOC | 102 NORTH GROVE/HWY 9 NORTH | DAHLONEGA | Lumpkin | 930013 | 2 | [5 empty] | Removed from Ground | Empty | 0 | Bare Steel | 1956-03-10 | 1899-12-31 | Bare Steel
ERSKINE F WHITMIRE | 305 NORTH PARK ST | DAHLONEGA | Lumpkin | 930008 | 1 | [5 empty] | Permanently Out of Use - historical purposes | Propane | 500 | Bare Steel | 1948-03-08 | 1899-12-31 | Bare Steel
Raines Grading Hauling & Paving LLC | 1234 DAWSONVILLE HWY | DAHLONEGA | Lumpkin | 930045 | 2 | Flapper Valve | 1998-08-28 | FALSE | 1998-08-28 | FALSE | Currently in Use | Diesel Off Road | 5000 | Steel-Impressed Current | 1982-03-22 |  | Steel (Impressed Current) | Safe Suction (Euro)
JERRYS SUPERETTE | 776 GA HWY 52 E | DAHLONEGA | Lumpkin | 930061 | 3 |  | 1990-02-01 | FALSE | 1990-02-01 | FALSE | Temporarily out of use | Gas (Historical Use) | 4000 | Galvanic (STIP-3) | 1990-02-20 |  | Fiberglass Reinforced Plastic | Pressurized
KING'S OIL #340 | 4150 HWY 19 N | DAHLONEGA | Lumpkin | 930047 | 5301 | Flapper Valve | 2023-12-18 | FALSE | 1991-10-23 | FALSE | Currently in Use | Diesel | 4000 | Galvanic (STIP-3) | 1987-01-01 |  | Fiberglass Reinforced Plastic | Pressurized
US FOREST SVC | RT 4/YAHOOLA RD/OFF US 19 NORTH | DAHLONEGA | Lumpkin | 930006 | 2 | [5 empty] | Removed from Ground | Gas (Historical Use) | 1500 | Bare Steel | 1981-02-14 | 1988-12-20 | Galvanized Steel
J R CHAPMAN STORE | ST 115 | DAHLONEGA | Lumpkin | 930064 | 2 | [5 empty] | Removed from Ground | Empty | 550 | Bare Steel | 1936-05-20 | 1987-02-01 | Unknown
BURLINGTON INDUSTRIES-PINE TREE | 1000 PINE TREE WAY | DAHLONEGA | Lumpkin | 930068 | 3 | [5 empty] | Removed from Ground | Other | 12000 | Not Marked/Unknown | 1991-04-19 | 1991-04-19 | Not Marked
TORRINGTON CO | 300 TORRINGTON DR | DAHLONEGA | Lumpkin | 930051 | 3 | [5 empty] | Removed from Ground | Gas (Historical Use) | 1000 | Bare Steel | 1980-01-01 | 1991-01-20 | Bare Steel
LONG BRANCH STORE | HWYS 400 & 60 | DAHLONEGA | Lumpkin | 930055 | 4 | [5 empty] | Removed from Ground | Diesel | 6000 | Bare Steel | 1983-05-06 | 1996-08-18 | Galvanized Steel
PETROFAST FOOD STORE #16 | 5461 S CHESTATEE ST | DAHLONEGA | Lumpkin | 9093048 | 2 | Flapper Valve | 1999-11-01 | FALSE | 1999-11-01 | FALSE | Currently in Use | Premium | 12000 | Fiberglass | 1999-10-01 |  | Flex | Pressurized
JERRYS SUPERETTE | 776 GA HWY 52 E | DAHLONEGA | Lumpkin | 930061 | 2 | [5 empty] | Removed from Ground | Gas (Historical Use) | 1100 | Bare Steel | 1972-05-11 | 1990-02-01 | Unknown
BUCKHORNS GROCERY | HWY 9 | DAHLONEGA | Lumpkin | 930067 | 3 |  | 1998-12-01 | FALSE | 1998-12-01 | FALSE | Temporarily out of use | Gas (Historical Use) | 4000 | Steel-Impressed Current | 1978-05-09 |  |  | Suction (American)
KING'S OIL #340 | 4150 HWY 19 N | DAHLONEGA | Lumpkin | 930047 | 5303 | Flapper Valve | 2023-12-18 | FALSE | 1991-10-23 | FALSE | Currently in Use | Premium | 8000 | Galvanic (STIP-3) | 1991-12-01 |  | Fiberglass Reinforced Plastic | Pressurized
QUICK FOOD MART | 1959 HWY 19 N | DAHLONEGA | Lumpkin | 930052 | 23002 | Ball Float | 1998-07-01 | FALSE | 1998-07-01 | FALSE | Temporarily out of use | Gas (Historical Use) | 10134 | Steel-Impressed Current | 1977-05-07 |  | Fiberglass Reinforced Plastic | Pressurized
JOHN IRVIN GROCERY | 535 BANKS DRIVE | DAHLONEGA | Lumpkin | 9093049 | 1 | [5 empty] | Removed from Ground | Gas (Historical Use) | 1000 | Not Marked/Unknown | 1999-11-04 | 1999-11-04 | Not Marked
CITY OF DAHLONEGA | 201 WEST MAIN ST | DAHLONEGA | Lumpkin | 930007 | 1 | [5 empty] | Removed from Ground | Gas (Historical Use) | 0 | Bare Steel | 1986-02-24 | 1899-12-31 | Galvanized Steel
GOLDEN PANTRY #27 | 462 N GROVE ST | DAHLONEGA | Lumpkin | 930005 | 2 | Flapper Valve | 1998-10-28 | FALSE | 1998-10-28 | FALSE | Currently in Use | Regular | 8000 | Steel-Impressed Current | 1974-04-20 |  | Galvanized Steel | Pressurized
JERRYS SUPERETTE | 776 GA HWY 52 E | DAHLONEGA | Lumpkin | 930061 | 4 |  | 1990-02-01 | FALSE | 1990-02-01 | FALSE | Temporarily out of use | Gas (Historical Use) | 4000 | Galvanic (STIP-3) | 1990-02-20 |  | Fiberglass Reinforced Plastic | Pressurized
JERRYS SUPERETTE | 776 GA HWY 52 E | DAHLONEGA | Lumpkin | 930061 | 5 |  | 1990-02-01 | FALSE | 1990-02-01 | FALSE | Temporarily out of use | Gas (Historical Use) | 4000 | Galvanic (STIP-3) | 1990-02-20 |  | Fiberglass Reinforced Plastic | Pressurized
TORRINGTON CO | 300 TORRINGTON DR | DAHLONEGA | Lumpkin | 930051 | 6 | [5 empty] | Removed from Ground | Empty | 1000 | Bare Steel | 1979-01-01 | 1991-01-20 | Bare Steel
ATC DAHLONEGA GA FACILITY | 5824 HWY 52 E | DAHLONEGA | Lumpkin | 930056 | 2 | [5 empty] | Removed from Ground | Diesel | 25000 | Bare Steel | 1975-01-01 | 1992-02-01 | Copper | Suction (American)
RIDLEYS GROCERY | RTE 4 GEORGIA HWY 19 N | DAHLONEGA | Lumpkin | 9000058 | 1 | [5 empty] | Closed in Ground | Empty | 560 | Bare Steel | 1964-05-04 | 1982-02-01 | Unknown
CANE CREEK GROCERY, LLC | 730 CAMP WAHSEGA RD | DAHLONEGA | Lumpkin | 9093037 | 3 |  | 1989-10-13 | FALSE | 1989-10-13 | FALSE | Removed from Ground | Gas (Historical Use) | 3000 | Steel-Impressed Current | 1989-10-01 |  | Cathodically Protected | Pressurized
TORRINGTON CO | 300 TORRINGTON DR | DAHLONEGA | Lumpkin | 930051 | 1 | [5 empty] | Removed from Ground | Other | 10000 | Bare Steel | 1980-04-30 | 1991-01-20 | Bare Steel
QUICK FOOD MART | 1959 HWY 19 N | DAHLONEGA | Lumpkin | 930052 | 23003 | Ball Float | 1998-07-01 | FALSE | 1998-07-01 | FALSE | Currently in Use | Premium | 8086 | Steel-Impressed Current | 1977-05-07 |  | Fiberglass Reinforced Plastic | Pressurized
LUMPKIN CO SCHOOLS | BARLOW RD | DAHLONEGA | Lumpkin | 930009 | 1 | [5 empty] | Removed from Ground | Gas (Historical Use) | 12000 | Bare Steel | 1971-01-01 | 1990-08-01 | Galvanized Steel
BUCKHORNS GROCERY | HWY 9 | DAHLONEGA | Lumpkin | 930067 | 1 |  | 1998-12-01 | FALSE | 1998-12-01 | FALSE | Temporarily out of use | Gas (Historical Use) | 6000 | Steel-Impressed Current | 1978-05-09 |  |  | Suction (American)
PETROFAST FOOD STORE #17 | 2030 GEORGIA HWY 400 | DAHLONEGA | Lumpkin | 9093045 | 2 | Ball Float | 1997-08-01 | FALSE | 1997-08-01 | FALSE | Currently in Use | Premium | 8000 | Composite | 1997-08-01 |  | Fiberglass Reinforced Plastic | Pressurized
TORRINGTON CO | 300 TORRINGTON DR | DAHLONEGA | Lumpkin | 930051 | 7 | [5 empty] | Removed from Ground | Hazardous Substance | 10000 | Bare Steel | 1979-01-01 | 1991-01-20 | Bare Steel
TORRINGTON CO | 300 TORRINGTON DR | DAHLONEGA | Lumpkin | 930051 | 5 | [5 empty] | Closed in Ground | Other | 10000 | Bare Steel | 1979-01-01 | 1989-06-01 | Bare Steel
ROSE OF SHARON | 205 N GROVE STREET | DAHLONEGA | Lumpkin | 930053 | 2 |  | 1999-12-01 |  | 1999-12-01 |  | Removed from Ground | Gas (Historical Use) | 10008 | Steel-Impressed Current | 1977-05-07 | 2009-09-29 | Fiberglass Reinforced Plastic | Pressurized
LENA S ASH | 3689 CAVENDER CREEK RD | DAHLONEGA | Lumpkin | 9093051 | 3 | [5 empty] | Removed from Ground | Gas (Historical Use) | 2000 | Bare Steel | 1976-01-01 | 2001-04-12 | Bare Steel | Safe Suction (Euro)
CLAY CREEK FALLS GROCERY | 2261 OAK GROVE RD | DAHLONEGA | Lumpkin | 9093036 | 2 | Flapper Valve | 1999-01-15 | FALSE | 1999-01-15 | FALSE | Currently in Use | Regular | 6000 | Galvanic (STIP-3) | 1990-01-01 |  | Fiberglass Reinforced Plastic | Pressurized
ANNEX BLDG/LUMPKIN CO BD OF EDUC | 101 MOUNTAIN VIEW DR | DAHLONEGA | Lumpkin | 930011 | 1 | [5 empty] | Permanently Out of Use - historical purposes | Diesel | 6000 | Bare Steel | 1986-01-22 | 1899-12-31 | Unknown
GOLDEN PANTRY #27 | 462 N GROVE ST | DAHLONEGA | Lumpkin | 930005 | 1 | Flapper Valve | 1998-10-28 | FALSE | 1998-10-28 | FALSE | Currently in Use | Regular | 10000 | Steel-Impressed Current | 1985-04-17 |  | Fiberglass Reinforced Plastic | Pressurized
Raines Grading Hauling & Paving LLC | 1234 DAWSONVILLE HWY | DAHLONEGA | Lumpkin | 930045 | 1 | Flapper Valve | 1998-08-28 | FALSE | 1998-08-28 | FALSE | Currently in Use | Diesel On Road | 5000 | Steel-Impressed Current | 1982-03-22 |  | Steel (Impressed Current) | Safe Suction (Euro)
LUMPKIN CO FORESTRY UNIT | 1270 CROWN MTN DR | DAHLONEGA | Lumpkin | 930003 | 1 | [5 empty] | Removed from Ground | Gas (Historical Use) | 2000 | Bare Steel | 1981-04-23 | 1991-07-22 | Galvanized Steel | Safe Suction (Euro)
HELTONS FAST FOOD | 200 WEST MAIN ST | DAHLONEGA | Lumpkin | 930058 | 3 | [5 empty] | Removed from Ground | Gas (Historical Use) | 4000 | Bare Steel | 1986-05-08 | 1998-11-17 | Unknown | Suction (American)
BONNELL BEASLEY GROCERY | RT 1 | DAHLONEGA | Lumpkin | 930048 | 2 | [5 empty] | Removed from Ground | Gas (Historical Use) | 550 | Bare Steel | 1976-04-25 | 1988-05-01 | Galvanized Steel
RIDLEYS GROCERY | RTE 4 GEORGIA HWY 19 N | DAHLONEGA | Lumpkin | 9000058 | 2 | [5 empty] | Closed in Ground | Empty | 560 | Bare Steel | 1964-05-04 | 1982-02-01 | Unknown
PETROFAST FOOD STORE #17 | 2030 GEORGIA HWY 400 | DAHLONEGA | Lumpkin | 9093045 | 3B | Ball Float | 1997-08-01 | FALSE | 1997-08-01 | FALSE | Currently in Use | Diesel | 4000 | Composite | 1997-08-01 |  | Fiberglass Reinforced Plastic | Pressurized
DAHLONEGA AUTO SERVICE CENTER | 1640 S CHESTATEE | DAHLONEGA | Lumpkin | 9093047 | 1 | [5 empty] | Removed from Ground | Gas (Historical Use) | 5000 | Cathodically Protected Steel | 2000-07-06 | 1899-12-31 | Galvanized Steel | Pressurized
JOHN ALLGOOD FARM | RT 2 BOX 94/DAHLONEGA HWY | DAHLONEGA | Lumpkin | 9093018 | 2 | [5 empty] | Currently in Use | Diesel | 560 | Bare Steel | 1978-01-01 |  | Bare Steel
NO FACILITY NAME | 1640 S CHESTATEE ST | DAHLONEGA | Lumpkin | 9093003 | 2 | [5 empty] | Removed from Ground | Gas (Historical Use) | 5000 | Cathodically Protected Steel | 1985-06-19 | 2000-06-15 | Galvanized Steel | Suction (American)
ATC DAHLONEGA GA FACILITY | 5824 HWY 52 E | DAHLONEGA | Lumpkin | 930056 | 5 | [5 empty] | Removed from Ground | Diesel | 5000 | Bare Steel | 1975-01-01 | 1992-11-12 | Copper | Suction (American)
ATC DAHLONEGA GA FACILITY | 5824 HWY 52 E | DAHLONEGA | Lumpkin | 930056 | 4 | [5 empty] | Removed from Ground | Diesel | 25000 | Bare Steel | 1975-01-01 | 1992-02-02 | Copper | Suction (American)
JOHN IRVIN GROCERY | 535 BANKS DRIVE | DAHLONEGA | Lumpkin | 9093049 | 2 | [5 empty] | Removed from Ground | Gas (Historical Use) | 500 | Not Marked/Unknown | 1999-11-04 | 1999-11-04 | Not Marked
QUICK STOP #8 | 703 N GROVE ST | DAHLONEGA | Lumpkin | 9093042 | 43002 | Ball Float | 1998-10-01 | FALSE | 1998-10-01 | FALSE | Currently in Use | Premium | 10000 | Galvanic (STIP-3) | 1988-03-01 |  | Fiberglass Reinforced Plastic | Pressurized
JOHN ALLGOOD FARM | RT 2 BOX 94/DAHLONEGA HWY | DAHLONEGA | Lumpkin | 9093018 | 1 | [5 empty] | Currently in Use | Gas (Historical Use) | 560 | Bare Steel | 1978-01-01 |  | Bare Steel
QUICKMART #3 | 5585 S CHESTATEE | DAHLONEGA | Lumpkin | 9093012 | 4804 | Flapper Valve | 1993-06-19 | FALSE | 1993-06-19 | FALSE | Currently in Use | Diesel | 6000 | Galvanic (STIP-3) | 1993-06-18 |  | Fiberglass Reinforced Plastic | Pressurized
QUICKMART #3 | 5585 S CHESTATEE | DAHLONEGA | Lumpkin | 9093012 | 4802 | Flapper Valve | 1993-06-19 | FALSE | 1993-06-19 | FALSE | Currently in Use | Regular | 10000 | Galvanic (STIP-3) | 1993-06-18 |  | Fiberglass Reinforced Plastic | Pressurized
S&S CHEVRON | 220 EAST MAIN ST/HWY 60 | DAHLONEGA | Lumpkin | 9093014 | 6 | [5 empty] | Removed from Ground | Gas (Historical Use) | 2000 | Not Marked/Unknown | 1989-01-01 | 1989-01-01 | Not Marked
S&S CHEVRON | 220 EAST MAIN ST/HWY 60 | DAHLONEGA | Lumpkin | 9093014 | 11 | [5 empty] | Removed from Ground | Other | 4000 | Cathodically Protected Steel | 1996-03-13 | 1996-03-13 | Galvanized Steel | Pressurized
S&S CORNERS | 2779 Town Creek Church Rd | DAHLONEGA | Lumpkin | 9093007 | 1 | Flapper Valve | 1998-10-14 | FALSE | 1998-10-14 | FALSE | Currently in Use | Gas (Historical Use) | 5000 | Galvanic (STIP-3) | 1987-01-01 |  | Fiberglass Reinforced Plastic | Pressurized
NO FACILITY NAME | 1640 S CHESTATEE ST | DAHLONEGA | Lumpkin | 9093003 | 3 | [5 empty] | Removed from Ground | Gas (Historical Use) | 3000 | Cathodically Protected Steel | 1985-06-19 | 2000-06-15 | Galvanized Steel | Suction (American)
LONG BRANCH QWIK MART | 4766 GA HWY 52 E B | DAHLONEGA | Lumpkin | 9093005 | 185702 | Flapper Valve | 1991-08-12 | FALSE | 1991-08-12 | TRUE | Currently in Use | Diesel Off Road | 1000 | Composite | 1991-01-01 |  | Fiberglass Reinforced Plastic | Suction (American)
STANDARD TELEPHONE CO | 202 JOHNSON ST | DAHLONEGA | Lumpkin | 9093004 | 1 | [5 empty] | Removed from Ground | Gas (Historical Use) | 10000 | Bare Steel | 1980-01-01 | 1999-01-01 | Unknown
CUTIE GAS & GROCERY | HWY 60 6849 S CHESTATEE ST | DAHLONEGA | Lumpkin | 10000968 | 2B | Flapper Valve | 2004-06-01 | FALSE | 2004-06-01 | TRUE | Currently in Use | Diesel | 4000 | Composite | 2004-06-01 |  | Fiberglass Reinforced Plastic | Pressurized
MOORES CASH & CARRY INC | 101 MOORE DR | DAHLONEGA | Lumpkin | 930014 | 1 | [5 empty] | Removed from Ground | Gas (Historical Use) | 1 | Bare Steel |  | 1899-12-31 | Galvanized Steel
LONG BRANCH STORE | HWYS 400 & 60 | DAHLONEGA | Lumpkin | 930055 | 1 | [5 empty] | Removed from Ground | Gas (Historical Use) | 8000 | Bare Steel | 1983-05-06 | 1996-08-18 | Galvanized Steel
CANE CREEK GROCERY, LLC | 730 CAMP WAHSEGA RD | DAHLONEGA | Lumpkin | 9093037 | C | [5 empty] | Removed from Ground | Gas (Historical Use) | 2200 | Bare Steel | 1971-05-12 | 1899-12-31 | Unknown
ROSE OF SHARON | 205 N GROVE STREET | DAHLONEGA | Lumpkin | 930053 | 1 |  | 1999-12-01 |  | 1999-12-01 |  | Removed from Ground | Gas (Historical Use) | 10008 | Steel-Impressed Current | 1977-05-07 | 2009-09-29 | Fiberglass Reinforced Plastic | Pressurized
ATC DAHLONEGA GA FACILITY | 5824 HWY 52 E | DAHLONEGA | Lumpkin | 930056 | 3 | [5 empty] | Removed from Ground | Diesel | 25000 | Bare Steel | 1975-01-01 | 1992-02-02 | Copper | Suction (American)
CANE CREEK GROCERY, LLC | 730 CAMP WAHSEGA RD | DAHLONEGA | Lumpkin | 9093037 | B | [5 empty] | Removed from Ground | Gas (Historical Use) | 1100 | Bare Steel | 1971-05-12 | 1899-12-31 | Unknown
PETROFAST FOOD STORE #17 | 2030 GEORGIA HWY 400 | DAHLONEGA | Lumpkin | 9093045 | 3C | Ball Float | 1997-08-01 | FALSE | 1997-08-01 | FALSE | Currently in Use | Kerosene | 2000 | Composite | 1997-08-01 |  | Fiberglass Reinforced Plastic | Pressurized
US FOREST SVC | RT 4/YAHOOLA RD/OFF US 19 NORTH | DAHLONEGA | Lumpkin | 930006 | 1 | [5 empty] | Removed from Ground | Gas (Historical Use) | 500 | Bare Steel | 1965-02-18 | 1988-12-20 | Galvanized Steel
US FOREST SVC | RT 4/YAHOOLA RD/OFF US 19 NORTH | DAHLONEGA | Lumpkin | 930006 | 4 | [5 empty] | Removed from Ground | Diesel | 500 | Bare Steel | 1965-02-18 | 1988-12-20 | Galvanized Steel
STANDARD TELEPHONE CO | GOUDLOCK ST | DAHLONEGA | Lumpkin | 930044 | 1 |  | 1991-01-01 |  | 1991-01-01 |  | Removed from Ground | Gas (Historical Use) | 10000 | Cathodically Protected Steel | 1982-02-25 | 1999-04-23 | Fiberglass Reinforced Plastic | Suction (American)
JERRYS SUPERETTE | 776 GA HWY 52 E | DAHLONEGA | Lumpkin | 930061 | 1 | [5 empty] | Removed from Ground | Gas (Historical Use) | 1100 | Bare Steel | 1972-05-11 | 1990-02-01 | Unknown
TORRINGTON CO | 300 TORRINGTON DR | DAHLONEGA | Lumpkin | 930051 | 2 | [5 empty] | Removed from Ground | Other | 8000 | Bare Steel | 1980-01-01 | 1991-01-20 | Bare Steel
GA FOREST COMM HANGAR | LUMPKIN CO-WIMPY ARIPORT | DAHLONEGA | Lumpkin | 930004 | 1 | [5 empty] | Removed from Ground | Gas (Historical Use) | 2000 | Bare Steel | 1983-04-23 | 1989-06-01 | Galvanized Steel | Safe Suction (Euro)
DAHLONEGA FEED POULTRY | 21 LEE ANDERSON RD | DAHLONEGA | Lumpkin | 930063 | 1 | [5 empty] | Closed in Ground | Diesel | 500 | Bare Steel | 1966-05-13 | 1998-07-07 | Galvanized Steel
KING'S OIL #340 | 4150 HWY 19 N | DAHLONEGA | Lumpkin | 930047 | 5304 |  | 1991-10-23 | FALSE | 1991-10-23 | FALSE | Temporarily out of use | Diesel | 1045 | Composite | 1991-12-01 |  | Fiberglass Reinforced Plastic | Pressurized
TEXACO FOOD MART | 550 S CHESTATEE | DAHLONEGA | Lumpkin | 930054 | 11003 | Flapper Valve | 1998-02-16 | FALSE | 1998-02-16 | FALSE | Currently in Use | Regular | 6000 | Steel-Impressed Current | 1982-05-06 |  | Fiberglass Reinforced Plastic | Pressurized
LENA S ASH | 3689 CAVENDER CREEK RD | DAHLONEGA | Lumpkin | 9093051 | 1 | [5 empty] | Removed from Ground | Gas (Historical Use) | 3000 | Bare Steel | 1976-01-01 | 2001-04-12 | Bare Steel | Safe Suction (Euro)
DAHLONEGA AUTO SERVICE CENTER | 1640 S CHESTATEE | DAHLONEGA | Lumpkin | 9093047 | 3 | [5 empty] | Removed from Ground | Gas (Historical Use) | 3000 | Cathodically Protected Steel | 2000-07-06 | 1899-12-31 | Galvanized Steel | Pressurized
S&S CHEVRON | 220 EAST MAIN ST/HWY 60 | DAHLONEGA | Lumpkin | 9093014 | 4 | [5 empty] | Removed from Ground | Gas (Historical Use) | 4000 | Not Marked/Unknown | 1989-01-01 | 1989-01-01 | Not Marked
S&S CHEVRON | 220 EAST MAIN ST/HWY 60 | DAHLONEGA | Lumpkin | 9093014 | 5 | [5 empty] | Removed from Ground | Gas (Historical Use) | 4000 | Not Marked/Unknown | 1989-01-01 | 1989-01-01 | Not Marked
S&S CHEVRON | 220 EAST MAIN ST/HWY 60 | DAHLONEGA | Lumpkin | 9093014 | 7 | [5 empty] | Removed from Ground | Gas (Historical Use) | 1000 | Not Marked/Unknown | 1989-01-01 | 1989-01-01 | Not Marked
S&S CORNERS | 2779 Town Creek Church Rd | DAHLONEGA | Lumpkin | 9093007 | 2 | Flapper Valve | 1998-10-14 | FALSE | 1998-10-14 | FALSE | Currently in Use | Plus | 5000 | Galvanic (STIP-3) | 1987-01-01 |  | Fiberglass Reinforced Plastic | Pressurized
LONG BRANCH QWIK MART | 4766 GA HWY 52 E B | DAHLONEGA | Lumpkin | 9093005 | 184814 | Ball Float | 1991-08-12 | FALSE | 1991-08-12 | TRUE | Currently in Use | Premium | 8000 | Composite | 1991-01-01 |  | Fiberglass Reinforced Plastic | Pressurized
Lucky Food Mart | 2065 HWY 19 N | DAHLONEGA | Lumpkin | 10001033 | 2A | Ball Float | 2004-01-01 | FALSE | 2004-01-01 | FALSE | Currently in Use | Premium | 6000 | Composite | 2004-01-01 |  | Fiberglass Reinforced Plastic | Pressurized
CANE CREEK GROCERY, LLC | 730 CAMP WAHSEGA RD | DAHLONEGA | Lumpkin | 9093037 | A | [5 empty] | Removed from Ground | Gas (Historical Use) | 1100 | Bare Steel | 1971-05-12 | 1899-12-31 | Unknown
CRANE STORE | 6614 DAWSONVILLE HWY HWY 9 | DAHLONEGA | Lumpkin | 9093038 | 5 | Flapper Valve | 2000-03-01 | FALSE | 2000-03-01 | FALSE | Temporarily out of use | Regular | 10000 | Galvanic (STIP-3) | 2000-03-01 |  | Fiberglass Reinforced Plastic | Pressurized
CRANE STORE | 6614 DAWSONVILLE HWY HWY 9 | DAHLONEGA | Lumpkin | 9093038 | 4 | Ball Float | 2000-03-01 | FALSE | 2000-03-01 | FALSE | Temporarily out of use | Diesel | 10000 | Galvanic (STIP-3) | 2000-03-01 |  | Fiberglass Reinforced Plastic | Pressurized
DAHLONEGA AUTO SERVICE CENTER | 1640 S CHESTATEE | DAHLONEGA | Lumpkin | 9093047 | 2 | [5 empty] | Removed from Ground | Gas (Historical Use) | 5000 | Cathodically Protected Steel | 2000-07-06 | 1899-12-31 | Galvanized Steel | Pressurized
QUICK STOP #8 | 703 N GROVE ST | DAHLONEGA | Lumpkin | 9093042 | 43001 | Ball Float | 1998-10-01 | FALSE | 1998-10-01 | FALSE | Currently in Use | Regular | 10000 | Galvanic (STIP-3) | 1988-03-01 |  | Fiberglass Reinforced Plastic | Pressurized
CHARLIES GROCERY & GAS | 995 MORRISON MOORE PKWY | DAHLONEGA | Lumpkin | 9093010 | L164527 | Flapper Valve | 1991-11-03 | FALSE | 1991-11-03 | FALSE | Temporarily out of use | Gas (Historical Use) | 6000 | Galvanic (STIP-3) | 1991-10-06 |  | Fiberglass Reinforced Plastic | Suction (American)
NO FACILITY NAME | 1640 S CHESTATEE ST | DAHLONEGA | Lumpkin | 9093003 | 1 | [5 empty] | Removed from Ground | Gas (Historical Use) | 5000 | Cathodically Protected Steel | 1985-06-19 | 2000-06-15 | Galvanized Steel | Suction (American)
NO FACILITY NAME | 1640 S CHESTATEE ST | DAHLONEGA | Lumpkin | 9093003 | 4 | [5 empty] | Removed from Ground | Diesel | 2000 | Cathodically Protected Steel | 1985-06-19 | 2000-06-15 | Galvanized Steel | Suction (American)
ATC DAHLONEGA GA FACILITY | 5824 HWY 52 E | DAHLONEGA | Lumpkin | 930056 | 6 | [5 empty] | Removed from Ground | Diesel | 3000 | Bare Steel | 1975-01-01 | 1992-11-12 | Copper | Suction (American)
RIDLEYS GROCERY | RTE 4 GEORGIA HWY 19 N | DAHLONEGA | Lumpkin | 9000058 | 4 | [5 empty] | Removed from Ground | Gas (Historical Use) | 1000 | Bare Steel | 1982-04-30 | 1999-01-01 | Galvanized Steel | Suction (American)
PETROFAST FOOD STORE #16 | 5461 S CHESTATEE ST | DAHLONEGA | Lumpkin | 9093048 | 1 | Flapper Valve | 1999-11-01 | FALSE | 1999-11-01 | FALSE | Currently in Use | Regular | 20000 | Fiberglass | 1999-10-01 |  | Flex | Pressurized
CRANE STORE | 6614 DAWSONVILLE HWY HWY 9 | DAHLONEGA | Lumpkin | 9093038 | 1 | [5 empty] | Removed from Ground | Gas (Historical Use) | 1000 | Bare Steel | 2000-03-01 | 2000-03-01 | Galvanized Steel | Suction (American)
QUICK STOP #8 | 703 N GROVE ST | DAHLONEGA | Lumpkin | 9093042 | 43003 | Ball Float | 1998-10-01 | FALSE | 1998-10-01 | FALSE | Currently in Use | Diesel | 8000 | Galvanic (STIP-3) | 1988-03-01 |  | Fiberglass Reinforced Plastic | Pressurized
NGHS LUMPKIN, LLC | 227 MOUNTAIN DR | DAHLONEGA | Lumpkin | 9093043 | 2 | [5 empty] | Removed from Ground | Diesel | 1000 | Bare Steel | 1976-01-01 | 1999-05-01 | Bare Steel | Suction (American)
S&S CHEVRON | 220 EAST MAIN ST/HWY 60 | DAHLONEGA | Lumpkin | 9093014 | 10 | [5 empty] | Removed from Ground | Other | 6000 | Cathodically Protected Steel | 1996-03-13 | 1996-03-13 | Galvanized Steel | Pressurized
FAST STOP | 1724 MORRISON MOORE PKWY W | DAHLONEGA | Lumpkin | 10000523 | 3 | Flapper Valve | 2019-06-10 | FALSE | 2019-06-07 | FALSE | Currently in Use | Diesel | 4000 | Tank Jacket Double Walled | 2019-06-28 |  | Double-Walled Fiberglass | Pressurized
TRAMMELL TIRE & GAS | HWY 9 S | DAHLONEGA | Lumpkin | 9093041 | 1 | [5 empty] | Removed from Ground | Gas (Historical Use) | 6000 | Bare Steel | 1999-12-18 | 1999-12-18 | Galvanized Steel | Suction (American)
NGHS LUMPKIN, LLC | 227 MOUNTAIN DR | DAHLONEGA | Lumpkin | 9093043 | 1 | [5 empty] | Removed from Ground | Diesel | 1000 | Not Marked/Unknown | 1976-01-01 | 1999-05-01 | Not Marked
CHARLIES GROCERY & GAS | 995 MORRISON MOORE PKWY | DAHLONEGA | Lumpkin | 9093010 | 1 | [5 empty] | Closed in Ground | Gas (Historical Use) | 5000 | Not Marked/Unknown | 1991-09-01 | 1991-09-01
BEN HIGGINS CITGO | 3242 AURARIA RD | DAHLONEGA | Lumpkin | 10000412 | 1 | Ball Float | 2003-07-01 | FALSE | 2003-07-01 | FALSE | Currently in Use | Regular | 12000 | Composite | 2003-07-01 |  | Fiberglass Reinforced Plastic | Pressurized
BANK OF DAHLONEGA | 207 WEST MAIN ST | DAHLONEGA | Lumpkin | 930072 | 1 | [5 empty] | Closed in Ground | Empty | 1000 | Bare Steel | 1971-05-18 | 1977-01-01 | Galvanized Steel
TEXACO FOOD MART | 550 S CHESTATEE | DAHLONEGA | Lumpkin | 930054 | 11002 | Flapper Valve | 1998-02-16 | FALSE | 1998-02-16 | FALSE | Currently in Use | Premium | 10000 | Steel-Impressed Current | 1982-05-06 |  | Fiberglass Reinforced Plastic | Pressurized
RIDLEYS GROCERY | RTE 4 GEORGIA HWY 19 N | DAHLONEGA | Lumpkin | 9000058 | 3 | [5 empty] | Removed from Ground | Gas (Historical Use) | 1000 | Bare Steel | 1980-04-30 | 1999-01-01 | Galvanized Steel | Suction (American)
DAHLONEGA TRANSPORT INC | 452 BURNT STAND RD | DAHLONEGA | Lumpkin | 9093039 | 1 | Flapper Valve | 1993-06-01 |  | 1993-06-01 |  | Removed from Ground | Diesel | 12000 | Fiberglass | 1993-06-01 | 2013-08-30 | Fiberglass Reinforced Plastic | Safe Suction (Euro)
CANE CREEK GROCERY, LLC | 730 CAMP WAHSEGA RD | DAHLONEGA | Lumpkin | 9093037 | 1 |  | 1989-10-13 | FALSE | 1989-10-13 | FALSE | Removed from Ground | Gas (Historical Use) | 3000 | Steel-Impressed Current | 1989-10-01 |  | Cathodically Protected | Pressurized
S&S CORNERS | 2779 Town Creek Church Rd | DAHLONEGA | Lumpkin | 9093007 | 4 | [5 empty] | Removed from Ground | Diesel | 3000 | Cathodically Protected Steel | 1987-01-01 | 1998-12-01 | Galvanized Steel | Suction (American)
S&S CORNERS | 2779 Town Creek Church Rd | DAHLONEGA | Lumpkin | 9093007 | 5 | [5 empty] | Removed from Ground | Kerosene | 1000 | Cathodically Protected Steel | 1987-01-01 | 1998-12-01 | Galvanized Steel | Suction (American)
Lucky Food Mart | 2065 HWY 19 N | DAHLONEGA | Lumpkin | 10001033 | 2B | Ball Float | 2004-01-01 | FALSE | 2004-01-01 | FALSE | Currently in Use | Diesel | 6000 | Composite | 2004-01-01 |  | Fiberglass Reinforced Plastic | Pressurized
CLAY CREEK FALLS GROCERY | 2261 OAK GROVE RD | DAHLONEGA | Lumpkin | 9093036 | 1 | Flapper Valve | 1999-01-15 | FALSE | 1999-01-15 | FALSE | Currently in Use | Regular | 6000 | Galvanic (STIP-3) | 1990-01-01 |  | Fiberglass Reinforced Plastic | Pressurized
CHARLIES GROCERY & GAS | 995 MORRISON MOORE PKWY | DAHLONEGA | Lumpkin | 9093010 | 2 | [5 empty] | Closed in Ground | Gas (Historical Use) | 5000 | Not Marked/Unknown | 1991-09-01 | 1991-09-01 | Fiberglass Reinforced Plastic
CITY OF DAHLONEGA | EAST MAIN STREET & NORTH GROVE STREET | DAHLONEGA | Lumpkin | 10000405 | 2 |  |  | FALSE |  | FALSE | Removed from Ground | Gas (Historical Use) | 2000 | Bare Steel | 2003-06-13 | 2003-06-13
CAVENDERS CORNER | 30 CAVENDER CREEK RD | DAHLONEGA | Lumpkin | 10000209 | 2A | Ball Float | 2002-10-17 | FALSE | 2002-10-16 | FALSE | Currently in Use | Premium | 5000 | Composite | 2002-10-12 |  | Fiberglass Reinforced Plastic | Pressurized
Lucky Food Mart | 2065 HWY 19 N | DAHLONEGA | Lumpkin | 10001033 | 1 | Ball Float | 2004-01-01 | FALSE | 2004-01-01 | FALSE | Currently in Use | Regular | 12000 | Composite | 2004-01-01 |  | Fiberglass Reinforced Plastic | Pressurized
LENA S ASH | 3689 CAVENDER CREEK RD | DAHLONEGA | Lumpkin | 9093051 | 2 | [5 empty] | Removed from Ground | Gas (Historical Use) | 1000 | Bare Steel | 1976-01-01 | 2001-04-12 | Bare Steel | Safe Suction (Euro)
CLAY CREEK FALLS GROCERY | 2261 OAK GROVE RD | DAHLONEGA | Lumpkin | 9093036 | 3 | Flapper Valve | 1999-01-15 | FALSE | 1999-01-15 | FALSE | Currently in Use | Diesel | 6000 | Galvanic (STIP-3) | 1990-01-01 |  | Fiberglass Reinforced Plastic | Pressurized
RAY CALHOUN CONSTRUCTION | RT 5 BOX 400 | DAHLONEGA | Lumpkin | 9093020 | 2 | [5 empty] | Currently in Use | Gas (Historical Use) | 1000 | Bare Steel | 1978-01-01 |  | Bare Steel
S&S CHEVRON | 220 EAST MAIN ST/HWY 60 | DAHLONEGA | Lumpkin | 9093014 | 13 | [5 empty] | Removed from Ground | Other | 1000 | Cathodically Protected Steel | 1996-03-13 | 1996-03-13 | Galvanized Steel | Pressurized
S&S CORNERS | 2779 Town Creek Church Rd | DAHLONEGA | Lumpkin | 9093007 | 3 | Flapper Valve | 1998-10-14 | FALSE | 1998-10-14 | FALSE | Currently in Use | Premium | 6000 | Galvanic (STIP-3) | 1987-01-01 |  | Fiberglass Reinforced Plastic | Pressurized
HELTONS FAST FOOD | 200 WEST MAIN ST | DAHLONEGA | Lumpkin | 930058 | 1 | [5 empty] | Removed from Ground | Gas (Historical Use) | 8000 | Bare Steel | 1986-05-08 | 1998-11-17 | Unknown | Suction (American)
BUCKHORNS GROCERY | HWY 9 | DAHLONEGA | Lumpkin | 930067 | 2 |  | 1998-12-01 | FALSE | 1998-12-01 | FALSE | Temporarily out of use | Gas (Historical Use) | 4000 | Steel-Impressed Current | 1978-05-09 |  |  | Suction (American)
BURLINGTON INDUSTRIES-PINE TREE | 1000 PINE TREE WAY | DAHLONEGA | Lumpkin | 930068 | 1 | [5 empty] | Removed from Ground | Hazardous Substance | 1000 | Bare Steel | 1967-05-13 | 1991-04-19 | Bare Steel
LONG BRANCH STORE | HWYS 400 & 60 | DAHLONEGA | Lumpkin | 930055 | 2 | [5 empty] | Removed from Ground | Gas (Historical Use) | 8000 | Bare Steel | 1983-05-06 | 1996-08-18 | Galvanized Steel
SILVER CREST FARMS | BOX 603 | DAHLONEGA | Lumpkin | 9093019 | 1 | [5 empty] | Currently in Use | Diesel | 1000 | Bare Steel | 1976-01-01 |  | Bare Steel
QUICKMART #3 | 5585 S CHESTATEE | DAHLONEGA | Lumpkin | 9093012 | 4803 | Flapper Valve | 1993-06-19 | FALSE | 1993-06-19 | FALSE | Currently in Use | Premium | 10000 | Galvanic (STIP-3) | 1993-06-18 |  | Fiberglass Reinforced Plastic | Pressurized
TYSON FOODS INC | PINE TREE RD | DAHLONEGA | Lumpkin | 9093006 | 1 | [5 empty] | Removed from Ground | Diesel | 1000 | Bare Steel | 1990-12-06 | 1990-12-06 | Galvanized Steel
QUICKMART #1 | 891 S CHESTATEE ST | DAHLONEGA | Lumpkin | 9093002 | 4504 | Ball Float | 1991-03-15 | FALSE | 1991-03-15 | FALSE | Currently in Use | Diesel | 8000 | Composite | 1991-03-15 |  | Fiberglass Reinforced Plastic | Pressurized
CITY OF DAHLONEGA | EAST MAIN STREET & NORTH GROVE STREET | DAHLONEGA | Lumpkin | 10000405 | 1 |  |  | FALSE |  | FALSE | Removed from Ground | Gas (Historical Use) | 2000 | Bare Steel | 2003-06-13 | 2003-06-13
CUTIE GAS & GROCERY | HWY 60 6849 S CHESTATEE ST | DAHLONEGA | Lumpkin | 10000968 | 2A | Flapper Valve | 2004-06-01 | FALSE | 2004-06-01 | TRUE | Currently in Use | Premium | 8000 | Composite | 2004-06-01 |  | Fiberglass Reinforced Plastic | Pressurized
PETROFAST FOOD STORE #17 | 2030 GEORGIA HWY 400 | DAHLONEGA | Lumpkin | 9093045 | 1 | Ball Float | 1997-08-01 | FALSE | 1997-08-01 | FALSE | Currently in Use | Regular | 10000 | Composite | 1997-08-01 |  | Fiberglass Reinforced Plastic | Pressurized
TRAMMELL TIRE & GAS | HWY 9 S | DAHLONEGA | Lumpkin | 9093041 | 2 | [5 empty] | Removed from Ground | Gas (Historical Use) | 6000 | Bare Steel | 1999-12-18 | 1999-12-18 | Galvanized Steel | Suction (American)
FIELDALE/DAHLONEGA HATCHERY | GA HWY 60 SOUTH/4 MI SOUTH DAHLO | DAHLONEGA | Lumpkin | 9093015 | 1 | [5 empty] | Removed from Ground | Gas (Historical Use) | 1000 | Bare Steel | 1976-01-01 | 1990-05-01 | Bare Steel
QUICKMART #1 | 891 S CHESTATEE ST | DAHLONEGA | Lumpkin | 9093002 | 4502 | Ball Float | 1991-03-15 | FALSE | 1991-03-15 | FALSE | Currently in Use | Premium | 10000 | Composite | 1991-03-15 |  | Fiberglass Reinforced Plastic | Pressurized
QUICKMART #1 | 891 S CHESTATEE ST | DAHLONEGA | Lumpkin | 9093002 | 4501 | Ball Float | 1991-03-15 | FALSE | 1991-03-15 | FALSE | Currently in Use | Regular | 10000 | Composite | 1991-03-15 |  | Fiberglass Reinforced Plastic | Pressurized
BEN HIGGINS CITGO | 3242 AURARIA RD | DAHLONEGA | Lumpkin | 10000412 | 2A | Ball Float | 2003-07-01 | FALSE | 2003-07-01 | FALSE | Currently in Use | Premium | 8000 | Composite | 2003-07-01 |  | Fiberglass Reinforced Plastic | Pressurized
CITY OF DAHLONEGA | EAST MAIN STREET & NORTH GROVE STREET | DAHLONEGA | Lumpkin | 10000405 | 3 |  |  | FALSE |  | FALSE | Removed from Ground | Gas (Historical Use) | 2000 | Bare Steel | 2003-06-13 | 2003-06-13
CAVENDERS CORNER | 30 CAVENDER CREEK RD | DAHLONEGA | Lumpkin | 10000209 | 2B | Ball Float | 2002-10-17 | FALSE | 2002-10-16 | FALSE | Currently in Use | Diesel | 5000 | Composite | 2002-10-12 |  | Fiberglass Reinforced Plastic | Pressurized
LUMPKIN CO FARMERS ASSOC | 102 NORTH GROVE/HWY 9 NORTH | DAHLONEGA | Lumpkin | 930013 | 4 | [5 empty] | Removed from Ground | Other | 0 | Bare Steel | 1956-03-10 | 1899-12-31 | Bare Steel
LUMPKIN CO FARMERS ASSOC | 102 NORTH GROVE/HWY 9 NORTH | DAHLONEGA | Lumpkin | 930013 | 1 | [5 empty] | Removed from Ground | Empty | 0 | Bare Steel | 1956-03-10 | 1899-12-31 | Bare Steel
LONG BRANCH STORE | HWYS 400 & 60 | DAHLONEGA | Lumpkin | 930055 | 3 | [5 empty] | Removed from Ground | Gas (Historical Use) | 8000 | Bare Steel | 1983-05-06 | 1996-08-18 | Galvanized Steel
AT&T RADIO RELAY STATION DAHLONE | GA HWY 115/EMORY STEPHENS RD/ | DAHLONEGA | Lumpkin | 930057 | 1 | [5 empty] | Removed from Ground | Diesel | 3000 | Bare Steel | 1986-05-07 | 1992-11-16 | Copper | Suction (American)
FIELDALE/DAHLONEGA HATCHERY | GA HWY 60 SOUTH/4 MI SOUTH DAHLO | DAHLONEGA | Lumpkin | 9093015 | 2 | [5 empty] | Removed from Ground | Diesel | 1000 | Bare Steel | 1976-01-01 | 1990-05-01 | Bare Steel
QUICKMART #3 | 5585 S CHESTATEE | DAHLONEGA | Lumpkin | 9093012 | 4801 | Flapper Valve | 1993-06-19 | FALSE | 1993-06-19 | FALSE | Currently in Use | Regular | 10000 | Galvanic (STIP-3) | 1993-06-18 |  | Fiberglass Reinforced Plastic | Pressurized
S&S CHEVRON | 220 EAST MAIN ST/HWY 60 | DAHLONEGA | Lumpkin | 9093014 | 1 | [5 empty] | Removed from Ground | Gas (Historical Use) | 4000 | Not Marked/Unknown | 1989-01-01 | 1989-01-01 | Not Marked
QUICKMART #1 | 891 S CHESTATEE ST | DAHLONEGA | Lumpkin | 9093002 | 4503 | Ball Float | 1991-03-15 | FALSE | 1991-03-15 | FALSE | Currently in Use | Regular | 10000 | Composite | 1991-03-15 |  | Fiberglass Reinforced Plastic | Pressurized
CRANE STORE | 6614 DAWSONVILLE HWY HWY 9 | DAHLONEGA | Lumpkin | 9093038 | 6 | Flapper Valve | 2000-03-01 | FALSE | 2000-03-01 | FALSE | Temporarily out of use | Premium | 8000 | Galvanic (STIP-3) | 2000-03-01 |  | Fiberglass Reinforced Plastic | Pressurized
PETROFAST FOOD STORE #17 | 2030 GEORGIA HWY 400 | DAHLONEGA | Lumpkin | 9093045 | 3A | Ball Float | 1997-08-01 | FALSE | 1997-08-01 | FALSE | Currently in Use | Diesel | 2000 | Composite | 1997-08-01 |  | Fiberglass Reinforced Plastic | Pressurized
LONG BRANCH QWIK MART | 4766 GA HWY 52 E B | DAHLONEGA | Lumpkin | 9093005 | 1 | Flapper Valve | 1991-08-11 | FALSE | 1991-08-11 | TRUE | Currently in Use | Diesel | 4000 | Composite | 1991-01-01 |  | Fiberglass Reinforced Plastic | Suction (American)
FAST STOP | 1724 MORRISON MOORE PKWY W | DAHLONEGA | Lumpkin | 10000523 | 2 | Ball Float | 2003-05-01 | FALSE | 2003-05-01 | FALSE | Currently in Use | Premium | 8000 | Composite | 2003-05-01 |  | Double-Walled Flex | Pressurized
BEN HIGGINS CITGO | 3242 AURARIA RD | DAHLONEGA | Lumpkin | 10000412 | 2B | Ball Float | 2003-07-01 | FALSE | 2003-07-01 | FALSE | Currently in Use | Diesel | 4000 | Composite | 2003-07-01 |  | Fiberglass Reinforced Plastic | Pressurized
CAVENDERS CORNER | 30 CAVENDER CREEK RD | DAHLONEGA | Lumpkin | 10000209 | 1 | Ball Float | 2002-10-17 | FALSE | 2002-10-16 | FALSE | Currently in Use | Regular | 12000 | Composite | 2002-10-12 |  | Fiberglass Reinforced Plastic | Pressurized
CANE CREEK GROCERY, LLC | 730 CAMP WAHSEGA RD | DAHLONEGA | Lumpkin | 9093037 | D | [5 empty] | Removed from Ground | Gas (Historical Use) | 2200 | Bare Steel | 1971-05-12 | 1899-12-31 | Unknown
CRANE STORE | 6614 DAWSONVILLE HWY HWY 9 | DAHLONEGA | Lumpkin | 9093038 | 2 | [5 empty] | Removed from Ground | Gas (Historical Use) | 1000 | Bare Steel | 2000-03-01 | 2000-03-01 | Galvanized Steel | Suction (American)
DAHLONEGA AUTO SERVICE CENTER | 1640 S CHESTATEE | DAHLONEGA | Lumpkin | 9093047 | 4 | [5 empty] | Removed from Ground | Diesel | 2000 | Cathodically Protected Steel | 2000-07-06 | 1899-12-31 | Galvanized Steel | Pressurized
BUTLER PROPERTY | NORTH GROVE ST & EAST MAIN ST | DAHLONEGA | Lumpkin | 9093011 | 1 | [5 empty] | Removed from Ground | Gas (Historical Use) | 0 | Not Marked/Unknown | 1965-01-01 | 1965-01-01 | Not Marked
S&S CHEVRON | 220 EAST MAIN ST/HWY 60 | DAHLONEGA | Lumpkin | 9093014 | 3 | [5 empty] | Removed from Ground | Gas (Historical Use) | 4000 | Not Marked/Unknown | 1989-01-01 | 1989-01-01 | Not Marked
S&S CHEVRON | 220 EAST MAIN ST/HWY 60 | DAHLONEGA | Lumpkin | 9093014 | 12 | [5 empty] | Removed from Ground | Other | 4000 | Cathodically Protected Steel | 1996-03-13 | 1996-03-13 | Galvanized Steel | Pressurized
LONG BRANCH QWIK MART | 4766 GA HWY 52 E B | DAHLONEGA | Lumpkin | 9093005 | 184810 | Ball Float | 1991-08-12 | FALSE | 1991-08-12 | TRUE | Currently in Use | Regular | 12000 | Composite | 1991-01-01 |  | Fiberglass Reinforced Plastic | Pressurized
CANE CREEK GROCERY, LLC | 730 CAMP WAHSEGA RD | DAHLONEGA | Lumpkin | 9093037 | 2 |  | 1989-10-13 | FALSE | 1989-10-13 | FALSE | Removed from Ground | Gas (Historical Use) | 3000 | Steel-Impressed Current | 1989-10-01 |  | Cathodically Protected | Pressurized
TRAMMELL TIRE & GAS | HWY 9 S | DAHLONEGA | Lumpkin | 9093041 | 3 | [5 empty] | Removed from Ground | Gas (Historical Use) | 3000 | Bare Steel | 1999-12-01 | 1999-12-01 | Galvanized Steel | Suction (American)
NGHS LUMPKIN, LLC | 227 MOUNTAIN DR | DAHLONEGA | Lumpkin | 9093043 | 3 | Flapper Valve | 1999-05-01 | FALSE | 1999-05-01 | FALSE | Currently in Use | Diesel | 2000 | Fiberglass | 1999-06-24 |  | Fiberglass Reinforced Plastic | Safe Suction (Euro)
FIELDALE/DAHLONEGA HATCHERY | GA HWY 60 SOUTH/4 MI SOUTH DAHLO | DAHLONEGA | Lumpkin | 9093015 | 3 | [5 empty] | Removed from Ground | Diesel | 1000 | Bare Steel | 1976-01-01 | 1990-05-01 | Bare Steel
RAY CALHOUN CONSTRUCTION | RT 5 BOX 400 | DAHLONEGA | Lumpkin | 9093020 | 1 | [5 empty] | Currently in Use | Diesel | 560 | Bare Steel | 1978-01-01 |  | Bare Steel
CHARLIES GROCERY & GAS | 995 MORRISON MOORE PKWY | DAHLONEGA | Lumpkin | 9093010 | L164540 | Flapper Valve | 1991-11-03 | FALSE | 1991-11-03 | FALSE | Temporarily out of use | Gas (Historical Use) | 6000 | Galvanic (STIP-3) | 1991-10-06 |  | Fiberglass Reinforced Plastic | Suction (American)
CUTIE GAS & GROCERY | HWY 60 6849 S CHESTATEE ST | DAHLONEGA | Lumpkin | 10000968 | 1 | Flapper Valve | 2004-06-01 | FALSE | 2004-06-01 | TRUE | Currently in Use | Regular | 12000 | Composite | 2004-06-01 |  | Fiberglass Reinforced Plastic | Pressurized
MOUNTAIN VIEW CAMPGROUND | RT 3 BOX 3404 | CLEVELAND | Lumpkin | 9093013 | 2 | [5 empty] | Removed from Ground | Gas (Historical Use) | 3000 | Bare Steel | 1972-01-01 | 1993-12-14 | Bare Steel | Safe Suction (Euro)
PIERCES HARDWARE | 6710 HWY 115 & 52 E | MURRAYVILLE | Lumpkin | 930050 | 2 |  | 1998-12-01 |  | 1998-12-01 |  | Removed from Ground | Diesel | 6000 | Steel-Impressed Current | 1981-04-30 | 2003-01-14 | Cathodically Protected | Safe Suction (Euro)
TURKS SERVICE CENTER | RT 3 HWY 129 N | CLEVELAND | Lumpkin | 930062 | 1 | [5 empty] | Removed from Ground | Gas (Historical Use) | 2200 | Bare Steel | 1968-05-12 | 1992-01-01 | Unknown
GOLDEN PANTRY #27 | 462 N GROVE ST | DAHLONEGA | Lumpkin | 930005 | 3 | Flapper Valve | 1998-10-28 | FALSE | 1998-10-28 | FALSE | Currently in Use | Premium | 8000 | Steel-Impressed Current | 1974-04-20 |  | Fiberglass Reinforced Plastic | Pressurized
LUMPKIN CO FARMERS ASSOC | 102 NORTH GROVE/HWY 9 NORTH | DAHLONEGA | Lumpkin | 930013 | 3 | [5 empty] | Removed from Ground | Empty | 0 | Bare Steel | 1956-03-10 | 1899-12-31 | Bare Steel
GA DOT 10116/LUMPKIN CO MAINT HQ | 0 .2 MI WEST OF GA HWY 60 SOUTH O | DAHLONEGA | Lumpkin | 930001 | 116D1 | [5 empty] | Removed from Ground | Diesel | 1000 | Bare Steel | 1967-05-04 | 2001-09-20 | Galvanized Steel | Suction (American)
BONNELL BEASLEY GROCERY | RT 1 | DAHLONEGA | Lumpkin | 930048 | 1 | [5 empty] | Removed from Ground | Gas (Historical Use) | 550 | Bare Steel | 1976-04-25 | 1988-05-01 | Galvanized Steel
ATC DAHLONEGA GA FACILITY | 5824 HWY 52 E | DAHLONEGA | Lumpkin | 930056 | 1 | [5 empty] | Removed from Ground | Diesel | 25000 | Bare Steel | 1975-01-01 | 1992-02-01 | Copper | Suction (American)
CRANE STORE | 6614 DAWSONVILLE HWY HWY 9 | DAHLONEGA | Lumpkin | 9093038 | 3 | [5 empty] | Removed from Ground | Gas (Historical Use) | 500 | Bare Steel | 2000-03-01 | 2000-03-01 | Galvanized Steel | Suction (American)
S&S CHEVRON | 220 EAST MAIN ST/HWY 60 | DAHLONEGA | Lumpkin | 9093014 | 8 | [5 empty] | Removed from Ground | Gas (Historical Use) | 550 | Not Marked/Unknown | 1989-01-01 | 1989-01-01 | Not Marked
S&S CHEVRON | 220 EAST MAIN ST/HWY 60 | DAHLONEGA | Lumpkin | 9093014 | 2 | [5 empty] | Removed from Ground | Diesel | 4000 | Not Marked/Unknown | 1989-01-01 | 1989-01-01 | Not Marked
S&S CHEVRON | 220 EAST MAIN ST/HWY 60 | DAHLONEGA | Lumpkin | 9093014 | 9 | [5 empty] | Removed from Ground | Other | 6000 | Cathodically Protected Steel | 1996-03-13 | 1996-03-13 | Galvanized Steel | Pressurized
CHARLIES GROCERY & GAS | 995 MORRISON MOORE PKWY | DAHLONEGA | Lumpkin | 9093010 | 3 | [5 empty] | Removed from Ground | Gas (Historical Use) | 2000 | Not Marked/Unknown | 1991-09-01 | 1991-09-01 | Not Marked
FAST STOP | 1724 MORRISON MOORE PKWY W | DAHLONEGA | Lumpkin | 10000523 | 1 | Flapper Valve | 2003-05-01 | FALSE | 2003-05-01 | FALSE | Currently in Use | Regular | 10000 | Composite | 2003-05-01 |  | Double-Walled Flex | Pressurized
JACK FERGUSON | 195 RIDER RD | DAWSONVILLE | Lumpkin | 9093040 | 2 | [5 empty] | Currently in Use | Gas (Historical Use) | 500 | Bare Steel | 1985-01-01 |  | Bare Steel | Suction (American)
CIRCLE K #2000/MR B'S 154 | 1175 SOUTH CHESTATEE | DAHLONEGA | Lumpkin | 9093001 | 3 | [5 empty] | Removed from Ground | Gas (Historical Use) | 1000 | Bare Steel | 1977-05-09 | 1991-10-01 | Galvanized Steel
JACK FERGUSON | 195 RIDER RD | DAWSONVILLE | Lumpkin | 9093040 | 1 | [5 empty] | Currently in Use | Gas (Historical Use) | 1000 | Bare Steel | 1985-01-01 |  | Bare Steel | Suction (American)
CIRCLE K #2000/MR B'S 154 | 1175 SOUTH CHESTATEE | DAHLONEGA | Lumpkin | 9093001 | 4 | [5 empty] | Removed from Ground | Gas (Historical Use) | 4000 | Bare Steel | 1977-05-09 | 1991-10-01 | Galvanized Steel
GA DNR/BLACKBURN MAINT FAC | RT 3 BOX 3234 | DAWSONVILLE | Lumpkin | 9093035 | 1 | [5 empty] | Removed from Ground | Gas (Historical Use) | 1000 | Bare Steel | 1978-01-01 | 1995-07-31 | Unknown
CIRCLE K #2000/MR B'S 154 | 1175 SOUTH CHESTATEE | DAHLONEGA | Lumpkin | 9093001 | 2 | [5 empty] | Removed from Ground | Gas (Historical Use) | 4000 | Bare Steel | 1977-05-09 | 1991-10-01 | Galvanized Steel
CIRCLE K #2000/MR B'S 154 | 1175 SOUTH CHESTATEE | DAHLONEGA | Lumpkin | 9093001 | 1 | [5 empty] | Removed from Ground | Gas (Historical Use) | 8000 | Bare Steel | 1982-05-08 | 1991-10-01 | Galvanized Steel
CAINS AUTO PARTS | 1184 N GROVE ST | DAHLONEGA | Lumpkin | 9093050 | 1 | [5 empty] | Removed from Ground | Gas (Historical Use) | 500 | Bare Steel | 2000-11-17 | 2000-11-17 | Galvanized Steel | Suction (American)
CAINS AUTO PARTS | 1184 N GROVE ST | DAHLONEGA | Lumpkin | 9093050 | 3 | [5 empty] | Removed from Ground | Kerosene | 500 | Bare Steel | 2000-11-17 | 2000-11-17 | Galvanized Steel | Suction (American)
CAINS AUTO PARTS | 1184 N GROVE ST | DAHLONEGA | Lumpkin | 9093050 | 2 | [5 empty] | Removed from Ground | Gas (Historical Use) | 500 | Bare Steel | 2000-11-17 | 2000-11-17 | Galvanized Steel | Suction (American)
NGA COLLEGE | 82 College Circle | Dahlonega | Lumpkin | UST-SLOC-930041 | 1 |  |  | FALSE |  | FALSE | Closed in Ground | Empty | 500 | Bare Steel | 1971-02-04 | 1899-12-31 | Bare Steel | Safe Suction (Euro)
NGA COLLEGE | 82 College Circle | Dahlonega | Lumpkin | UST-SLOC-930022 | 1 | [5 empty] | Removed from Ground | Other | 1000 | Bare Steel | 1949-02-09 | 1989-06-26 | Copper | Pressurized
NGA COLLEGE | 82 College Circle | Dahlonega | Lumpkin | UST-SLOC-930037 | 1 | [5 empty] | Removed from Ground | Diesel | 300 | Bare Steel | 1951-02-09 | 1989-06-26 | Copper | Suction (American)
NGA COLLEGE | 82 College Circle | Dahlonega | Lumpkin | UST-SLOC-930035 | 1 | [5 empty] | Removed from Ground | Empty | 300 | Bare Steel | 1951-02-09 | 1989-06-26 | Copper | Suction (American)
NGA COLLEGE | 82 College Circle | Dahlonega | Lumpkin | UST-SLOC-930036 | 1 | [5 empty] | Removed from Ground | Empty | 300 | Bare Steel | 1951-02-09 | 1989-06-26 | Copper | Suction (American)
NGA COLLEGE | 82 College Circle | Dahlonega | Lumpkin | UST-SLOC-930015 | 1 | [5 empty] | Removed from Ground | Other | 500 | Bare Steel | 1949-01-01 | 1990-01-26 | Bare Steel | Pressurized
NGA COLLEGE | 82 College Circle | Dahlonega | Lumpkin | UST-SLOC-930023 | 1 | [5 empty] | Removed from Ground | Other | 1000 | Bare Steel | 1949-02-09 | 1989-06-26 | Copper | Pressurized
NGA COLLEGE | 82 College Circle | Dahlonega | Lumpkin | UST-SLOC-930034 | 1 | [5 empty] | Removed from Ground | Empty | 300 | Bare Steel | 1951-02-09 | 1989-06-26 | Copper | Suction (American)
LUMPKIN COUNTY FUELING STATION | 406 BARLOW RD | DAHLONEGA | Lumpkin | 10002721 | 1 | Flapper Valve | 2017-08-04 | FALSE | 2017-08-04 | FALSE | Currently in Use | Diesel | 12000 | Fiberglass Double Walled | 2017-08-04 |  | Double-Walled Fiberglass | Pressurized
Amicalola EMC Dahlonega District Office | 150 Hwy 52 W | Dahlonega | Lumpkin | 10002944 | 1A | Flapper Valve | 2018-08-29 | FALSE | 2018-09-24 | FALSE | Currently in Use | Regular | 8000 | Fiberglass Double Walled | 2018-08-29 |  | Double-Walled Flex | Pressurized
Amicalola EMC Dahlonega District Office | 150 Hwy 52 W | Dahlonega | Lumpkin | 10002944 | 1B | Flapper Valve | 2018-08-29 | FALSE | 2018-09-24 | FALSE | Currently in Use | Diesel On Road | 12000 | Fiberglass Double Walled | 2018-08-29 |  | Double-Walled Flex | Pressurized
Iron Mountain Mart Chevron | 2604 Dawsonville Hwy | Dahlonega | Lumpkin | 10003161 | 2A | Flapper Valve | 2021-05-14 | FALSE | 2021-05-14 | FALSE | Currently in Use | Premium | 6000 | Composite Double Walled | 2021-05-14 |  | Double-Walled Fiberglass | Pressurized
Iron Mountain Mart Chevron | 2604 Dawsonville Hwy | Dahlonega | Lumpkin | 10003161 | 2B | Flapper Valve | 2021-05-14 | FALSE | 2021-05-14 | FALSE | Currently in Use | Diesel On Road | 6000 | Composite Double Walled | 2021-05-14 |  | Double-Walled Fiberglass | Pressurized
LUMPKIN COUNTY FUELING STATION | 406 BARLOW RD | DAHLONEGA | Lumpkin | 10002721 | 2 | Flapper Valve | 2017-08-04 | FALSE | 2017-08-04 | FALSE | Currently in Use | Regular | 8000 | Fiberglass Double Walled | 2017-08-04 |  | Double-Walled Fiberglass | Pressurized
Iron Mountain Mart Chevron | 2604 Dawsonville Hwy | Dahlonega | Lumpkin | 10003161 | 1 | Flapper Valve | 2021-05-14 | FALSE | 2021-05-14 | FALSE | Currently in Use | Regular | 12000 | Composite Double Walled | 2021-05-14 |  | Double-Walled Fiberglass | Pressurized
FRANK BLEDSOE | BETWEEN 8-9 MI MARKER ON HWY 224 | PERRY | Macon | 110442 | 1 | [5 empty] | Removed from Ground | Gas (Historical Use) | 2000 | Bare Steel | 1981-01-02 | 1998-12-01 | Galvanized Steel | Suction (American)
FRANK BLEDSOE | BETWEEN 8-9 MI MARKER ON HWY 224 | PERRY | Macon | 110442 | 2 | [5 empty] | Removed from Ground | Diesel | 8000 | Bare Steel | 1981-01-02 | 1998-12-01 | Galvanized Steel | Suction (American)
CITY OF MONTEZUMA | 408 SOUTH DOOLY ST | MONTEZUMA | Macon | 9094004 | 1 | [5 empty] | Removed from Ground | Gas (Historical Use) | 500 | Bare Steel | 1980-03-07 | 1998-12-01 | Galvanized Steel
GA FC | PO BOX 669/GA HWY 49 EAST | MONTEZUMA | Macon | 9094009 | 3 |  | 1988-07-08 |  | 1988-07-08 |  | Removed from Ground | Diesel | 2000 | Galvanic (STIP-3) | 1988-07-08 | 2008-04-15 | Cathodically Protected | Safe Suction (Euro)
QUICK SHOP | HWY 90 712 VIENNA RD | MONTEZUMA | Macon | 9094029 | 25607A |  | 1996-05-30 | FALSE | 1996-05-30 | FALSE | Currently in Use | Gas (Historical Use) | 10000 | Composite | 1996-05-17 |  | Double-Walled Fiberglass | Pressurized
QUIK STOP #8 | 322 SPAULDING RD | MONTEZUMA | Macon | 9094016 | B-PLUS |  | 1996-10-01 | FALSE | 1996-10-01 | FALSE | Currently in Use | Gas (Historical Use) | 3000 | Steel-Impressed Current | 1965-05-05 |  | Steel/FG Secondary containment | Suction (American)
SPAULDING SERVICE STATION | TRAVELERS REST RD | MONTEZUMA | Macon | 9094065 | 3 | [5 empty] | Temporarily out of use | Diesel | 0 | Marked Unknown | 1998-07-24 |  | Unknown
MONTEZUMA AIRPORT | 210 AIRPORT RD | MONTEZUMA | Macon | 9094070 | 2 | [5 empty] | Removed from Ground | Other | 1800 | Bare Steel | 1990-01-01 | 1990-01-01 | Galvanized Steel | Safe Suction (Euro)
MONTEZUMA MUN AIRPORT | AIRPORT RD | MONTEZUMA | Macon | 9046064 | 1 | [5 empty] | Removed from Ground | Other | 1000 | Not Marked/Unknown | 1998-12-15 | 1998-12-15 | Not Marked
FILLERS #20 | 112 N DOOLEY ST | MONTEZUMA | Macon | 9094003 | 3 | Flapper Valve | 1996-10-01 | FALSE | 1996-10-01 | FALSE | Currently in Use | Gas (Historical Use) | 8000 | Steel-Impressed Current | 1979-05-03 |  | Steel/FG Secondary containment | Suction (American)
MACON CO BP | 116 NORTH DOOLY ST | MONTEZUMA | Macon | 9094008 | 1 | [5 empty] | Temporarily out of use | Gas (Historical Use) | 2000 | Bare Steel | 1956-03-03 |  | Galvanized Steel | Suction (American)
QUICK SHOP | HWY 90 712 VIENNA RD | MONTEZUMA | Macon | 9094029 | 1 | [5 empty] | Removed from Ground | Gas (Historical Use) | 8000 | Bare Steel | 1976-01-01 | 1996-05-16 | Galvanized Steel | Safe Suction (Euro)
HILL TOP ONE STOP | HWY 49, 206 Oglethorpe Rd., Montezuma, Ga | MONTEZUMA | Macon | 9094027 | 1 | [5 empty] | Removed from Ground | Gas (Historical Use) | 4000 | Bare Steel | 1961-05-05 | 1989-10-01 | Galvanized Steel
SOUTHSIDE/COOPERS SERVICE STATIO | 304 SOUTH DOOLEY ST | MONTEZUMA | Macon | 9094036 | 2 | [5 empty] | Removed from Ground | Gas (Historical Use) | 6000 | Bare Steel | 1971-05-12 | 1994-07-01 | Galvanized Steel
BARKERS FOOD MART | 432 SPAULDING RD | MONTEZUMA | Macon | 9094024 | 5 |  | 1998-07-15 |  | 1998-07-15 |  | Removed from Ground | Diesel | 2000 | Steel-Impressed Current | 1985-04-07 | 2013-12-19 | Cathodically Protected | Pressurized
BARKERS FOOD MART | 432 SPAULDING RD | MONTEZUMA | Macon | 9094024 | 4 |  | 1998-07-15 |  | 1998-07-15 |  | Removed from Ground | Diesel | 2000 | Steel-Impressed Current | 1985-04-07 | 2013-12-19 | Cathodically Protected | Pressurized
CITY OF MONTEZUMA | 408 SOUTH DOOLY ST | MONTEZUMA | Macon | 9094004 | 2 | [5 empty] | Removed from Ground | Gas (Historical Use) | 500 | Bare Steel | 1980-03-07 | 1998-12-01 | Galvanized Steel
QUICK SHOP | HWY 90 712 VIENNA RD | MONTEZUMA | Macon | 9094029 | 3 | [5 empty] | Removed from Ground | Gas (Historical Use) | 8000 | Bare Steel | 1976-01-01 | 1996-05-16 | Galvanized Steel | Suction (American)
BARKERS FOOD MART | 432 SPAULDING RD | MONTEZUMA | Macon | 9094024 | 3 |  | 1998-07-15 |  | 1998-07-15 |  | Removed from Ground | Gas (Historical Use) | 5000 | Steel-Impressed Current | 1985-04-07 | 2013-12-19 | Cathodically Protected | Pressurized
KAUFFMAN FARMS | RT 2 BOX 196 | MONTEZUMA | Macon | 9094062 | 1 | [5 empty] | Permanently Out Of Use | Diesel | 10000 | Bare Steel | 1978-01-01 | 2000-10-30 | Galvanized Steel | Suction (American)
SPAULDING SERVICE STATION | TRAVELERS REST RD | MONTEZUMA | Macon | 9094065 | 1 | [5 empty] | Temporarily out of use | Gas (Historical Use) | 5000 | Marked Unknown | 1998-07-22 |  | Unknown
HILL TOP ONE STOP | HWY 49, 206 Oglethorpe Rd., Montezuma, Ga | MONTEZUMA | Macon | 9094027 | 4 |  | 1989-12-08 | FALSE | 1989-12-08 | FALSE | Temporarily out of use | Gas (Historical Use) | 3000 | Galvanic (STIP-3) | 1989-12-08 |  | Fiberglass Reinforced Plastic | Pressurized
BARKERS BAIT & TACKLE | 208 SOUTH DOOLY ST | MONTEZUMA | Macon | 9094014 | 3 | [5 empty] | Removed from Ground | Gas (Historical Use) | 4000 | Bare Steel | 1981-05-07 | 1996-09-01 | Galvanized Steel
QUIK STOP #8 | 322 SPAULDING RD | MONTEZUMA | Macon | 9094016 | C-SUPUNL |  | 1996-10-01 | FALSE | 1996-10-01 | FALSE | Currently in Use | Gas (Historical Use) | 4000 | Steel-Impressed Current | 1965-05-05 |  | Steel/FG Secondary containment | Suction (American)
MONTEZUMA AIRPORT | 210 AIRPORT RD | MONTEZUMA | Macon | 9094070 | 3 | [5 empty] | Removed from Ground | Other | 1500 | Bare Steel | 1990-01-01 | 1990-01-01 | Galvanized Steel | Safe Suction (Euro)
GA FC | PO BOX 669/GA HWY 49 EAST | MONTEZUMA | Macon | 9094009 | 12737 | [5 empty] | Removed from Ground | Diesel | 560 | Bare Steel | 1966-04-27 | 1988-06-29 | Galvanized Steel
WHITE HEAD UNION 76 | SPAULDING AVE | MONTEZUMA | Macon | 9094038 | 3 | [5 empty] | Removed from Ground | Gas (Historical Use) | 3000 | Bare Steel | 1961-05-05 | 1899-12-31 | Galvanized Steel
DEVELOPMENT AUTHORITY OF MACON COUNTY | 107 NORTH DOOLY ST | MONTEZUMA | Macon | 9094037 | 2 | [5 empty] | Removed from Ground | Gas (Historical Use) | 4000 | Bare Steel | 1961-05-05 | 1974-01-01 | Galvanized Steel
MONTEZUMA WELDING & RADIATOR INC | 236 SPAULDING RD | MONTEZUMA | Macon | 9094015 | 1 | [5 empty] | Removed from Ground | Gas (Historical Use) | 1000 | Bare Steel | 1979-03-26 | 2000-06-06 | Galvanized Steel
MACON CO BP | 116 NORTH DOOLY ST | MONTEZUMA | Macon | 9094008 | 2 | [5 empty] | Temporarily out of use | Gas (Historical Use) | 2000 | Bare Steel | 1956-03-03 |  | Galvanized Steel | Suction (American)
FILLERS #20 | 112 N DOOLEY ST | MONTEZUMA | Macon | 9094003 | 2 | Flapper Valve | 1996-10-01 | FALSE | 1996-10-01 | FALSE | Currently in Use | Gas (Historical Use) | 8000 | Steel-Impressed Current | 1979-05-03 |  | Steel/FG Secondary containment | Suction (American)
WHITE HEAD UNION 76 | SPAULDING AVE | MONTEZUMA | Macon | 9094038 | 2 | [5 empty] | Removed from Ground | Gas (Historical Use) | 3000 | Bare Steel | 1961-05-05 | 1899-12-31 | Galvanized Steel
DEVELOPMENT AUTHORITY OF MACON COUNTY | 107 NORTH DOOLY ST | MONTEZUMA | Macon | 9094037 | 3 | [5 empty] | Removed from Ground | Gas (Historical Use) | 3000 | Bare Steel | 1961-05-05 | 1974-01-01 | Galvanized Steel
SOUTHSIDE/COOPERS SERVICE STATIO | 304 SOUTH DOOLEY ST | MONTEZUMA | Macon | 9094036 | 4 | [5 empty] | Removed from Ground | Diesel | 2000 | Bare Steel | 1971-05-12 | 1994-07-01 | Galvanized Steel
BARKERS FOOD MART | 432 SPAULDING RD | MONTEZUMA | Macon | 9094024 | 2 |  | 1998-07-15 |  | 1998-07-15 |  | Removed from Ground | Gas (Historical Use) | 6000 | Steel-Impressed Current | 1985-04-07 | 2013-12-19 | Cathodically Protected | Pressurized
BARKERS BAIT & TACKLE | 208 SOUTH DOOLY ST | MONTEZUMA | Macon | 9094014 | 4 | [5 empty] | Removed from Ground | Gas (Historical Use) | 6000 | Bare Steel | 1981-05-07 | 1996-09-01 | Galvanized Steel
CITY OF MONTEZUMA SERVICE CENTER | 136 AIRPORT DR | MONTEZUMA | Macon | 9094067 | 1A | Flapper Valve | 1996-09-06 |  | 1996-09-06 |  | Temporarily out of use | Gas (Historical Use) | 1000 | Composite | 1996-09-06 |  | Fiberglass Reinforced Plastic | Safe Suction (Euro)
HILL TOP ONE STOP | HWY 49, 206 Oglethorpe Rd., Montezuma, Ga | MONTEZUMA | Macon | 9094027 | 6 |  | 1989-12-08 | FALSE | 1989-12-08 | FALSE | Currently in Use | Gas (Historical Use) | 3000 | Galvanic (STIP-3) | 1989-12-08 |  | Fiberglass Reinforced Plastic | Pressurized
NELSONS GROCERY STORE | 501 SPAULDING DR | MONTEZUMA | Macon | 9094066 | 1 | [5 empty] | Removed from Ground | Gas (Historical Use) | 0 | Not Marked/Unknown |  | 1899-12-31 | Not Marked
WILLIAM L BROWN FARMS | 664 BROWN RD | MONTEZUMA | Macon | 9094061 | 1 | [5 empty] | Removed from Ground | Diesel | 10000 | Bare Steel | 2005-12-08 | 2005-12-08 | Bare Steel | Suction (American)
QUICK SHOP | HWY 90 712 VIENNA RD | MONTEZUMA | Macon | 9094029 | 2 | [5 empty] | Removed from Ground | Gas (Historical Use) | 8000 | Bare Steel | 1976-01-01 | 1996-05-16 | Galvanized Steel | Suction (American)
BARKERS BAIT & TACKLE | 208 SOUTH DOOLY ST | MONTEZUMA | Macon | 9094014 | 1 | [5 empty] | Removed from Ground | Gas (Historical Use) | 2000 | Bare Steel | 1981-05-07 | 1996-09-01 | Galvanized Steel
WILLIAM L BROWN FARMS | 664 BROWN RD | MONTEZUMA | Macon | 9094061 | 2 | [5 empty] | Removed from Ground | Diesel | 8500 | Bare Steel | 2005-12-08 | 2005-12-08 | Bare Steel | Suction (American)
BIRCHMORE DAIRY SUPPLY INC | 655 AIRPORT DR | MONTEZUMA | Macon | 9094050 | 1 | [5 empty] | Removed from Ground | Gas (Historical Use) | 1000 | Not Marked/Unknown | 1994-12-05 | 1994-12-05 | Not Marked
HILL TOP ONE STOP | HWY 49, 206 Oglethorpe Rd., Montezuma, Ga | MONTEZUMA | Macon | 9094027 | 5 |  | 1989-12-08 | FALSE | 1989-12-08 | FALSE | Currently in Use | Gas (Historical Use) | 3000 | Galvanic (STIP-3) | 1989-12-08 |  | Fiberglass Reinforced Plastic | Pressurized
GA FC | PO BOX 669/GA HWY 49 EAST | MONTEZUMA | Macon | 9094009 | 2 |  | 1988-07-08 |  | 1988-07-08 |  | Removed from Ground | Gas (Historical Use) | 2000 | Galvanic (STIP-3) | 1988-07-08 | 2008-04-15 | Cathodically Protected | Safe Suction (Euro)
WHITE HEAD UNION 76 | SPAULDING AVE | MONTEZUMA | Macon | 9094038 | 4 |  |  | TRUE |  | TRUE | Removed from Ground | Used Oil | 550 | Marked Unknown |  | 1899-12-31 | Unknown
MONTEZUMA AIRPORT | 210 AIRPORT RD | MONTEZUMA | Macon | 9094070 | 1 | [5 empty] | Removed from Ground | Other | 4000 | Bare Steel | 1998-11-10 | 1998-11-10 | Galvanized Steel | Safe Suction (Euro)
GAS N GO | 630 SPAULDING RD | MONTEZUMA | Macon | 10002385 | 3 | Overfill Alarm | 2014-07-17 | FALSE | 2014-07-17 | FALSE | Currently in Use | Premium | 5000 | Tank Jacket Double Walled | 2014-07-17 |  | Double-Walled Fiberglass | Pressurized
GTE/CTC OF THE SOUTH-MONTEZUMA C | 110 DRAYTON ST | MONTEZUMA | Macon | 9094006 | 336050-1 | [5 empty] | Removed from Ground | Diesel | 1000 | Bare Steel | 1984-03-06 | 1993-09-15 | Galvanized Steel
SOUTHSIDE/COOPERS SERVICE STATIO | 304 SOUTH DOOLEY ST | MONTEZUMA | Macon | 9094036 | 1 | [5 empty] | Removed from Ground | Gas (Historical Use) | 6000 | Bare Steel | 1971-05-12 | 1994-07-01 | Galvanized Steel
WACHOVIA (BRANCH SITE) | 110 OGLETHORPE RD | MONTEZUMA | Macon | 9094064 | 2 | [5 empty] | Removed from Ground | Gas (Historical Use) | 3000 | Marked Unknown | 1997-10-01 | 1997-10-01 | Unknown
WHITE HEAD UNION 76 | SPAULDING AVE | MONTEZUMA | Macon | 9094038 | 1 | [5 empty] | Removed from Ground | Gas (Historical Use) | 4000 | Bare Steel | 1961-05-05 | 1899-12-31 | Galvanized Steel
DEVELOPMENT AUTHORITY OF MACON COUNTY | 107 NORTH DOOLY ST | MONTEZUMA | Macon | 9094037 | 1 |  | 1998-12-01 |  | 1998-12-01 |  | Temporarily out of use | Gas (Historical Use) | 2000 | Steel-Impressed Current | 1982-04-30 |  | Cathodically Protected | Suction (American)
SOUTHSIDE/COOPERS SERVICE STATIO | 304 SOUTH DOOLEY ST | MONTEZUMA | Macon | 9094036 | 3 | [5 empty] | Removed from Ground | Gas (Historical Use) | 2000 | Bare Steel | 1971-05-12 | 1994-07-01 | Galvanized Steel
QUICK SHOP | HWY 90 712 VIENNA RD | MONTEZUMA | Macon | 9094029 | 25607B |  | 1996-05-30 | FALSE | 1996-05-30 | FALSE | Currently in Use | Gas (Historical Use) | 6000 | Composite | 1996-05-17 |  | Double-Walled Fiberglass | Pressurized
DOT 10333 MONTEZUMA MAINT HQ | GA HWY 90 SOUTH | MONTEZUMA | Macon | 9094035 | 333G1 | [5 empty] | Removed from Ground | Gas (Historical Use) | 1060 | Bare Steel | 1972-05-02 | 1999-11-01 | Galvanized Steel | Safe Suction (Euro)
SPAULDING SERVICE STATION | TRAVELERS REST RD | MONTEZUMA | Macon | 9094065 | 2 | [5 empty] | Temporarily out of use | Gas (Historical Use) | 5000 | Marked Unknown | 1998-07-24 |  | Unknown
WILLIAM L BROWN FARMS | 664 BROWN RD | MONTEZUMA | Macon | 9094061 | 3 | [5 empty] | Removed from Ground | Gas (Historical Use) | 4000 | Not Marked/Unknown | 2005-12-08 | 2005-12-08 | Not Marked
HILL TOP ONE STOP | HWY 49, 206 Oglethorpe Rd., Montezuma, Ga | MONTEZUMA | Macon | 9094027 | 3 | [5 empty] | Removed from Ground | Gas (Historical Use) | 5000 | Bare Steel | 1961-05-05 | 1989-10-01 | Galvanized Steel
BARKERS FOOD MART | 432 SPAULDING RD | MONTEZUMA | Macon | 9094024 | 1 |  | 1998-07-15 |  | 1998-07-15 |  | Removed from Ground | Gas (Historical Use) | 6000 | Steel-Impressed Current | 1985-04-07 | 2013-12-19 | Cathodically Protected | Pressurized
CITY OF MONTEZUMA SERVICE CENTER | 136 AIRPORT DR | MONTEZUMA | Macon | 9094067 | 1B | Flapper Valve | 1996-09-06 |  | 1996-09-06 |  | Temporarily out of use | Diesel | 1000 | Composite | 1996-09-06 |  | Fiberglass Reinforced Plastic | Safe Suction (Euro)
FILLERS #20 | 112 N DOOLEY ST | MONTEZUMA | Macon | 9094003 | 1 | Flapper Valve | 1996-10-01 | FALSE | 1996-10-01 | FALSE | Currently in Use | Gas (Historical Use) | 10000 | Steel-Impressed Current | 1979-05-03 |  | Steel/FG Secondary containment | Suction (American)
HILL TOP ONE STOP | HWY 49, 206 Oglethorpe Rd., Montezuma, Ga | MONTEZUMA | Macon | 9094027 | 2 | [5 empty] | Removed from Ground | Gas (Historical Use) | 3000 | Bare Steel | 1961-05-05 | 1989-10-01 | Galvanized Steel
KOUNTRY FARM CENTER | HWY 26 | MONTEZUMA | Macon | 9094069 | 1 | [5 empty] | Removed from Ground | Diesel | 1000 | Bare Steel | 1998-12-01 | 1998-12-01 | Galvanized Steel | Safe Suction (Euro)
WACHOVIA (BRANCH SITE) | 110 OGLETHORPE RD | MONTEZUMA | Macon | 9094064 | 3 | [5 empty] | Removed from Ground | Gas (Historical Use) | 3000 | Marked Unknown | 1998-10-01 | 1998-10-01 | Unknown
ROLLINS LEASING CORP/BR #337 | 910 TRAVELERS REST RD | MONTEZUMA | Macon | 9094046 | 1 | [5 empty] | Removed from Ground | Diesel | 10000 | Bare Steel | 1965-01-01 | 1994-08-08 | Bare Steel | Pressurized
BARKERS BAIT & TACKLE | 208 SOUTH DOOLY ST | MONTEZUMA | Macon | 9094014 | 2 | [5 empty] | Removed from Ground | Gas (Historical Use) | 4000 | Bare Steel | 1981-05-07 | 1996-09-01 | Galvanized Steel
QUIK STOP #8 | 322 SPAULDING RD | MONTEZUMA | Macon | 9094016 | A-UNL |  | 1996-10-01 | FALSE | 1996-10-01 | FALSE | Currently in Use | Gas (Historical Use) | 4000 | Steel-Impressed Current | 1965-05-05 |  | Steel/FG Secondary containment | Suction (American)
WACHOVIA (BRANCH SITE) | 110 OGLETHORPE RD | MONTEZUMA | Macon | 9094064 | 1 | [5 empty] | Removed from Ground | Gas (Historical Use) | 3000 | Marked Unknown | 1997-10-01 | 1997-10-01 | Unknown
ROLLINS LEASING CORP/BR #337 | 910 TRAVELERS REST RD | MONTEZUMA | Macon | 9094046 | 2 |  |  | TRUE |  | TRUE | Removed from Ground | Used Oil | 4000 | Bare Steel | 1965-01-01 | 1994-08-08 | Bare Steel
KOUNTRY FARM CENTER | HWY 26 | MONTEZUMA | Macon | 9094069 | 2 | [5 empty] | Removed from Ground | Kerosene | 560 | Bare Steel | 1998-12-01 | 1998-12-01 | Galvanized Steel | Safe Suction (Euro)
GAS N GO | 630 SPAULDING RD | MONTEZUMA | Macon | 10002385 | 1 | Overfill Alarm | 2014-07-17 | FALSE | 2014-07-17 | FALSE | Currently in Use | E-85 | 5000 | Tank Jacket Double Walled | 2014-07-17 |  | Double-Walled Fiberglass | Pressurized
GAS N GO | 630 SPAULDING RD | MONTEZUMA | Macon | 10002385 | 6 | Overfill Alarm | 2014-07-17 | FALSE | 2014-07-17 | FALSE | Currently in Use | Regular | 4000 | Tank Jacket Double Walled | 2014-07-17 |  | Double-Walled Fiberglass | Pressurized
CITY OF MONTEZUMA | 266 AIRPORT RD | MONTEZUMA | Macon | 9094005 | 1 | [5 empty] | Removed from Ground | Empty | 250 | Bare Steel | 1971-03-10 | 1899-12-31 | Galvanized Steel
MACON CO BP | 116 NORTH DOOLY ST | MONTEZUMA | Macon | 9094008 | 3 | [5 empty] | Temporarily out of use | Gas (Historical Use) | 1000 | Bare Steel | 1956-03-03 |  | Unknown | Suction (American)
MACON CO ELEMENTARY SCHOOL | ENGRAN ST | MONTEZUMA | Macon | 9094020 | 1 | [5 empty] | Removed from Ground | Diesel | 6000 | Bare Steel | 1951-05-15 | 2000-12-14 | Unknown
GAS N GO | 630 SPAULDING RD | MONTEZUMA | Macon | 10002385 | 5 | Overfill Alarm | 2014-07-17 | FALSE | 2014-07-17 | FALSE | Temporarily out of use | Diesel Off Road | 5000 | Tank Jacket Double Walled | 2014-07-17 |  | Double-Walled Fiberglass | Pressurized
GAS N GO | 630 SPAULDING RD | MONTEZUMA | Macon | 10002385 | 4 | Overfill Alarm | 2014-07-17 | FALSE | 2014-07-17 | FALSE | Currently in Use | E-10 | 15000 | Tank Jacket Double Walled | 2014-07-17 |  | Double-Walled Fiberglass | Pressurized
FIVE POINTS GROCERY | RT 1 BOX 91 | MONTEZUMA | Macon | 9094053 | RU | [5 empty] | Removed from Ground | Gas (Historical Use) | 2000 | Marked Unknown | 1998-12-22 | 1998-12-22 | Unknown | Safe Suction (Euro)
MACON STATE PRISON | HWY 49/ON PRISON GROUNDS | OGLETHORPE | Macon | 9094049 | 3 | [5 empty] | Removed from Ground | Diesel | 2500 | Fiberglass | 1998-10-05 | 1998-10-05 | Fiberglass Reinforced Plastic
WHITEWATER GROCERY | BOX 42A HWY 128 | OGLETHORPE | Macon | 9094063 | 1 | [5 empty] | Removed from Ground | Gas (Historical Use) | 2000 | Bare Steel | 1997-07-01 | 1997-07-01 | Galvanized Steel
PUBLIC WORKS MAINT SHOP | CAMP RD OFF HWY 128 | OGLETHORPE | Macon | 9094054 | 2 | [5 empty] | Removed from Ground | Gas (Historical Use) | 1000 | Bare Steel | 1976-01-01 | 1998-12-01 | Bare Steel | Safe Suction (Euro)
MANSON GROCERY | STATE HIGHWAY 128 & 127 | OGLETHORPE | Macon | 9094059 | 1 | [5 empty] | Removed from Ground | Gas (Historical Use) | 1000 | Bare Steel | 1984-01-01 | 2010-08-04 | Bare Steel | Suction (American)
BUCKEYE CELLULOSE CORP | PO BOX 238 | OGLETHORPE | Macon | 9094034 | 3 | [5 empty] | Removed from Ground | Gas (Historical Use) | 5000 | Composite | 1979-05-09 | 1899-12-31 | Bare Steel
MACON STATE PRISON | HWY 49/ON PRISON GROUNDS | OGLETHORPE | Macon | 9094049 | 2 | [5 empty] | Removed from Ground | Gas (Historical Use) | 10000 | Fiberglass | 1993-11-01 | 1999-09-28 | Fiberglass Reinforced Plastic
FLINT FAST FOODS | 248 RIVERVIEW DR | OGLETHORPE | Macon | 9094025 | 2 | [5 empty] | Removed from Ground | Gas (Historical Use) | 6000 | Bare Steel | 1983-04-08 | 1998-06-23 | Galvanized Steel | Pressurized
HORTMAN'S BP | 116 CHATHAN ST | OGLETHORPE | Macon | 9094010 | 3 | [5 empty] | Removed from Ground | Gas (Historical Use) | 3000 | Bare Steel | 1974-01-01 | 2000-04-05 | Galvanized Steel | Suction (American)
WATSON SHELL & SERVICE | 122 WEST MAIN ST | MARSHALLVILLE | Macon | 9094013 | 2 | [5 empty] | Removed from Ground | Gas (Historical Use) | 5000 | Bare Steel | 1976-05-02 | 1999-11-30 | Galvanized Steel | Suction (American)
IDEAL SERVICE STATION | 303 BUSINESS ST | IDEAL | Macon | 9094057 | 3 | [5 empty] | Removed from Ground | Diesel | 4000 | Bare Steel | 1982-02-01 | 1998-08-31 | Galvanized Steel | Pressurized
PUBLIC WORKS MAINT SHOP | CAMP RD OFF HWY 128 | OGLETHORPE | Macon | 9094054 | 1 | [5 empty] | Removed from Ground | Gas (Historical Use) | 1000 | Bare Steel | 1976-01-01 | 1998-12-01 | Bare Steel | Safe Suction (Euro)
FAF #308 | 106 MACON ST | OGLETHORPE | Macon | 9094011 | 2 | [5 empty] | Removed from Ground | Gas (Historical Use) | 8000 | Bare Steel | 1976-05-18 | 1996-05-01 | Galvanized Steel | Suction (American)
FLINT FAST FOODS | 248 RIVERVIEW DR | OGLETHORPE | Macon | 9094025 | 5 |  | 1997-06-30 |  | 1997-06-30 |  | Currently in Use | Gas (Historical Use) | 10000 | Epoxy | 1997-06-30 |  | Fiberglass Reinforced Plastic | Pressurized
FLINT FAST FOODS | 248 RIVERVIEW DR | OGLETHORPE | Macon | 9094025 | 7 |  | 1997-06-30 | FALSE | 1997-06-30 | FALSE | Currently in Use | Diesel | 10000 | Composite | 1998-06-30 |  | Double-Walled Fiberglass | Pressurized
FLINT FAST FOODS | 248 RIVERVIEW DR | OGLETHORPE | Macon | 9094025 | 4 | [5 empty] | Removed from Ground | Diesel | 6000 | Bare Steel | 1983-04-08 | 1998-06-23 | Galvanized Steel | Pressurized
CHASE FARMS INC | STAGECOACH RD | OGLETHORPE | Macon | 9094042 | 3 | [5 empty] | Removed from Ground | Diesel | 4000 | Bare Steel | 1979-01-01 | 1999-06-01 | Bare Steel | Suction (American)
BUCKEYE CELLULOSE CORP | PO BOX 238 | OGLETHORPE | Macon | 9094034 | 1 | [5 empty] | Removed from Ground | Diesel | 10000 | Composite | 1979-05-09 | 1899-12-31 | Bare Steel
BUCKEYE CELLULOSE CORP | PO BOX 238 | OGLETHORPE | Macon | 9094034 | 4 | [5 empty] | Removed from Ground | Gas (Historical Use) | 3000 | Composite | 1979-05-09 | 1899-12-31 | Bare Steel
FLINT FAST FOODS | 248 RIVERVIEW DR | OGLETHORPE | Macon | 9094025 | 6A |  | 1997-06-30 | FALSE | 1997-06-30 | FALSE | Currently in Use | Gas (Historical Use) | 6000 | Composite | 1998-06-30 |  | Double-Walled Fiberglass | Pressurized
FLINT FAST FOODS | 248 RIVERVIEW DR | OGLETHORPE | Macon | 9094025 | 6B |  | 1997-06-30 | FALSE | 1997-06-30 | FALSE | Currently in Use | Gas (Historical Use) | 6000 | Composite | 1998-06-30 |  | Double-Walled Fiberglass | Pressurized
FLINT AREA CONSOLIDATED HOUSING AUTHORITY | 530 CEDAR DRIVE | OGLETHORPE | Macon | 10000358 | 1A | Flapper Valve | 2003-05-01 | FALSE | 2003-05-01 | FALSE | Currently in Use | Regular | 8000 | Composite | 2003-05-01 |  | Flex | Safe Suction (Euro)
RON'S FOOD MART (FRIENDLY FOODS) | 101 CAMELLIA BLVD | MARSHALLVILLE | Macon | 9094022 | 5A | Flapper Valve | 1999-11-10 | FALSE | 1999-11-10 | FALSE | Currently in Use | Premium | 6000 | Composite | 1999-11-10 |  | Fiberglass Reinforced Plastic | Suction (American)
A M BICKLEY INC | 218 CAMELLIA BLVD (HWY 49) | MARSHALLVILLE | Macon | 9094055 | 4-UL | [5 empty] | Closed in Ground | Gas (Historical Use) | 4000 | Marked Unknown | 1997-04-01 | 1997-04-01 | Unknown | Suction (American)
DEW DROP INN | 324 CHATHAM ST- HWY 49 | OGLETHORPE | Macon | 9094052 | 154150 | Ball Float | 1989-11-28 | TRUE | 1989-11-28 | TRUE | Currently in Use | Regular | 4000 | STIP-3/Impressed Current | 1989-11-28 |  | Fiberglass Reinforced Plastic | Pressurized
GOLD KIST COMPLEX | HWY 49 | OGLETHORPE | Macon | 9094058 | 1 | [5 empty] | Removed from Ground | Gas (Historical Use) | 1000 | Marked Unknown | 1980-01-01 | 1995-09-19 | Unknown
NO FACILITY NAME | HWY 29 & BOMEN MILL RD | OGLETHORPE | Macon | 9094043 | 1 | [5 empty] | Removed from Ground | Diesel | 1000 | Bare Steel | 1978-01-01 | 1989-05-01 | Galvanized Steel
A M BICKLEY INC | 218 CAMELLIA BLVD (HWY 49) | MARSHALLVILLE | Macon | 9094055 | 3-UL | [5 empty] | Closed in Ground | Gas (Historical Use) | 4000 | Marked Unknown | 1997-04-01 | 1997-04-01 | Unknown | Suction (American)
SOUTHWEST GEORGIA WHOLESALE BUIL | 202 CAMELLIA BLVD | MARSHALLVILLE | Macon | 9094071 | 2 | [5 empty] | Removed from Ground | Gas (Historical Use) | 1200 | Bare Steel | 1970-01-01 | 1999-11-29 | Unknown
CHASE FARMS INC | STAGECOACH RD | OGLETHORPE | Macon | 9094042 | 1 | [5 empty] | Removed from Ground | Gas (Historical Use) | 4000 | Bare Steel | 1981-01-01 | 1999-06-01 | Bare Steel | Suction (American)
NELSON AUTO | HWY 49, 119 Chatham Street | OGLETHORPE | Macon | 9094026 | 4 |  | 1989-12-08 | FALSE | 1989-12-08 | FALSE | Temporarily out of use | Gas (Historical Use) | 3000 | Galvanic (STIP-3) | 1989-12-08 |  | Fiberglass Reinforced Plastic | Pressurized
NELSON AUTO | HWY 49, 119 Chatham Street | OGLETHORPE | Macon | 9094026 | 5 |  | 1989-12-08 | FALSE | 1989-12-08 | FALSE | Temporarily out of use | Gas (Historical Use) | 3000 | Galvanic (STIP-3) | 1989-12-08 |  | Fiberglass Reinforced Plastic | Pressurized
HORTMAN'S BP | 116 CHATHAN ST | OGLETHORPE | Macon | 9094010 | 2 | [5 empty] | Removed from Ground | Gas (Historical Use) | 3000 | Bare Steel | 1974-01-01 | 2000-04-05 | Galvanized Steel | Suction (American)
New Era | 602 TOM WATSON ST | IDEAL | Macon | 9094031 | 2 |  | 1998-02-11 | FALSE | 1998-02-11 | FALSE | Currently in Use | E-10 | 6000 | Steel-Impressed Current | 1983-04-30 |  | Steel (Impressed Current)
PUBLIC WORKS MAINT SHOP | CAMP RD OFF HWY 128 | OGLETHORPE | Macon | 9094054 | 003AST | [5 empty] | Removed from Ground | Diesel | 10000 | Bare Steel | 1976-01-01 | 1998-12-01 | Bare Steel | Safe Suction (Euro)
KAISER ESTECH | KELSOE ST | OGLETHORPE | Macon | 9094045 | 1 | [5 empty] | Removed from Ground | Gas (Historical Use) | 1000 | Bare Steel | 1976-01-01 | 1989-09-01 | Galvanized Steel
MACON COUNTY BD OF ED/BUS SHOP | 31 BUCK CREEK BYPASS | OGLETHORPE | Macon | 9094028 | 2 | [5 empty] | Removed from Ground | Diesel | 6000 | Cathodically Protected Steel | 1988-01-01 | 1995-01-31 | Galvanized Steel
MARSHALLVILLE QUICK STOP | 108 CAMELLIA BLVD | MARSHALLVILLE | Macon | 10000365 | 1 | Ball Float | 2001-03-28 | FALSE | 2001-03-28 | FALSE | Currently in Use | Diesel | 3000 | Composite | 2001-03-28 |  | Fiberglass Reinforced Plastic | Pressurized
WATSON SHELL & SERVICE | 122 WEST MAIN ST | MARSHALLVILLE | Macon | 9094013 | 1 | [5 empty] | Removed from Ground | Gas (Historical Use) | 5000 | Bare Steel | 1976-05-02 | 1999-11-30 | Galvanized Steel | Suction (American)
HENRY W OVERHOLT | RT 1 BOX 165 | MARSHALLVILLE | Macon | 9094047 | 1 | [5 empty] | Removed from Ground | Gas (Historical Use) | 560 | Bare Steel | 1980-01-01 | 1899-12-31 | Unknown
SOUTHWEST GEORGIA WHOLESALE BUIL | 202 CAMELLIA BLVD | MARSHALLVILLE | Macon | 9094071 | 1 | [5 empty] | Removed from Ground | Gas (Historical Use) | 1200 | Bare Steel | 1970-01-01 | 1999-11-29 | Unknown
WHITEWATER GROCERY | BOX 42A HWY 128 | OGLETHORPE | Macon | 9094063 | 3 | [5 empty] | Removed from Ground | Gas (Historical Use) | 1000 | Bare Steel | 1997-07-01 | 1997-07-01 | Galvanized Steel
PUBLIC WORKS MAINT SHOP | CAMP RD OFF HWY 128 | OGLETHORPE | Macon | 9094054 | 3 | [5 empty] | Removed from Ground | Diesel | 500 | Not Marked/Unknown | 1998-12-01 | 1998-12-01 | Not Marked
MACON COUNTY JR HIGH | SUMTER ST | OGLETHORPE | Macon | 9094039 | 1 | [5 empty] | Permanently Out of Use - historical purposes | Diesel | 8000 | Bare Steel | 1958-05-13 | 1899-12-31 | Unknown
FAF #308 | 106 MACON ST | OGLETHORPE | Macon | 9094011 | 25604B |  | 1996-05-16 | FALSE | 1996-05-16 | FALSE | Currently in Use | Gas (Historical Use) | 6000 | Composite | 1996-05-02 |  | Double-Walled Flex | Pressurized
FAF #308 | 106 MACON ST | OGLETHORPE | Macon | 9094011 | 25604A |  | 1996-05-16 |  | 1996-05-16 |  | Currently in Use | Gas (Historical Use) | 10000 | Composite | 1996-05-02 |  | Double-Walled Flex | Pressurized
DEW DROP INN | 324 CHATHAM ST- HWY 49 | OGLETHORPE | Macon | 9094052 | 154098 | Ball Float | 1989-11-28 | TRUE | 1989-11-28 | TRUE | Currently in Use | Plus | 4000 | STIP-3/Impressed Current | 1989-11-28 |  | Fiberglass Reinforced Plastic | Pressurized
DEW DROP INN | 324 CHATHAM ST- HWY 49 | OGLETHORPE | Macon | 9094052 | 85688 | Ball Float | 1989-11-28 | TRUE | 1989-11-28 | TRUE | Currently in Use | Premium | 4000 | STIP-3/Impressed Current | 1989-11-28 |  | Fiberglass Reinforced Plastic | Pressurized
MACON STATE PRISON | HWY 49/ON PRISON GROUNDS | OGLETHORPE | Macon | 9094049 | 5 | Flapper Valve | 1998-11-01 | FALSE | 1998-11-01 | FALSE | Currently in Use | Diesel | 1000 | Fiberglass Double Walled | 1998-11-01 |  | Fiberglass Reinforced Plastic | Safe Suction (Euro)
NELSON AUTO | HWY 49, 119 Chatham Street | OGLETHORPE | Macon | 9094026 | 6 |  | 1989-12-08 | FALSE | 1989-12-08 | FALSE | Temporarily out of use | Gas (Historical Use) | 3000 | Galvanic (STIP-3) | 1989-12-08 |  | Fiberglass Reinforced Plastic | Pressurized
HORTMAN'S BP | 116 CHATHAN ST | OGLETHORPE | Macon | 9094010 | 1 | [5 empty] | Removed from Ground | Gas (Historical Use) | 3000 | Bare Steel | 1974-01-01 | 2000-04-05 | Galvanized Steel | Suction (American)
NELSON AUTO | HWY 49, 119 Chatham Street | OGLETHORPE | Macon | 9094026 | 3 | [5 empty] | Removed from Ground | Gas (Historical Use) | 3000 | Cathodically Protected Steel | 1961-05-05 | 1989-12-01 | Cathodically Protected
FLINT FAST FOODS | 248 RIVERVIEW DR | OGLETHORPE | Macon | 9094025 | 1 | [5 empty] | Removed from Ground | Gas (Historical Use) | 6000 | Bare Steel | 1983-04-08 | 1998-06-23 | Galvanized Steel | Pressurized
RON'S FOOD MART (FRIENDLY FOODS) | 101 CAMELLIA BLVD | MARSHALLVILLE | Macon | 9094022 | 1 |  | 1997-05-01 |  | 1997-05-01 |  | Removed from Ground | Gas (Historical Use) | 6000 | Steel-Impressed Current | 1980-05-01 | 1999-11-03 | Cathodically Protected | Safe Suction (Euro)
MACON STATE PRISON | HWY 49/ON PRISON GROUNDS | OGLETHORPE | Macon | 9094049 | 4 | Flapper Valve | 1998-11-01 | FALSE | 1998-11-01 | FALSE | Currently in Use | Regular | 2500 | Fiberglass Double Walled | 1998-11-01 |  | Fiberglass Reinforced Plastic | Safe Suction (Euro)
FAF #308 | 106 MACON ST | OGLETHORPE | Macon | 9094011 | 3 | [5 empty] | Removed from Ground | Gas (Historical Use) | 8000 | Bare Steel | 1976-05-18 | 1996-05-01 | Galvanized Steel | Suction (American)
NELSON AUTO | HWY 49, 119 Chatham Street | OGLETHORPE | Macon | 9094026 | 2 | [5 empty] | Removed from Ground | Gas (Historical Use) | 3000 | Cathodically Protected Steel | 1961-05-05 | 1989-12-01 | Cathodically Protected
HORTMAN'S BP | 116 CHATHAN ST | OGLETHORPE | Macon | 9094010 | 4 |  |  | TRUE |  | TRUE | Removed from Ground | Used Oil | 550 | Bare Steel | 1986-01-01 | 2000-04-05 | Galvanized Steel | Gravity Fed
FLINT AREA CONSOLIDATED HOUSING AUTHORITY | 530 CEDAR DRIVE | OGLETHORPE | Macon | 10000358 | 1B |  | 2003-05-01 | FALSE | 2003-05-01 | FALSE | Currently in Use | Diesel | 4000 | Composite | 2003-05-01 |  | Flex | Safe Suction (Euro)
CITY OF MARSHALLVILLE | OLD CITY HALL | MARSHALLVILLE | Macon | 9094032 | 1 | [5 empty] | Removed from Ground | Gas (Historical Use) | 500 | Bare Steel | 1991-10-26 | 1991-10-26 | Galvanized Steel | Safe Suction (Euro)
A M BICKLEY INC | 218 CAMELLIA BLVD (HWY 49) | MARSHALLVILLE | Macon | 9094055 | 2-D | [5 empty] | Removed from Ground | Diesel | 4000 | Marked Unknown | 1997-04-01 | 1997-04-01 | Unknown | Suction (American)
RON'S FOOD MART (FRIENDLY FOODS) | 101 CAMELLIA BLVD | MARSHALLVILLE | Macon | 9094022 | 2 |  | 1997-05-01 |  | 1997-05-01 |  | Removed from Ground | Gas (Historical Use) | 6000 | Steel-Impressed Current | 1980-05-01 | 1999-11-03 | Cathodically Protected | Safe Suction (Euro)
FLINT RIVER FUEL CENTER INC | 2568 GA HWY S | OGLETHORPE | Macon | 9094056 | 1 |  | 1995-05-01 | FALSE | 1995-05-01 | FALSE | Currently in Use | Diesel | 15000 | Composite | 1995-05-01 |  | Fiberglass Reinforced Plastic | Pressurized
BUCKEYE CELLULOSE CORP | PO BOX 238 | OGLETHORPE | Macon | 9094034 | 2 | [5 empty] | Removed from Ground | Diesel | 10000 | Composite | 1979-05-09 | 1899-12-31 | Bare Steel
FLINT FAST FOODS | 248 RIVERVIEW DR | OGLETHORPE | Macon | 9094025 | 8 |  | 1997-06-30 | FALSE | 1997-06-30 | FALSE | Currently in Use | Diesel | 6000 | Composite | 1998-06-30 |  | Double-Walled Fiberglass | Pressurized
MARSHALLVILLE QUICK STOP | 108 CAMELLIA BLVD | MARSHALLVILLE | Macon | 10000365 | 3 | Ball Float | 2001-03-28 | FALSE | 2001-03-28 | FALSE | Currently in Use | Gas (Historical Use) | 4000 | Composite | 2001-03-28 |  | Fiberglass Reinforced Plastic | Pressurized
SOUTHWEST GEORGIA WHOLESALE BUIL | 202 CAMELLIA BLVD | MARSHALLVILLE | Macon | 9094071 | 3 | [5 empty] | Removed from Ground | Diesel | 1000 | Bare Steel | 1970-01-01 | 1999-11-29 | Unknown
New Era | 602 TOM WATSON ST | IDEAL | Macon | 9094031 | 1 | Flapper Valve | 1998-02-11 | FALSE | 1998-02-11 | FALSE | Currently in Use | E-10 | 6000 | Steel-Impressed Current | 1983-04-30 |  | Steel (Impressed Current)
MACON COUNTY BD OF ED/BUS SHOP | 31 BUCK CREEK BYPASS | OGLETHORPE | Macon | 9094028 | 3 | Flapper Valve | 1995-02-09 | FALSE | 1995-02-09 | FALSE | Currently in Use | E-10 | 6000 | Fiberglass | 1995-02-09 |  | Fiberglass Reinforced Plastic | Safe Suction (Euro)
NELSON AUTO | HWY 49, 119 Chatham Street | OGLETHORPE | Macon | 9094026 | 1 | [5 empty] | Removed from Ground | Gas (Historical Use) | 4000 | Cathodically Protected Steel | 1961-05-05 | 1989-12-01 | Not Marked
FLINT FAST FOODS | 248 RIVERVIEW DR | OGLETHORPE | Macon | 9094025 | 3 | [5 empty] | Removed from Ground | Gas (Historical Use) | 4000 | Bare Steel | 1983-04-08 | 1998-06-23 | Galvanized Steel | Pressurized
GOLDKIST | BOX 763 | OGLETHORPE | Macon | 9094019 | 1 | [5 empty] | Removed from Ground | Gas (Historical Use) | 1000 | Bare Steel | 1980-04-30 | 1995-01-01 | Galvanized Steel
RON'S FOOD MART (FRIENDLY FOODS) | 101 CAMELLIA BLVD | MARSHALLVILLE | Macon | 9094022 | 5B |  | 1999-11-10 |  | 1999-11-10 |  | Currently in Use | Diesel | 4000 | Composite | 1999-11-10 |  | Fiberglass Reinforced Plastic | Suction (American)
RON'S FOOD MART (FRIENDLY FOODS) | 101 CAMELLIA BLVD | MARSHALLVILLE | Macon | 9094022 | 3 |  | 1997-05-01 |  | 1997-05-01 |  | Removed from Ground | Gas (Historical Use) | 4000 | Steel-Impressed Current | 1980-05-01 | 1999-11-03 | Cathodically Protected | Safe Suction (Euro)
WRIGHTS GROCERY 2 | 2180 GA HWY 49 S | OGLETHORPE | Macon | 9094023 | 2 |  | 1996-05-01 |  | 1996-05-01 |  | Currently in Use | Gas (Historical Use) | 8178 | Composite | 1996-05-01 |  | Fiberglass Reinforced Plastic | Pressurized
MARSHALLVILLE QUICK STOP | 108 CAMELLIA BLVD | MARSHALLVILLE | Macon | 10000365 | 2 | Ball Float | 2001-03-28 | FALSE | 2001-03-28 | FALSE | Currently in Use | Gas (Historical Use) | 8000 | Composite | 2001-03-28 |  | Fiberglass Reinforced Plastic | Pressurized
CITY OF MARSHALLVILLE | OLD CITY HALL | MARSHALLVILLE | Macon | 9094032 | 2 | [5 empty] | Removed from Ground | Diesel | 150 | Bare Steel | 1991-10-26 | 1991-10-26 | Galvanized Steel | Safe Suction (Euro)
DOT #10376 | EAST BUSINESS ST/APPX 700' OFF S | IDEAL | Macon | 9094051 | 1 | [5 empty] | Closed in Ground | Gas (Historical Use) | 1000 | Bare Steel | 1972-05-02 | 1974-01-01 | Galvanized Steel | Safe Suction (Euro)
GAS N GO | 630 SPAULDING RD | MONTEZUMA | Macon | 10002385 | 2 | Overfill Alarm | 2014-07-17 | FALSE | 2014-07-17 | FALSE | Currently in Use | Diesel | 15000 | Tank Jacket Double Walled | 2014-07-17 |  | Double-Walled Fiberglass | Pressurized
WRIGHTS GROCERY 2 | 2180 GA HWY 49 S | OGLETHORPE | Macon | 9094023 | 5 |  | 1996-05-01 |  | 1996-05-01 |  | Currently in Use | Diesel | 12189 | Composite | 1996-05-01 |  | Fiberglass Reinforced Plastic | Pressurized
HENRY W OVERHOLT | RT 1 BOX 165 | MARSHALLVILLE | Macon | 9094047 | 5 | [5 empty] | Removed from Ground | Diesel | 1000 | Bare Steel | 1978-01-01 | 1899-12-31 | Unknown
IDEAL SERVICE STATION | 303 BUSINESS ST | IDEAL | Macon | 9094057 | 1 | [5 empty] | Removed from Ground | Gas (Historical Use) | 6000 | Bare Steel | 1982-02-01 | 1998-08-31 | Galvanized Steel | Pressurized
ANDERSONVILLE NATIONAL HISTORIC | GA HWY 49 | ANDERSONVILLE | Macon | 9094048 | 1 | [5 empty] | Removed from Ground | Gas (Historical Use) | 550 | Marked Unknown | 1992-10-20 | 1992-10-20 | Unknown
WRIGHTS GROCERY 2 | 2180 GA HWY 49 S | OGLETHORPE | Macon | 9094023 | 1 |  | 1996-05-01 |  | 1996-05-01 |  | Currently in Use | Gas (Historical Use) | 10152 | Composite | 1996-05-01 |  | Fiberglass Reinforced Plastic | Pressurized
WRIGHTS GROCERY 2 | 2180 GA HWY 49 S | OGLETHORPE | Macon | 9094023 | 4 |  | 1996-05-01 |  | 1996-05-01 |  | Currently in Use | Kerosene | 2019 | Composite | 1996-05-01 |  | Fiberglass Reinforced Plastic | Pressurized
Walker Oil Co | 111 Evans Street | Marshallville | Macon | 9094021 | 1 | Flapper Valve | 1997-04-30 | FALSE | 1997-07-30 | FALSE | Removed from Ground | Kerosene | 4000 | Steel-Impressed Current | 1977-01-01 |  | Steel (Impressed Current) | Pressurized
RON'S FOOD MART (FRIENDLY FOODS) | 101 CAMELLIA BLVD | MARSHALLVILLE | Macon | 9094022 | 4B | Flapper Valve | 1999-11-10 | FALSE | 1999-11-10 | FALSE | Currently in Use | Plus | 4000 | Composite | 1999-11-10 |  | Fiberglass Reinforced Plastic | Suction (American)
New Era | 602 TOM WATSON ST | IDEAL | Macon | 9094031 | 3 |  | 1998-02-11 |  | 1998-02-11 |  | Currently in Use | Diesel | 4000 | Steel-Impressed Current | 1983-04-30 |  | Steel (Impressed Current)
WHITEWATER GROCERY | BOX 42A HWY 128 | OGLETHORPE | Macon | 9094063 | 2 | [5 empty] | Removed from Ground | Gas (Historical Use) | 1000 | Bare Steel | 1997-07-01 | 1997-07-01 | Galvanized Steel
PUBLIC WORKS MAINT SHOP | CAMP RD OFF HWY 128 | OGLETHORPE | Macon | 9094054 | 4 | [5 empty] | Removed from Ground | Gas (Historical Use) | 500 | Not Marked/Unknown | 1976-01-01 | 1998-12-01 | Not Marked
DEW DROP INN | 324 CHATHAM ST- HWY 49 | OGLETHORPE | Macon | 9094052 | 85634 | Ball Float | 1989-11-28 | TRUE | 1989-11-28 | TRUE | Temporarily out of use | Empty | 4000 | STIP-3/Impressed Current | 1989-11-28 |  | Fiberglass Reinforced Plastic | Pressurized
FAF #308 | 106 MACON ST | OGLETHORPE | Macon | 9094011 | 1 | [5 empty] | Removed from Ground | Gas (Historical Use) | 8000 | Bare Steel | 1976-05-18 | 1996-05-01 | Galvanized Steel | Suction (American)
WATSON SHELL & SERVICE | 122 WEST MAIN ST | MARSHALLVILLE | Macon | 9094013 | 3 | [5 empty] | Removed from Ground | Gas (Historical Use) | 1000 | Bare Steel | 1976-05-02 | 1999-11-30 | Galvanized Steel | Suction (American)
MACON STATE PRISON | HWY 49/ON PRISON GROUNDS | OGLETHORPE | Macon | 9094049 | 1 | [5 empty] | Removed from Ground | Diesel | 2500 | Fiberglass | 1993-11-01 | 1999-09-28 | Fiberglass Reinforced Plastic
MACON COUNTY BD OF ED/BUS SHOP | 31 BUCK CREEK BYPASS | OGLETHORPE | Macon | 9094028 | 1 | Flapper Valve | 1998-12-09 | FALSE | 1998-12-09 | FALSE | Currently in Use | Diesel | 10000 | Steel-Impressed Current | 1983-01-01 |  | Steel (Impressed Current)
WRIGHTS GROCERY 2 | 2180 GA HWY 49 S | OGLETHORPE | Macon | 9094023 | 3 |  | 1996-05-01 |  | 1996-05-01 |  | Currently in Use | Diesel | 6016 | Composite | 1996-05-01 |  | Fiberglass Reinforced Plastic | Pressurized
MACON COUNTY PUBLIC WORKS | 950 CAMP ROAD | OGLETHORPE | Macon | 10001561 | 1 |  |  | FALSE |  | FALSE | Removed from Ground | Gas (Historical Use) | 575 | Bare Steel | 2008-04-01 | 2008-04-01 | Bare Steel
RON'S FOOD MART (FRIENDLY FOODS) | 101 CAMELLIA BLVD | MARSHALLVILLE | Macon | 9094022 | 4A | Flapper Valve | 1999-11-10 | FALSE | 1999-11-10 | FALSE | Currently in Use | Regular | 8000 | Composite | 1999-11-10 |  | Fiberglass Reinforced Plastic | Suction (American)
A M BICKLEY INC | 218 CAMELLIA BLVD (HWY 49) | MARSHALLVILLE | Macon | 9094055 | 1-D | [5 empty] | Removed from Ground | Diesel | 4000 | Marked Unknown | 1997-04-01 | 1997-04-01 | Unknown | Suction (American)
IDEAL SERVICE STATION | 303 BUSINESS ST | IDEAL | Macon | 9094057 | 2 | [5 empty] | Removed from Ground | Gas (Historical Use) | 4000 | Bare Steel | 1982-02-01 | 1998-08-31 | Galvanized Steel | Pressurized
AARON PULLIAM GROCERY | GA HWY 281 | ROYSTON | Madison | 590058 | 2 | [5 empty] | Currently in Use | Gas (Historical Use) | 1000 | Bare Steel |  |  | Galvanized Steel
AARON PULLIAM GROCERY | GA HWY 281 | ROYSTON | Madison | 590058 | 3 | [5 empty] | Currently in Use | Gas (Historical Use) | 1000 | Bare Steel |  |  | Galvanized Steel
SAMS SPORT SHOP | R-2-ROYSTON GA | ROYSTON | Madison | 9095048 | 1 | [5 empty] | Removed from Ground | Gas (Historical Use) | 1000 | Bare Steel | 1981-04-30 | 2002-02-26 | Galvanized Steel
SAMS SPORT SHOP | R-2-ROYSTON GA | ROYSTON | Madison | 9095048 | 2 | [5 empty] | Removed from Ground | Gas (Historical Use) | 1000 | Bare Steel | 1981-04-30 | 2002-02-26 | Galvanized Steel
AARON PULLIAM GROCERY | GA HWY 281 | ROYSTON | Madison | 590058 | 1 | [5 empty] | Currently in Use | Gas (Historical Use) | 500 | Bare Steel |  |  | Galvanized Steel
ALLTEL GA INC | 500 GHOLSTON ST | COMER | Madison | 9095023 | 2 | [5 empty] | Removed from Ground | Diesel | 2000 | Bare Steel | 1970-05-09 | 1988-07-28 | Unknown
Quick Pantry | 25 GA HWY 72 | COMER | Madison | 9095079 | 3 |  | 1991-10-24 | TRUE | 1991-10-24 | FALSE | Currently in Use | Diesel | 5000 | Composite | 1991-10-24 |  | Fiberglass Reinforced Plastic | Pressurized
CHAMBERS GROC | RT 2 SR 172 | COMER | Madison | 9095063 | 2 | [5 empty] | Removed from Ground | Gas (Historical Use) | 1000 | Bare Steel | 1986-05-07 | 2002-02-25 | Galvanized Steel
FLEMING GARAGE | HWY 72 E | COMER | Madison | 9095037 | 2 | [5 empty] | Removed from Ground | Gas (Historical Use) | 560 | Concrete | 1967-01-06 | 1899-12-31 | Galvanized Steel
SEAN COMER MANAGEMENT LLC | 27 HWY 72 | COMER | Madison | 9095035 | 2 | Flapper Valve | 1998-09-08 | FALSE | 1998-09-08 | FALSE | Currently in Use | Regular | 8000 | Steel-Impressed Current | 1983-05-20 |  | Fiberglass Reinforced Plastic | Pressurized
COLBERT LAWNMOVER SHOP (DOT PARCEL 80) | 6110 HWY 72 WEST | COLBERT | Madison | 10000744 | 1 |  |  | FALSE |  | FALSE | Removed from Ground | Gas (Historical Use) | 3000 | Bare Steel | 1998-10-22 | 1998-10-22 | Bare Steel
BREAD BASKET FOOD STORE #1 | HWY 72 EAST & 3RS ST/NE QUAD | COLBERT | Madison | 9095036 | 4 | [5 empty] | Removed from Ground | Diesel | 8000 | Cathodically Protected Steel | 1982-05-20 | 1999-03-01 | Galvanized Steel | Pressurized
CATAWBA TIMBER CO/COLBERT WY | HWY 72 | COLBERT | Madison | 9095034 | 1 | [5 empty] | Removed from Ground | Diesel | 1000 | Bare Steel | 1974-05-11 | 1899-12-31 | Galvanized Steel
Quick Pantry | 25 GA HWY 72 | COMER | Madison | 9095079 | 4 |  | 1991-10-24 | TRUE | 1991-10-24 | FALSE | Currently in Use | Premium | 5000 | Composite | 1991-10-24 |  | Fiberglass Reinforced Plastic | Pressurized
JIM MINIT MARKET #6 | HWY 72 & 98 | COMER | Madison | 9095080 | 3 | [5 empty] | Removed from Ground | Gas (Historical Use) | 2000 | Bare Steel | 1961-05-11 | 1991-10-24 | Galvanized Steel
PAOLI JUNCTION BP | 5106 HWY 98 EAST | COMER | Madison | 9095085 | 2 | Ball Float | 1994-09-01 | FALSE | 1994-09-01 | FALSE | Currently in Use | Regular | 6000 | Galvanic (STIP-3) | 1994-09-01 |  | Fiberglass Reinforced Plastic | Pressurized
FORMER COMER TEXACO | 307 SUNSET | COMER | Madison | 9095012 | 1 | [5 empty] | Removed from Ground | Gas (Historical Use) | 2000 | Bare Steel | 1956-04-18 | 1998-01-01 | Galvanized Steel
CIRCLE K #2723349 | 18 HWY 72 W | COMER | Madison | 9095101 | 3 | Flapper Valve | 1998-07-01 | FALSE | 1998-07-01 | FALSE | Currently in Use | Kerosene | 2000 | Fiberglass | 1998-07-10 |  |  | Safe Suction (Euro)
JIM MINIT MARKET #6 | HWY 72 & 98 | COMER | Madison | 9095080 | 2 | [5 empty] | Removed from Ground | Gas (Historical Use) | 2000 | Bare Steel | 1961-05-11 | 1991-10-24 | Galvanized Steel
PAOLI JUNCTION BP | 5106 HWY 98 EAST | COMER | Madison | 9095085 | 3 | Ball Float | 1994-09-01 | FALSE | 1994-09-01 | FALSE | Currently in Use | Diesel | 6000 | Galvanic (STIP-3) | 1994-09-01 |  | Fiberglass Reinforced Plastic | Pressurized
JONES GROCERY | 1412 DELLA STATION ROAD | COMER | Madison | 9095055 | 2 | [5 empty] | Removed from Ground | Gas (Historical Use) | 1600 | Bare Steel | 1985-04-29 | 1899-12-31 | Galvanized Steel
HARDEMAN | 621 HIGHWAY 72 | COMER | Madison | 10001850 | 1 |  |  | FALSE |  | FALSE | Removed from Ground | Gas (Historical Use) | 550 | Unknown | 2010-04-26 | 2010-04-26 | Unknown
W H BROWN | 2563 HWY 29 S | COLBERT | Madison | 9095061 | 3 | [5 empty] | Removed from Ground | Gas (Historical Use) | 1000 | Bare Steel | 1972-05-02 | 1899-12-31 | Bare Steel
D&D PACKAGE STORE (DOT PARCEL 73) | 6372 HWY 72 WEST | COLBERT | Madison | 10000745 | 2 |  |  | FALSE |  | FALSE | Removed from Ground | Gas (Historical Use) | 3500 | Bare Steel | 1998-11-20 | 1998-11-20 | Bare Steel
BREAD BASKET #5/SMITHS TEXACO | 3 RD ST & HWY 72 EAST/NW QUAD | COLBERT | Madison | 9095005 | 9 | Ball Float | 1990-02-01 | FALSE | 1990-02-01 | FALSE | Currently in Use | Diesel On Road | 8000 | Galvanic (STIP-3) | 1990-02-01 |  | Fiberglass Reinforced Plastic | Pressurized
BETHEL FOODLANE | 810 SUNSET AVE | COMER | Madison | 9095007 | 2 | [5 empty] | Removed from Ground | Gas (Historical Use) | 8000 | Bare Steel | 1984-05-07 | 1999-05-30 | Galvanized Steel | Pressurized
FORMER COMER TEXACO | 307 SUNSET | COMER | Madison | 9095012 | 3 | [5 empty] | Removed from Ground | Gas (Historical Use) | 3000 | Bare Steel | 1974-04-14 | 1998-01-01 | Galvanized Steel
COMMUNITY GROCERY & DELI | ROUTE 1 BOX 243 | COMER | Madison | 9095093 | 2 | [5 empty] | Removed from Ground | Gas (Historical Use) | 0 | Bare Steel |  | 1899-12-31 | Galvanized Steel | Suction (American)
JONES GROCERY | 1412 DELLA STATION ROAD | COMER | Madison | 9095055 | 1 | [5 empty] | Removed from Ground | Gas (Historical Use) | 1600 | Bare Steel | 1985-04-29 | 1899-12-31 | Galvanized Steel
BETHEL FOODLANE | 810 SUNSET AVE | COMER | Madison | 9095007 | 3 | [5 empty] | Removed from Ground | Gas (Historical Use) | 8000 | Bare Steel | 1984-05-07 | 1999-05-30 | Galvanized Steel | Pressurized
BREAD BASKET FOOD STORE #1 | HWY 72 EAST & 3RS ST/NE QUAD | COLBERT | Madison | 9095036 | 3 | [5 empty] | Removed from Ground | Gas (Historical Use) | 8000 | Cathodically Protected Steel | 1982-05-20 | 1999-03-01 | Galvanized Steel | Pressurized
JOE JOHNSON GROCERY | GA HWY 72 | COMER | Madison | 9095001 | 1 | [5 empty] | Removed from Ground | Empty | 1000 | Bare Steel | 1961-05-14 | 1987-01-01 | Galvanized Steel
FORMER COMER TEXACO | 307 SUNSET | COMER | Madison | 9095012 | 2 | [5 empty] | Removed from Ground | Gas (Historical Use) | 2000 | Bare Steel | 1956-04-18 | 1998-01-01 | Galvanized Steel
JIM MINIT MARKET #6 | HWY 72 & 98 | COMER | Madison | 9095080 | 4 | [5 empty] | Removed from Ground | Gas (Historical Use) | 2000 | Bare Steel | 1961-05-11 | 1991-10-24 | Galvanized Steel
PAOLI JUNCTION BP | 5106 HWY 98 EAST | COMER | Madison | 9095085 | 1 | Ball Float | 1994-09-01 | FALSE | 1994-09-01 | FALSE | Currently in Use | Premium | 8000 | Galvanic (STIP-3) | 1994-09-01 |  | Fiberglass Reinforced Plastic | Pressurized
PAOLI JUNCTION BP | 5106 HWY 98 EAST | COMER | Madison | 9095085 | 4 |  | 1994-09-01 | FALSE | 1994-09-01 | FALSE | Currently in Use | E-0 | 6000 | Galvanic (STIP-3) | 1994-09-01 |  | Fiberglass Reinforced Plastic | Pressurized
JOE PAUL GROCERY | LEXINGTON RD | COMER | Madison | 1080022 | 1 | [5 empty] | Removed from Ground | Gas (Historical Use) | 260 | Bare Steel | 1956-04-29 | 1899-12-31 | Galvanized Steel
BREAD BASKET #5/SMITHS TEXACO | 3 RD ST & HWY 72 EAST/NW QUAD | COLBERT | Madison | 9095005 | 5 | [5 empty] | Removed from Ground | Diesel | 2000 | Bare Steel | 1981-04-12 | 1989-01-30 | Galvanized Steel
BREAD BASKET #5/SMITHS TEXACO | 3 RD ST & HWY 72 EAST/NW QUAD | COLBERT | Madison | 9095005 | 7 | Ball Float | 1990-02-01 | FALSE | 1990-02-01 | FALSE | Currently in Use | Regular | 8000 | Galvanic (STIP-3) | 1990-02-01 |  | Fiberglass Reinforced Plastic | Pressurized
CHAMBERS GROC | RT 2 SR 172 | COMER | Madison | 9095063 | 1 | [5 empty] | Removed from Ground | Gas (Historical Use) | 500 | Bare Steel | 1986-05-07 | 2002-02-25 | Galvanized Steel
T G P L STATION #0130 | HWY 191 EAST | COMER | Madison | 9095027 | E-3 | [5 empty] | Removed from Ground | Gas (Historical Use) | 1000 | Bare Steel | 1985-05-08 | 1899-12-31 | Galvanized Steel
ALLTEL GA INC | 500 GHOLSTON ST | COMER | Madison | 9095023 | 1 | [5 empty] | Removed from Ground | Diesel | 550 | Bare Steel | 1984-05-08 | 1993-07-12 | Unknown
BETHEL FOODLANE | 810 SUNSET AVE | COMER | Madison | 9095007 | 1 | [5 empty] | Removed from Ground | Gas (Historical Use) | 8000 | Bare Steel | 1984-05-07 | 1999-05-30 | Galvanized Steel | Pressurized
JOE JOHNSON GROCERY | GA HWY 72 | COMER | Madison | 9095001 | 2 | [5 empty] | Removed from Ground | Empty | 550 | Bare Steel | 1961-05-14 | 1987-01-01 | Galvanized Steel
BREAD BASKET #5/SMITHS TEXACO | 3 RD ST & HWY 72 EAST/NW QUAD | COLBERT | Madison | 9095005 | 10 | Flapper Valve | 2009-06-01 | FALSE | 1990-02-01 | FALSE | Currently in Use | Diesel Off Road | 2000 | Galvanic (STIP-3) | 1990-02-01 |  | Fiberglass Reinforced Plastic | Safe Suction (Euro)
BREAD BASKET FOOD STORE #1 | HWY 72 EAST & 3RS ST/NE QUAD | COLBERT | Madison | 9095036 | 2 | [5 empty] | Removed from Ground | Gas (Historical Use) | 8000 | Cathodically Protected Steel | 1982-05-20 | 1999-03-01 | Galvanized Steel | Pressurized
NEESE GROCERY | 6790 HWY 106S | HULL | Madison | 9095025 | 3 | [5 empty] | Removed from Ground | Gas (Historical Use) | 560 | Bare Steel | 1966-05-13 | 1999-03-30 | Galvanized Steel | Suction (American)
CLAY WARD'S GROCERY/DIAMOND MILL | HWY 29 NORTH | HULL | Madison | 9095028 | 3 | [5 empty] | Removed from Ground | Gas (Historical Use) | 500 | Bare Steel | 1956-04-29 | 1899-12-31 | Galvanized Steel
CHEVRON FOODMART #105 | 4052 DANIELSVILLE RD | HULL | Madison | 9095006 | 4 | Flapper Valve | 1996-03-01 | FALSE | 1996-03-01 | FALSE | Currently in Use | E-0 | 5000 | STIP-3/Impressed Current | 1985-06-01 |  | Fiberglass Reinforced Plastic | Safe Suction (Euro)
INGLES GAS EXPRESS #450 | 9141 HWY 29 S | HULL | Madison | 10001150 | 1 | Flapper Valve | 2006-07-31 | FALSE | 2006-07-31 | FALSE | Currently in Use | Regular | 25000 | Fiberglass Double Walled | 2006-07-26 |  | Double-Walled Flex | Pressurized
FLEMING GARAGE | HWY 72 E | COMER | Madison | 9095037 | 1 | [5 empty] | Temporarily out of use | Gas (Historical Use) | 1000 | Concrete | 1967-01-06 |  | Galvanized Steel
SEAN COMER MANAGEMENT LLC | 27 HWY 72 | COMER | Madison | 9095035 | 3 | Ball Float | 1998-09-08 | FALSE | 1998-09-08 | FALSE | Currently in Use | Premium | 6000 | Steel-Impressed Current | 1983-05-20 |  | Fiberglass Reinforced Plastic | Pressurized
ALLTELL GA INC | 415 SUNSET AVE | COMER | Madison | 9095076 | 1 | [5 empty] | Removed from Ground | Gas (Historical Use) | 2000 | Bare Steel | 1983-01-01 | 1988-10-01 | Unknown
CLAY WARD'S GROCERY/DIAMOND MILL | HWY 29 NORTH | HULL | Madison | 9095028 | 1 | [5 empty] | Removed from Ground | Gas (Historical Use) | 1000 | Bare Steel | 1956-04-29 | 1899-12-31 | Galvanized Steel
GOLDEN PANTRY #51 | MAIN ST HWY 72 | HULL | Madison | 9095045 | 3 |  | 1990-02-01 |  | 1990-02-01 |  | Removed from Ground | Gas (Historical Use) | 10000 | Bare Steel | 1979-04-19 | 1998-06-10 | Galvanized Steel | Pressurized
JACKSON ELECTRIC MEMBERSHIP CORP | 7356 HWY 106 S | HULL | Madison | 9095059 | U |  | 1991-04-10 | FALSE | 1991-04-10 | FALSE | Removed from Ground | Gas (Historical Use) | 8000 | Steel-Impressed Current | 1991-04-10 | 2017-08-23 | Fiberglass Reinforced Plastic | Pressurized
Quick Pantry | 25 GA HWY 72 | COMER | Madison | 9095079 | 2 |  | 1991-10-24 | TRUE | 1991-10-24 | FALSE | Currently in Use | Regular | 10000 | Composite | 1991-10-24 |  | Fiberglass Reinforced Plastic | Pressurized
GHOLSTON STAND GROC | CORNER HWY 172 & 98 | COMER | Madison | 9095014 | 2 |  |  | FALSE |  | FALSE | Permanently Out of Use - historical purposes | Gas (Historical Use) | 1000 | Bare Steel | 1971-04-15 |  | Galvanized Steel
FORMER GAS STATION | 2722 HIGHWAY 72 WEST | COLBERT | Madison | 10002309 | 2 |  |  | FALSE |  | FALSE | Removed from Ground |  | 0 | Unknown |  | 1899-12-31 | Bare Steel
GOLDEN PANTRY #51 | MAIN ST HWY 72 | HULL | Madison | 9095045 | 1 |  | 1990-02-01 |  | 1990-02-01 |  | Removed from Ground | Gas (Historical Use) | 10000 | Bare Steel | 1979-04-19 | 1998-06-10 | Galvanized Steel | Pressurized
JAIS COUNTRY CORNER | 3936 HWY 106 S | HULL | Madison | 9095094 | 3 |  | 1998-12-20 | FALSE | 1998-12-20 | FALSE | Temporarily out of use | Empty | 3000 | Steel-Impressed Current | 1983-01-01 |  | Steel (Impressed Current) | Pressurized
VARIETY SALES (DOT PARCEL 24A) | HWY 72 EAST | HULL | Madison | 10000743 | 1 |  |  | FALSE |  | FALSE | Removed from Ground | Gas (Historical Use) | 1000 | Bare Steel | 1998-09-17 | 1998-09-17 | Bare Steel
HILDA F JOHNSON (DOT PARCEL #19) | S R 72 | HULL | Madison | 10000754 | 2 |  |  | FALSE |  | FALSE | Removed from Ground | Gas (Historical Use) | 3500 | Bare Steel | 1974-01-01 | 1998-09-17
JACKSON ELECTRIC MEMBERSHIP CORP | 85 SPRATLIN MILL RD | HULL | Madison | 10002329 | 2 | Flapper Valve | 2013-12-13 | FALSE | 2013-12-13 | FALSE | Currently in Use | Diesel | 10000 | Fiberglass Double Walled | 2013-12-13 |  | Double-Walled Fiberglass | Pressurized
SEAN COMER MANAGEMENT LLC | 27 HWY 72 | COMER | Madison | 9095035 | 1 | Ball Float | 1998-09-08 | FALSE | 1998-09-08 | FALSE | Currently in Use | Regular | 8000 | Steel-Impressed Current | 1983-05-20 |  | Fiberglass Reinforced Plastic | Pressurized
JIM MINIT MARKET #6 | HWY 72 & 98 | COMER | Madison | 9095080 | 1 | [5 empty] | Removed from Ground | Gas (Historical Use) | 2000 | Bare Steel | 1961-05-11 | 1991-10-22 | Galvanized Steel
COMMUNITY GROCERY & DELI | ROUTE 1 BOX 243 | COMER | Madison | 9095093 | 1 | [5 empty] | Removed from Ground | Gas (Historical Use) | 0 | Bare Steel |  | 1899-12-31 | Galvanized Steel | Suction (American)
JOE PAUL GROCERY | LEXINGTON RD | COMER | Madison | 1080022 | 2 | [5 empty] | Removed from Ground | Gas (Historical Use) | 560 | Bare Steel | 1956-04-29 | 1899-12-31 | Galvanized Steel
FORMER GAS STATION | 2722 HIGHWAY 72 WEST | COLBERT | Madison | 10002309 | 1 |  |  | FALSE |  | FALSE | Removed from Ground |  | 0 | Unknown |  | 1899-12-31 | Bare Steel
JAIS COUNTRY CORNER | 3936 HWY 106 S | HULL | Madison | 9095094 | 1 | Flapper Valve | 1998-12-20 | FALSE | 1998-12-20 | FALSE | Currently in Use | Regular | 5000 | Steel-Impressed Current | 1983-01-01 |  | Steel (Impressed Current) | Pressurized
GOLDEN PANTRY #37 | 8874 HWY 29 SOUTH | HULL | Madison | 9095100 | 4 |  | 1996-05-20 | FALSE | 1996-05-20 | FALSE | Currently in Use | Diesel | 4000 | Fiberglass Double Walled | 1996-05-20 |  | Double-Walled Fiberglass | Pressurized
10244 HULL LLC | 10244 HWY 72 WEST | HULL | Madison | 10000123 | 2 | Ball Float | 2001-12-01 | FALSE | 2001-12-01 | FALSE | Currently in Use | Regular | 12000 | Fiberglass Double Walled | 2001-12-01 |  | Double-Walled Fiberglass | Pressurized
COUNTRY SUPERETTE | 7841 HWY 29N | DANIELSVILLE | Madison | 9095013 | 3 | [5 empty] | Permanently Out of Use - historical purposes | Gas (Historical Use) | 2000 | Bare Steel | 1974-01-01 | 1899-12-31 | Galvanized Steel | Suction (American)
MADISON SCHOOL TRANSPORTATION FACILITY | 968 MADISON ST | DANIELSVILLE | Madison | 9095047 | 1 | [5 empty] | Removed from Ground | Gas (Historical Use) | 10000 | Bare Steel | 1965-04-01 | 1998-09-01 | Bare Steel | Suction (American)
D&D PACKAGE STORE (DOT PARCEL 73) | 6372 HWY 72 WEST | COLBERT | Madison | 10000745 | 1 |  |  | FALSE |  | FALSE | Removed from Ground | Gas (Historical Use) | 6000 | Bare Steel | 1998-11-20 | 1998-11-20 | Bare Steel
BREAD BASKET #5/SMITHS TEXACO | 3 RD ST & HWY 72 EAST/NW QUAD | COLBERT | Madison | 9095005 | 1 | [5 empty] | Removed from Ground | Gas (Historical Use) | 3000 | Bare Steel | 1961-04-17 | 1989-01-30 | Galvanized Steel
GOLDEN PANTRY #37 | 8874 HWY 29 SOUTH | HULL | Madison | 9095100 | 2 | Ball Float | 1996-05-20 | FALSE | 1996-05-20 | FALSE | Currently in Use | E-0 | 10000 | Fiberglass Double Walled | 1996-05-20 |  | Double-Walled Fiberglass | Pressurized
INGLES GAS EXPRESS #450 | 9141 HWY 29 S | HULL | Madison | 10001150 | 2 | Flapper Valve | 2006-07-31 | FALSE | 2006-07-31 | FALSE | Currently in Use | Premium | 7000 | Fiberglass Double Walled | 2006-07-26 |  | Double-Walled Flex | Pressurized
WINDSTREAM GEORGIA INC | 145 CHEROKEE RD | WINTERVILLE | Madison | 9095011 | 1 |  | 1989-01-01 |  | 1989-01-01 |  | Removed from Ground | Diesel | 1000 | Double Walled | 1989-05-08 | 2006-09-28 | Double Walled | Suction (American)
LAKE CIRCLE GROCERY | HWY 98 NORTHWEST | DANIELSVILLE | Madison | 9095024 | 2 | [5 empty] | Removed from Ground | Gas (Historical Use) | 1000 | Bare Steel | 1980-12-02 | 1999-09-02 | Galvanized Steel | Suction (American)
SEAN COMER MANAGEMENT LLC | 27 HWY 72 | COMER | Madison | 9095035 | 4 | Ball Float | 1998-09-08 | FALSE | 1998-09-08 | FALSE | Currently in Use | Diesel | 6000 | Steel-Impressed Current | 1983-05-20 |  | Fiberglass Reinforced Plastic | Pressurized
CIRCLE K #2723349 | 18 HWY 72 W | COMER | Madison | 9095101 | 2 |  | 1998-07-01 | FALSE | 1998-07-01 | FALSE | Currently in Use | Gas (Historical Use) | 10000 | Fiberglass | 1998-07-10 |  |  | Pressurized
Quick Pantry | 25 GA HWY 72 | COMER | Madison | 9095079 | 1 | [5 empty] | Removed from Ground | Empty | 5000 | Bare Steel | 1974-02-21 | 1899-12-31 | Galvanized Steel
W H BROWN | 2563 HWY 29 S | COLBERT | Madison | 9095061 | 2 | [5 empty] | Removed from Ground | Gas (Historical Use) | 1000 | Bare Steel | 1972-05-02 | 1899-12-31 | Bare Steel
QUICK PICK | 7066 HWY 72 | COLBERT | Madison | 10001225 | 3 | Flapper Valve | 2006-10-01 | FALSE | 2006-10-01 | FALSE | Currently in Use | Diesel | 6000 | Composite | 2006-10-01 |  | Fiberglass Reinforced Plastic | Pressurized
COLBERT LAWNMOVER SHOP (DOT PARCEL 80) | 6110 HWY 72 WEST | COLBERT | Madison | 10000744 | 2 |  |  | FALSE |  | FALSE | Removed from Ground | Gas (Historical Use) | 3000 | Bare Steel | 1998-10-22 | 1998-10-22 | Bare Steel
DIAMOND HILL GRO | 5657 HIGHWAY 29 SOUTH | HULL | Madison | 9095031 | 1 | Flapper Valve | 1999-02-01 | FALSE | 1999-02-01 | FALSE | Currently in Use | Regular | 4000 | Steel-Impressed Current | 1971-05-12 |  | Double-Walled Fiberglass | Pressurized
ALLTEL GA INC | 5 TH ST | COLBERT | Madison | 9095081 | 1 | [5 empty] | Removed from Ground | Diesel | 550 | Bare Steel | 1986-01-01 | 1993-06-29 | Unknown
DIAMOND HILL GRO | 5657 HIGHWAY 29 SOUTH | HULL | Madison | 9095031 | 4 | [5 empty] | Removed from Ground | Gas (Historical Use) | 560 | Bare Steel | 1971-05-12 | 1995-06-01 | Galvanized Steel | Suction (American)
DIAMOND HILL GRO | 5657 HIGHWAY 29 SOUTH | HULL | Madison | 9095031 | 5 | [5 empty] | Removed from Ground | Gas (Historical Use) | 560 | Bare Steel | 1971-05-12 | 1995-06-01 | Galvanized Steel | Suction (American)
DIAMOND HILL GRO | 5657 HIGHWAY 29 SOUTH | HULL | Madison | 9095031 | 7 | Flapper Valve | 1997-08-07 | FALSE | 1997-08-07 | FALSE | Currently in Use | Diesel | 2000 | Steel-Impressed Current | 1997-08-01 |  | Double-Walled Fiberglass | Pressurized
QUICK PANTRY #2 | 9029 Hwy 29 SOUTH | HULL | Madison | 9095046 | 1 | Flapper Valve | 1996-09-01 | FALSE | 1996-09-01 | FALSE | Currently in Use | Regular | 10000 | Steel-Impressed Current | 1984-02-19 |  | Steel (Impressed Current) | Pressurized
JAIS COUNTRY CORNER | 3936 HWY 106 S | HULL | Madison | 9095094 | 2 | Flapper Valve | 1998-12-20 | FALSE | 1998-12-20 | FALSE | Currently in Use | Regular | 3000 | Steel-Impressed Current | 1983-01-01 |  | Steel (Impressed Current) | Pressurized
COUNTRY SUPERETTE | 7841 HWY 29N | DANIELSVILLE | Madison | 9095013 | 6 | Flapper Valve | 1999-05-10 | FALSE | 1999-05-10 | FALSE | Currently in Use | Premium | 8000 | Composite | 1999-04-29 |  | Fiberglass Reinforced Plastic | Pressurized
DANIELSVILLE TIRE CENTER | 16 GENERAL DANIELS AVE | DANIELSVILLE | Madison | 9095022 | 1 |  | 1996-09-25 | TRUE | 1996-09-25 | FALSE | Removed from Ground | Gas (Historical Use) | 4000 | Steel-Impressed Current | 1956-04-18 |  | Steel (Impressed Current) | Suction (American)
STRICKLANDS | 1741 HWY 29 N | DANIELSVILLE | Madison | 9095030 | 3 | [5 empty] | Removed from Ground | Gas (Historical Use) | 6000 | Bare Steel | 1978-04-23 | 1999-01-11 | Galvanized Steel | Safe Suction (Euro)
NEESE GROCERY | 6790 HWY 106S | HULL | Madison | 9095025 | 2 | [5 empty] | Removed from Ground | Gas (Historical Use) | 2000 | Bare Steel | 1981-05-09 | 1999-03-30 | Galvanized Steel | Suction (American)
QUICK PANTRY #2 | 9029 Hwy 29 SOUTH | HULL | Madison | 9095046 | 2 | Flapper Valve | 1996-09-01 | FALSE | 1996-09-01 | FALSE | Temporarily out of use | Gas (Historical Use) | 8000 | Steel-Impressed Current | 1984-02-19 |  | Fiberglass Reinforced Plastic | Pressurized
DIAMOND HILL GRO | 5657 HIGHWAY 29 SOUTH | HULL | Madison | 9095031 | 2 | Ball Float | 1999-02-01 | FALSE | 1999-02-01 | FALSE | Temporarily out of use | Regular | 4000 | Steel-Impressed Current | 1971-05-12 |  | Steel (Impressed Current) | Pressurized
NEESE GROCERY | 6790 HWY 106S | HULL | Madison | 9095025 | 4 |  | 1994-01-01 |  | 1994-01-01 |  | Currently in Use | Diesel | 2000 | Galvanic (STIP-3) | 1990-01-01 |  | Cathodically Protected | Safe Suction (Euro)
NEESE GROCERY | 6790 HWY 106S | HULL | Madison | 9095025 | 5 |  | 1999-04-01 |  | 1999-04-01 |  | Currently in Use | Gas (Historical Use) | 10000 | Composite | 1999-03-01 |  | Fiberglass Reinforced Plastic | Pressurized
QUICK PANTRY #2 | 9029 Hwy 29 SOUTH | HULL | Madison | 9095046 | 3 | Flapper Valve | 1996-09-01 | FALSE | 1996-09-01 | FALSE | Temporarily out of use | Premium | 8000 | Steel-Impressed Current | 1984-02-19 |  | Steel (Impressed Current) | Pressurized
DANIELSVILLE TIRE CENTER | 16 GENERAL DANIELS AVE | DANIELSVILLE | Madison | 9095022 | 3 |  | 1996-09-25 | TRUE | 1996-09-25 | FALSE | Removed from Ground | Gas (Historical Use) | 3000 | Steel-Impressed Current | 1956-04-18 |  | Steel (Impressed Current) | Suction (American)
ALLTEL GA INC | 120 MAIN STREET | COMER | Madison | 9095039 | 1 | [5 empty] | Removed from Ground | Gas (Historical Use) | 4000 | Bare Steel | 1980-05-06 | 1988-10-10 | Unknown
JACKSON ELECTRIC MEMBERSHIP CORP | 7356 HWY 106 S | HULL | Madison | 9095059 | D |  | 1991-04-10 | FALSE | 1991-04-10 | FALSE | Removed from Ground | Diesel | 3000 | Steel-Impressed Current | 1991-04-10 | 2017-08-23 | Fiberglass Reinforced Plastic | Pressurized
GOLDEN PANTRY #37 | 8874 HWY 29 SOUTH | HULL | Madison | 9095100 | 1 | Ball Float | 1996-05-20 | FALSE | 1996-05-20 | FALSE | Currently in Use | Premium | 10000 | Fiberglass Double Walled | 1996-05-20 |  | Double-Walled Fiberglass | Pressurized
VARIETY SALES (DOT PARCEL 24A) | HWY 72 EAST | HULL | Madison | 10000743 | 3 |  |  | FALSE |  | FALSE | Removed from Ground | Gas (Historical Use) | 1000 | Bare Steel | 1998-09-17 | 1998-09-17 | Bare Steel
MADISON SCHOOL TRANSPORTATION FACILITY | 968 MADISON ST | DANIELSVILLE | Madison | 9095047 | 4 | Flapper Valve | 2022-05-11 | FALSE | 2022-08-08 | FALSE | Currently in Use | Diesel | 12000 | Fiberglass Double Walled | 2022-04-09
MADISON SCHOOL TRANSPORTATION FACILITY | 968 MADISON ST | DANIELSVILLE | Madison | 9095047 | 4 | Flapper Valve | 2022-05-11 | FALSE | 2022-08-08 | FALSE | Currently in Use | Diesel | 12000 | Fiberglass Double Walled | 2022-04-09 |  | Double-Walled Fiberglass | Pressurized
MADISON SCHOOL TRANSPORTATION FACILITY | 968 MADISON ST | DANIELSVILLE | Madison | 9095047 | 5 | Flapper Valve | 2022-05-11 | FALSE | 2022-08-08 | FALSE | Currently in Use | Gas (Historical Use) | 6000 | Fiberglass Double Walled | 2022-04-09 |  | Double-Walled Fiberglass | Pressurized
COMER WOODYARD | SUNSET AVE HWY 72E | COMER | Madison | 9095067 | 1 | [5 empty] | Removed from Ground | Gas (Historical Use) | 1000 | Bare Steel | 1974-04-24 | 1987-11-01 | Galvanized Steel
CHAMBERS GROC | RT 2 SR 172 | COMER | Madison | 9095063 | 3 | [5 empty] | Removed from Ground | Gas (Historical Use) | 1000 | Bare Steel | 1986-05-07 | 2002-02-25 | Galvanized Steel
QUICK PICK | 7066 HWY 72 | COLBERT | Madison | 10001225 | 1 | Flapper Valve | 2006-10-01 | FALSE | 2006-10-01 | FALSE | Currently in Use | Regular | 12000 | Composite | 2006-10-01 |  | Fiberglass Reinforced Plastic | Pressurized
BREAD BASKET #5/SMITHS TEXACO | 3 RD ST & HWY 72 EAST/NW QUAD | COLBERT | Madison | 9095005 | 3 | [5 empty] | Removed from Ground | Gas (Historical Use) | 3000 | Bare Steel | 1961-04-17 | 1989-01-30 | Galvanized Steel
NEESE GROCERY | 6790 HWY 106S | HULL | Madison | 9095025 | 6 |  | 1999-04-01 |  | 1999-04-01 |  | Currently in Use | Gas (Historical Use) | 8000 | Composite | 1999-03-01 |  | Fiberglass Reinforced Plastic | Pressurized
JACKSON ELECTRIC MEMBERSHIP CORP | 7356 HWY 106 S | HULL | Madison | 9095059 | 1 |  |  | FALSE |  | FALSE | Removed from Ground | Gas (Historical Use) | 4000 | Bare Steel | 1974-01-31 | 1991-04-10 | Galvanized Steel
GA DOT 10117/MADISON CO MTC HQ | CORNER GA HWY 98 EAST/CR 214 | DANIELSVILLE | Madison | 9095043 | 117-D1 | [5 empty] | Removed from Ground | Diesel | 1000 | Bare Steel | 1967-05-04 | 1994-09-14 | Galvanized Steel | Suction (American)
GA DOT 10117/MADISON CO MTC HQ | CORNER GA HWY 98 EAST/CR 214 | DANIELSVILLE | Madison | 9095043 | 117-G1 | [5 empty] | Removed from Ground | Gas (Historical Use) | 1000 | Bare Steel | 1968-01-01 | 1994-09-14 | Galvanized Steel | Suction (American)
CIRCLE K #2723349 | 18 HWY 72 W | COMER | Madison | 9095101 | 4 |  | 1998-07-01 | FALSE | 1998-07-01 | FALSE | Currently in Use | Diesel | 10000 | Fiberglass | 1998-07-10 |  |  | Pressurized
T G P L STATION #0130 | HWY 191 EAST | COMER | Madison | 9095027 | E-4 | [5 empty] | Removed from Ground | Other | 250 | Bare Steel | 1951-05-17 | 1899-12-31 | Galvanized Steel
10244 HULL LLC | 10244 HWY 72 WEST | HULL | Madison | 10000123 | 1 | Ball Float | 2001-12-01 | FALSE | 2001-12-01 | FALSE | Currently in Use | Premium | 8000 | Fiberglass Double Walled | 2001-12-01 |  | Double-Walled Fiberglass | Pressurized
DANIELSVILLE TIRE CENTER | 16 GENERAL DANIELS AVE | DANIELSVILLE | Madison | 9095022 | 4 |  |  | TRUE | 1996-09-25 | TRUE | Removed from Ground | Used Oil | 550 | Steel-Impressed Current | 1996-09-09 |  | Fiberglass Reinforced Plastic | Pressurized
MADISON SCHOOL TRANSPORTATION FACILITY | 968 MADISON ST | DANIELSVILLE | Madison | 9095047 | 3 | Flapper Valve | 1998-09-01 | FALSE | 1998-09-01 | FALSE | Removed from Ground | Regular | 5000 | Composite | 1998-09-01 |  | Fiberglass Reinforced Plastic | Safe Suction (Euro)
STRICKLANDS | 1741 HWY 29 N | DANIELSVILLE | Madison | 9095030 | 8 |  | 1998-12-05 |  | 1998-12-05 |  | Currently in Use | Gas (Historical Use) | 4000 | Composite | 1998-12-05 |  | Fiberglass Reinforced Plastic | Pressurized
STRICKLANDS | 1741 HWY 29 N | DANIELSVILLE | Madison | 9095030 | 9 |  | 1998-12-05 |  | 1998-12-05 |  | Currently in Use | Diesel | 2000 | Composite | 1998-12-05 |  | Fiberglass Reinforced Plastic | Pressurized
STRICKLANDS | 1741 HWY 29 N | DANIELSVILLE | Madison | 9095030 | 11 |  | 1998-12-05 |  | 1998-12-05 |  | Currently in Use | Kerosene | 2000 | Composite | 1998-12-05 |  | Fiberglass Reinforced Plastic | Pressurized
STRICKLANDS | 1741 HWY 29 N | DANIELSVILLE | Madison | 9095030 | 6 | [5 empty] | Removed from Ground | Kerosene | 2000 | Cathodically Protected Steel | 1991-10-01 | 1999-01-11 | Galvanized Steel | Safe Suction (Euro)
T G P L STATION #0130 | HWY 191 EAST | COMER | Madison | 9095027 | E-5 | [5 empty] | Removed from Ground | Diesel | 1000 | Bare Steel | 1971-05-12 | 1899-12-31 | Galvanized Steel
HARDEMAN | 621 HIGHWAY 72 | COMER | Madison | 10001850 | 2 |  |  | FALSE |  | FALSE | Removed from Ground | Gas (Historical Use) | 550 | Unknown | 2010-04-26 | 2010-04-26 | Unknown
BREAD BASKET FOOD STORE #1 | HWY 72 EAST & 3RS ST/NE QUAD | COLBERT | Madison | 9095036 | 1 | [5 empty] | Removed from Ground | Gas (Historical Use) | 8000 | Cathodically Protected Steel | 1982-05-20 | 1999-03-01 | Galvanized Steel | Pressurized
CLAY WARD'S GROCERY/DIAMOND MILL | HWY 29 NORTH | HULL | Madison | 9095028 | 2 | [5 empty] | Removed from Ground | Gas (Historical Use) | 500 | Bare Steel | 1956-04-29 | 1899-12-31 | Galvanized Steel
QUICK PANTRY #2 | 9029 Hwy 29 SOUTH | HULL | Madison | 9095046 | 4 | Flapper Valve | 1996-09-01 | FALSE | 1996-09-01 | FALSE | Currently in Use | Diesel | 8000 | Steel-Impressed Current | 1984-02-19 |  | Fiberglass Reinforced Plastic | Pressurized
COUNTRY SUPERETTE | 7841 HWY 29N | DANIELSVILLE | Madison | 9095013 | 1 | [5 empty] | Permanently Out of Use - historical purposes | Gas (Historical Use) | 2000 | Bare Steel | 1961-01-01 | 1899-12-31 | Galvanized Steel | Suction (American)
BILL CAREY STATION | HWY 106 | DANIELSVILLE | Madison | 9095026 | 2 | [5 empty] | Closed in Ground | Gas (Historical Use) | 2000 | Bare Steel | 1986-05-07 | 1986-06-12 | Galvanized Steel
STRICKLANDS | 1741 HWY 29 N | DANIELSVILLE | Madison | 9095030 | 4 | [5 empty] | Removed from Ground | Gas (Historical Use) | 6000 | Bare Steel | 1978-04-23 | 1999-01-11 | Galvanized Steel | Safe Suction (Euro)
STRICKLANDS | 1741 HWY 29 N | DANIELSVILLE | Madison | 9095030 | 5 | [5 empty] | Removed from Ground | Diesel | 8000 | Bare Steel | 1981-04-22 | 1999-01-11 | Galvanized Steel | Safe Suction (Euro)
HILDA F JOHNSON (DOT PARCEL #19) | S R 72 | HULL | Madison | 10000754 | 1 |  |  | FALSE |  | FALSE | Removed from Ground | Gas (Historical Use) | 3500 | Bare Steel | 1974-01-01 | 1998-09-17
BREAD BASKET #5/SMITHS TEXACO | 3 RD ST & HWY 72 EAST/NW QUAD | COLBERT | Madison | 9095005 | 4 |  |  | TRUE |  | TRUE | Removed from Ground | Used Oil | 550 | Bare Steel | 1961-04-17 | 1989-01-30 | Not Marked
BREAD BASKET #5/SMITHS TEXACO | 3 RD ST & HWY 72 EAST/NW QUAD | COLBERT | Madison | 9095005 | 8 | Ball Float | 1990-02-01 | FALSE | 1990-02-01 | FALSE | Currently in Use | Premium | 8000 | Galvanic (STIP-3) | 1990-02-01 |  | Fiberglass Reinforced Plastic | Pressurized
BREAD BASKET #5/SMITHS TEXACO | 3 RD ST & HWY 72 EAST/NW QUAD | COLBERT | Madison | 9095005 | 2 | [5 empty] | Removed from Ground | Gas (Historical Use) | 3000 | Bare Steel | 1961-04-17 | 1989-01-30 | Galvanized Steel
CHEVRON FOODMART #105 | 4052 DANIELSVILLE RD | HULL | Madison | 9095006 | 1 | Flapper Valve | 1996-03-01 | FALSE | 1996-03-01 | FALSE | Currently in Use | Regular | 10000 | STIP-3/Impressed Current | 1985-06-01 |  | Fiberglass Reinforced Plastic | Pressurized
LAKE CIRCLE GROCERY | HWY 98 NORTHWEST | DANIELSVILLE | Madison | 9095024 | 3 | [5 empty] | Removed from Ground | Diesel | 560 | Bare Steel | 1980-12-02 | 1999-09-02 | Galvanized Steel | Suction (American)
DIAMOND HILL GRO | 5657 HIGHWAY 29 SOUTH | HULL | Madison | 9095031 | 3 |  | 1999-02-01 | FALSE | 1999-02-01 | FALSE | Temporarily out of use | Empty | 5000 | Steel-Impressed Current | 1971-05-12 |  | Steel (Impressed Current) | Pressurized
VARIETY SALES (DOT PARCEL 24A) | HWY 72 EAST | HULL | Madison | 10000743 | 2 |  |  | FALSE |  | FALSE | Removed from Ground | Gas (Historical Use) | 1000 | Bare Steel | 1998-09-17 | 1998-09-17 | Bare Steel
INGLES GAS EXPRESS #450 | 9141 HWY 29 S | HULL | Madison | 10001150 | 3 | Flapper Valve | 2006-07-31 | FALSE | 2006-07-31 | FALSE | Currently in Use | Diesel | 8000 | Fiberglass Double Walled | 2006-07-26 |  | Double-Walled Flex | Pressurized
DANIELSVILLE TIRE CENTER | 16 GENERAL DANIELS AVE | DANIELSVILLE | Madison | 9095022 | 2 |  | 1996-09-25 | TRUE | 1996-09-25 | FALSE | Removed from Ground | Gas (Historical Use) | 3000 | Steel-Impressed Current | 1956-04-18 |  | Steel (Impressed Current) | Suction (American)
BILL CAREY STATION | HWY 106 | DANIELSVILLE | Madison | 9095026 | 3 | [5 empty] | Closed in Ground | Gas (Historical Use) | 2000 | Bare Steel | 1986-05-07 | 1986-06-12 | Galvanized Steel
LAKE CIRCLE GROCERY | HWY 98 NORTHWEST | DANIELSVILLE | Madison | 9095024 | 1 | [5 empty] | Removed from Ground | Gas (Historical Use) | 2000 | Bare Steel | 1991-08-11 | 1999-09-02 | Galvanized Steel | Suction (American)
STRICKLANDS | 1741 HWY 29 N | DANIELSVILLE | Madison | 9095030 | 7 |  | 1998-12-05 |  | 1998-12-05 |  | Currently in Use | Gas (Historical Use) | 8000 | Composite | 1998-12-05 |  | Fiberglass Reinforced Plastic | Pressurized
STRICKLANDS | 1741 HWY 29 N | DANIELSVILLE | Madison | 9095030 | 1 | [5 empty] | Removed from Ground | Kerosene | 500 | Bare Steel | 1984-04-21 | 1991-10-01 | Galvanized Steel
COUNTRY SUPERETTE | 7841 HWY 29N | DANIELSVILLE | Madison | 9095013 | 2 | [5 empty] | Permanently Out of Use - historical purposes | Gas (Historical Use) | 2000 | Bare Steel | 1961-01-01 | 1899-12-31 | Galvanized Steel | Suction (American)
STRICKLANDS | 1741 HWY 29 N | DANIELSVILLE | Madison | 9095030 | 2 | [5 empty] | Removed from Ground | Gas (Historical Use) | 6000 | Bare Steel | 1980-04-22 | 1999-01-11 | Galvanized Steel | Safe Suction (Euro)
GA DOT 10117/MADISON CO MTC HQ | CORNER GA HWY 98 EAST/CR 214 | DANIELSVILLE | Madison | 9095043 | 117-G2 |  | 1994-09-08 |  | 1994-09-08 |  | Removed from Ground | Gas (Historical Use) | 1000 | Tank Jacket | 1994-09-02 | 2005-01-27 | Fiberglass Reinforced Plastic | Pressurized
NEESE GROCERY | 6790 HWY 106S | HULL | Madison | 9095025 | 1 | [5 empty] | Removed from Ground | Gas (Historical Use) | 4000 | Bare Steel | 1981-05-09 | 1999-03-30 | Galvanized Steel | Suction (American)
CHEVRON FOODMART #105 | 4052 DANIELSVILLE RD | HULL | Madison | 9095006 | 2 | Flapper Valve | 1996-03-01 | FALSE | 1996-03-01 | FALSE | Currently in Use | Premium | 10000 | STIP-3/Impressed Current | 1985-06-01 |  | Fiberglass Reinforced Plastic | Pressurized
JAIS COUNTRY CORNER | 3936 HWY 106 S | HULL | Madison | 9095094 | 4 |  | 1998-12-20 | FALSE | 1998-12-20 | FALSE | Currently in Use | Diesel | 2000 | Steel-Impressed Current | 1988-01-01 |  | Steel (Impressed Current) | Safe Suction (Euro)
JACKSON ELECTRIC MEMBERSHIP CORP | 85 SPRATLIN MILL RD | HULL | Madison | 10002329 | 1 | Flapper Valve | 2013-12-13 | FALSE | 2013-12-13 | FALSE | Currently in Use | Regular | 10000 | Fiberglass Double Walled | 2013-12-13 |  | Double-Walled Fiberglass | Pressurized
GA DOT 10117/MADISON CO MTC HQ | CORNER GA HWY 98 EAST/CR 214 | DANIELSVILLE | Madison | 9095043 | 117-D2 |  | 1994-09-08 |  | 1994-09-08 |  | Removed from Ground | Diesel | 1000 | Tank Jacket | 1994-09-02 | 2005-01-27 | Fiberglass Reinforced Plastic | Pressurized
MADISON COUNTY ROAD DEPT | GA HWY 98 | DANIELSVILLE | Madison | 9095090 | 2 | [5 empty] | Removed from Ground | Gas (Historical Use) | 10000 | Bare Steel | 1976-01-01 | 1996-03-01 | Galvanized Steel | Pressurized
FORTSON WELL DRILLING & BORING I | 8568 WILDCAT BRIDGE RD | DANIELSVILLE | Madison | 9095096 | 1 | [5 empty] | Closed in Ground | Diesel | 1000 | Cathodically Protected Steel | 1991-02-01 | 1998-12-09 | Cathodically Protected | Safe Suction (Euro)
BILL CAREY STATION | HWY 106 | DANIELSVILLE | Madison | 9095026 | 1 | [5 empty] | Closed in Ground | Gas (Historical Use) | 500 | Bare Steel | 1986-05-07 | 1986-06-12 | Galvanized Steel
COMER WOODYARD | SUNSET AVE HWY 72E | COMER | Madison | 9095067 | 2 | [5 empty] | Removed from Ground | Diesel | 1000 | Bare Steel | 1974-04-24 | 1987-11-01 | Galvanized Steel
QUICK PICK | 7066 HWY 72 | COLBERT | Madison | 10001225 | 2 | Flapper Valve | 2006-10-01 | FALSE | 2006-10-01 | FALSE | Currently in Use | Premium | 6000 | Composite | 2006-10-01 |  | Fiberglass Reinforced Plastic | Pressurized
COLBERT LAWNMOVER SHOP (DOT PARCEL 80) | 6110 HWY 72 WEST | COLBERT | Madison | 10000744 | 3 |  |  | FALSE |  | FALSE | Removed from Ground | Gas (Historical Use) | 3000 | Bare Steel | 1998-10-22 | 1998-10-22 | Bare Steel
BREAD BASKET #5/SMITHS TEXACO | 3 RD ST & HWY 72 EAST/NW QUAD | COLBERT | Madison | 9095005 | 6 | Ball Float | 1990-02-01 | FALSE | 1990-02-01 | FALSE | Currently in Use | Regular | 8000 | Galvanic (STIP-3) | 1990-02-01 |  | Fiberglass Reinforced Plastic | Pressurized
DIAMOND HILL GRO | 5657 HIGHWAY 29 SOUTH | HULL | Madison | 9095031 | 6 | [5 empty] | Removed from Ground | Diesel | 1000 | Bare Steel | 1977-05-12 | 1997-08-01 | Galvanized Steel | Suction (American)
ELECTRIC MOTORS CO INC | RTE 2 HWY 29 N | HULL | Madison | 9095065 | 1 | [5 empty] | Removed from Ground | Gas (Historical Use) | 1500 | Bare Steel | 1986-03-26 | 1997-07-10 | Unknown
GOLDEN PANTRY #37 | 8874 HWY 29 SOUTH | HULL | Madison | 9095100 | 3 | Ball Float | 1996-05-20 | FALSE | 1996-05-20 | FALSE | Currently in Use | Regular | 10000 | Fiberglass Double Walled | 1996-05-20 |  | Double-Walled Fiberglass
COUNTRY SUPERETTE | 7841 HWY 29N | DANIELSVILLE | Madison | 9095013 | 7 | Flapper Valve | 1999-05-10 | FALSE | 1999-05-10 | FALSE | Currently in Use | Diesel | 8000 | Composite | 1999-04-29 |  | Fiberglass Reinforced Plastic | Pressurized
COUNTRY SUPERETTE | 7841 HWY 29N | DANIELSVILLE | Madison | 9095013 | 4 | [5 empty] | Permanently Out of Use - historical purposes | Diesel | 550 | Bare Steel | 1956-01-01 | 1899-12-31 | Galvanized Steel | Suction (American)
COUNTRY SUPERETTE | 7841 HWY 29N | DANIELSVILLE | Madison | 9095013 | 5 |  | 1999-05-10 | FALSE | 1999-05-10 | FALSE | Currently in Use | Regular | 10000 | Composite | 1999-04-29 |  | Fiberglass Reinforced Plastic | Pressurized
MADISON SCHOOL TRANSPORTATION FACILITY | 968 MADISON ST | DANIELSVILLE | Madison | 9095047 | 2 |  | 1990-06-01 | FALSE | 1990-06-01 | FALSE | Currently in Use | Diesel | 10000 | Fiberglass | 1990-06-01 |  | Fiberglass Reinforced Plastic | Pressurized
CIRCLE K #2723349 | 18 HWY 72 W | COMER | Madison | 9095101 | 1 |  | 1998-07-01 | FALSE | 1998-07-01 | FALSE | Currently in Use | Gas (Historical Use) | 12000 | Fiberglass | 1998-07-10 |  |  | Pressurized
COMMUNITY GROCERY & DELI | ROUTE 1 BOX 243 | COMER | Madison | 9095093 | 3 | [5 empty] | Removed from Ground | Gas (Historical Use) | 0 | Not Marked/Unknown |  | 1899-12-31 | Not Marked
GHOLSTON STAND GROC | CORNER HWY 172 & 98 | COMER | Madison | 9095014 | 1 |  |  | FALSE |  | FALSE | Permanently Out of Use - historical purposes | Gas (Historical Use) | 1000 | Bare Steel | 1951-04-20 |  | Galvanized Steel
T G P L STATION #0130 | HWY 191 EAST | COMER | Madison | 9095027 | E-2 | [5 empty] | Removed from Ground | Gas (Historical Use) | 1000 | Bare Steel | 1985-05-08 | 1899-12-31 | Galvanized Steel
T G P L STATION #0130 | HWY 191 EAST | COMER | Madison | 9095027 | E-1 | [5 empty] | Removed from Ground | Other | 800 | Bare Steel | 1976-05-10 | 1899-12-31 | Galvanized Steel
W H BROWN | 2563 HWY 29 S | COLBERT | Madison | 9095061 | 1 | [5 empty] | Removed from Ground | Gas (Historical Use) | 1000 | Bare Steel | 1972-05-02 | 1899-12-31 | Bare Steel
PORTERFIELDS | 4 TH ST PO BOX 37 | COLBERT | Madison | 9095008 | 1 | [5 empty] | Removed from Ground | Empty | 550 | Bare Steel | 1936-05-20 | 1995-05-11 | Unknown
GOLDEN PANTRY #51 | MAIN ST HWY 72 | HULL | Madison | 9095045 | 2 |  | 1990-02-01 |  | 1990-02-01 |  | Removed from Ground | Gas (Historical Use) | 10000 | Bare Steel | 1979-04-19 | 1998-06-10 | Galvanized Steel | Pressurized
POCI GROCERY | 870 POCA RD | DANIELSVILLE | Madison | 9095053 | 866128 | Flapper Valve | 1997-10-06 | FALSE | 1997-10-06 | FALSE | Temporarily out of use | Regular | 4000 | Composite | 1997-10-06 |  | Fiberglass Reinforced Plastic | Safe Suction (Euro)
DANIELSVILLE CORNER STORE | 500 GENERAL DANIELS AVENUE | DANIELSVILLE | Madison | 9095051 | 8 |  | 1989-08-15 |  | 1989-08-15 |  | Temporarily out of use | Gas (Historical Use) | 6000 | Steel-Impressed Current | 1989-08-15 |  | Fiberglass Reinforced Plastic | Pressurized
DANIELSVILLE CORNER STORE | 500 GENERAL DANIELS AVENUE | DANIELSVILLE | Madison | 9095051 | 9 | Flapper Valve | 1989-08-15 | FALSE | 1989-08-15 | FALSE | Currently in Use | Regular | 6000 | Steel-Impressed Current | 1989-08-15 |  | Fiberglass Reinforced Plastic | Pressurized
DANIELSVILLE CORNER STORE | 500 GENERAL DANIELS AVENUE | DANIELSVILLE | Madison | 9095051 | 6 | [5 empty] | Closed in Ground | Gas (Historical Use) | 2000 | Bare Steel | 1966-02-23 | 1979-09-01 | Galvanized Steel | Suction (American)
GOLDEN PANTRY #43 | 214 GENERAL DANIELS AVE | DANIELSVILLE | Madison | 9095056 | 3 | [5 empty] | Removed from Ground | Gas (Historical Use) | 4000 | Bare Steel | 1977-04-19 | 1994-12-29 | Galvanized Steel | Pressurized
POCI GROCERY | 870 POCA RD | DANIELSVILLE | Madison | 9095053 | 866129-B | Flapper Valve | 1997-10-06 | FALSE | 1997-10-06 | FALSE | Temporarily out of use | Premium | 2000 | Composite | 1997-10-06 |  | Fiberglass Reinforced Plastic | Safe Suction (Euro)
CONWELL GROCERY | RT 2/PLANTATION PIPE LINE RD | DANIELSVILLE | Madison | 9095064 | 1 | [5 empty] | Removed from Ground | Gas (Historical Use) | 1000 | Bare Steel | 1981-01-02 | 1995-05-02 | Galvanized Steel
W E SIMMONS CONTRACTORS INC | RT 1/191 POST RD | DANIELSVILLE | Madison | 9095066 | 2 | [5 empty] | Removed from Ground | Diesel | 3000 | Bare Steel | 1976-04-25 | 1999-12-20 | Galvanized Steel | Suction (American)
GOLDEN FARM STORE & GAS | 9628 WILDCAT BRIDGE RD | DANIELSVILLE | Madison | 9095084 | 1 | [5 empty] | Removed from Ground | Diesel | 1000 | Bare Steel | 1967-01-01 | 1997-05-01 | Galvanized Steel | Safe Suction (Euro)
POCI GROCERY | 870 POCA RD | DANIELSVILLE | Madison | 9095053 | 1 | [5 empty] | Removed from Ground | Gas (Historical Use) | 1000 | Bare Steel | 1984-02-19 | 1998-04-23 | Galvanized Steel
ROYAL FOOD STORE #12 | 746 HWY 29 NORTH | DANIELSVILLE | Madison | 9095069 | 3 |  | 1998-07-01 | FALSE | 1987-12-06 | FALSE | Currently in Use | Gas (Historical Use) | 4000 | Galvanic (STIP-3)/Sacrificial Anodes | 1987-12-06 |  | Galvanized Steel | Pressurized
GOLDEN FARM STORE & GAS | 9628 WILDCAT BRIDGE RD | DANIELSVILLE | Madison | 9095084 | 3 | [5 empty] | Removed from Ground | Gas (Historical Use) | 6000 | Bare Steel | 1979-01-01 | 1997-05-01 | Galvanized Steel | Safe Suction (Euro)
DANIELSVILLE CORNER STORE | 500 GENERAL DANIELS AVENUE | DANIELSVILLE | Madison | 9095051 | 5 | [5 empty] | Closed in Ground | Gas (Historical Use) | 2000 | Bare Steel | 1966-02-23 | 1979-09-01 | Not Marked | Suction (American)
DANIELSVILLE CORNER STORE | 500 GENERAL DANIELS AVENUE | DANIELSVILLE | Madison | 9095051 | 4 | [5 empty] | Closed in Ground | Gas (Historical Use) | 2000 | Bare Steel | 1976-02-21 | 1979-09-01 | Galvanized Steel | Suction (American)
ROYAL FOOD STORE #12 | 746 HWY 29 NORTH | DANIELSVILLE | Madison | 9095069 | 4 |  | 1998-07-01 | FALSE | 1987-12-06 | FALSE | Currently in Use | Diesel | 1000 | Galvanic (STIP-3)/Sacrificial Anodes | 1987-12-06 |  | Galvanized Steel | Pressurized
GOLDEN PANTRY #43 | 214 GENERAL DANIELS AVE | DANIELSVILLE | Madison | 9095056 | 1 | [5 empty] | Removed from Ground | Gas (Historical Use) | 4000 | Bare Steel | 1977-04-19 | 1994-12-29 | Galvanized Steel | Pressurized
CONWELL GROCERY | RT 2/PLANTATION PIPE LINE RD | DANIELSVILLE | Madison | 9095064 | 3 | [5 empty] | Removed from Ground | Gas (Historical Use) | 560 | Bare Steel | 1975-01-04 | 1995-05-02 | Galvanized Steel
ROYAL FOOD STORE #12 | 746 HWY 29 NORTH | DANIELSVILLE | Madison | 9095069 | 2 |  | 1998-07-01 | FALSE | 1987-12-06 | FALSE | Currently in Use | Gas (Historical Use) | 4000 | Galvanic (STIP-3)/Sacrificial Anodes | 1987-12-06 |  | Galvanized Steel | Pressurized
GOLDEN FARM STORE & GAS | 9628 WILDCAT BRIDGE RD | DANIELSVILLE | Madison | 9095084 | 9B | Flapper Valve | 1997-05-01 |  | 1997-05-01 | TRUE | Currently in Use | Diesel | 2000 | Composite | 1997-05-01 |  | Fiberglass Reinforced Plastic | Safe Suction (Euro)
MADISON COUNTY ROAD DEPT | GA HWY 98 | DANIELSVILLE | Madison | 9095090 | 4 | Flapper Valve | 1996-01-01 | FALSE | 1996-01-01 | FALSE | Currently in Use | Premium | 10000 | Composite | 1996-01-20 |  | Fiberglass Reinforced Plastic | Safe Suction (Euro)
MADISON COUNTY ROAD DEPT | GA HWY 98 | DANIELSVILLE | Madison | 9095090 | 5 | Flapper Valve | 1996-01-01 | FALSE | 1996-01-01 | FALSE | Currently in Use | Diesel | 10000 | Composite | 1996-01-20 |  | Fiberglass Reinforced Plastic | Safe Suction (Euro)
DANIELSVILLE CORNER STORE | 500 GENERAL DANIELS AVENUE | DANIELSVILLE | Madison | 9095051 | 3 | [5 empty] | Removed from Ground | Other | 2000 | Bare Steel | 1976-02-21 | 1899-12-31 | Galvanized Steel
GA FC/MADISON CO UNIT | RT 1 BOX 1096 GA HWY 98 | DANIELSVILLE | Madison | 9095052 | 2 |  | 1991-05-17 |  | 1991-05-17 |  | Removed from Ground | Gas (Historical Use) | 1000 | Galvanic (STIP-3) | 1991-05-17 | 2008-08-05 | Cathodically Protected | Safe Suction (Euro)
MADISON COUNTY ROAD DEPT | GA HWY 98 | DANIELSVILLE | Madison | 9095090 | 3 | [5 empty] | Removed from Ground | Diesel | 10000 | Bare Steel | 1976-01-01 | 1996-07-19 | Galvanized Steel | Suction (American)
POCI GROCERY | 870 POCA RD | DANIELSVILLE | Madison | 9095053 | 3 | [5 empty] | Removed from Ground | Gas (Historical Use) | 1000 | Bare Steel | 1960-02-25 | 1998-04-23 | Galvanized Steel
ROYAL FOOD STORE #12 | 746 HWY 29 NORTH | DANIELSVILLE | Madison | 9095069 | 1 |  | 1998-07-01 | FALSE | 1987-12-06 | FALSE | Currently in Use | Gas (Historical Use) | 4000 | Galvanic (STIP-3)/Sacrificial Anodes | 1987-12-06 |  | Galvanized Steel | Pressurized
FORMER GULF STATION | GA HWY 106 & GA HWY 98 | ILA | Madison | 9095021 | 1 | [5 empty] | Closed in Ground | Gas (Historical Use) | 0 | Not Marked/Unknown | 1976-01-01 | 1976-01-01 | Not Marked
ROYAL FOOD STORE #35 | 15 S MAIN ST | ILA | Madison | 9095102 | 1 |  | 1998-03-01 | FALSE | 1998-03-01 | FALSE | Currently in Use | Regular | 10000 | Composite | 1998-03-01 |  | Fiberglass Reinforced Plastic | Pressurized
TINY TOWN LOONEY MART INC | 7217 HWY 72 EAST | CARLTON | Madison | 9095060 | D-4 | Flapper Valve | 1999-12-22 | FALSE | 1999-12-22 | FALSE | Temporarily out of use | Empty | 1000 | Steel-Impressed Current | 1978-05-09 |  | Fiberglass Reinforced Plastic | Safe Suction (Euro)
GOLDEN FARM STORE & GAS | 9628 WILDCAT BRIDGE RD | DANIELSVILLE | Madison | 9095084 | 7 | Flapper Valve | 1997-05-01 |  | 1997-05-01 | TRUE | Currently in Use | Gas (Historical Use) | 6000 | Composite | 1997-05-01 |  | Fiberglass Reinforced Plastic | Safe Suction (Euro)
DANIELSVILLE GULF | CORNER 29 & 98 | DANIELSVILLE | Madison | 10001262 | 1 |  |  | FALSE |  | FALSE | Removed from Ground | Gas (Historical Use) | 550 | Bare Steel | 1995-01-01 | 1995-01-01
GOLDEN PANTRY #43 | 214 GENERAL DANIELS AVE | DANIELSVILLE | Madison | 9095056 | 6 | Ball Float | 1994-12-01 | FALSE | 1994-12-01 | FALSE | Currently in Use | Regular | 10000 | Fiberglass Double Walled | 1994-12-12 |  | Fiberglass Reinforced Plastic | Pressurized
CONWELL GROCERY | RT 2/PLANTATION PIPE LINE RD | DANIELSVILLE | Madison | 9095064 | 2 | [5 empty] | Removed from Ground | Gas (Historical Use) | 560 | Bare Steel | 1971-01-05 | 1995-05-02 | Galvanized Steel
BENTON BRO GRO | 6087 GA HWY 72 | CARLTON | Madison | 9095070 | 3 | [5 empty] | Removed from Ground | Empty | 560 | Bare Steel | 1951-05-17 | 1985-02-15 | Galvanized Steel
AT&T POCATALIGO RADIO RELAY STAT | FIRETOWER RD-OFF GA 106/1 MILE S | ILA | Madison | 9095016 | 1 | [5 empty] | Removed from Ground | Diesel | 6000 | Bare Steel | 1965-01-01 | 1992-11-02 | Copper | Suction (American)
NO FACILITY NAME | S/W CORNER SR 98 & SR 106 | ILA | Madison | 9095082 | 2 | [5 empty] | Removed from Ground | Other | 552 | Bare Steel | 1992-07-20 | 1992-07-20 | Not Marked
JP ILA | 14 N MAIN ST | DANIELSVILLE | Madison | 10001852 | 1 | Flapper Valve | 2010-05-15 | FALSE | 2010-05-15 | FALSE | Currently in Use | Regular | 12000 | Composite Double Walled | 2010-05-05 |  | Double-Walled Flex | Pressurized
JOT EM DOWN STORE | 2920 JOT EM DOWN RD | ILA | Madison | 9095018 | 1 |  | 1998-11-12 |  | 1998-11-12 |  | Removed from Ground | Gas (Historical Use) | 2000 | Steel-Impressed Current | 1982-03-01 | 2013-08-27 | Cathodically Protected | Suction (American)
ROYALTY/BERKELEY QUARRIES | BERKELEY RD | CARLTON | Madison | 9095078 | 2 | [5 empty] | Permanently Out of Use - historical purposes | Gas (Historical Use) | 560 | Bare Steel |  | 1899-12-31 | Galvanized Steel
CARLTON TRUCK SERVICE | RT 1 CARLTON | CARLTON | Madison | 9095058 | L-2 | [5 empty] | Removed from Ground | Gas (Historical Use) | 1000 | Bare Steel | 1977-05-10 | 1899-12-31 | Galvanized Steel
J S FORTSON | US HWY 29 | HULL | Madison | 9095068 | 2 | [5 empty] | Removed from Ground | Gas (Historical Use) | 3000 | Bare Steel | 1982-02-20 | 1992-09-23 | Bare Steel | Safe Suction (Euro)
MADISON COUNTY ROAD DEPT | GA HWY 98 | DANIELSVILLE | Madison | 9095090 | 1 | [5 empty] | Removed from Ground | Gas (Historical Use) | 10000 | Cathodically Protected Steel | 1986-01-01 | 1996-03-01 | Galvanized Steel | Suction (American)
ANN'S TRADING POST | BETWEEN HWY 106 & POKY COMMUNITY | DANIELSVILLE | Madison | 9095077 | 2 | [5 empty] | Removed from Ground | Gas (Historical Use) | 1000 | Bare Steel | 1983-01-01 | 1899-12-31 | Galvanized Steel
THE SPECIAL STORE INC/PICK OF TH | 43 N MAIN ST | ILA | Madison | 9095041 | 6 | [5 empty] | Removed from Ground | Other | 550 | Marked Unknown |  | 1899-12-31
DANIELSVILLE CORNER STORE | 500 GENERAL DANIELS AVENUE | DANIELSVILLE | Madison | 9095051 | 2 | [5 empty] | Removed from Ground | Other | 2000 | Bare Steel | 1976-02-21 | 1899-12-31 | Galvanized Steel | Suction (American)
DANIELSVILLE BP | 694 HWY 29 N | DANIELSVILLE | Madison | 9095088 | 3 | Flapper Valve | 1992-01-01 | FALSE | 1992-01-01 | TRUE | Currently in Use | Diesel | 6000 | Galvanic (STIP-3) | 1992-01-01 |  | Fiberglass Reinforced Plastic | Suction (American)
DANIELSVILLE GULF | CORNER 29 & 98 | DANIELSVILLE | Madison | 10001262 | 3 |  |  | FALSE |  | FALSE | Removed from Ground | Gas (Historical Use) | 550 | Bare Steel | 1995-01-01 | 1995-01-01
WARDS GROCERY | HWY 29 AT DIAMOND HILL- COLBERT RD | DANIELSVILLE | Madison | 10000994 | 3 |  |  | FALSE |  | FALSE | Removed from Ground | Gas (Historical Use) | 550 | Unknown | 2005-04-22 | 2005-04-22 | Unknown
ALLTEL GA INC | GA HWY 98 EAST | ILA | Madison | 9095038 | 1 | [5 empty] | Removed from Ground | Diesel | 550 | Bare Steel | 1985-05-08 | 1993-07-12 | Unknown
THE SPECIAL STORE INC/PICK OF TH | 43 N MAIN ST | ILA | Madison | 9095041 | 1 |  | 1998-12-18 | FALSE | 1998-11-19 | FALSE | Removed from Ground | Gas (Historical Use) | 6110 | Steel-Impressed Current | 1974-04-01 | 2020-04-01 | Steel (Impressed Current) | Suction (American)
TINY TOWN LOONEY MART INC | 7217 HWY 72 EAST | CARLTON | Madison | 9095060 | S-3 | Flapper Valve | 1999-12-22 | FALSE | 1999-12-22 | FALSE | Currently in Use | E-0 | 1000 | Steel-Impressed Current | 1978-05-09 |  | Fiberglass Reinforced Plastic | Safe Suction (Euro)
POCI GROCERY | 870 POCA RD | DANIELSVILLE | Madison | 9095053 | 866129-A | Flapper Valve | 1997-10-06 | FALSE | 1997-10-06 | FALSE | Temporarily out of use | Diesel | 2000 | Composite | 1997-10-06 |  | Fiberglass Reinforced Plastic | Safe Suction (Euro)
GA FC/MADISON CO UNIT | RT 1 BOX 1096 GA HWY 98 | DANIELSVILLE | Madison | 9095052 | 3 |  | 1991-05-17 |  | 1991-05-17 |  | Removed from Ground | Diesel | 1000 | Galvanic (STIP-3) | 1991-05-17 | 2008-08-05 | Cathodically Protected | Safe Suction (Euro)
MADISON MIDDLE SCHOOL | 500 MADISON STREET | DANIELSVILLE | Madison | 10001571 | 1 |  |  | FALSE |  | FALSE | Removed from Ground | Diesel | 6000 | Unknown | 2008-06-18 | 2008-06-18 | Unknown
THE SPECIAL STORE INC/PICK OF TH | 43 N MAIN ST | ILA | Madison | 9095041 | 7 |  | 1998-12-18 | FALSE | 1998-11-19 | FALSE | Removed from Ground | Gas (Historical Use) | 2005 | Steel-Impressed Current | 1974-04-01 | 2020-04-01 | Steel (Impressed Current) | Suction (American)
THE SPECIAL STORE INC/PICK OF TH | 43 N MAIN ST | ILA | Madison | 9095041 | 4 |  | 1998-12-18 |  | 1998-11-19 |  | Removed from Ground | Gas (Historical Use) | 3000 | Bare Steel |  | 1899-12-31 | Galvanized Steel
POCI GROCERY | 870 POCA RD | DANIELSVILLE | Madison | 9095053 | 2 | [5 empty] | Removed from Ground | Gas (Historical Use) | 1000 | Bare Steel | 1960-02-25 | 1998-04-23 | Galvanized Steel
ALLTELL GA/DANIELSVILLE | HWY 98 | DANIELSVILLE | Madison | 9095073 | 1 | [5 empty] | Removed from Ground | Diesel | 550 | Bare Steel | 1992-04-06 | 1992-04-06 | Copper
ADAMS CONVENIENCE STORE | GA HWY 106 SOUTH | ILA | Madison | 9095020 | 1 | [5 empty] | Closed in Ground | Gas (Historical Use) | 5000 | Bare Steel | 1971-06-01 | 1991-08-13 | Galvanized Steel | Safe Suction (Euro)
ROYAL FOOD STORE #35 | 15 S MAIN ST | ILA | Madison | 9095102 | 2 | Ball Float | 1998-03-01 | FALSE | 1998-03-01 | FALSE | Currently in Use | Premium | 10000 | Composite | 1998-03-01 |  | Fiberglass Reinforced Plastic | Pressurized
TINY TOWN LOONEY MART INC | 7217 HWY 72 EAST | CARLTON | Madison | 9095060 | U-2 | Flapper Valve | 1999-12-22 | FALSE | 1999-12-22 | FALSE | Currently in Use | Regular | 4000 | Steel-Impressed Current | 1978-05-09 |  | Fiberglass Reinforced Plastic | Safe Suction (Euro)
CARLTON TRUCK SERVICE | RT 1 CARLTON | CARLTON | Madison | 9095058 | R-1 | [5 empty] | Removed from Ground | Gas (Historical Use) | 1000 | Bare Steel | 1977-05-10 | 1899-12-31 | Galvanized Steel
FOOD MART | 9523 HWY 98 W | COMMERCE | Madison | 9078083 | 1A |  | 2001-04-15 | FALSE | 2001-04-15 | FALSE | Currently in Use | Premium | 4112.6 | Composite | 2001-04-15 |  | Fiberglass Reinforced Plastic | Pressurized
BO ALEWINE AUTO SALVAGE | DANIELSVILLE RD | ATHENS | Madison | 9095015 | 1 | [5 empty] | Removed from Ground | Gas (Historical Use) | 1000 | Bare Steel | 1978-04-24 | 1988-01-01 | Galvanized Steel
JP ILA | 14 N MAIN ST | DANIELSVILLE | Madison | 10001852 | 3 | Flapper Valve | 2015-02-01 | FALSE | 2015-02-01 | FALSE | Currently in Use | E-0 | 4000 | Composite Double Walled | 2015-01-15 |  | Double-Walled Fiberglass | Pressurized
JOT EM DOWN STORE | 2920 JOT EM DOWN RD | ILA | Madison | 9095018 | 3 |  | 1998-11-12 |  | 1998-11-12 |  | Removed from Ground | Gas (Historical Use) | 2000 | Steel-Impressed Current | 1982-03-01 | 2013-08-27 | Cathodically Protected | Safe Suction (Euro)
ROYAL FOOD STORE #35 | 15 S MAIN ST | ILA | Madison | 9095102 | 3 | Ball Float | 1998-03-01 | FALSE | 1998-03-01 | FALSE | Currently in Use | Diesel | 3000 | Composite | 1998-03-01 |  | Fiberglass Reinforced Plastic | Pressurized
JP ILA | 14 N MAIN ST | DANIELSVILLE | Madison | 10001852 | 5A | Flapper Valve | 2022-06-01 | FALSE | 2022-06-01 | FALSE | Currently in Use | Diesel | 12000 | Tank Jacket | 2022-06-01 |  | Double-Walled Fiberglass | Pressurized
THE SPECIAL STORE INC/PICK OF TH | 43 N MAIN ST | ILA | Madison | 9095041 | 5 | [5 empty] | Removed from Ground | Other | 1000 | Marked Unknown |  | 1899-12-31
DANIELSVILLE BP | 694 HWY 29 N | DANIELSVILLE | Madison | 9095088 | 2 | Flapper Valve | 1992-01-01 | FALSE | 1992-01-01 | TRUE | Currently in Use | Regular | 8000 | Galvanic (STIP-3) | 1992-01-01 |  | Fiberglass Reinforced Plastic | Pressurized
THE SPECIAL STORE INC/PICK OF TH | 43 N MAIN ST | ILA | Madison | 9095041 | 2 |  | 1998-12-18 | FALSE | 1998-11-19 | FALSE | Removed from Ground | Gas (Historical Use) | 6110 | Steel-Impressed Current | 1974-04-01 | 2020-04-01 | Steel (Impressed Current) | Suction (American)
MIDWAY GROCERY & FARM SUPPLY | 9766 HWY 98W | COMMERCE | Madison | 9095089 | 2 | Flapper Valve | 1990-01-01 | FALSE | 1990-01-01 | FALSE | Removed from Ground | Diesel | 6000 | Galvanic (STIP-3) | 1990-01-01 |  | Double-Walled Fiberglass | Pressurized
HWY 98 GROCERY | 9095 HIGHWAY 98W | COMMERCE | Madison | 9095095 | 1 |  | 1999-12-01 |  | 1999-12-01 |  | Removed from Ground | Gas (Historical Use) | 3000 | Steel-Impressed Current | 1989-10-01 | 2013-08-27 | Cathodically Protected | Suction (American)
GA DOT ROW | HWY 106 & 98 INTERSECTION | ILA | Madison | 9095086 | 2 | [5 empty] | Closed in Ground | Empty | 550 | Bare Steel | 1992-07-21 | 1992-07-21 | Galvanized Steel
J S FORTSON | US HWY 29 | HULL | Madison | 9095068 | 1 | [5 empty] | Removed from Ground | Gas (Historical Use) | 10000 | Bare Steel | 1976-02-22 | 1992-09-23 | Bare Steel | Safe Suction (Euro)
HWY 98 GROCERY | 9095 HIGHWAY 98W | COMMERCE | Madison | 9095095 | 3 |  | 1999-12-01 |  | 1999-12-01 |  | Removed from Ground | Gas (Historical Use) | 4000 | Steel-Impressed Current | 1989-10-01 | 2013-08-27 | Cathodically Protected | Suction (American)
GOLDEN PANTRY #43 | 214 GENERAL DANIELS AVE | DANIELSVILLE | Madison | 9095056 | 7 |  | 1994-12-01 |  | 1994-12-01 |  | Currently in Use | Gas (Historical Use) | 4000 | Double Walled | 1994-12-12 |  | Fiberglass Reinforced Plastic | Pressurized
GOLDEN PANTRY #43 | 214 GENERAL DANIELS AVE | DANIELSVILLE | Madison | 9095056 | 4 | Ball Float | 1994-12-01 | FALSE | 1994-12-01 | FALSE | Currently in Use | Premium | 10000 | Fiberglass Double Walled | 1994-12-12 |  | Fiberglass Reinforced Plastic | Pressurized
GOLDEN PANTRY #43 | 214 GENERAL DANIELS AVE | DANIELSVILLE | Madison | 9095056 | 5 | Ball Float | 1994-12-01 | FALSE | 1994-12-01 | FALSE | Currently in Use | Regular | 10000 | Fiberglass Double Walled | 1994-12-12 |  | Fiberglass Reinforced Plastic | Pressurized
GOLDEN FARM STORE & GAS | 9628 WILDCAT BRIDGE RD | DANIELSVILLE | Madison | 9095084 | 5 | [5 empty] | Removed from Ground | Other | 1000 | Bare Steel | 1997-05-01 | 1997-05-01 | Galvanized Steel
GOLDEN FARM STORE & GAS | 9628 WILDCAT BRIDGE RD | DANIELSVILLE | Madison | 9095084 | 4 | [5 empty] | Removed from Ground | Diesel | 1000 | Bare Steel | 1979-01-01 | 1997-05-01 | Galvanized Steel | Safe Suction (Euro)
DANIELSVILLE BP | 694 HWY 29 N | DANIELSVILLE | Madison | 9095088 | 1 | Flapper Valve | 1992-01-01 | FALSE | 1992-01-01 | TRUE | Currently in Use | Premium | 8000 | Galvanic (STIP-3) | 1992-01-01 |  | Fiberglass Reinforced Plastic | Pressurized
WARDS GROCERY | HWY 29 AT DIAMOND HILL- COLBERT RD | DANIELSVILLE | Madison | 10000994 | 2 |  |  | FALSE |  | FALSE | Removed from Ground | Gas (Historical Use) | 550 | Unknown | 2005-04-22 | 2005-04-22 | Unknown
FORMER GULF STATION | GA HWY 106 & GA HWY 98 | ILA | Madison | 9095021 | 2 | [5 empty] | Closed in Ground | Gas (Historical Use) | 0 | Not Marked/Unknown | 1976-01-01 | 1976-01-01 | Not Marked
THIRKELD GROC | RT 2 CARLTON | CARLTON | Madison | 9095062 | L-2 | [5 empty] | Removed from Ground | Gas (Historical Use) | 550 | Bare Steel | 1966-05-13 | 1899-12-31 | Galvanized Steel
WNGC RADIO TRANSMITTER SITE | CAUSEY BOSWELL RD | NEESE | Madison | 9095075 | 1 | [5 empty] | Removed from Ground | Diesel | 3000 | Bare Steel | 1984-01-24 | 1996-12-10 | Copper | Safe Suction (Euro)
POCI GROCERY | 870 POCA RD | DANIELSVILLE | Madison | 9095053 | 4 | [5 empty] | Removed from Ground | Gas (Historical Use) | 1000 | Bare Steel | 1960-02-25 | 1998-04-23 | Galvanized Steel
ANN'S TRADING POST | BETWEEN HWY 106 & POKY COMMUNITY | DANIELSVILLE | Madison | 9095077 | 3 | [5 empty] | Removed from Ground | Gas (Historical Use) | 560 | Bare Steel | 1983-01-01 | 1899-12-31 | Galvanized Steel
ROYALTY/BERKELEY QUARRIES | BERKELEY RD | CARLTON | Madison | 9095078 | 1 | [5 empty] | Permanently Out of Use - historical purposes | Diesel | 560 | Bare Steel |  | 1899-12-31 | Galvanized Steel
THIRKELD GROC | RT 2 CARLTON | CARLTON | Madison | 9095062 | R-1 | [5 empty] | Removed from Ground | Gas (Historical Use) | 550 | Bare Steel | 1966-05-13 | 1899-12-31 | Galvanized Steel
MRS J J SMITH STA | 7412 GA HWY 72 | CARLTON | Madison | 9095049 | 1 | [5 empty] | Removed from Ground | Empty | 1000 | Bare Steel |  | 1899-12-31 | Unknown
MIDWAY GROCERY & FARM SUPPLY | 9766 HWY 98W | COMMERCE | Madison | 9095089 | 4 |  | 2001-06-10 | FALSE | 2001-06-10 | FALSE | Removed from Ground | Gas (Historical Use) | 8000 | Composite | 2001-06-10 |  | Double-Walled Fiberglass | Pressurized
FOOD MART | 9523 HWY 98 W | COMMERCE | Madison | 9078083 | 1C |  | 2001-04-15 | FALSE | 2001-04-15 | FALSE | Currently in Use | Diesel | 8223.93 | Composite | 2001-04-15 |  | Fiberglass Reinforced Plastic | Pressurized
HWY 98 GROCERY | 9095 HIGHWAY 98W | COMMERCE | Madison | 9095095 | 2 |  | 1999-12-01 |  | 1999-12-01 |  | Removed from Ground | Gas (Historical Use) | 3000 | Steel-Impressed Current | 1989-10-01 | 2013-08-27 | Cathodically Protected | Suction (American)
CHEVRON FOODMART #105 | 4052 DANIELSVILLE RD | HULL | Madison | 9095006 | 3 | Flapper Valve | 1996-03-01 | FALSE | 1996-03-01 | FALSE | Currently in Use | Diesel | 5000 | STIP-3/Impressed Current | 1985-06-01 |  | Fiberglass Reinforced Plastic | Pressurized
10244 HULL LLC | 10244 HWY 72 WEST | HULL | Madison | 10000123 | 3 |  | 2001-12-01 | FALSE | 2001-12-01 | FALSE | Currently in Use | E-0 | 4000 | Fiberglass Double Walled | 2001-12-01 |  | Double-Walled Fiberglass | Pressurized
STRICKLANDS | 1741 HWY 29 N | DANIELSVILLE | Madison | 9095030 | 10 |  | 1998-12-05 |  | 1998-12-05 |  | Currently in Use | Diesel | 8000 | Composite | 1998-12-05 |  | Fiberglass Reinforced Plastic | Pressurized
NO FACILITY NAME | S/W CORNER SR 98 & SR 106 | ILA | Madison | 9095082 | 1 | [5 empty] | Removed from Ground | Other | 552 | Bare Steel | 1992-07-20 | 1992-07-20 | Not Marked
BENTON BRO GRO | 6087 GA HWY 72 | CARLTON | Madison | 9095070 | 1 | [5 empty] | Removed from Ground | Gas (Historical Use) | 560 | Bare Steel | 1951-05-17 | 1985-02-01 | Galvanized Steel
FOOD MART | 9523 HWY 98 W | COMMERCE | Madison | 9078083 | 1B | Ball Float | 2001-04-15 | FALSE | 2001-04-15 | FALSE | Currently in Use | Regular | 8223.93 | Composite | 2001-04-15 |  | Fiberglass Reinforced Plastic | Pressurized
TINY TOWN LOONEY MART INC | 7217 HWY 72 EAST | CARLTON | Madison | 9095060 | R-1 | Flapper Valve | 1999-12-22 | FALSE | 1999-12-22 | FALSE | Currently in Use | Diesel | 4000 | Steel-Impressed Current | 1978-05-09 |  | Fiberglass Reinforced Plastic | Safe Suction (Euro)
MRS J J SMITH STA | 7412 GA HWY 72 | CARLTON | Madison | 9095049 | 2 | [5 empty] | Removed from Ground | Empty | 1000 | Bare Steel |  | 1899-12-31 | Unknown
MIDWAY GROCERY & FARM SUPPLY | 9766 HWY 98W | COMMERCE | Madison | 9095089 | 1 | Flapper Valve | 1990-01-01 | FALSE | 1990-01-01 | FALSE | Removed from Ground | Gas (Historical Use) | 6000 | Galvanic (STIP-3) | 1990-01-01 |  | Fiberglass Reinforced Plastic | Pressurized
WARDS GROCERY | HWY 29 AT DIAMOND HILL- COLBERT RD | DANIELSVILLE | Madison | 10000994 | 1 |  |  | FALSE |  | FALSE | Removed from Ground | Gas (Historical Use) | 550 | Unknown | 2005-04-22 | 2005-04-22 | Unknown
ADAMS CONVENIENCE STORE | GA HWY 106 SOUTH | ILA | Madison | 9095020 | 3 | [5 empty] | Closed in Ground | Gas (Historical Use) | 1000 | Bare Steel | 1980-03-01 | 1991-08-13 | Galvanized Steel | Safe Suction (Euro)
THE SPECIAL STORE INC/PICK OF TH | 43 N MAIN ST | ILA | Madison | 9095041 | 3 |  | 1998-12-18 | FALSE | 1998-11-19 | FALSE | Removed from Ground | Diesel | 6110 | Steel-Impressed Current | 1974-04-01 | 2020-04-01 | Steel (Impressed Current) | Suction (American)
MIDWAY GROCERY & FARM SUPPLY | 9766 HWY 98W | COMMERCE | Madison | 9095089 | 3 | Flapper Valve | 1990-01-01 | FALSE | 1990-01-01 | FALSE | Removed from Ground | Diesel | 6000 | Galvanic (STIP-3) | 1990-01-01 |  | Fiberglass Reinforced Plastic | Safe Suction (Euro)
ADAMS CONVENIENCE STORE | GA HWY 106 SOUTH | ILA | Madison | 9095020 | 2 | [5 empty] | Closed in Ground | Gas (Historical Use) | 5000 | Bare Steel | 1971-06-01 | 1991-08-13 | Galvanized Steel | Safe Suction (Euro)
BENTON BRO GRO | 6087 GA HWY 72 | CARLTON | Madison | 9095070 | 2 | [5 empty] | Removed from Ground | Gas (Historical Use) | 1000 | Bare Steel | 1985-05-08 | 1899-12-31 | Galvanized Steel
CARLTON TRUCK SERVICE | RT 1 CARLTON | CARLTON | Madison | 9095058 | D-3 | [5 empty] | Removed from Ground | Diesel | 1000 | Bare Steel | 1977-05-10 | 1899-12-31 | Galvanized Steel
GOLDEN FARM STORE & GAS | 9628 WILDCAT BRIDGE RD | DANIELSVILLE | Madison | 9095084 | 10 | Flapper Valve | 1997-05-01 |  | 1997-05-01 | TRUE | Currently in Use | Kerosene | 2000 | Composite | 1997-05-01 |  | Fiberglass Reinforced Plastic | Safe Suction (Euro)
GA DOT ROW | HWY 106 & 98 INTERSECTION | ILA | Madison | 9095086 | 1 | [5 empty] | Closed in Ground | Empty | 550 | Bare Steel | 1992-07-21 | 1992-07-21 | Galvanized Steel
JP ILA | 14 N MAIN ST | DANIELSVILLE | Madison | 10001852 | 2A | Flapper Valve | 2010-05-15 | FALSE | 2010-05-15 | FALSE | Currently in Use | Diesel On Road | 8000 | Composite Double Walled | 2010-05-05 |  | Double-Walled Flex | Pressurized
JP ILA | 14 N MAIN ST | DANIELSVILLE | Madison | 10001852 | 4 | Flapper Valve | 2015-02-01 | FALSE | 2015-02-01 | FALSE | Currently in Use | Diesel Off Road | 4000 | Composite Double Walled | 2015-01-15 |  | Double-Walled Fiberglass | Pressurized
MRS J J SMITH STA | 7412 GA HWY 72 | CARLTON | Madison | 9095049 | 4 | [5 empty] | Removed from Ground | Empty | 500 | Bare Steel |  | 1899-12-31 | Unknown
GOLDEN FARM STORE & GAS | 9628 WILDCAT BRIDGE RD | DANIELSVILLE | Madison | 9095084 | 6 | Flapper Valve | 1997-05-01 |  | 1997-05-01 | TRUE | Currently in Use | Gas (Historical Use) | 10000 | Composite | 1997-05-01 |  | Fiberglass Reinforced Plastic | Safe Suction (Euro)
GOLDEN FARM STORE & GAS | 9628 WILDCAT BRIDGE RD | DANIELSVILLE | Madison | 9095084 | 8 |  | 1997-05-01 |  | 1997-05-01 | TRUE | Currently in Use | Gas (Historical Use) | 4000 | Composite | 1997-05-01 |  | Fiberglass Reinforced Plastic | Safe Suction (Euro)
GOLDEN FARM STORE & GAS | 9628 WILDCAT BRIDGE RD | DANIELSVILLE | Madison | 9095084 | 9A |  | 1997-05-01 |  | 1997-05-01 | TRUE | Currently in Use | Diesel | 6000 | Composite | 1997-05-01 |  | Fiberglass Reinforced Plastic | Safe Suction (Euro)
ANN'S TRADING POST | BETWEEN HWY 106 & POKY COMMUNITY | DANIELSVILLE | Madison | 9095077 | 1 | [5 empty] | Removed from Ground | Gas (Historical Use) | 1000 | Bare Steel | 1983-01-01 | 1899-12-31 | Galvanized Steel
JP ILA | 14 N MAIN ST | DANIELSVILLE | Madison | 10001852 | 2B | Flapper Valve | 2010-05-15 | FALSE | 2010-05-15 | FALSE | Currently in Use | Premium | 4000 | Composite Double Walled | 2010-05-05 |  | Double-Walled Flex | Pressurized
JOT EM DOWN STORE | 2920 JOT EM DOWN RD | ILA | Madison | 9095018 | 2 |  | 1998-11-12 |  | 1998-11-12 |  | Removed from Ground | Gas (Historical Use) | 2000 | Steel-Impressed Current | 1982-03-01 | 2013-08-27 | Cathodically Protected | Suction (American)
ROYALTY/BERKELEY QUARRIES | BERKELEY RD | CARLTON | Madison | 9095078 | 3 | [5 empty] | Permanently Out of Use - historical purposes | Gas (Historical Use) | 560 | Bare Steel |  | 1899-12-31 | Galvanized Steel
MRS J J SMITH STA | 7412 GA HWY 72 | CARLTON | Madison | 9095049 | 3 | [5 empty] | Removed from Ground | Empty | 500 | Bare Steel |  | 1899-12-31 | Unknown
GOLDEN PANTRY #43 | 214 GENERAL DANIELS AVE | DANIELSVILLE | Madison | 9095056 | 2 | [5 empty] | Removed from Ground | Gas (Historical Use) | 4000 | Bare Steel | 1977-04-19 | 1994-12-29 | Galvanized Steel | Pressurized
DANIELSVILLE CORNER STORE | 500 GENERAL DANIELS AVENUE | DANIELSVILLE | Madison | 9095051 | 1 | [5 empty] | Removed from Ground | Other | 2000 | Bare Steel | 1976-02-21 | 1899-12-31 | Galvanized Steel | Suction (American)
DANIELSVILLE CORNER STORE | 500 GENERAL DANIELS AVENUE | DANIELSVILLE | Madison | 9095051 | 7 | Flapper Valve | 1989-08-15 | FALSE | 1989-08-15 | FALSE | Currently in Use | Regular | 6000 | Steel-Impressed Current | 1989-08-15 |  | Fiberglass Reinforced Plastic | Pressurized
GA FC/MADISON CO UNIT | RT 1 BOX 1096 GA HWY 98 | DANIELSVILLE | Madison | 9095052 | 1 | [5 empty] | Removed from Ground | Gas (Historical Use) | 560 | Bare Steel | 1982-04-23 | 1991-05-16 | Galvanized Steel | Safe Suction (Euro)
W E SIMMONS CONTRACTORS INC | RT 1/191 POST RD | DANIELSVILLE | Madison | 9095066 | 1 | [5 empty] | Removed from Ground | Gas (Historical Use) | 1000 | Bare Steel | 1966-04-28 | 1999-12-20 | Galvanized Steel | Suction (American)
GOLDEN FARM STORE & GAS | 9628 WILDCAT BRIDGE RD | DANIELSVILLE | Madison | 9095084 | 2 | [5 empty] | Removed from Ground | Gas (Historical Use) | 6000 | Bare Steel | 1979-01-01 | 1997-05-01 | Galvanized Steel | Safe Suction (Euro)
DANIELSVILLE GULF | CORNER 29 & 98 | DANIELSVILLE | Madison | 10001262 | 2 |  |  | FALSE |  | FALSE | Removed from Ground | Gas (Historical Use) | 550 | Bare Steel | 1995-01-01 | 1995-01-01
WARDS GROCERY | HWY 29 AT DIAMOND HILL- COLBERT RD | DANIELSVILLE | Madison | 10000994 | 4 |  |  | FALSE |  | FALSE | Permanently Out Of Use | Gas (Historical Use) | 1000 | Unknown | 2005-04-22 | 2005-04-22 | Unknown
J S FORTSON | US HWY 29 | HULL | Madison | 9095068 | 3 | [5 empty] | Removed from Ground | Gas (Historical Use) | 3000 | Bare Steel | 1982-02-20 | 1992-09-23 | Bare Steel | Safe Suction (Euro)
OAKLAND SUPER MARKET | 5419 HWY 41 N | MAUK | Marion | 10000482 | 4 |  |  | FALSE |  | FALSE | Removed from Ground | Gas (Historical Use) | 5000 | Unknown | 2006-02-06 | 2006-02-06
OAKLAND SUPER MARKET | 5419 HWY 41 N | MAUK | Marion | 10000482 | 5 |  |  | FALSE |  | FALSE | Removed from Ground | Gas (Historical Use) | 5000 | Unknown | 2006-02-06 | 2006-02-06
AM PM FOOD MART #342 | 1230 GA HWY 26 E | BUENA VISTA | Marion | 10001276 | 2 | Ball Float | 2006-12-01 | FALSE | 2006-12-01 | FALSE | Currently in Use | Regular | 4000 | Fiberglass | 2006-12-01 |  | Fiberglass Reinforced Plastic | Pressurized
GIBSONS SVC STAT | THIRD AVE AND BROAD ST | BUENA VISTA | Marion | 9096007 | 1 | [5 empty] | Removed from Ground | Gas (Historical Use) | 1000 | Bare Steel | 1994-11-16 | 1994-11-16 | Bare Steel
CARGILL INC | WILLIAMS ST | BUENA VISTA | Marion | 9096026 | 1 | [5 empty] | Removed from Ground | Diesel | 1000 | Bare Steel | 1961-05-14 | 1899-12-31 | Galvanized Steel
B & C AUTO | RT 1 HWY 41 S /121 BROAD ST | BUENA VISTA | Marion | 9096025 | 3DIESEL | [5 empty] | Removed from Ground | Diesel | 3000 | Bare Steel | 1971-05-12 | 1996-03-12 | Unknown
GA FC | RT 1 BOX 5B | BUENA VISTA | Marion | 9096003 | 248866 |  | 1993-04-01 |  | 1993-04-01 |  | Removed from Ground | Diesel | 1000 | Galvanic (STIP-3) | 1993-04-01 | 2008-02-20 | Cathodically Protected | Safe Suction (Euro)
GEORGIA DEPARTMENT OF TRANSPORTA | GA HWY 26/ 1/2 MI WEST OF SR 41 | BUENA VISTA | Marion | 9096023 | 330G1 | [5 empty] | Removed from Ground | Gas (Historical Use) | 2000 | Bare Steel | 1987-01-01 | 2005-03-10 | Galvanized Steel | Safe Suction (Euro)
Goot Gas N Go LLC | 1040 HWY 41 NORTH | BUENA VISTA | Marion | 9096028 | 5 | [5 empty] | Removed from Ground | Gas (Historical Use) | 10000 | Not Marked/Unknown | 1997-04-10 | 1997-04-10 | Not Marked
Goot Gas N Go LLC | 1040 HWY 41 NORTH | BUENA VISTA | Marion | 9096028 | 4 | [5 empty] | Removed from Ground | Diesel | 4000 | Not Marked/Unknown | 1997-04-10 | 1997-04-10 | Not Marked
OAKLAND SUPER MARKET | 5419 HWY 41 N | MAUK | Marion | 10000482 | 7 | Flapper Valve | 2007-05-18 | FALSE | 2007-05-18 | FALSE | Currently in Use | Premium | 5000 | Fiberglass Double Walled | 2007-05-18 |  | Double-Walled Fiberglass | Pressurized
GIBSONS SVC STAT | THIRD AVE AND BROAD ST | BUENA VISTA | Marion | 9096007 | 3 | [5 empty] | Removed from Ground | Gas (Historical Use) | 1000 | Bare Steel | 1994-11-16 | 1994-11-16 | Bare Steel
M L FOOD MART | 201 E SIXTH AVENUE | BUENA VISTA | Marion | 9096009 | 3 | Ball Float | 1998-08-18 | FALSE | 1998-08-18 | FALSE | Currently in Use | Plus | 0 | Steel-Impressed Current | 1998-07-22 |  |  | Pressurized
PINE KNOT GENERAL STORE | 77 PINE KNOT LOOP | BUENA VISTA | Marion | 9096032 | 1 |  | 1995-06-01 |  | 1995-06-01 |  | Temporarily out of use | Gas (Historical Use) | 2000 | Composite | 1995-06-01 |  | Fiberglass Reinforced Plastic | Safe Suction (Euro)
TOMS STANDARD STATION | INTERSECTION OF HWY 41 & HWY 26 | BUENA VISTA | Marion | 9096030 | 4 | [5 empty] | Removed from Ground | Gas (Historical Use) | 3000 | Not Marked/Unknown | 1994-05-01 | 1994-05-01 | Not Marked
TRI-COUNTY HIGH SCHOOL | HWY 30 PO BOX 177 | BUENA VISTA | Marion | 9096006 | 4 | [5 empty] | Removed from Ground | Other | 1000 | Bare Steel | 1976-01-12 | 1899-12-31 | Galvanized Steel
MARION COUNTY ROAD DEPARTMENT | 328 GENEVA RD | BUENA VISTA | Marion | 9096017 | 2 | Flapper Valve | 1998-10-06 | FALSE | 1998-10-06 | FALSE | Currently in Use | Gas (Historical Use) | 10000 | Steel-Impressed Current | 1972-05-02 |  | Steel (Impressed Current) | Safe Suction (Euro)
N & W SERVICE STATION | GA HWY 41 NORTH | BUENA VISTA | Marion | 9096016 | 3 | [5 empty] | Removed from Ground | Gas (Historical Use) | 3000 | Bare Steel | 1954-05-14 | 1899-12-31 | Galvanized Steel
THOMAS STATION ON THE SQUARE LLC | 107 FOURTH AVE | BUENA VISTA | Marion | 9096011 | 1 |  | 1998-12-10 |  | 1998-12-10 |  | Closed in Ground | Gas (Historical Use) | 2000 | Steel-Impressed Current | 1985-05-06 | 2015-06-11 | Cathodically Protected | Suction (American)
T B WIGHT OIL CO INC | FOURTH AVE | BUENA VISTA | Marion | 9096010 | 1 |  | 1998-12-10 |  | 1998-12-10 |  | Removed from Ground | Gas (Historical Use) | 20000 | Steel-Impressed Current | 1974-05-09 | 2000-10-01 | Fiberglass Reinforced Plastic | Pressurized
OAKLAND SUPER MARKET | 5419 HWY 41 N | MAUK | Marion | 10000482 | 1 |  |  | FALSE |  | FALSE | Removed from Ground | Gas (Historical Use) | 1000 | Unknown | 2006-02-01 | 2006-02-01
GIBSONS SVC STAT | THIRD AVE AND BROAD ST | BUENA VISTA | Marion | 9096007 | 7 | [5 empty] | Removed from Ground | Gas (Historical Use) | 2000 | Bare Steel | 1994-11-16 | 1994-11-16 | Bare Steel
GIBSONS SVC STAT | THIRD AVE AND BROAD ST | BUENA VISTA | Marion | 9096007 | 5 | [5 empty] | Removed from Ground | Gas (Historical Use) | 3000 | Bare Steel | 1994-11-16 | 1994-11-16 | Bare Steel
GIBSONS SVC STAT | THIRD AVE AND BROAD ST | BUENA VISTA | Marion | 9096007 | 4 | [5 empty] | Removed from Ground | Gas (Historical Use) | 3800 | Bare Steel | 1994-11-16 | 1994-11-16 | Bare Steel
MARION COUNTY SCHOOL BUS GARAGE | 329 PUTTVILLE ST | BUENA VISTA | Marion | 9096018 | 2 | Flapper Valve | 1998-10-01 | FALSE | 1998-10-01 | FALSE | Currently in Use | Gas (Historical Use) | 2000 | Steel-Impressed Current | 1986-01-01 |  |  | Safe Suction (Euro)
T B WIGHT OIL CO INC | FOURTH AVE | BUENA VISTA | Marion | 9096010 | 3 | [5 empty] | Removed from Ground | Kerosene | 2000 | Bare Steel | 1978-01-01 | 1996-10-17 | Galvanized Steel | Suction (American)
B & C AUTO | RT 1 HWY 41 S /121 BROAD ST | BUENA VISTA | Marion | 9096025 | 1A |  | 1996-03-16 |  | 1996-03-16 |  | Temporarily out of use | Gas (Historical Use) | 5000 | Composite | 1996-03-16 |  | Fiberglass Reinforced Plastic | Suction (American)
Goot Gas N Go LLC | 1040 HWY 41 NORTH | BUENA VISTA | Marion | 9096028 | 2 | [5 empty] | Removed from Ground | Gas (Historical Use) | 5000 | Not Marked/Unknown | 1997-04-10 | 1997-04-10 | Not Marked
WALLEYS 102 | 669 HWY 30 | BUENA VISTA | Marion | 9096029 | 3 | Ball Float | 1994-10-27 | FALSE | 1994-10-27 | FALSE | Temporarily out of use | Empty | 4000 | Composite | 1992-09-01 |  | Fiberglass Reinforced Plastic | Pressurized
AM PM FOOD MART #342 | 1230 GA HWY 26 E | BUENA VISTA | Marion | 10001276 | 1 | Ball Float | 2006-12-01 | FALSE | 2006-12-01 | FALSE | Currently in Use | Premium | 6000 | Fiberglass | 2006-12-01 |  | Fiberglass Reinforced Plastic | Pressurized
OAKLAND SUPER MARKET | 5419 HWY 41 N | MAUK | Marion | 10000482 | 8 | Flapper Valve | 2007-05-18 | FALSE | 2007-05-18 | FALSE | Currently in Use | Diesel | 10000 | Fiberglass Double Walled | 2007-05-18 |  | Double-Walled Fiberglass | Pressurized
OAKLAND SUPER MARKET | 5419 HWY 41 N | MAUK | Marion | 10000482 | 6 | Flapper Valve | 2007-05-18 | FALSE | 2007-05-18 | FALSE | Currently in Use | Regular | 10000 | Fiberglass Double Walled | 2007-05-18 |  | Double-Walled Fiberglass | Pressurized
FARMERS & MERCHANTS WHSE CO | 121 SIXTH AVE | BUENA VISTA | Marion | 9096004 | 1 | [5 empty] | Removed from Ground | Gas (Historical Use) | 0 | Bare Steel | 1999-06-16 | 1999-06-16 | Galvanized Steel
GIBSONS SVC STAT | THIRD AVE AND BROAD ST | BUENA VISTA | Marion | 9096007 | 6 | [5 empty] | Removed from Ground | Gas (Historical Use) | 3000 | Bare Steel | 1994-11-16 | 1994-11-16 | Bare Steel
TOMS STANDARD STATION | INTERSECTION OF HWY 41 & HWY 26 | BUENA VISTA | Marion | 9096030 | 1 | [5 empty] | Removed from Ground | Diesel | 8000 | Not Marked/Unknown | 1991-05-01 | 1991-05-01 | Not Marked
MILLERS GROCERY | GA HWY 137 | TAZEWELL | Marion | 9096013 | 2 | [5 empty] | Removed from Ground | Gas (Historical Use) | 2000 | Bare Steel | 1982-05-09 | 1899-12-31 | Galvanized Steel
T B WIGHT OIL CO INC | FOURTH AVE | BUENA VISTA | Marion | 9096010 | 2 |  | 1998-12-10 |  | 1998-12-10 |  | Removed from Ground | Gas (Historical Use) | 20000 | Steel-Impressed Current | 1974-05-09 | 2000-10-01 | Fiberglass Reinforced Plastic | Pressurized
GA KRAFT CO | PO BOX 44 GA 137 WEST | BUENA VISTA | Marion | 9096019 | 2 | [5 empty] | Removed from Ground | Diesel | 500 | Bare Steel | 1965-05-13 | 1988-12-01 | Galvanized Steel
N & W SERVICE STATION | GA HWY 41 NORTH | BUENA VISTA | Marion | 9096016 | 2 | [5 empty] | Removed from Ground | Gas (Historical Use) | 3000 | Bare Steel | 1954-05-14 | 1899-12-31 | Galvanized Steel
NEW BUENA VISTA FOOD MART | 101 Broad Street | BUENA VISTA | Marion | 9096012 | 2 | Flapper Valve | 1998-01-01 | FALSE | 1998-01-01 | FALSE | Currently in Use | Plus | 6000 | Steel-Impressed Current | 1981-05-09 |  |  | Pressurized
GA SILICA DIVISION | RT 1 | MAUK | Marion | 9096002 | G1 | [5 empty] | Permanently Out of Use - historical purposes | Gas (Historical Use) | 4000 | Bare Steel | 1982-03-28 | 1899-12-31 | Galvanized Steel
GA FC | RT 1 BOX 5B | BUENA VISTA | Marion | 9096003 | 2 | [5 empty] | Removed from Ground | Gas (Historical Use) | 2000 | Bare Steel | 1984-04-22 | 1993-04-13 | Galvanized Steel | Safe Suction (Euro)
M L FOOD MART | 201 E SIXTH AVENUE | BUENA VISTA | Marion | 9096009 | 2 | Ball Float | 1998-08-18 | FALSE | 1998-08-18 | FALSE | Currently in Use | Regular | 0 | Steel-Impressed Current | 1998-07-22 |  |  | Pressurized
B & C AUTO | RT 1 HWY 41 S /121 BROAD ST | BUENA VISTA | Marion | 9096025 | 2PREM | [5 empty] | Removed from Ground | Gas (Historical Use) | 3000 | Bare Steel | 1971-05-12 | 1996-03-12 | Galvanized Steel
MORGAN'S GROCERY | 3761 HWY 137 | BUENA VISTA | Marion | 9096027 | 1 | Flapper Valve | 1990-01-01 | FALSE | 1990-01-01 | FALSE | Currently in Use | Plus | 6000 | Galvanic (STIP-3) | 1990-01-01 |  | Fiberglass Reinforced Plastic | Pressurized
THOMAS STATION ON THE SQUARE LLC | 107 FOURTH AVE | BUENA VISTA | Marion | 9096011 | 3 |  | 1998-12-10 |  | 1998-12-10 |  | Closed in Ground | Gas (Historical Use) | 1000 | Steel-Impressed Current | 1983-01-01 | 2015-06-11 | Cathodically Protected | Suction (American)
MORGAN'S GROCERY | 3761 HWY 137 | BUENA VISTA | Marion | 9096027 | 4 | Flapper Valve | 1990-01-01 | FALSE | 1990-01-01 | FALSE | Currently in Use | Diesel | 2000 | Galvanic (STIP-3) | 1990-01-01 |  | Fiberglass Reinforced Plastic | Safe Suction (Euro)
MORGAN'S GROCERY | 3761 HWY 137 | BUENA VISTA | Marion | 9096027 | 5 |  | 1990-01-01 | FALSE | 1990-01-01 | FALSE | Currently in Use | Diesel | 1000 | Galvanic (STIP-3) | 1990-01-01 |  | Fiberglass Reinforced Plastic | Safe Suction (Euro)
E N MURRAY CONTRACTOR | GA HWY 41 N | BUENA VISTA | Marion | 9096031 | 1 | [5 empty] | Closed in Ground | Gas (Historical Use) | 550 | Bare Steel | 1954-05-14 | 1998-05-21 | Galvanized Steel | Suction (American)
TOMS STANDARD STATION | INTERSECTION OF HWY 41 & HWY 26 | BUENA VISTA | Marion | 9096030 | 2 | [5 empty] | Removed from Ground | Gas (Historical Use) | 3000 | Not Marked/Unknown | 1991-05-01 | 1991-05-01 | Not Marked
MTD FOODS #4 | 105 E 6th Ave | BUENA VISTA | Marion | 9096035 | 4 | Flapper Valve | 1999-03-08 | FALSE | 1999-03-08 | FALSE | Currently in Use | Diesel | 6000 | Composite | 1999-03-08 |  |  | Pressurized
Goot Gas N Go LLC | 1040 HWY 41 NORTH | BUENA VISTA | Marion | 9096028 | 6 | Overfill Alarm | 2024-07-19 | FALSE | 1997-04-17 | FALSE | Currently in Use | Regular | 6000 | Composite | 1997-04-17 |  | Double-Walled Fiberglass | Pressurized
Goot Gas N Go LLC | 1040 HWY 41 NORTH | BUENA VISTA | Marion | 9096028 | 8 | Overfill Alarm | 2024-07-19 | FALSE | 1997-04-17 | FALSE | Currently in Use | Plus | 10000 | Composite | 1997-04-17 |  | Double-Walled Fiberglass | Pressurized
Goot Gas N Go LLC | 1040 HWY 41 NORTH | BUENA VISTA | Marion | 9096028 | 9 | Overfill Alarm | 2024-07-19 | FALSE | 1997-04-17 | FALSE | Currently in Use | Diesel | 10000 | Fiberglass | 1997-04-17 |  | Double-Walled Fiberglass | Pressurized
Goot Gas N Go LLC | 1040 HWY 41 NORTH | BUENA VISTA | Marion | 9096028 | 7 | Overfill Alarm | 2024-07-19 | FALSE | 1997-04-17 | FALSE | Currently in Use | Premium | 6000 | Composite | 1997-04-17 |  | Double-Walled Fiberglass | Pressurized
E N MURRAY CONTRACTOR | GA HWY 41 N | BUENA VISTA | Marion | 9096031 | 2 | [5 empty] | Closed in Ground | Diesel | 550 | Bare Steel | 1954-05-14 | 1998-05-21 | Galvanized Steel | Suction (American)
OAKLAND SUPER MARKET | 5419 HWY 41 N | MAUK | Marion | 10000482 | 2 |  |  | FALSE |  | FALSE | Removed from Ground | Not Marked | 1000 | Unknown | 2006-02-01 | 2006-02-01
MARION COUNTY SCHOOL BUS GARAGE | 329 PUTTVILLE ST | BUENA VISTA | Marion | 9096018 | 1 | Flapper Valve | 1998-10-01 | FALSE | 1998-10-01 | FALSE | Currently in Use | Diesel | 10000 | Steel-Impressed Current | 1976-01-12 |  |  | Safe Suction (Euro)
MORGAN GROCERY | GA HWY 137 RFD #4 | BUENA VISTA | Marion | 9096014 | 2 | [5 empty] | Closed in Ground | Gas (Historical Use) | 550 | Bare Steel | 1970-05-10 | 1899-12-31 | Galvanized Steel
WATSONS BODY SHOP/DOT #10394 OLD | GA HWY 41 WEST | BUENA VISTA | Marion | 9096024 | 10394-1 | [5 empty] | Removed from Ground | Gas (Historical Use) | 1000 | Bare Steel | 1972-05-02 | 1996-03-27 | Galvanized Steel | Safe Suction (Euro)
B & C AUTO | RT 1 HWY 41 S /121 BROAD ST | BUENA VISTA | Marion | 9096025 | 1B |  | 1996-03-16 |  | 1996-03-16 |  | Temporarily out of use | Gas (Historical Use) | 3000 | Composite | 1996-03-16 |  | Fiberglass Reinforced Plastic | Suction (American)
GEORGIA DEPARTMENT OF TRANSPORTA | GA HWY 26/ 1/2 MI WEST OF SR 41 | BUENA VISTA | Marion | 9096023 | 330D1 | [5 empty] | Removed from Ground | Diesel | 2000 | Bare Steel | 1987-01-01 | 2005-03-10 | Galvanized Steel | Safe Suction (Euro)
J W MORGAN GROCERY | RFD # 1 | JUNIPER | Marion | 9096021 | 2 | [5 empty] | Removed from Ground | Gas (Historical Use) | 550 | Bare Steel | 1954-05-14 | 1899-12-31 | Galvanized Steel
LITTLE JUNIPER JUNCTION | 4749 GA HWY 352 | BOX SPRINGS | Marion | 9096033 | 1 |  | 1999-12-20 |  | 1990-01-10 |  | Currently in Use | Gas (Historical Use) | 4000 | Cathodically Protected Steel | 1990-01-01 |  |  | Suction (American)
GA FC | RT 1 BOX 5B | BUENA VISTA | Marion | 9096003 | 1 | [5 empty] | Removed from Ground | Diesel | 560 | Bare Steel | 1955-04-30 | 1993-04-13 | Galvanized Steel | Safe Suction (Euro)
MILLERS GROCERY | GA HWY 137 | TAZEWELL | Marion | 9096013 | 1 | [5 empty] | Removed from Ground | Gas (Historical Use) | 3000 | Bare Steel | 1982-05-09 | 1899-12-31 | Galvanized Steel
GA FC | RT 1 BOX 5B | BUENA VISTA | Marion | 9096003 | 248865 |  | 1993-04-01 |  | 1993-04-01 |  | Removed from Ground | Gas (Historical Use) | 1000 | Galvanic (STIP-3) | 1993-04-01 | 2008-02-20 | Cathodically Protected | Safe Suction (Euro)
TRI-COUNTY HIGH SCHOOL | HWY 30 PO BOX 177 | BUENA VISTA | Marion | 9096006 | 2 | [5 empty] | Removed from Ground | Diesel | 500 | Bare Steel | 1983-01-10 | 1899-12-31 | Galvanized Steel
N & W SERVICE STATION | GA HWY 41 NORTH | BUENA VISTA | Marion | 9096016 | 1 | [5 empty] | Removed from Ground | Gas (Historical Use) | 3000 | Bare Steel | 1954-05-14 | 1899-12-31 | Galvanized Steel
NEW BUENA VISTA FOOD MART | 101 Broad Street | BUENA VISTA | Marion | 9096012 | 4 | Flapper Valve | 1998-01-01 | FALSE | 1998-01-01 | FALSE | Currently in Use | Diesel | 5000 | Steel-Impressed Current | 1981-05-09 |  |  | Safe Suction (Euro)
Goot Gas N Go LLC | 1040 HWY 41 NORTH | BUENA VISTA | Marion | 9096028 | 3 | [5 empty] | Removed from Ground | Diesel | 5000 | Not Marked/Unknown | 1997-04-10 | 1997-04-10 | Not Marked
MTD FOODS #4 | 105 E 6th Ave | BUENA VISTA | Marion | 9096035 | 3 | Flapper Valve | 1999-03-08 | FALSE | 1999-03-08 | FALSE | Currently in Use | Diesel | 12000 | Composite | 1999-03-08 |  |  | Pressurized
TRI-COUNTY HIGH SCHOOL | HWY 30 PO BOX 177 | BUENA VISTA | Marion | 9096006 | 3 | [5 empty] | Removed from Ground | Gas (Historical Use) | 1000 | Bare Steel | 1976-01-12 | 1899-12-31 | Galvanized Steel
MORGAN GROCERY | GA HWY 137 RFD #4 | BUENA VISTA | Marion | 9096014 | 1 | [5 empty] | Closed in Ground | Gas (Historical Use) | 550 | Bare Steel | 1970-05-10 | 1899-12-31 | Galvanized Steel
WATSONS BODY SHOP/DOT #10394 OLD | GA HWY 41 WEST | BUENA VISTA | Marion | 9096024 | 10394-2 | [5 empty] | Removed from Ground | Gas (Historical Use) | 500 | Bare Steel | 1973-05-02 | 1996-03-27 | Galvanized Steel | Safe Suction (Euro)
B & C AUTO | RT 1 HWY 41 S /121 BROAD ST | BUENA VISTA | Marion | 9096025 | 1R | [5 empty] | Removed from Ground | Gas (Historical Use) | 6000 | Bare Steel | 1971-05-12 | 1996-03-12 | Unknown
J W MORGAN GROCERY | RFD # 1 | JUNIPER | Marion | 9096021 | 1 | [5 empty] | Removed from Ground | Gas (Historical Use) | 550 | Bare Steel | 1975-05-09 | 1899-12-31 | Galvanized Steel
NEW BUENA VISTA FOOD MART | 101 Broad Street | BUENA VISTA | Marion | 9096012 | 1 | Flapper Valve | 1998-01-01 | FALSE | 1998-01-01 | FALSE | Currently in Use | Regular | 6000 | Steel-Impressed Current | 1981-05-09 |  |  | Pressurized
THOMAS STATION ON THE SQUARE LLC | 107 FOURTH AVE | BUENA VISTA | Marion | 9096011 | 2 |  | 1998-12-10 |  | 1998-12-10 |  | Closed in Ground | Gas (Historical Use) | 2000 | Steel-Impressed Current | 1954-05-14 | 2015-06-11 | Fiberglass Reinforced Plastic | Suction (American)
T B WIGHT OIL CO INC | FOURTH AVE | BUENA VISTA | Marion | 9096010 | 4 | [5 empty] | Removed from Ground | Kerosene | 1000 | Bare Steel | 1964-05-11 | 1996-10-17 | Galvanized Steel | Suction (American)
GIBSONS SVC STAT | THIRD AVE AND BROAD ST | BUENA VISTA | Marion | 9096007 | 8 |  |  | TRUE |  | TRUE | Removed from Ground | Used Oil | 1000 | Bare Steel | 1994-11-16 | 1994-11-16 | Bare Steel
GIBSONS SVC STAT | THIRD AVE AND BROAD ST | BUENA VISTA | Marion | 9096007 | 2 | [5 empty] | Removed from Ground | Gas (Historical Use) | 1000 | Bare Steel | 1994-11-16 | 1994-11-16 | Bare Steel
M L FOOD MART | 201 E SIXTH AVENUE | BUENA VISTA | Marion | 9096009 | 4 | Ball Float | 1998-08-18 | FALSE | 1998-08-18 | FALSE | Currently in Use | Diesel | 0 | Steel-Impressed Current | 1998-07-22 |  |  | Pressurized
CARGILL INC | WILLIAMS ST | BUENA VISTA | Marion | 9096026 | 2 | [5 empty] | Removed from Ground | Gas (Historical Use) | 500 | Bare Steel | 1961-05-14 | 1899-12-31 | Galvanized Steel
WALLEYS 102 | 669 HWY 30 | BUENA VISTA | Marion | 9096029 | 4 | Ball Float | 1994-10-27 | FALSE | 1994-10-27 | FALSE | Temporarily out of use | Empty | 3000 | Composite | 1992-09-01 |  | Fiberglass Reinforced Plastic | Pressurized
MORGAN'S GROCERY | 3761 HWY 137 | BUENA VISTA | Marion | 9096027 | 2 | Flapper Valve | 1990-01-01 | FALSE | 1990-01-01 | FALSE | Currently in Use | Regular | 6000 | Galvanic (STIP-3) | 1990-01-01 |  | Fiberglass Reinforced Plastic | Pressurized
MARION COUNTY PUBLIC OFFICE BUIL | ROGERS ST | BUENA VISTA | Marion | 9096022 | 9 | [5 empty] | Removed from Ground | Diesel | 8000 | Bare Steel | 1955-01-17 | 1988-01-01 | Galvanized Steel
MARION COUNTY PUBLIC OFFICE BUIL | ROGERS ST | BUENA VISTA | Marion | 9096022 | 8 | [5 empty] | Removed from Ground | Other | 500 | Bare Steel | 1955-01-17 | 1988-01-01 | Galvanized Steel
WALLEYS 102 | 669 HWY 30 | BUENA VISTA | Marion | 9096029 | 2 | [5 empty] | Removed from Ground | Gas (Historical Use) | 1000 | Not Marked/Unknown | 1994-10-27 | 1994-10-27 | Not Marked
TOMS STANDARD STATION | INTERSECTION OF HWY 41 & HWY 26 | BUENA VISTA | Marion | 9096030 | 5 | [5 empty] | Removed from Ground | Kerosene | 1000 | Not Marked/Unknown | 1991-05-01 | 1991-05-01 | Not Marked
MARION COUNTY ROAD DEPARTMENT | 328 GENEVA RD | BUENA VISTA | Marion | 9096017 | 1 | Flapper Valve | 1998-10-06 | FALSE | 1998-10-06 | FALSE | Currently in Use | Diesel | 10000 | Steel-Impressed Current | 1972-05-02 |  | Steel (Impressed Current) | Safe Suction (Euro)
GA KRAFT CO | PO BOX 44 GA 137 WEST | BUENA VISTA | Marion | 9096019 | 1 | [5 empty] | Removed from Ground | Gas (Historical Use) | 1000 | Bare Steel | 1965-05-13 | 1988-12-01 | Galvanized Steel
MTD FOODS #4 | 105 E 6th Ave | BUENA VISTA | Marion | 9096035 | 2 | Flapper Valve | 1999-03-08 | FALSE | 1999-03-08 | FALSE | Currently in Use | Premium | 8000 | Composite | 1999-03-08 |  |  | Pressurized
B & C AUTO | RT 1 HWY 41 S /121 BROAD ST | BUENA VISTA | Marion | 9096025 | 1C |  | 1996-03-16 |  | 1996-03-16 |  | Temporarily out of use | Diesel | 2000 | Composite | 1996-03-16 |  | Fiberglass Reinforced Plastic | Suction (American)
Goot Gas N Go LLC | 1040 HWY 41 NORTH | BUENA VISTA | Marion | 9096028 | 1 | [5 empty] | Removed from Ground | Gas (Historical Use) | 1000 | Not Marked/Unknown | 1997-04-10 | 1997-04-10 | Not Marked
MTD FOODS #4 | 105 E 6th Ave | BUENA VISTA | Marion | 9096035 | 1 | Flapper Valve | 1999-03-08 | FALSE | 1999-03-08 | FALSE | Currently in Use | Regular | 12000 | Composite | 1999-03-08 |  |  | Pressurized
OAKLAND SUPER MARKET | 5419 HWY 41 N | MAUK | Marion | 10000482 | 3 |  |  | FALSE |  | FALSE | Removed from Ground | Not Marked | 4000 | Unknown | 2006-02-01 | 2006-02-01
AM PM FOOD MART #342 | 1230 GA HWY 26 E | BUENA VISTA | Marion | 10001276 | 3 | Ball Float | 2006-12-01 | FALSE | 2006-12-01 | FALSE | Currently in Use | Diesel | 6000 | Fiberglass | 2006-12-01 |  | Fiberglass Reinforced Plastic | Pressurized
NEW BUENA VISTA FOOD MART | 101 Broad Street | BUENA VISTA | Marion | 9096012 | 3 | Flapper Valve | 1998-01-01 | FALSE | 1998-01-01 | FALSE | Currently in Use | Premium | 5000 | Steel-Impressed Current | 1981-05-09 |  |  | Safe Suction (Euro)
M L FOOD MART | 201 E SIXTH AVENUE | BUENA VISTA | Marion | 9096009 | 1 | Ball Float | 1998-08-18 | FALSE | 1998-08-18 | FALSE | Currently in Use | Premium | 0 | Steel-Impressed Current | 1998-07-22 |  |  | Pressurized
MORGAN'S GROCERY | 3761 HWY 137 | BUENA VISTA | Marion | 9096027 | 3 | Flapper Valve | 1990-01-01 | FALSE | 1990-01-01 | FALSE | Currently in Use | Premium | 6000 | Galvanic (STIP-3) | 1990-01-01 |  | Fiberglass Reinforced Plastic | Pressurized
WALLEYS 102 | 669 HWY 30 | BUENA VISTA | Marion | 9096029 | 1 | [5 empty] | Removed from Ground | Gas (Historical Use) | 1000 | Not Marked/Unknown | 1994-10-27 | 1994-10-27 | Not Marked
TOMS STANDARD STATION | INTERSECTION OF HWY 41 & HWY 26 | BUENA VISTA | Marion | 9096030 | 3 | [5 empty] | Removed from Ground | Gas (Historical Use) | 3000 | Not Marked/Unknown | 1991-05-01 | 1991-05-01 | Not Marked
MARION MEMORIAL NURSING HOME | HWY 41 NORTH | BUENA VISTA | Marion | 9096036 | 1 | [5 empty] | Removed from Ground | Gas (Historical Use) | 550 | Fiberglass | 2000-02-29 | 2000-02-29 | Copper
MILLERS GROCERY | GA HWY 137 | TAZEWELL | Marion | 9096013 | 3 | [5 empty] | Removed from Ground | Gas (Historical Use) | 2000 | Bare Steel | 1982-05-09 | 1899-12-31 | Galvanized Steel
Raceway #6726 - Thomson | 1920 WASHINGTON RD | THOMSON | McDuffie | 9097076 | 9 |  | 2023-06-11 | FALSE | 2023-06-11 | FALSE | Currently in Use | Diesel | 12000 | Fiberglass Double Walled | 2023-06-11 |  | Double-Walled Fiberglass | Pressurized
Raceway #6726 - Thomson | 1920 WASHINGTON RD | THOMSON | McDuffie | 9097076 | 2 |  | 1987-01-01 | FALSE | 1987-01-01 | FALSE | Removed from Ground | Gas (Historical Use) | 12000 | Fiberglass | 1987-11-04 | 2018-01-23 | Fiberglass Reinforced Plastic | Pressurized
Sprint 747 | 2093 Washington Rd | Thomson | McDuffie | 9097084 | 7 |  | 1996-02-29 | FALSE | 1996-02-29 | TRUE | Removed from Ground | Gas (Historical Use) | 10000 | Galvanic (STIP-3) | 1988-01-01 | 2016-07-18 | Fiberglass Reinforced Plastic | Pressurized
Sprint 747 | 2093 Washington Rd | Thomson | McDuffie | 9097084 | 4 | [5 empty] | Removed from Ground | Diesel | 3000 | Epoxy | 1978-01-01 | 1996-01-31 | Galvanized Steel | Suction (American)
CIRCLE K 2705367 | 1786 WASHINGTON RD | THOMSON | McDuffie | 9097082 | 6 |  | 1990-01-01 | FALSE | 1990-01-01 | FALSE | Currently in Use | Diesel | 12000 | Galvanic (STIP-3) | 1990-01-01 |  | Fiberglass Reinforced Plastic | Pressurized
Sprint 747 | 2093 Washington Rd | Thomson | McDuffie | 9097084 | 3 | [5 empty] | Removed from Ground | Gas (Historical Use) | 10000 | Bare Steel | 1968-01-01 | 1899-12-31 | Galvanized Steel | Pressurized
B&S TRANSMISSION SVC | US HWY 278 | THOMSON | McDuffie | 9097073 | 2 | [5 empty] | Removed from Ground | Empty | 1000 | Bare Steel |  | 1899-12-31 | Unknown
Raceway #6726 - Thomson | 1920 WASHINGTON RD | THOMSON | McDuffie | 9097076 | 6A | Overfill Alarm | 2018-01-26 | FALSE |  | FALSE | Currently in Use | Diesel On Road | 10000 | Fiberglass Double Walled | 2018-01-26 |  | Double-Walled Fiberglass | Pressurized
Raceway #6726 - Thomson | 1920 WASHINGTON RD | THOMSON | McDuffie | 9097076 | 6B | Overfill Alarm | 2018-01-26 | FALSE |  | FALSE | Currently in Use | Premium |  | Fiberglass Double Walled | 2018-01-26 |  | Double-Walled Fiberglass | Pressurized
BOSWELL OIL CO | 135 ANSLEY DR | THOMSON | McDuffie | 9097086 | 3 | Exempted | 2007-01-19 | TRUE | 1974-01-01 | FALSE | Currently in Use | Used Oil | 500 | Galvanic (STIP-3) | 1974-01-01
GA POWER-THOMSON DIST OPER HQ | 993 Thomson EAST BY PASS | THOMSON | McDuffie | 9097087 | 2 |  | 1994-05-05 | FALSE | 1994-05-05 | FALSE | Closed in Ground | Diesel | 10000 | Fiberglass | 1998-10-01 | 1998-10-01 | Fiberglass Reinforced Plastic | Pressurized
LIFT STATION | 428 WESTWOOD DR | THOMSON | McDuffie | 9097066 | 4WESTWOOD | [5 empty] | Removed from Ground | Diesel | 300 | Not Marked/Unknown | 1982-12-01 | 1997-05-09 | Copper | Suction (American)
Sprint 747 | 2093 Washington Rd | Thomson | McDuffie | 9097084 | 11A | Flapper Valve | 2020-11-01 | FALSE | 2020-11-01 | FALSE | Currently in Use | Diesel | 10000 | Composite Double Walled | 2020-10-19 |  | Double-Walled Flex | Pressurized
Bronco's | 409 HILL ST | THOMSON | McDuffie | 9097071 | 5 | Flapper Valve | 1998-02-01 | FALSE | 1994-05-01 | FALSE | Removed from Ground | Premium | 10000 | Steel-Impressed Current | 1969-01-01 |  | Fiberglass Reinforced Plastic | Pressurized
Bronco's | 409 HILL ST | THOMSON | McDuffie | 9097071 | 7 |  |  | TRUE |  | TRUE | Removed from Ground | Used Oil | 550 | Bare Steel | 2000-03-23 | 2000-03-23 | Galvanized Steel
Bronco's | 409 HILL ST | THOMSON | McDuffie | 9097071 | 4 | Flapper Valve | 1998-02-01 | FALSE | 1994-05-01 | FALSE | Removed from Ground | Regular | 10000 | Steel-Impressed Current | 1969-01-01 |  | Fiberglass Reinforced Plastic | Pressurized
JIMMY HARRISON | STAGECOACH RD | THOMSON | McDuffie | 9097065 | 1 | [5 empty] | Currently in Use | Other | 500 | Bare Steel | 1970-01-01 |  | Galvanized Steel
BILL ZIMMERMAN | RT 5 THOMSON | THOMSON | McDuffie | 9097063 | 1 | [5 empty] | Currently in Use | Other | 500 | Bare Steel | 1969-05-12 |  | Galvanized Steel
THOMPSON TANKER STATION | 676 EAST HILL STREET | THOMSON | McDuffie | 9097058 | 3 | [5 empty] | Removed from Ground | Gas (Historical Use) | 4000 | Bare Steel | 1968-11-08 | 1998-11-02 | Galvanized Steel | Suction (American)
CIRCLE K 2705367 | 1786 WASHINGTON RD | THOMSON | McDuffie | 9097082 | 4 |  | 1990-01-01 | FALSE | 1990-01-01 | FALSE | Currently in Use | Diesel | 20000 | Galvanic (STIP-3) | 1990-01-01 |  | Fiberglass Reinforced Plastic | Pressurized
CIRCLE K 2705367 | 1786 WASHINGTON RD | THOMSON | McDuffie | 9097082 | 7 |  | 1990-01-01 | FALSE | 1990-01-01 | FALSE | Currently in Use | E-0 | 10000 | Galvanic (STIP-3) | 1990-01-01 |  | Fiberglass Reinforced Plastic | Pressurized
CIRCLE K 2705367 | 1786 WASHINGTON RD | THOMSON | McDuffie | 9097082 | 1 |  | 1990-01-01 | FALSE | 1990-01-01 | FALSE | Currently in Use | Regular | 12000 | Galvanic (STIP-3) | 1990-01-01 |  | Fiberglass Reinforced Plastic | Pressurized
THOMSON PROPERTY USA LLC | 1011 WHITE OAK ROAD | THOMSON | McDuffie | 9097085 | 2 |  | 1997-10-17 | FALSE | 1997-10-17 | FALSE | Temporarily out of use | Gas (Historical Use) | 8000 | Steel-Impressed Current | 1979-03-01 |  | Steel (Impressed Current) | Pressurized
B&S TRANSMISSION SVC | US HWY 278 | THOMSON | McDuffie | 9097073 | 4 | [5 empty] | Removed from Ground | Empty | 1000 | Bare Steel |  | 1899-12-31 | Unknown
VIGORTONE AG PRODUCTS | 148 VIGORTINE RD | THOMSON | McDuffie | 9097046 | 1 | [5 empty] | Removed from Ground | Diesel | 10000 | Bare Steel | 1983-01-02 | 1991-09-01 | Galvanized Steel
J & K SHELL | HWY 12 W | THOMSON | McDuffie | 9097026 | 2 | [5 empty] | Removed from Ground | Gas (Historical Use) | 6000 | Bare Steel | 1971-05-12 | 1989-02-01 | Galvanized Steel | Safe Suction (Euro)
BADCOCK DISTRIBUTION CENTER | 690 AUGUSTA ROAD SE | THOMSON | McDuffie | 9097028 | 2 |  | 1998-12-18 |  | 1998-12-18 |  | Closed in Ground | Diesel | 12000 | Steel-Impressed Current | 1983-02-27 | 2016-09-28 | Cathodically Protected | Suction (American)
TRIANGLE FOOD STORE | 628 AUGUSTA RD | THOMSON | McDuffie | 9097013 | 2 |  |  | FALSE |  | FALSE | Removed from Ground | Gas (Historical Use) | 10000 | Bare Steel | 1979-01-01 | 1991-11-15 | Fiberglass Reinforced Plastic
BURNLEY'S OIL INC BULK PLANT/HUN | 600 EAST HILL ST | THOMSON | McDuffie | 9097011 | 2 |  |  | FALSE |  | FALSE | Temporarily out of use | Gas (Historical Use) | 3000 | Bare Steel | 1972-01-05 |  | Galvanized Steel
CHEVRON FOODMART | 2657 COBBHAM RD | THOMSON | McDuffie | 9097021 | 3 |  | 1996-09-01 |  | 1996-09-01 |  | Currently in Use | Gas (Historical Use) | 10000 | Steel-Impressed Current | 1979-05-02 |  | Fiberglass Reinforced Plastic | Pressurized
DEPOT EXXON | 111 JACKSON ST | THOMSON | McDuffie | 9097083 | 1 | [5 empty] | Removed from Ground | Gas (Historical Use) | 3000 | Bare Steel | 1986-05-06 | 1997-09-01 | Galvanized Steel | Safe Suction (Euro)
Sprint 747 | 2093 Washington Rd | Thomson | McDuffie | 9097084 | 11C | Flapper Valve | 2020-11-01 | FALSE | 2020-11-01 | FALSE | Currently in Use | E-0 | 5000 | Composite Double Walled | 2020-10-19 |  | Double-Walled Flex | Pressurized
M & A MART AND GAS | 1941 WASHINGTON ROAD | THOMSON | McDuffie | 9097075 | 1 | Flapper Valve | 1998-05-20 | FALSE | 1998-05-20 | FALSE | Currently in Use | Regular | 8000 | Steel-Impressed Current | 1970-05-03 |  | Steel (Impressed Current) | Pressurized
Sprint 747 | 2093 Washington Rd | Thomson | McDuffie | 9097084 | 2 | [5 empty] | Removed from Ground | Gas (Historical Use) | 10000 | Bare Steel | 1968-01-01 | 1899-12-31 | Galvanized Steel | Pressurized
THOMSON PROPERTY USA LLC | 1011 WHITE OAK ROAD | THOMSON | McDuffie | 9097085 | 1 |  | 1997-10-17 | FALSE | 1997-10-17 | FALSE | Temporarily out of use | Gas (Historical Use) | 8000 | Steel-Impressed Current | 1979-03-01 |  | Steel (Impressed Current) | Pressurized
Bronco's | 409 HILL ST | THOMSON | McDuffie | 9097071 | 6 |  |  | FALSE |  | FALSE | Removed from Ground | Gas (Historical Use) | 2000 | Bare Steel | 2000-03-23 | 2000-03-23 | Galvanized Steel
Bronco's | 409 HILL ST | THOMSON | McDuffie | 9097071 | 9B | Flapper Valve | 2024-10-22 | FALSE | 2024-10-22 | FALSE | Currently in Use | Premium | 5000 | Composite Double Walled | 2024-10-22 |  | Double-Walled Flex | Pressurized
BILLY NORRIS | RT 5 (GINGER HILL RD) | THOMSON | McDuffie | 9097060 | 1 | [5 empty] | Currently in Use | Other | 500 | Bare Steel | 1974-05-11 |  | Galvanized Steel
Raceway #6726 - Thomson | 1920 WASHINGTON RD | THOMSON | McDuffie | 9097076 | 3 |  | 1987-01-01 | FALSE | 1987-01-01 | FALSE | Removed from Ground | Gas (Historical Use) | 12000 | Fiberglass | 1987-11-04 | 2018-01-24 | Fiberglass Reinforced Plastic | Pressurized
LIFT STATION | 428 WESTWOOD DR | THOMSON | McDuffie | 9097066 | #1WESTWOOD | [5 empty] | Removed from Ground | Other | 3000 | Concrete | 1982-12-01 | 1996-06-06 | Galvanized Steel
GA DOT #10222 MCDUFFIE CO MAINT | RT 4 BOX 447B | THOMSON | McDuffie | 9097057 | 222G1 | [5 empty] | Removed from Ground | Gas (Historical Use) | 2000 | Cathodically Protected Steel | 1988-06-01 | 2005-01-24 | Cathodically Protected | Suction (American)
APEX-COBBHAM RD | 639 COBBHAM RD | THOMSON | McDuffie | 9097052 | 2 |  | 1998-05-29 | FALSE | 1998-05-29 | FALSE | Temporarily out of use | Gas (Historical Use) | 8000 | Steel-Impressed Current | 1974-04-20 |  |  | Pressurized
JEFFERSON ENERGY CO OP | 1002 WRENS HWY | THOMSON | McDuffie | 9097027 | 3B | Flapper Valve | 2006-01-30 | FALSE | 2006-01-30 | FALSE | Currently in Use | Diesel | 10000 | Composite | 2006-01-30 |  | Fiberglass Reinforced Plastic | Safe Suction (Euro)
Bronco's | 409 HILL ST | THOMSON | McDuffie | 9097071 | 8 | Flapper Valve | 2024-10-22 | FALSE | 2024-10-22 | FALSE | Currently in Use | Regular | 10000 | Composite Double Walled | 2024-10-22 |  | Double-Walled Flex | Pressurized
Bronco's | 409 HILL ST | THOMSON | McDuffie | 9097071 | 2 | Flapper Valve | 1998-02-01 | FALSE | 1994-05-01 | FALSE | Removed from Ground | Diesel On Road | 10000 | Steel-Impressed Current | 1969-01-01 |  | Fiberglass Reinforced Plastic | Pressurized
RUSSELL HUNT & FISH SUPPLY | RT 3 BOX 256 | THOMSON | McDuffie | 9097053 | 1 | [5 empty] | Removed from Ground | Gas (Historical Use) | 1000 | Bare Steel | 1966-05-12 | 1995-12-23 | Unknown | Suction (American)
DEPOT EXXON | 111 JACKSON ST | THOMSON | McDuffie | 9097083 | 3 | [5 empty] | Removed from Ground | Gas (Historical Use) | 3000 | Bare Steel | 1986-05-06 | 1997-09-01 | Galvanized Steel | Safe Suction (Euro)
Sprint 747 | 2093 Washington Rd | Thomson | McDuffie | 9097084 | 6 |  | 1996-02-29 | FALSE | 1996-02-29 | TRUE | Removed from Ground | Gas (Historical Use) | 10000 | Galvanic (STIP-3) | 1988-01-01 | 2016-07-18 | Fiberglass Reinforced Plastic | Pressurized
Sprint 747 | 2093 Washington Rd | Thomson | McDuffie | 9097084 | 9 |  | 1996-02-29 | FALSE | 1996-02-29 | TRUE | Removed from Ground | Diesel | 2000 | Galvanic (STIP-3) | 1996-02-15 | 2016-07-18 | Fiberglass Reinforced Plastic | Pressurized
Sprint 747 | 2093 Washington Rd | Thomson | McDuffie | 9097084 | 8 |  | 1996-02-29 | FALSE | 1996-02-29 | TRUE | Removed from Ground | Diesel | 6000 | Galvanic (STIP-3) | 1996-02-15 | 2016-07-18 | Fiberglass Reinforced Plastic | Pressurized
LIFT STATION | 428 WESTWOOD DR | THOMSON | McDuffie | 9097066 | #3WESTWOOD | [5 empty] | Removed from Ground | Other | 3000 | Concrete | 1982-12-01 | 1996-06-06 | Galvanized Steel
THOMPSON TANKER STATION | 676 EAST HILL STREET | THOMSON | McDuffie | 9097058 | 2 | [5 empty] | Removed from Ground | Gas (Historical Use) | 4000 | Bare Steel | 1968-11-08 | 1998-11-02 | Galvanized Steel | Suction (American)
GA DOT #10222 MCDUFFIE CO MAINT | RT 4 BOX 447B | THOMSON | McDuffie | 9097057 | 222D1 | [5 empty] | Removed from Ground | Diesel | 2000 | Cathodically Protected Steel | 1988-06-01 | 2005-01-24 | Cathodically Protected | Suction (American)
THOMSON PROPERTY USA LLC | 1011 WHITE OAK ROAD | THOMSON | McDuffie | 9097085 | 3 |  | 1997-10-17 | FALSE | 1997-10-17 | FALSE | Temporarily out of use | Gas (Historical Use) | 6000 | Steel-Impressed Current | 1979-03-01 |  | Steel (Impressed Current) | Pressurized
Bronco's | 409 HILL ST | THOMSON | McDuffie | 9097071 | 1 | Flapper Valve | 1998-02-01 | FALSE | 1994-05-01 | FALSE | Removed from Ground | Diesel On Road | 10000 | Steel-Impressed Current | 1969-01-01 |  | Fiberglass Reinforced Plastic | Pressurized
B&S TRANSMISSION SVC | US HWY 278 | THOMSON | McDuffie | 9097073 | 3 | [5 empty] | Removed from Ground | Empty | 1000 | Bare Steel |  | 1899-12-31 | Unknown
THOMSON OAK FLOORING CO | 946 MESENA RD NW | THOMSON | McDuffie | 9097048 | 2 |  | 1998-05-05 |  | 1998-05-05 |  | Removed from Ground | Gas (Historical Use) | 1065 | Epoxy | 1950-05-01 | 1998-04-01 | Fiberglass Reinforced Plastic | Safe Suction (Euro)
APEX-COBBHAM RD | 639 COBBHAM RD | THOMSON | McDuffie | 9097052 | 3 |  | 1998-05-29 | FALSE | 1998-05-29 | FALSE | Temporarily out of use | Gas (Historical Use) | 6000 | Steel-Impressed Current | 1974-04-20 |  |  | Pressurized
GA DEPT PUBLIC SAFETY/GA STATE P | RT 3 BOX 714 | THOMSON | McDuffie | 9097054 | 1 | [5 empty] | Removed from Ground | Gas (Historical Use) | 3000 | Bare Steel | 1966-03-11 | 2007-10-01 | Galvanized Steel
GA FC/MCDUFFIE CO UNIT | HWY 278 W (RTE 1 BOX 971G) | THOMSON | McDuffie | 9097029 | 1 | [5 empty] | Removed from Ground | Gas (Historical Use) | 2000 | Bare Steel | 1976-04-24 | 1989-10-15 | Galvanized Steel
JACKSON ST FAST FARE | 418 JACKSON ST | THOMSON | McDuffie | 9097010 | 1 | Flapper Valve | 1993-02-17 | FALSE | 1993-02-17 | FALSE | Currently in Use | Gas (Historical Use) | 10000 | Steel-Impressed Current | 1976-05-09 |  | Fiberglass Reinforced Plastic | Pressurized
AT&T/THOMSON RADIO RELAY | GA HWY 150 2 MI NE OF THOMSON | THOMSON | McDuffie | 9097001 | 1 | [5 empty] | Removed from Ground | Diesel | 3000 | Bare Steel | 1963-01-01 | 1993-01-27 | Copper | Suction (American)
Sprint 714 | 104 W HILL ST | THOMSON | McDuffie | 9097003 | 3 |  |  | FALSE |  | FALSE | Removed from Ground | Gas (Historical Use) | 1000 | Bare Steel | 1974-01-04 | 1899-12-31 | Galvanized Steel
Sprint 714 | 104 W HILL ST | THOMSON | McDuffie | 9097003 | 12 | Flapper Valve | 2001-07-02 | FALSE | 2001-07-02 | FALSE | Currently in Use | Diesel Off Road | 4000 | Fiberglass Double Walled | 2001-06-20 |  | Double-Walled Flex | Pressurized
WASHINGTON RD EXXON | 1436 WASHINGTON RD | THOMSON | McDuffie | 810033 | 3 |  | 1995-03-01 |  | 1995-03-01 |  | Removed from Ground | Gas (Historical Use) | 3000 | Bare Steel | 1986-05-06 | 1998-09-01 | Galvanized Steel | Pressurized
Sprint 747 | 2093 Washington Rd | Thomson | McDuffie | 9097084 | 5 |  | 1996-02-29 | FALSE | 1996-02-29 | TRUE | Removed from Ground | Gas (Historical Use) | 10000 | Galvanic (STIP-3) | 1988-02-02 | 2016-07-18 | Fiberglass Reinforced Plastic | Pressurized
Sprint 747 | 2093 Washington Rd | Thomson | McDuffie | 9097084 | 10 | Flapper Valve | 2020-11-01 | FALSE | 2020-11-01 | FALSE | Currently in Use | Regular | 20000 | Composite Double Walled | 2020-10-19 |  | Double-Walled Flex | Pressurized
GA POWER-THOMSON DIST OPER HQ | 993 Thomson EAST BY PASS | THOMSON | McDuffie | 9097087 | 1 |  | 1994-05-05 | FALSE | 1994-05-05 | FALSE | Currently in Use | Diesel | 10000 | Fiberglass | 1986-01-01 |  | Fiberglass Reinforced Plastic | Pressurized
SARA B HARRISON | 1689 SCUFFLE RD | THOMSON | McDuffie | 9097061 | 1 | [5 empty] | Removed from Ground | Diesel | 3000 | Bare Steel | 1986-05-06 | 1995-07-06 | Galvanized Steel
MONTGOMERY CONTRACTING CO | COBHAM RD | THOMSON | McDuffie | 9097051 | DIESEL-E | [5 empty] | Removed from Ground | Gas (Historical Use) | 2000 | Bare Steel | 1991-04-01 | 1991-04-01 | Galvanized Steel
CAMAK QUARRY | PO BOX 187 | THOMSON | McDuffie | 9097039 | 1 | [5 empty] | Removed from Ground | Gas (Historical Use) | 1075 | Bare Steel | 1976-04-19 | 1991-02-27 | Galvanized Steel
GA FC/MCDUFFIE CO UNIT | HWY 278 W (RTE 1 BOX 971G) | THOMSON | McDuffie | 9097029 | 4 |  | 1989-01-01 |  | 1989-01-01 |  | Removed from Ground | Diesel | 1000 | Galvanic (STIP-3) | 1989-01-01 | 2007-10-08 | Cathodically Protected
EXXON RETAIL STORE #4-6492 | I-20 & US HWY 78 | THOMSON | McDuffie | 9097034 | 3 | [5 empty] | Currently in Use | Gas (Historical Use) | 6000 | Bare Steel | 1968-05-10 |  | Galvanized Steel
SOUTHERN BELL/THSNGAOO/AUTO OPR | AUGUSTA HWY | THOMSON | McDuffie | 9097017 | 2 | [5 empty] | Removed from Ground | Gas (Historical Use) | 12000 | Bare Steel | 1981-01-02 | 1990-01-01 | Galvanized Steel
BST/THOMSON CO/R3521 | 104 GORDON ST | THOMSON | McDuffie | 9097004 | 1 |  |  | FALSE |  | FALSE | Removed from Ground | Diesel | 550 | Bare Steel | 1963-01-01 | 1994-01-18 | Bare Steel | Suction (American)
CLARK HILL WILDLIFE MGMT AREA | 2610 SMITH MILL RD | THOMSON | McDuffie | 9097064 | 2 | [5 empty] | Removed from Ground | Gas (Historical Use) | 550 | Bare Steel | 1970-05-01 | 1994-06-01 | Galvanized Steel | Safe Suction (Euro)
JEFFERSON ENERGY CO OP | 1002 WRENS HWY | THOMSON | McDuffie | 9097027 | 3A | Flapper Valve | 2006-01-30 | FALSE | 2006-01-30 | FALSE | Currently in Use | Regular | 2000 | Composite | 2006-01-30 |  | Fiberglass Reinforced Plastic | Safe Suction (Euro)
SWAN STOP | 1068 WASHINGTON RD | THOMSON | McDuffie | 9097031 | 2 | [5 empty] | Removed from Ground | Gas (Historical Use) | 10000 | Bare Steel | 1986-05-08 | 2000-12-01 | Galvanized Steel
THOMSON OAK FLOORING CO | 946 MESENA RD NW | THOMSON | McDuffie | 9097048 | 3 | [5 empty] | Removed from Ground | Diesel | 560 | Bare Steel | 1950-05-01 | 1998-04-01 | Galvanized Steel | Suction (American)
KINGSLEY PLANT | WASHINGTON HWY | THOMSON | McDuffie | 9097055 | 1 | [5 empty] | Removed from Ground | Diesel | 600 | Bare Steel | 1951-05-17 | 1989-01-01 | Bare Steel
CAMAK QUARRY | PO BOX 187 | THOMSON | McDuffie | 9097039 | 2 |  |  | TRUE |  | TRUE | Removed from Ground | Used Oil | 2000 | Bare Steel | 1976-04-19 | 1991-02-27 | Galvanized Steel
J & K SHELL | HWY 12 W | THOMSON | McDuffie | 9097026 | 4 | [5 empty] | Removed from Ground | Diesel | 3000 | Bare Steel | 1971-05-12 | 1989-02-01 | Galvanized Steel | Safe Suction (Euro)
Raceway #6726 - Thomson | 1920 WASHINGTON RD | THOMSON | McDuffie | 9097076 | 4 |  | 1987-01-01 | FALSE | 1987-01-01 | FALSE | Removed from Ground | Gas (Historical Use) | 12000 | Fiberglass | 1987-11-04 | 2018-01-24 | Fiberglass Reinforced Plastic | Pressurized
Raceway #6726 - Thomson | 1920 WASHINGTON RD | THOMSON | McDuffie | 9097076 | 1 |  | 1987-01-01 | FALSE | 1987-01-01 | FALSE | Removed from Ground | Gas (Historical Use) | 12000 | Fiberglass | 1987-11-04 | 2018-01-23 | Fiberglass Reinforced Plastic | Pressurized
Bronco's | 409 HILL ST | THOMSON | McDuffie | 9097071 | 3 | Flapper Valve | 1998-02-01 | FALSE | 1994-05-01 | FALSE | Removed from Ground | Diesel Off Road | 10000 | Steel-Impressed Current | 1969-01-01 |  | Fiberglass Reinforced Plastic | Pressurized
CLARK HILL WILDLIFE MGMT AREA | 2610 SMITH MILL RD | THOMSON | McDuffie | 9097064 | 4 | Flapper Valve | 2006-05-01 | FALSE | 2006-05-01 | FALSE | Currently in Use | Diesel | 2500 | Fiberglass Double Walled | 2006-05-01 |  | Fiberglass Reinforced Plastic | Safe Suction (Euro)
MONTGOMERY CONTRACTING CO | COBHAM RD | THOMSON | McDuffie | 9097051 | GASOLINE | [5 empty] | Removed from Ground | Gas (Historical Use) | 4000 | Bare Steel | 1991-04-01 | 1991-04-01 | Galvanized Steel
APEX-COBBHAM RD | 639 COBBHAM RD | THOMSON | McDuffie | 9097052 | 1 |  | 1998-05-29 | FALSE | 1998-05-29 | FALSE | Temporarily out of use | Gas (Historical Use) | 8000 | Steel-Impressed Current | 1974-04-20 |  |  | Pressurized
CLARK HILL WILDLIFE MGMT AREA | 2610 SMITH MILL RD | THOMSON | McDuffie | 9097064 | 3 | Flapper Valve | 2006-05-01 | FALSE | 2006-05-01 | FALSE | Currently in Use | Regular | 2500 | Fiberglass Double Walled | 2006-05-01 |  | Fiberglass Reinforced Plastic | Safe Suction (Euro)
TEMPLE-INLAND FOREST PROD CORP/T | 1241 HARRISON RD | THOMSON | McDuffie | 9097038 | G-11D | [5 empty] | Removed from Ground | Diesel | 1000 | Bare Steel | 1974-01-01 | 1990-12-01 | Galvanized Steel
J & K SHELL | HWY 12 W | THOMSON | McDuffie | 9097026 | 3 | [5 empty] | Removed from Ground | Gas (Historical Use) | 4000 | Bare Steel | 1971-05-12 | 1989-02-01 | Galvanized Steel | Safe Suction (Euro)
BADCOCK DISTRIBUTION CENTER | 690 AUGUSTA ROAD SE | THOMSON | McDuffie | 9097028 | 1 |  | 1998-12-18 |  | 1998-12-18 |  | Closed in Ground | Diesel | 30000 | Steel-Impressed Current | 1983-02-27 | 2016-09-28 | Cathodically Protected | Suction (American)
TRIANGLE FOOD STORE | 628 AUGUSTA RD | THOMSON | McDuffie | 9097013 | 1 |  |  | FALSE |  | FALSE | Removed from Ground | Gas (Historical Use) | 10000 | Bare Steel | 1979-01-01 | 1991-11-15 | Fiberglass Reinforced Plastic
JOHN USRY/BIG JOHN | 6104 LINCOLNTON RD | THOMSON | McDuffie | 9097014 | 3 | [5 empty] | Permanently Out of Use - historical purposes | Gas (Historical Use) | 550 | Bare Steel | 1966-05-12 | 1899-12-31 | Galvanized Steel
AUGUSTA RD EXXON | 410 EAST HILL ST | THOMSON | McDuffie | 9097008 | 2 |  | 1997-11-14 | FALSE | 1997-11-14 | FALSE | Removed from Ground | Gas (Historical Use) | 6000 | Steel-Impressed Current | 1965-06-01 |  | Fiberglass Reinforced Plastic | Pressurized
WALLYS | 402 MAIN ST | THOMSON | McDuffie | 9097007 | 4 | Flapper Valve | 2009-09-21 | FALSE | 2009-09-21 | FALSE | Currently in Use | Kerosene | 2000 | Fiberglass | 2009-09-21 |  | Double-Walled Fiberglass | Safe Suction (Euro)
CIRCLE K 2705367 | 1786 WASHINGTON RD | THOMSON | McDuffie | 9097082 | 3 |  | 1990-01-01 | FALSE | 1990-01-01 | FALSE | Currently in Use | Premium | 12000 | Galvanic (STIP-3) | 1990-01-01 |  | Fiberglass Reinforced Plastic | Pressurized
Sprint 747 | 2093 Washington Rd | Thomson | McDuffie | 9097084 | 11B | Flapper Valve | 2020-11-01 | FALSE | 2020-11-01 | FALSE | Currently in Use | Premium | 5000 | Composite Double Walled | 2020-10-19 |  | Double-Walled Flex | Pressurized
LIFT STATION | 428 WESTWOOD DR | THOMSON | McDuffie | 9097066 | #2WESTWOOD | [5 empty] | Removed from Ground | Other | 3000 | Concrete | 1982-12-01 | 1996-06-06 | Galvanized Steel
B&S TRANSMISSION SVC | US HWY 278 | THOMSON | McDuffie | 9097073 | 1 | [5 empty] | Removed from Ground | Empty | 1000 | Bare Steel |  | 1899-12-31 | Unknown
Raceway #6726 - Thomson | 1920 WASHINGTON RD | THOMSON | McDuffie | 9097076 | 7A | Overfill Alarm | 2018-01-26 | FALSE |  | FALSE | Currently in Use | E-85 | 10000 | Fiberglass Double Walled | 2018-01-26 |  | Double-Walled Fiberglass | Pressurized
Sprint 747 | 2093 Washington Rd | Thomson | McDuffie | 9097084 | 1 | [5 empty] | Removed from Ground | Gas (Historical Use) | 10000 | Bare Steel | 1968-01-01 | 1899-12-31 | Galvanized Steel | Pressurized
BOSWELL OIL CO | 135 ANSLEY DR | THOMSON | McDuffie | 9097086 | 1 | Flapper Valve | 1999-12-21 | FALSE | 1999-12-21 | FALSE | Currently in Use | Kerosene | 10000 | Steel-Impressed Current | 1974-01-01 |  | Steel (Impressed Current) | Suction (American)
LIFT STATION | 387 SCOTT DR | THOMSON | McDuffie | 9097067 | 2 | [5 empty] | Removed from Ground | Diesel | 300 | Bare Steel | 1982-12-01 | 1997-05-09 | Copper | Suction (American)
JOE BAKER | RT 1 BOX 135 (CENTER RD ) | THOMSON | McDuffie | 9097045 | 1 | [5 empty] | Removed from Ground | Other | 500 | Bare Steel | 1960-05-14 | 1899-12-31 | Galvanized Steel
RAYSVILLE MARINA INC | 6584 Lincolnton Hwy | THOMSON | McDuffie | 9097022 | 2 | Flapper Valve | 1999-03-30 | FALSE | 1999-03-30 | FALSE | Currently in Use | E-0 | 1000 | Steel-Impressed Current | 1973-03-20 |  | Steel (Impressed Current) | Suction (American)
JOHNSONS SVC STATION | 642 WASHINGTON HWY | THOMSON | McDuffie | 9097002 | 1 | [5 empty] | Removed from Ground | Gas (Historical Use) | 2000 | Bare Steel | 1975-06-01 | 1995-04-03 | Galvanized Steel | Safe Suction (Euro)
THOMSON MOTOR CENTER/LORI FOWLER | 146 E HILL ST | THOMSON | McDuffie | 7097001 | 1 |  |  | TRUE |  | TRUE | Removed from Ground | Used Oil | 1000 | Not Marked/Unknown | 1994-01-06 | 1994-01-06 | Not Marked
FORMER SERVICE STATION | 204 EAST HILL STREET | THOMSON | McDuffie | 10000180 | 4 |  |  | FALSE |  | FALSE | Removed from Ground | Not Marked/Tank Removed | 500 | Bare Steel | 2002-08-01 | 2002-08-01
FORMER SERVICE STATION | 204 EAST HILL STREET | THOMSON | McDuffie | 10000180 | 5 |  |  | FALSE |  | FALSE | Removed from Ground | Not Marked/Tank Removed | 500 | Bare Steel | 2002-08-01 | 2002-08-01
THOMSON OAK FLOORING CO | 946 MESENA RD NW | THOMSON | McDuffie | 9097048 | 1 |  | 1998-05-05 |  | 1998-05-05 |  | Removed from Ground | Diesel | 10000 | Epoxy | 1979-05-31 | 1998-04-01 | Fiberglass Reinforced Plastic | Safe Suction (Euro)
LOKEY HOME BUILDERS INC | HWY 78 | THOMSON | McDuffie | 9097030 | 1 | [5 empty] | Removed from Ground | Gas (Historical Use) | 500 | Bare Steel | 1978-02-26 | 1998-09-17 | Galvanized Steel
EXXON RETAIL STORE #4-6492 | I-20 & US HWY 78 | THOMSON | McDuffie | 9097034 | 2 | [5 empty] | Currently in Use | Gas (Historical Use) | 6000 | Bare Steel | 1968-05-10 |  | Cathodically Protected
JOHN USRY/BIG JOHN | 6104 LINCOLNTON RD | THOMSON | McDuffie | 9097014 | 1 | [5 empty] | Permanently Out of Use - historical purposes | Gas (Historical Use) | 1000 | Bare Steel | 1966-05-12 | 1899-12-31 | Galvanized Steel
AUGUSTA RD EXXON | 410 EAST HILL ST | THOMSON | McDuffie | 9097008 | 5 |  |  | FALSE |  | FALSE | Removed from Ground | Gas (Historical Use) | 500 | Bare Steel | 1965-06-01 | 1980-01-15 | Galvanized Steel
WALLYS | 402 MAIN ST | THOMSON | McDuffie | 9097007 | 2 | Flapper Valve | 1997-09-15 | FALSE | 1997-09-15 | FALSE | Currently in Use | Premium | 10000 | Steel-Impressed Current | 1981-05-02 |  | Steel (Impressed Current) | Pressurized
BURNLEY'S OIL INC BULK PLANT/HUN | 600 EAST HILL ST | THOMSON | McDuffie | 9097011 | 1 |  |  | FALSE |  | FALSE | Temporarily out of use | Gas (Historical Use) | 3000 | Bare Steel | 1972-01-05 |  | Galvanized Steel
Sprint 714 | 104 W HILL ST | THOMSON | McDuffie | 9097003 | 9 | Flapper Valve | 2001-07-02 | FALSE | 2001-07-02 | FALSE | Currently in Use | Gas (Historical Use) | 12000 | Fiberglass Double Walled | 2001-06-20 |  | Double-Walled Flex | Pressurized
Sprint 714 | 104 W HILL ST | THOMSON | McDuffie | 9097003 | 8 | Flapper Valve | 2001-07-02 | FALSE | 2001-07-02 | FALSE | Currently in Use | Gas (Historical Use) | 12000 | Fiberglass Double Walled | 2001-06-20 |  | Double-Walled Flex | Pressurized
Sprint 714 | 104 W HILL ST | THOMSON | McDuffie | 9097003 | 6 |  |  | FALSE |  | FALSE | Removed from Ground | Diesel | 6000 | Bare Steel | 1974-01-04 | 1899-12-31 | Galvanized Steel
FORMER STANDARD OIL GAS STATION | 109 WEST HILL STREET | THOMSON | McDuffie | 10001641 | 2 |  |  | FALSE |  | FALSE | Removed from Ground | Not Marked | 0 | Unknown | 1980-01-01 | 1980-01-01 | Unknown
Raceway #6726 - Thomson | 1920 WASHINGTON RD | THOMSON | McDuffie | 9097076 | 5 | Overfill Alarm | 2018-01-26 | FALSE |  | FALSE | Currently in Use | Regular | 20000 | Fiberglass Double Walled | 2018-01-26 |  | Double-Walled Fiberglass | Pressurized
Raceway #6726 - Thomson | 1920 WASHINGTON RD | THOMSON | McDuffie | 9097076 | 7B | Overfill Alarm | 2018-01-26 | FALSE |  | FALSE | Currently in Use | Diesel On Road | 10000 | Fiberglass Double Walled | 2018-01-26 |  | Double-Walled Fiberglass | Pressurized
CIRCLE K 2705367 | 1786 WASHINGTON RD | THOMSON | McDuffie | 9097082 | 2 |  | 1990-01-01 | FALSE | 1990-01-01 | FALSE | Currently in Use | Regular | 12000 | Galvanic (STIP-3) | 1990-01-01 |  | Fiberglass Reinforced Plastic | Pressurized
DEPOT EXXON | 111 JACKSON ST | THOMSON | McDuffie | 9097083 | 4 | [5 empty] | Removed from Ground | Gas (Historical Use) | 550 | Bare Steel | 1996-03-27 | 1996-03-27 | Galvanized Steel
MCTIER USED AUTO PARTS | RT 4 BOX 501 | THOMSON | McDuffie | 9097059 | 1 | [5 empty] | Removed from Ground | Gas (Historical Use) | 2000 | Bare Steel | 1976-04-10 | 1992-02-01 | Unknown
MONTGOMERY CONTRACTING CO | COBHAM RD | THOMSON | McDuffie | 9097051 | DIESEL-T | [5 empty] | Removed from Ground | Gas (Historical Use) | 2000 | Bare Steel | 1991-04-01 | 1991-04-01 | Galvanized Steel
THOMSON MAINT SHOP | 317 RAILROAD ST | THOMSON | McDuffie | 9097041 | 1 | Flapper Valve | 1997-10-01 | FALSE | 1997-10-01 | FALSE | Currently in Use | Diesel | 2000 | Steel-Impressed Current | 1982-05-17 |  |  | Safe Suction (Euro)
RUSSELL HUNT & FISH SUPPLY | RT 3 BOX 256 | THOMSON | McDuffie | 9097053 | 2 | [5 empty] | Removed from Ground | Gas (Historical Use) | 1000 | Bare Steel | 1966-05-12 | 1995-12-23 | Unknown
BADCOCK DISTRIBUTION CENTER | 690 AUGUSTA ROAD SE | THOMSON | McDuffie | 9097028 | 3 |  | 1998-12-18 |  | 1998-12-18 |  | Closed in Ground | Gas (Historical Use) | 12000 | Steel-Impressed Current | 1983-02-27 | 2016-09-28 | Cathodically Protected | Suction (American)
EXXON RETAIL STORE #4-6492 | I-20 & US HWY 78 | THOMSON | McDuffie | 9097034 | 11 |  |  | TRUE |  | TRUE | Currently in Use | Used Oil | 1000 | Fiberglass | 1987-01-01 |  | Fiberglass Reinforced Plastic | Gravity Fed
RAYSVILLE MARINA INC | 6584 Lincolnton Hwy | THOMSON | McDuffie | 9097022 | 1 | Flapper Valve | 1999-03-30 | FALSE | 1999-03-30 | FALSE | Currently in Use | E-0 | 1000 | Steel-Impressed Current | 1973-03-20 |  | Steel (Impressed Current) | Suction (American)
CHEVRON FOODMART | 2657 COBBHAM RD | THOMSON | McDuffie | 9097021 | 2 |  | 1996-09-01 |  | 1996-09-01 |  | Currently in Use | Gas (Historical Use) | 10000 | Steel-Impressed Current | 1979-05-02 |  | Fiberglass Reinforced Plastic | Pressurized
BURNLEY'S OIL INC BULK PLANT/HUN | 600 EAST HILL ST | THOMSON | McDuffie | 9097011 | 3 |  |  | FALSE |  | FALSE | Temporarily out of use | Gas (Historical Use) | 1000 | Bare Steel | 1972-01-05 |  | Galvanized Steel
CHEVRON FOODMART | 2657 COBBHAM RD | THOMSON | McDuffie | 9097021 | 1 | Flapper Valve | 1996-09-01 | FALSE | 1996-09-01 | FALSE | Currently in Use | Regular | 6000 | Steel-Impressed Current | 1979-05-02 |  | Fiberglass Reinforced Plastic | Pressurized
CHEVRON FOODMART | 2657 COBBHAM RD | THOMSON | McDuffie | 9097021 | 4 |  | 1996-09-01 |  | 1996-09-01 |  | Currently in Use | Diesel | 20000 | Steel-Impressed Current | 1979-05-02 |  | Fiberglass Reinforced Plastic | Pressurized
WAL-MART STORE #1658 | 2205 HARRISON RD | THOMSON | McDuffie | 9097023 | 2 | [5 empty] | Removed from Ground | Diesel | 10000 | Bare Steel | 1983-01-09 | 1899-12-31 | Galvanized Steel
BULK PLANT | 424 EAST HILL ST | THOMSON | McDuffie | 810036 | 1 |  | 1997-10-01 |  | 1997-10-01 |  | Removed from Ground | Gas (Historical Use) | 4000 | Steel-Impressed Current | 1986-05-06 | 2002-11-18 | Galvanized Steel | Pressurized
LOVE'S TRAVEL STOP #354 | 2129 WASHINGTON RD NW | THOMSON | McDuffie | 10001201 | 3 | Ball Float | 2006-10-02 | FALSE | 2006-10-02 | FALSE | Currently in Use | Diesel | 20000 | Composite Double Walled | 2006-09-01 |  | Double-Walled Fiberglass | Pressurized
THOMSON OAK FLOORING CO | 946 MESENA RD NW | THOMSON | McDuffie | 9097048 | 4 |  | 1998-04-28 |  | 1998-04-28 |  | Removed from Ground | Diesel | 10000 | Epoxy | 1998-04-01 | 2008-08-12 | Fiberglass Reinforced Plastic | Safe Suction (Euro)
THOMSON OAK FLOORING CO | 946 MESENA RD NW | THOMSON | McDuffie | 9097048 | 5 |  | 1998-04-28 |  | 1998-04-28 |  | Removed from Ground | Gas (Historical Use) | 1000 | Epoxy | 1998-04-01 | 2008-08-12 | Fiberglass Reinforced Plastic | Safe Suction (Euro)
THOMSON MAINT SHOP | 317 RAILROAD ST | THOMSON | McDuffie | 9097041 | 2 | Flapper Valve | 1997-10-01 | FALSE | 1997-10-01 | FALSE | Currently in Use | Regular | 1000 | Steel-Impressed Current | 1975-05-19 |  |  | Safe Suction (Euro)
GA FC/MCDUFFIE CO UNIT | HWY 278 W (RTE 1 BOX 971G) | THOMSON | McDuffie | 9097029 | 3 |  | 1989-01-01 |  | 1989-01-01 |  | Removed from Ground | Gas (Historical Use) | 2000 | Galvanic (STIP-3) | 1989-01-01 | 2007-10-08 | Cathodically Protected
TRIANGLE FOOD STORE | 628 AUGUSTA RD | THOMSON | McDuffie | 9097013 | 3 |  |  | FALSE |  | FALSE | Removed from Ground | Gas (Historical Use) | 10000 | Bare Steel | 1979-01-01 | 1991-11-15 | Fiberglass Reinforced Plastic
AUGUSTA RD EXXON | 410 EAST HILL ST | THOMSON | McDuffie | 9097008 | 4 |  | 1997-11-14 | FALSE | 1997-11-14 | FALSE | Removed from Ground | Gas (Historical Use) | 3000 | Steel-Impressed Current | 1984-06-01 |  | Fiberglass Reinforced Plastic | Pressurized
GA FC/MCDUFFIE CO UNIT | HWY 278 W (RTE 1 BOX 971G) | THOMSON | McDuffie | 9097029 | 2 | [5 empty] | Removed from Ground | Diesel | 560 | Bare Steel | 1966-04-27 | 1989-10-15 | Galvanized Steel
TRIANGLE FOOD STORE | 628 AUGUSTA RD | THOMSON | McDuffie | 9097013 | 4 | Flapper Valve | 1991-11-14 | FALSE | 1991-11-14 | FALSE | Currently in Use | Gas (Historical Use) | 12000 | Fiberglass | 1991-11-14 |  | Fiberglass Reinforced Plastic | Pressurized
TRIANGLE FOOD STORE | 628 AUGUSTA RD | THOMSON | McDuffie | 9097013 | 5 | Flapper Valve | 1991-11-14 | FALSE | 1991-11-14 | FALSE | Currently in Use | Diesel | 10000 | Fiberglass | 1991-11-14 |  | Fiberglass Reinforced Plastic | Pressurized
SOUTHERN BELL/THSNGAOO/AUTO OPR | AUGUSTA HWY | THOMSON | McDuffie | 9097017 | 1 | [5 empty] | Removed from Ground | Gas (Historical Use) | 1000 | Bare Steel | 1971-01-01 | 1990-01-01 | Galvanized Steel
WALLYS | 402 MAIN ST | THOMSON | McDuffie | 9097007 | 1 | Flapper Valve | 1997-09-15 | FALSE | 1997-09-15 | FALSE | Currently in Use | Regular | 10000 | Steel-Impressed Current | 1981-05-02 |  | Steel (Impressed Current) | Pressurized
WAL-MART STORE #1658 | 2205 HARRISON RD | THOMSON | McDuffie | 9097023 | 1 | [5 empty] | Removed from Ground | Gas (Historical Use) | 10000 | Bare Steel | 1981-01-09 | 1899-12-31 | Galvanized Steel
Sprint 714 | 104 W HILL ST | THOMSON | McDuffie | 9097003 | 4 |  |  | FALSE |  | FALSE | Removed from Ground | Gas (Historical Use) | 6000 | Bare Steel | 1974-01-04 | 1899-12-31 | Galvanized Steel
Sprint 714 | 104 W HILL ST | THOMSON | McDuffie | 9097003 | 5 |  |  | FALSE |  | FALSE | Removed from Ground | Diesel | 6000 | Bare Steel | 1974-01-04 | 1899-12-31 | Galvanized Steel
BST/THOMSON CO/R3521 | 104 GORDON ST | THOMSON | McDuffie | 9097004 | 3 | Flapper Valve | 1999-11-03 | FALSE | 1999-11-03 | FALSE | Currently in Use | Diesel | 2500 | Fiberglass Double Walled | 1999-11-03 |  | Copper | Suction (American)
KNOX-RIVERS CONST CO (FORMER) | 167 KNOX RIVERS RD | THOMSON | McDuffie | 9097036 | 1 |  |  | TRUE |  | TRUE | Removed from Ground | Used Oil | 500 | Marked Unknown | 1980-01-01 | 1995-02-27 | Unknown
BADCOCK DISTRIBUTION CENTER | 690 AUGUSTA ROAD SE | THOMSON | McDuffie | 9097028 | 5 |  | 1998-12-31 | TRUE | 1998-12-31 | TRUE | Closed in Ground | Used Oil | 250 | Steel-Impressed Current | 1983-02-27 | 2016-09-28 | Cathodically Protected | Suction (American)
BADCOCK DISTRIBUTION CENTER | 690 AUGUSTA ROAD SE | THOMSON | McDuffie | 9097028 | 4 |  | 1998-12-18 |  | 1998-12-18 |  | Closed in Ground | Other | 500 | Steel-Impressed Current | 1983-02-27 | 2016-09-28 | Cathodically Protected | Suction (American)
EXXON RETAIL STORE #4-6492 | I-20 & US HWY 78 | THOMSON | McDuffie | 9097034 | 8 | [5 empty] | Currently in Use | Gas (Historical Use) | 10000 | Fiberglass | 1987-01-01 |  | Fiberglass Reinforced Plastic | Pressurized
EXXON RETAIL STORE #4-6492 | I-20 & US HWY 78 | THOMSON | McDuffie | 9097034 | 9 | [5 empty] | Currently in Use | Gas (Historical Use) | 10000 | Fiberglass | 1987-01-01 |  | Fiberglass Reinforced Plastic | Pressurized
EXXON RETAIL STORE #4-6492 | I-20 & US HWY 78 | THOMSON | McDuffie | 9097034 | 6 | [5 empty] | Currently in Use | Kerosene | 500 | Bare Steel | 1968-05-10 |  | Galvanized Steel
THOMSON CONST & SUPPLY CO INC | 101 ANSLEY DR | THOMSON | McDuffie | 9097015 | 1 | [5 empty] | Removed from Ground | Gas (Historical Use) | 500 | Marked Unknown | 1968-05-04 | 1995-09-01 | Unknown
CRESWELL WHITEHEAD & JAMES INC | 415 W HILL ST | THOMSON | McDuffie | 9097009 | 1 |  |  | TRUE |  | TRUE | Removed from Ground | Used Oil | 550 | Bare Steel | 1971-05-09 | 1995-08-15 | Unknown
BURNLEY'S OIL INC BULK PLANT/HUN | 600 EAST HILL ST | THOMSON | McDuffie | 9097011 | 4 |  |  | FALSE |  | FALSE | Temporarily out of use | Gas (Historical Use) | 1000 | Bare Steel | 1972-01-05 |  | Galvanized Steel
BURNLEY'S OIL INC BULK PLANT/HUN | 600 EAST HILL ST | THOMSON | McDuffie | 9097011 | 5 |  |  | TRUE |  | TRUE | Temporarily out of use | Used Oil | 500 | Bare Steel | 1972-01-05 |  | Galvanized Steel
JOHNSONS SVC STATION | 642 WASHINGTON HWY | THOMSON | McDuffie | 9097002 | 3 | [5 empty] | Removed from Ground | Gas (Historical Use) | 1000 | Bare Steel | 1975-06-01 | 1995-04-03 | Galvanized Steel | Safe Suction (Euro)
CIRCLE K 2705367 | 1786 WASHINGTON RD | THOMSON | McDuffie | 9097082 | 5 |  | 1990-01-01 | FALSE | 1990-01-01 | FALSE | Currently in Use | Diesel | 20000 | Galvanic (STIP-3) | 1990-01-01 |  | Fiberglass Reinforced Plastic | Pressurized
DEPOT EXXON | 111 JACKSON ST | THOMSON | McDuffie | 9097083 | 2 | [5 empty] | Removed from Ground | Gas (Historical Use) | 3000 | Bare Steel | 1986-05-06 | 1997-09-01 | Galvanized Steel | Safe Suction (Euro)
Bronco's | 409 HILL ST | THOMSON | McDuffie | 9097071 | 9C | Flapper Valve | 2024-10-22 | FALSE | 2024-10-22 | FALSE | Currently in Use | Diesel | 5000 | Composite Double Walled | 2024-10-22 |  | Double-Walled Flex | Pressurized
THOMPSON TANKER STATION | 676 EAST HILL STREET | THOMSON | McDuffie | 9097058 | 1 | [5 empty] | Removed from Ground | Gas (Historical Use) | 8000 | Bare Steel | 1979-11-06 | 1998-11-02 | Galvanized Steel | Suction (American)
THOMPSON TANKER STATION | 676 EAST HILL STREET | THOMSON | McDuffie | 9097058 | 4 | [5 empty] | Removed from Ground | Gas (Historical Use) | 3000 | Bare Steel | 1978-11-06 | 1998-11-02 | Galvanized Steel | Suction (American)
WAL-MART STORE #1658 | 2205 HARRISON RD | THOMSON | McDuffie | 9097023 | 3 | [5 empty] | Removed from Ground | Empty | 7500 | Bare Steel | 1961-01-14 | 1899-12-31 | Galvanized Steel
Sprint 714 | 104 W HILL ST | THOMSON | McDuffie | 9097003 | 2 |  |  | FALSE |  | FALSE | Removed from Ground | Gas (Historical Use) | 560 | Bare Steel | 1974-01-04 | 1899-12-31 | Galvanized Steel
LOVE'S TRAVEL STOP #354 | 2129 WASHINGTON RD NW | THOMSON | McDuffie | 10001201 | 6 | Overfill Alarm | 2012-08-12 | FALSE | 2012-08-15 | FALSE | Currently in Use | Diesel | 20000 | Fiberglass Double Walled | 2012-08-15 |  | Double-Walled Fiberglass | Pressurized
HAWES-KNOX GENERAL STORE | 212 RAILROAD ST | THOMSON | McDuffie | 9097091 | 3 |  |  | FALSE |  | FALSE | Removed from Ground | Kerosene | 500 | Bare Steel | 2009-05-18 | 2009-05-18 | Bare Steel
MCCORKLE NURSERIES INC | 4904 LUCKEYS BRIDGE RD SE | DEARING | McDuffie | 9097044 | 2 | [5 empty] | Removed from Ground | Diesel | 4000 | Bare Steel | 1979-01-01 | 1996-11-06 | Galvanized Steel
MCI | MAIN ST | DEARING | McDuffie | 9097079 | 2 | Flapper Valve | 1993-12-01 | FALSE | 1993-12-01 | FALSE | Currently in Use | Diesel | 600 | Fiberglass Double Walled | 1993-12-08 |  | Fiberglass Reinforced Plastic | Suction (American)
MURPHY USA #7951 | 2211 HARRISON RD NE | THOMSON | McDuffie | 9097110 | 1A | Flapper Valve | 2001-10-24 | FALSE | 2001-10-24 | FALSE | Currently in Use | Regular | 14000 | Fiberglass Double Walled | 2001-10-17 |  | Double-Walled Flex | Pressurized
120 BP | 2090 WASHINGTON RD | THOMSON | McDuffie | 9097098 | 1RU |  | 1998-05-01 |  | 1998-05-01 |  | Removed from Ground | Gas (Historical Use) | 6000 | Steel-Impressed Current | 1970-01-01 | 2013-05-22 | Fiberglass Reinforced Plastic | Pressurized
RAYSVILLE BAIT & TACKLE | 5240 LINCOLNTON RD NE | THOMSON | McDuffie | 9097100 | 1 |  |  | FALSE |  | FALSE | Removed from Ground | Gas (Historical Use) | 6000 | Bare Steel | 1985-01-05 | 1899-12-31 | Galvanized Steel | Suction (American)
DAVID MCGAHEE | 4414 IRON HILL RD SE | DEARING | McDuffie | 9097047 | 1 | [5 empty] | Removed from Ground | Diesel | 1000 | Bare Steel | 1978-07-12 | 1990-07-01 | Galvanized Steel
MCDUFFIE COUNTY ROAD DEPARTMENT | 504 RAILROAD ST | THOMSON | McDuffie | 9097093 | 1 |  | 1997-12-01 |  | 1997-12-01 |  | Removed from Ground | Gas (Historical Use) | 6000 | Steel-Impressed Current | 1970-07-01 | 2005-10-25 | Steel (Impressed Current) | Pressurized
MCDUFFIE CO HATCHERY & PFA | 4695 FISH HATCHERY RD SE | DEARING | McDuffie | 9097050 | 1 | [5 empty] | Removed from Ground | Gas (Historical Use) | 1000 | Bare Steel | 1981-04-18 | 2007-10-03 | Galvanized Steel
H HOLLIMAN | RT 1 | DEARING | McDuffie | 9097043 | 1 | [5 empty] | Removed from Ground | Gas (Historical Use) | 1000 | Bare Steel | 1966-05-12 | 1997-07-07 | Unknown | Suction (American)
MCDUFFIE COUNTY BOARD OF EDUCATI | 1404 HARRISON RD | THOMSON | McDuffie | 9097108 | 1 | Flapper Valve | 1990-07-16 | FALSE | 1990-07-16 | FALSE | Currently in Use | Diesel | 10000 | Composite | 1990-07-16 |  | Fiberglass Reinforced Plastic | Safe Suction (Euro)
GARYS FOOD MART | 1042 WHITE OAK RD | THOMSON | McDuffie | 9097109 | 1 |  | 1992-06-01 | FALSE | 1992-06-01 | FALSE | Currently in Use | Gas (Historical Use) | 8000 | Galvanic (STIP-3) | 1992-06-01 |  | Fiberglass Reinforced Plastic | Pressurized
GARYS FOOD MART | 1042 WHITE OAK RD | THOMSON | McDuffie | 9097109 | 4 |  | 1992-06-01 | FALSE | 1992-06-01 | FALSE | Currently in Use | Diesel | 4000 | Galvanic (STIP-3) | 1992-06-01 |  | Fiberglass Reinforced Plastic | Pressurized
SHELL FOOD MART | 1965 WASHINGTON RD | THOMSON | McDuffie | 9097097 | 3 | Flapper Valve | 1996-04-01 | FALSE | 1996-04-01 | FALSE | Currently in Use | Diesel | 12000 | Fiberglass | 1996-04-01 |  | Flex | Pressurized
RAYSVILLE BAIT & TACKLE | 5240 LINCOLNTON RD NE | THOMSON | McDuffie | 9097100 | 5 | Flapper Valve | 1997-01-23 | FALSE | 1997-01-23 | FALSE | Currently in Use | Gas (Historical Use) | 3000 | Steel-Impressed Current | 1997-01-23 |  | Steel (Impressed Current) | Suction (American)
AXONS MINI MART | 4550 AUGUSTA HWY SE | DEARING | McDuffie | 9097037 | 1 |  |  | FALSE |  | FALSE | Removed from Ground | Gas (Historical Use) | 6000 | Bare Steel | 1968-11-08 | 1994-11-30
AXONS MINI MART | 4550 AUGUSTA HWY SE | DEARING | McDuffie | 9097037 | 2 |  |  | FALSE |  | FALSE | Removed from Ground | Gas (Historical Use) | 3000 | Bare Steel | 1968-11-08 | 1994-11-30
MCDUFFIE CO HATCHERY & PFA | 4695 FISH HATCHERY RD SE | DEARING | McDuffie | 9097050 | 2 | [5 empty] | Removed from Ground | Diesel | 500 | Bare Steel | 1961-04-23 | 2007-10-03 | Galvanized Steel
H HOLLIMAN | RT 1 | DEARING | McDuffie | 9097043 | 2 | [5 empty] | Removed from Ground | Diesel | 550 | Bare Steel | 1966-05-12 | 1997-07-07 | Unknown | Suction (American)
MCI | MAIN ST | DEARING | McDuffie | 9097079 | 1 |  |  | FALSE |  | FALSE | Closed in Ground | Diesel | 500 | Fiberglass | 1985-01-01 | 1993-12-06 | Not Marked
GARYS FOOD MART | 1042 WHITE OAK RD | THOMSON | McDuffie | 9097109 | 2 |  | 1992-06-01 | FALSE | 1992-06-01 | FALSE | Currently in Use | Gas (Historical Use) | 6000 | Galvanic (STIP-3) | 1992-06-01 |  | Fiberglass Reinforced Plastic | Pressurized
MURPHY USA #7951 | 2211 HARRISON RD NE | THOMSON | McDuffie | 9097110 | 1B |  | 2001-10-24 | FALSE | 2001-10-24 | FALSE | Currently in Use | Gas (Historical Use) | 7000 | Fiberglass Double Walled | 2001-10-17 |  | Double-Walled Flex | Pressurized
SHELL FOOD MART | 1965 WASHINGTON RD | THOMSON | McDuffie | 9097097 | 2 | Flapper Valve | 1996-04-01 | FALSE | 1996-04-01 | FALSE | Currently in Use | Gas (Historical Use) | 10000 | Fiberglass | 1996-04-01 |  | Flex | Pressurized
120 BP | 2090 WASHINGTON RD | THOMSON | McDuffie | 9097098 | 2RU |  | 1998-05-01 |  | 1998-05-01 |  | Removed from Ground | Gas (Historical Use) | 6000 | Steel-Impressed Current | 1970-01-01 | 2013-05-22 | Fiberglass Reinforced Plastic | Pressurized
COBBHAM COUNTRY STORE | 4943 COBBHAM RD NE | THOMSON | McDuffie | 9097104 | 3 | [5 empty] | Removed from Ground | Gas (Historical Use) | 500 | Not Marked/Unknown | 1996-04-03 | 1996-04-03 | Not Marked
SAICON INDUSTRIES | 1798 WARRENTON RD | THOMSON | McDuffie | 9097090 | 1 |  | 1993-09-04 | FALSE | 1993-09-04 | FALSE | Currently in Use | Regular | 10000 | Composite | 1993-08-30 |  | Fiberglass Reinforced Plastic | Pressurized
BST/THOMSON SOC/R3526 | 767 AUGUSTA HWY | THOMSON | McDuffie | 9097080 | 2 | [5 empty] | Removed from Ground | Kerosene | 3000 | Marked Unknown | 1971-01-01 | 1990-01-16 | Unknown
HOOVER TREATED WOOD PRODUCTS | WIRE RD | THOMSON | McDuffie | 9097078 | 10AST | [5 empty] | Currently in Use | Other | 1500 | Bare Steel | 1965-05-06 |  | Not Marked
DEARING AUTO SERVICE | US HWY 278 | DEARING | McDuffie | 810032 | 2 | [5 empty] | Removed from Ground | Gas (Historical Use) | 2000 | Bare Steel | 1993-11-05 | 1993-11-05 | Galvanized Steel | Suction (American)
MCCORKLE NURSERIES INC | 4904 LUCKEYS BRIDGE RD SE | DEARING | McDuffie | 9097044 | 1 | [5 empty] | Removed from Ground | Gas (Historical Use) | 4000 | Bare Steel | 1978-03-19 | 1996-11-06 | Galvanized Steel
MILLS CONVENIENCE STORE | 3132 ELLINGTON AIRLINE RD | DEARING | McDuffie | 9097106 | 2 | Flapper Valve | 1991-12-01 | FALSE | 1991-12-01 | FALSE | Temporarily out of use | Gas (Historical Use) | 2000 | Galvanic (STIP-3) | 1991-12-01 |  | Fiberglass Reinforced Plastic | Safe Suction (Euro)
MURPHY USA #7951 | 2211 HARRISON RD NE | THOMSON | McDuffie | 9097110 | 2A |  | 2001-10-24 | FALSE | 2001-10-24 | FALSE | Currently in Use | Regular | 1400 | Fiberglass Double Walled | 2001-10-17 |  | Double-Walled Flex | Pressurized
HAPPY VALLEY STORE | 4211 WRENS HWY | THOMSON | McDuffie | 9097101 | 1 | Flapper Valve | 1998-01-01 | FALSE | 1998-01-01 | FALSE | Currently in Use | Gas (Historical Use) | 3000 | Galvanic (STIP-3) | 1987-11-01 |  | Galvanized Steel | Suction (American)
HAPPY VALLEY STORE | 4211 WRENS HWY | THOMSON | McDuffie | 9097101 | 4 | Flapper Valve | 1998-01-01 | FALSE | 1998-01-01 | FALSE | Temporarily out of use | Diesel | 1000 | Galvanic (STIP-3) | 1987-11-01 |  | Galvanized Steel | Suction (American)
HAWES-KNOX GENERAL STORE | 212 RAILROAD ST | THOMSON | McDuffie | 9097091 | 2 | [5 empty] | Removed from Ground | Gas (Historical Use) | 1000 | Bare Steel | 1993-12-01 | 1993-12-01 | Bare Steel | Suction (American)
THOMSON AMOCO | 1850 WASHINGTON ROAD | THOMSON | McDuffie | 9097092 | A |  |  | FALSE |  | FALSE | Removed from Ground | Gas (Historical Use) | 10000 |  | 1976-01-01 | 1995-02-01 | Not Marked
HOOVER TREATED WOOD PRODUCTS | WIRE RD | THOMSON | McDuffie | 9097078 | 9AST | [5 empty] | Currently in Use | Other | 2000 | Bare Steel | 1970-05-05 |  | Not Marked
HOOVER TREATED WOOD PRODUCTS | WIRE RD | THOMSON | McDuffie | 9097078 | 6AST | [5 empty] | Currently in Use | Diesel | 3000 | Bare Steel | 1980-05-02 |  | Not Marked
GARYS FOOD MART | 1042 WHITE OAK RD | THOMSON | McDuffie | 9097109 | 3 |  | 1992-06-01 | FALSE | 1992-06-01 | FALSE | Currently in Use | Gas (Historical Use) | 6000 | Galvanic (STIP-3) | 1992-06-01 |  | Fiberglass Reinforced Plastic | Pressurized
120 BP | 2090 WASHINGTON RD | THOMSON | McDuffie | 9097098 | 4S |  | 1998-05-01 |  | 1998-05-01 |  | Removed from Ground | Diesel | 6000 | Steel-Impressed Current | 1970-01-01 | 2013-05-22 | Fiberglass Reinforced Plastic | Pressurized
SAICON INDUSTRIES | 1798 WARRENTON RD | THOMSON | McDuffie | 9097090 | 2 |  | 1993-09-04 | FALSE | 1993-09-04 | FALSE | Currently in Use | Gas (Historical Use) | 10000 | Composite | 1993-08-30 |  | Fiberglass Reinforced Plastic | Pressurized
THOMSON AMOCO | 1850 WASHINGTON ROAD | THOMSON | McDuffie | 9097092 | B |  |  | FALSE |  | FALSE | Removed from Ground | Gas (Historical Use) | 10000 |  | 1976-01-01 | 1995-02-01 | Not Marked
BST/THOMSON SOC/R3526 | 767 AUGUSTA HWY | THOMSON | McDuffie | 9097080 | 1 | [5 empty] | Removed from Ground | Gas (Historical Use) | 12000 | Marked Unknown | 1980-01-01 | 1990-01-05 | Unknown
M & A MART AND GAS | 1941 WASHINGTON ROAD | THOMSON | McDuffie | 9097075 | 3 | Flapper Valve | 1998-05-20 | FALSE | 1998-05-20 | FALSE | Currently in Use | Gas (Historical Use) | 8000 | Steel-Impressed Current | 1970-05-03 |  | Steel (Impressed Current) | Pressurized
RAYSVILLE BAIT & TACKLE | 5240 LINCOLNTON RD NE | THOMSON | McDuffie | 9097100 | 6 | Flapper Valve | 1997-01-23 | FALSE | 1997-01-23 | FALSE | Currently in Use | Premium | 3000 | Steel-Impressed Current | 1997-01-23 |  | Steel (Impressed Current) | Suction (American)
ROBERSON TRUCKING CO | AUGUSTA HWY | THOMSON | McDuffie | 9097103 | 1 | [5 empty] | Closed in Ground | Diesel | 3000 | Bare Steel | 1986-08-02 | 1899-12-31 | Galvanized Steel | Safe Suction (Euro)
THOMSON AMOCO | 1850 WASHINGTON ROAD | THOMSON | McDuffie | 9097092 | C |  |  | FALSE |  | FALSE | Removed from Ground | Gas (Historical Use) | 10000 |  | 1976-01-01 | 1995-02-01 | Not Marked
THOMSON AMOCO | 1850 WASHINGTON ROAD | THOMSON | McDuffie | 9097092 | D |  |  | FALSE |  | FALSE | Removed from Ground | Diesel | 10000 |  | 1976-01-01 | 1995-02-01 | Not Marked
MCDUFFIE COUNTY ROAD DEPARTMENT | 504 RAILROAD ST | THOMSON | McDuffie | 9097093 | 3 |  | 2005-11-01 | FALSE | 2005-11-01 | FALSE | Currently in Use | Gas (Historical Use) | 6000 | Composite | 2005-11-01 |  | Double Walled | Safe Suction (Euro)
GARYS FOOD MART | 1042 WHITE OAK RD | THOMSON | McDuffie | 9097109 | 5 |  | 1992-06-01 | FALSE | 1992-06-01 | FALSE | Temporarily out of use | Kerosene | 1000 | Galvanic (STIP-3) | 1992-06-01 |  | Fiberglass Reinforced Plastic | Pressurized
RAYSVILLE BAIT & TACKLE | 5240 LINCOLNTON RD NE | THOMSON | McDuffie | 9097100 | 4 | Flapper Valve | 1997-01-23 | FALSE | 1997-01-23 | FALSE | Currently in Use | Regular | 6000 | Steel-Impressed Current | 1997-01-23 |  | Steel (Impressed Current) | Suction (American)
MCDUFFIE COUNTY ROAD DEPARTMENT | 504 RAILROAD ST | THOMSON | McDuffie | 9097093 | 2 |  | 1997-12-01 |  | 1997-12-01 |  | Currently in Use | Diesel | 6000 | Steel-Impressed Current | 1986-07-01 |  | Steel (Impressed Current) | Suction (American)
M & A MART AND GAS | 1941 WASHINGTON ROAD | THOMSON | McDuffie | 9097075 | 4 | Flapper Valve | 1998-05-20 | FALSE | 1998-05-20 | FALSE | Currently in Use | Diesel | 12000 | Steel-Impressed Current | 1970-05-03 |  | Steel (Impressed Current) | Pressurized
DEARING AUTO SERVICE | US HWY 278 | DEARING | McDuffie | 810032 | 3 | [5 empty] | Removed from Ground | Gas (Historical Use) | 1000 | Bare Steel | 1993-11-05 | 1993-11-05 | Galvanized Steel | Suction (American)
MILLS CONVENIENCE STORE | 3132 ELLINGTON AIRLINE RD | DEARING | McDuffie | 9097106 | 1 | Flapper Valve | 1991-12-01 | FALSE | 1991-12-01 | FALSE | Temporarily out of use | Gas (Historical Use) | 2000 | Galvanic (STIP-3) | 1991-12-01 |  | Fiberglass Reinforced Plastic | Safe Suction (Euro)
TWO STATE CONSTRUCTION CO | 2292 WASHINGTON RD | THOMSON | McDuffie | 9097107 | 1 | Ball Float | 1998-05-15 | FALSE | 1998-05-15 | FALSE | Currently in Use | Regular | 10000 | Composite | 1998-05-14 |  | Fiberglass Reinforced Plastic | Pressurized
MURPHY USA #7951 | 2211 HARRISON RD NE | THOMSON | McDuffie | 9097110 | 2B |  | 2001-10-24 | FALSE | 2001-10-24 | FALSE | Currently in Use | Diesel | 7000 | Fiberglass Double Walled | 2001-10-17 |  | Double-Walled Flex | Pressurized
THOMSON MCDUFFIE COUNTY AIRPORT | 501 JOHN T LANE RD | THOMSON | McDuffie | 9097096 | AVGAS |  | 1998-09-01 |  | 1998-09-01 |  | Removed from Ground | Gas (Historical Use) | 2000 | Steel-Impressed Current | 1968-07-01 | 2003-01-28 | Cathodically Protected | Safe Suction (Euro)
THOMSON MCDUFFIE COUNTY AIRPORT | 501 JOHN T LANE RD | THOMSON | McDuffie | 9097096 | GAS |  | 1998-09-01 |  | 1998-09-01 |  | Removed from Ground | Gas (Historical Use) | 6000 | Steel-Impressed Current | 1968-07-01 | 2003-01-28 | Cathodically Protected | Safe Suction (Euro)
AXONS MINI MART | 4550 AUGUSTA HWY SE | DEARING | McDuffie | 9097037 | 5 |  | 1994-05-16 | FALSE | 1994-05-16 | FALSE | Currently in Use | Premium | 10000 | Composite | 1994-05-16 |  | Fiberglass Reinforced Plastic | Pressurized
CULPEPPER LUMBER CO INC | 4800 AUGUSTA HWY. S.E. | DEARING | McDuffie | 9097070 | DIESEL#1 | [5 empty] | Removed from Ground | Diesel | 1 | Bare Steel | 1995-06-01 | 1995-06-01 | Galvanized Steel
REEVES CONSTRUCTION CO | 167 KNOX RIVERS RD NW | THOMSON | McDuffie | 9097095 | 4B |  | 1993-01-01 |  | 1993-01-01 |  | Removed from Ground | Gas (Historical Use) | 3000 | Cathodically Protected Steel | 1993-01-25 | 2008-03-25 | Cathodically Protected | Pressurized
120 BP | 2090 WASHINGTON RD | THOMSON | McDuffie | 9097098 | 3P |  | 1998-05-01 |  | 1998-05-01 |  | Removed from Ground | Gas (Historical Use) | 10000 | Steel-Impressed Current | 1970-01-01 | 2013-05-22 | Fiberglass Reinforced Plastic | Pressurized
HAPPY VALLEY STORE | 4211 WRENS HWY | THOMSON | McDuffie | 9097101 | 3 | Flapper Valve | 1998-01-01 | FALSE | 1998-01-01 | FALSE | Currently in Use | Gas (Historical Use) | 3000 | Galvanic (STIP-3) | 1987-11-01 |  | Galvanized Steel | Suction (American)
HAWES-KNOX GENERAL STORE | 212 RAILROAD ST | THOMSON | McDuffie | 9097091 | 1 | [5 empty] | Removed from Ground | Gas (Historical Use) | 1000 | Bare Steel | 1993-12-01 | 1993-12-01 | Bare Steel | Suction (American)
THOMSON AMOCO | 1850 WASHINGTON ROAD | THOMSON | McDuffie | 9097092 | 3 |  | 1995-03-01 | FALSE | 1995-03-01 | FALSE | Currently in Use | Gas (Historical Use) | 10000 | Steel-Impressed Current | 1995-03-01 |  | Fiberglass Reinforced Plastic | Pressurized
HOOVER TREATED WOOD PRODUCTS | WIRE RD | THOMSON | McDuffie | 9097078 | 3AST | [5 empty] | Currently in Use | Other | 1500 | Concrete | 1980-05-02 |  | Not Marked
CULPEPPER LUMBER CO INC | 4800 AUGUSTA HWY. S.E. | DEARING | McDuffie | 9097070 | DIESEL#2 | [5 empty] | Removed from Ground | Gas (Historical Use) | 1 | Bare Steel | 1986-05-06 | 1995-06-01 | Galvanized Steel
REEVES CONSTRUCTION CO | 167 KNOX RIVERS RD NW | THOMSON | McDuffie | 9097095 | 4C |  | 1993-01-01 |  | 1993-01-01 |  | Removed from Ground | Diesel | 2000 | Cathodically Protected Steel | 1993-01-25 | 2008-03-25 | Cathodically Protected | Pressurized
REEVES CONSTRUCTION CO | 167 KNOX RIVERS RD NW | THOMSON | McDuffie | 9097095 | 4A |  | 1993-01-01 |  | 1993-01-01 |  | Removed from Ground | Gas (Historical Use) | 3000 | Cathodically Protected Steel | 1993-01-25 | 2008-03-25 | Cathodically Protected | Pressurized
REEVES CONSTRUCTION CO | 167 KNOX RIVERS RD NW | THOMSON | McDuffie | 9097095 | 1-GAS | [5 empty] | Removed from Ground | Gas (Historical Use) | 1000 | Bare Steel | 1970-01-01 | 1993-01-25 | Galvanized Steel
RAYSVILLE BAIT & TACKLE | 5240 LINCOLNTON RD NE | THOMSON | McDuffie | 9097100 | 3 |  |  | FALSE |  | FALSE | Removed from Ground | Gas (Historical Use) | 1000 | Bare Steel | 1985-01-05 | 1899-12-31 | Galvanized Steel | Suction (American)
UNITED TECHNOLOGIES AUTOMOTIVE | 1884 WARRENTON HWY | THOMSON | McDuffie | 9097088 | 1 | [5 empty] | Removed from Ground | Other | 550 | Marked Unknown | 1992-09-14 | 1992-09-14 | Unknown
HOOVER TREATED WOOD PRODUCTS | WIRE RD | THOMSON | McDuffie | 9097078 | 5AST | [5 empty] | Currently in Use | Other | 15000 | Concrete | 1980-05-02 |  | Not Marked
HOOVER TREATED WOOD PRODUCTS | WIRE RD | THOMSON | McDuffie | 9097078 | 8AST | [5 empty] | Currently in Use | Diesel | 10000 | Bare Steel | 1980-05-02 |  | Not Marked
HOOVER TREATED WOOD PRODUCTS | WIRE RD | THOMSON | McDuffie | 9097078 | 1AST | [5 empty] | Currently in Use | Other | 1500 | Concrete | 1980-05-02 |  | Not Marked
SPEE-DEE FOODS | COBBHAM RD | THOMSON | McDuffie | 9097102 | 1 | [5 empty] | Removed from Ground | Used Oil | 8000 | Not Marked/Unknown | 1972-01-01 | 1999-12-17 | Not Marked
COBBHAM COUNTRY STORE | 4943 COBBHAM RD NE | THOMSON | McDuffie | 9097104 | 1 | [5 empty] | Removed from Ground | Gas (Historical Use) | 1000 | Not Marked/Unknown | 1996-04-03 | 1996-04-03 | Not Marked
KMART #9303 | RR #4/US HWY 78 | THOMSON | McDuffie | 9097089 | 1 |  |  | TRUE |  | TRUE | Removed from Ground | Used Oil | 1000 | Bare Steel | 1980-01-01 | 1992-01-17 | Galvanized Steel
THOMSON AMOCO | 1850 WASHINGTON ROAD | THOMSON | McDuffie | 9097092 | 2 |  | 1995-03-01 | FALSE | 1995-03-01 | FALSE | Currently in Use | Gas (Historical Use) | 10000 | Steel-Impressed Current | 1995-03-01 |  | Fiberglass Reinforced Plastic | Pressurized
HOLLIMAN SAND & GRAVEL | 4865 NEAL MILL ROAD SE | DEARING | McDuffie | 9097042 | 1 |  | 1998-12-22 |  | 1998-12-22 |  | Removed from Ground | Diesel | 3000 | Cathodically Protected Steel | 1986-01-01 | 2009-07-28 | Galvanized Steel | Safe Suction (Euro)
SHELL FOOD MART | 1965 WASHINGTON RD | THOMSON | McDuffie | 9097097 | 1 | Flapper Valve | 1996-04-01 | FALSE | 1996-04-01 | FALSE | Currently in Use | Gas (Historical Use) | 10000 | Fiberglass | 1996-04-01 |  | Flex | Pressurized
RAYSVILLE BAIT & TACKLE | 5240 LINCOLNTON RD NE | THOMSON | McDuffie | 9097100 | 2 |  |  | FALSE |  | FALSE | Removed from Ground | Gas (Historical Use) | 6000 | Bare Steel | 1985-01-05 | 1899-12-31 | Galvanized Steel | Suction (American)
HAPPY VALLEY STORE | 4211 WRENS HWY | THOMSON | McDuffie | 9097101 | 2 | Flapper Valve | 1998-01-01 | FALSE | 1998-01-01 | FALSE | Currently in Use | Gas (Historical Use) | 3000 | Galvanic (STIP-3) | 1987-11-01 |  | Galvanized Steel | Suction (American)
DEARING AUTO SERVICE | US HWY 278 | DEARING | McDuffie | 810032 | 1 | [5 empty] | Removed from Ground | Gas (Historical Use) | 2000 | Bare Steel | 1993-11-05 | 1993-11-05 | Galvanized Steel | Suction (American)
REEVES CONSTRUCTION CO | 167 KNOX RIVERS RD NW | THOMSON | McDuffie | 9097095 | 3-DIESEL | [5 empty] | Removed from Ground | Diesel | 1000 | Bare Steel | 1970-01-01 | 1993-01-25 | Galvanized Steel
THOMSON MCDUFFIE COUNTY AIRPORT | 501 JOHN T LANE RD | THOMSON | McDuffie | 9097096 | JETA |  | 1998-09-01 |  | 1998-09-01 |  | Removed from Ground | Gas (Historical Use) | 10000 | Steel-Impressed Current | 1981-07-01 | 2003-01-28 | Cathodically Protected | Safe Suction (Euro)
THOMSON AMOCO | 1850 WASHINGTON ROAD | THOMSON | McDuffie | 9097092 | 1 |  | 1995-03-01 | FALSE | 1995-03-01 | FALSE | Currently in Use | Regular | 10000 | Steel-Impressed Current | 1995-03-01 |  | Fiberglass Reinforced Plastic | Pressurized
HOOVER TREATED WOOD PRODUCTS | WIRE RD | THOMSON | McDuffie | 9097078 | 2AST | [5 empty] | Currently in Use | Other | 1500 | Concrete | 1980-05-02 |  | Not Marked
M & A MART AND GAS | 1941 WASHINGTON ROAD | THOMSON | McDuffie | 9097075 | 2 | Flapper Valve | 1998-05-20 | FALSE | 1998-05-20 | FALSE | Currently in Use | Regular | 8000 | Steel-Impressed Current | 1970-05-03 |  | Steel (Impressed Current) | Pressurized
AXONS MINI MART | 4550 AUGUSTA HWY SE | DEARING | McDuffie | 9097037 | 7 | Flapper Valve | 1994-05-16 | FALSE | 1994-05-16 | FALSE | Currently in Use | Diesel Off Road | 2000 | Composite | 1994-05-16 |  | Fiberglass Reinforced Plastic | Safe Suction (Euro)
AXONS MINI MART | 4550 AUGUSTA HWY SE | DEARING | McDuffie | 9097037 | 4 |  | 1994-05-16 | FALSE | 1994-05-16 | FALSE | Currently in Use | Regular | 10000 | Composite | 1994-05-16 |  | Fiberglass Reinforced Plastic | Pressurized
MCDUFFIE COUNTY BOARD OF EDUCATI | 1404 HARRISON RD | THOMSON | McDuffie | 9097108 | 2 | Flapper Valve | 1990-07-16 | FALSE | 1990-07-16 | FALSE | Currently in Use | Regular | 10000 | Composite | 1990-07-16 |  | Fiberglass Reinforced Plastic | Safe Suction (Euro)
REEVES CONSTRUCTION CO | 167 KNOX RIVERS RD NW | THOMSON | McDuffie | 9097095 | 2-GAS | [5 empty] | Removed from Ground | Gas (Historical Use) | 1000 | Bare Steel | 1970-01-01 | 1993-01-25 | Galvanized Steel
HOOVER TREATED WOOD PRODUCTS | WIRE RD | THOMSON | McDuffie | 9097078 | 4AST | [5 empty] | Currently in Use | Other | 1500 | Concrete | 1980-05-02 |  | Not Marked
HOOVER TREATED WOOD PRODUCTS | WIRE RD | THOMSON | McDuffie | 9097078 | 7AST | [5 empty] | Currently in Use | Diesel | 3000 | Bare Steel | 1980-05-02 |  | Not Marked
AXONS MINI MART | 4550 AUGUSTA HWY SE | DEARING | McDuffie | 9097037 | 6 |  | 1994-05-16 | FALSE | 1994-05-16 | FALSE | Currently in Use | Diesel On Road | 10000 | Composite | 1994-05-16 |  | Fiberglass Reinforced Plastic | Pressurized
DUDLEY NURSERIES | 2417 WASHINGTON HWY | THOMSON | McDuffie | 9097099 | 1 | [5 empty] | Removed from Ground | Gas (Historical Use) | 500 | Bare Steel | 1996-03-27 | 1996-03-27 | Galvanized Steel | Suction (American)
SPEE-DEE FOODS | COBBHAM RD | THOMSON | McDuffie | 9097102 | 2 | [5 empty] | Removed from Ground | Diesel | 8000 | Not Marked/Unknown | 1972-01-01 | 1999-12-17 | Not Marked
GA PEACH CORPS | 835 AUGUSTA HWY | THOMSON | McDuffie | 9097105 | 1 | [5 empty] | Closed in Ground | Gas (Historical Use) | 500 | Marked Unknown | 1971-04-21 | 1991-06-01 | Galvanized Steel
AUGUSTA RD EXXON | 410 EAST HILL ST | THOMSON | McDuffie | 9097008 | 1 |  | 1997-11-14 | FALSE | 1997-11-14 | FALSE | Removed from Ground | Gas (Historical Use) | 6000 | Steel-Impressed Current | 1965-06-01 |  | Fiberglass Reinforced Plastic | Pressurized
Sprint 714 | 104 W HILL ST | THOMSON | McDuffie | 9097003 | 10 | Flapper Valve | 2001-07-02 | FALSE | 2001-07-02 | FALSE | Currently in Use | Gas (Historical Use) | 12000 | Fiberglass Double Walled | 2001-06-20 |  | Double-Walled Flex | Pressurized
A & A FUEL MART #1 | 211 W HILL ST | THOMSON | McDuffie | 9097006 | 1A |  | 1998-12-01 |  | 1998-12-01 |  | Removed from Ground | Gas (Historical Use) | 6000 | Steel-Impressed Current | 1971-01-01 | 2006-02-26 | Cathodically Protected
SHAW INDUSTRIES INC PLANT 22/89 | US HWY 78 W | THOMSON | McDuffie | 7097002 | 3 | [5 empty] | Removed from Ground | Other | 20000 | Marked Unknown | 1969-01-01 | 1993-03-01 | Unknown
RA DUDLEY LANDSCAPE CO INC | US HWY 78 & I-20 | THOMSON | McDuffie | 9097072 | 1 | [5 empty] | Removed from Ground | Diesel | 550 | Bare Steel | 1971-03-21 | 1998-06-01 | Galvanized Steel
LIFT STATION | 387 SCOTT DR | THOMSON | McDuffie | 9097067 | 1 | [5 empty] | Removed from Ground | Other | 3000 | Concrete | 1982-12-01 | 1996-06-06 | Galvanized Steel | Suction (American)
CLARK HILL WILDLIFE MGMT AREA | 2610 SMITH MILL RD | THOMSON | McDuffie | 9097064 | 1 | [5 empty] | Removed from Ground | Gas (Historical Use) | 1000 | Bare Steel | 1973-01-01 | 1994-07-01 | Galvanized Steel
J & K SHELL | HWY 12 W | THOMSON | McDuffie | 9097026 | 1 | [5 empty] | Removed from Ground | Gas (Historical Use) | 6000 | Bare Steel | 1971-05-12 | 1989-02-01 | Galvanized Steel | Safe Suction (Euro)
JEFFERSON ENERGY CO OP | 1002 WRENS HWY | THOMSON | McDuffie | 9097027 | UNLEADED |  |  | FALSE |  | FALSE | Removed from Ground |  | 10000 | Bare Steel | 1998-12-01 | 1998-12-01 | Galvanized Steel | Suction (American)
SWAN STOP | 1068 WASHINGTON RD | THOMSON | McDuffie | 9097031 | 3 | [5 empty] | Removed from Ground | Gas (Historical Use) | 10000 | Bare Steel | 1981-05-09 | 2000-12-01 | Galvanized Steel
LOVE'S TRAVEL STOP #354 | 2129 WASHINGTON RD NW | THOMSON | McDuffie | 10001201 | 4A | Ball Float | 2006-10-02 | FALSE | 2006-10-02 | FALSE | Currently in Use | Regular | 8000 | Composite Double Walled | 2006-09-01 |  | Double-Walled Fiberglass | Pressurized
FORMER SERVICE STATION | 204 EAST HILL STREET | THOMSON | McDuffie | 10000180 | 1 |  |  | FALSE |  | FALSE | Removed from Ground | Not Marked/Tank Removed | 500 | Bare Steel | 2002-08-01 | 2002-08-01
A & A FUEL MART #1 | 211 W HILL ST | THOMSON | McDuffie | 9097006 | 3 |  | 1998-12-01 |  | 1998-12-01 |  | Removed from Ground | Gas (Historical Use) | 6000 | Cathodically Protected Steel | 1971-01-01 | 2006-02-26 | Cathodically Protected
ELIZ SHARPTON (DECEASED) | 1729 WASHINGTON ROAD | THOMSON | McDuffie | 10000511 | 1 |  |  | FALSE |  | FALSE | Removed from Ground | Not Marked/Tank Removed | 0 | Unknown | 1978-01-01 | 1984-01-01
WASHINGTON RD EXXON | 1436 WASHINGTON RD | THOMSON | McDuffie | 810033 | 2 |  | 1995-03-01 |  | 1995-03-01 |  | Removed from Ground | Gas (Historical Use) | 3000 | Bare Steel | 1986-05-06 | 1998-09-01 | Galvanized Steel | Pressurized
BULK PLANT | 424 EAST HILL ST | THOMSON | McDuffie | 810036 | 2 |  | 1997-10-01 |  | 1997-10-01 |  | Removed from Ground | Diesel | 4000 | Steel-Impressed Current | 1986-05-06 | 2002-11-18 | Galvanized Steel | Pressurized
LOVE'S TRAVEL STOP #354 | 2129 WASHINGTON RD NW | THOMSON | McDuffie | 10001201 | 4B | Ball Float | 2006-10-02 | FALSE | 2006-10-02 | FALSE | Currently in Use | Regular | 12000 | Composite Double Walled | 2006-09-01 |  | Double-Walled Fiberglass | Pressurized
FORMER SERVICE STATION | 204 EAST HILL STREET | THOMSON | McDuffie | 10000180 | 2 |  |  | FALSE |  | FALSE | Removed from Ground | Not Marked/Tank Removed | 500 | Bare Steel | 2002-08-01 | 2002-08-01
EXXON RETAIL STORE #4-6492 | I-20 & US HWY 78 | THOMSON | McDuffie | 9097034 | 4 | [5 empty] | Currently in Use | Gas (Historical Use) | 4000 | Bare Steel | 1968-05-10 |  | Galvanized Steel
EXXON RETAIL STORE #4-6492 | I-20 & US HWY 78 | THOMSON | McDuffie | 9097034 | 5 | [5 empty] | Currently in Use | Gas (Historical Use) | 500 | Bare Steel | 1968-05-10 |  | Galvanized Steel
MONTGOMERY CONTRACTING | GA 150 COBHAM RD | THOMSON | McDuffie | 9097020 | 2 | [5 empty] | Removed from Ground | Gas (Historical Use) | 2000 | Bare Steel | 1991-01-01 | 1991-01-01 | Galvanized Steel
A & A FUEL MART #1 | 211 W HILL ST | THOMSON | McDuffie | 9097006 | 2 | [5 empty] | Closed in Ground | Gas (Historical Use) | 6000 | Bare Steel | 1966-01-01 | 1970-06-01 | Galvanized Steel
A & A FUEL MART #1 | 211 W HILL ST | THOMSON | McDuffie | 9097006 | 2A |  | 1998-12-01 |  | 1998-12-01 |  | Removed from Ground | Gas (Historical Use) | 6000 | Steel-Impressed Current | 1971-01-01 | 2006-02-26 | Cathodically Protected
LOVE'S TRAVEL STOP #354 | 2129 WASHINGTON RD NW | THOMSON | McDuffie | 10001201 | 1 | Ball Float | 2006-10-02 | FALSE | 2006-10-02 | FALSE | Currently in Use | Diesel | 20000 | Composite Double Walled | 2006-09-01 |  | Double-Walled Fiberglass | Pressurized
ELIZ SHARPTON (DECEASED) | 1729 WASHINGTON ROAD | THOMSON | McDuffie | 10000511 | 2 |  |  | FALSE |  | FALSE | Removed from Ground | Not Marked/Tank Removed | 0 | Unknown | 1978-01-01 | 1984-01-01
TEMPLE-INLAND FOREST PROD CORP/T | 1241 HARRISON RD | THOMSON | McDuffie | 9097038 | G-12G | [5 empty] | Removed from Ground | Gas (Historical Use) | 2000 | Bare Steel | 1974-01-01 | 1990-12-01 | Galvanized Steel
THOMSON MAINT SHOP | 317 RAILROAD ST | THOMSON | McDuffie | 9097041 | 3 | Flapper Valve | 1997-10-01 | FALSE | 1997-10-01 | FALSE | Currently in Use | Regular | 1000 | Steel-Impressed Current | 1975-05-19 |  |  | Safe Suction (Euro)
JEFFERSON ENERGY CO OP | 1002 WRENS HWY | THOMSON | McDuffie | 9097027 | DIESEL |  |  | FALSE |  | FALSE | Removed from Ground | Diesel | 1000 | Bare Steel | 1998-12-01 | 1998-12-01 | Galvanized Steel | Suction (American)
TRIANGLE FOOD STORE | 628 AUGUSTA RD | THOMSON | McDuffie | 9097013 | 6 | Flapper Valve | 1991-11-14 | FALSE | 1991-11-14 | FALSE | Currently in Use | Gas (Historical Use) | 10000 | Fiberglass | 1991-11-14 |  | Fiberglass Reinforced Plastic | Pressurized
WALLYS | 402 MAIN ST | THOMSON | McDuffie | 9097007 | 3 | Flapper Valve | 1997-09-15 | FALSE | 1997-09-15 | FALSE | Currently in Use | Diesel | 5000 | Steel-Impressed Current | 1981-05-02 |  | Steel (Impressed Current) | Pressurized
JACKSON ST FAST FARE | 418 JACKSON ST | THOMSON | McDuffie | 9097010 | 2 | Flapper Valve | 1993-02-17 | FALSE | 1993-02-17 | FALSE | Currently in Use | Gas (Historical Use) | 10000 | Steel-Impressed Current | 1976-05-09 |  | Fiberglass Reinforced Plastic | Pressurized
MONTGOMERY CONTRACTING | GA 150 COBHAM RD | THOMSON | McDuffie | 9097020 | 1 | [5 empty] | Removed from Ground | Diesel | 2000 | Bare Steel | 1991-01-01 | 1991-01-01 | Galvanized Steel
A & A FUEL MART #1 | 211 W HILL ST | THOMSON | McDuffie | 9097006 | 1 | [5 empty] | Closed in Ground | Empty | 6000 | Bare Steel | 1966-01-01 | 1970-06-01 | Galvanized Steel
WASHINGTON RD EXXON | 1436 WASHINGTON RD | THOMSON | McDuffie | 810033 | 1 |  | 1995-03-01 |  | 1995-03-01 |  | Removed from Ground | Gas (Historical Use) | 3000 | Bare Steel | 1986-05-06 | 1998-09-01 | Galvanized Steel | Pressurized
SHAW INDUSTRIES INC PLANT 22/89 | US HWY 78 W | THOMSON | McDuffie | 7097002 | 2 | [5 empty] | Removed from Ground | Diesel | 30000 | Marked Unknown | 1970-01-01 | 1993-03-01 | Unknown
LOVE'S TRAVEL STOP #354 | 2129 WASHINGTON RD NW | THOMSON | McDuffie | 10001201 | 2 | Ball Float | 2006-10-02 | FALSE | 2006-10-02 | FALSE | Currently in Use | Diesel | 20000 | Composite Double Walled | 2006-09-01 |  | Double-Walled Fiberglass | Pressurized
EXXON RETAIL STORE #4-6492 | I-20 & US HWY 78 | THOMSON | McDuffie | 9097034 | 10 | [5 empty] | Currently in Use | Gas (Historical Use) | 1000 | Fiberglass | 1987-01-01 |  | Fiberglass Reinforced Plastic | Pressurized
SWAN STOP | 1068 WASHINGTON RD | THOMSON | McDuffie | 9097031 | 1 | [5 empty] | Removed from Ground | Gas (Historical Use) | 10000 | Bare Steel | 1981-05-09 | 2000-12-01 | Galvanized Steel
Sprint 714 | 104 W HILL ST | THOMSON | McDuffie | 9097003 | 11 | Flapper Valve | 2001-07-02 | FALSE | 2001-07-02 | FALSE | Currently in Use | Diesel On Road | 8000 | Fiberglass Double Walled | 2001-06-20 |  | Double-Walled Flex | Pressurized
FORMER SERVICE STATION | 204 EAST HILL STREET | THOMSON | McDuffie | 10000180 | 3 |  |  | FALSE |  | FALSE | Removed from Ground | Not Marked/Tank Removed | 500 | Bare Steel | 2002-08-01 | 2002-08-01
SHAW INDUSTRIES INC PLANT 22/89 | US HWY 78 W | THOMSON | McDuffie | 7097002 | 1 | [5 empty] | Removed from Ground | Other | 10000 | Marked Unknown | 1963-01-01 | 1993-03-01 | Unknown
AUGUSTA RD EXXON | 410 EAST HILL ST | THOMSON | McDuffie | 9097008 | 3 |  |  | FALSE |  | FALSE | Removed from Ground | Gas (Historical Use) | 4000 | Bare Steel | 1965-06-01 | 1984-06-01 | Fiberglass Reinforced Plastic | Pressurized
JOHNSONS SVC STATION | 642 WASHINGTON HWY | THOMSON | McDuffie | 9097002 | 2 | [5 empty] | Removed from Ground | Gas (Historical Use) | 2000 | Bare Steel | 1975-06-01 | 1995-04-03 | Galvanized Steel | Safe Suction (Euro)
Sprint 714 | 104 W HILL ST | THOMSON | McDuffie | 9097003 | 1 |  |  | FALSE |  | FALSE | Removed from Ground | Gas (Historical Use) | 560 | Bare Steel | 1974-01-04 | 1899-12-31 | Galvanized Steel
Sprint 714 | 104 W HILL ST | THOMSON | McDuffie | 9097003 | 7 |  |  | FALSE |  | FALSE | Removed from Ground |  | 6000 |  |  | 1899-12-31
SHAW INDUSTRIES INC PLANT 22/89 | US HWY 78 W | THOMSON | McDuffie | 7097002 | 5 | [5 empty] | Removed from Ground | Other | 20000 | Marked Unknown | 1975-01-04 | 1993-03-01 | Unknown
SHAW INDUSTRIES INC PLANT 22/89 | US HWY 78 W | THOMSON | McDuffie | 7097002 | 4 | [5 empty] | Removed from Ground | Other | 20000 | Marked Unknown | 1969-01-01 | 1993-03-01 | Unknown
LOVE'S TRAVEL STOP #354 | 2129 WASHINGTON RD NW | THOMSON | McDuffie | 10001201 | 5 | Ball Float | 2006-10-02 | FALSE | 2006-10-02 | FALSE | Currently in Use | Regular | 20000 | Composite Double Walled | 2006-09-01 |  | Double-Walled Fiberglass | Pressurized
FORMER STANDARD OIL GAS STATION | 109 WEST HILL STREET | THOMSON | McDuffie | 10001641 | 1 |  |  | FALSE |  | FALSE | Removed from Ground | Not Marked | 0 | Unknown | 1980-01-01 | 1980-01-01 | Unknown
THOMSON AMOCO | 1850 WASHINGTON ROAD | THOMSON | McDuffie | 9097092 | 4 |  | 1995-03-01 | FALSE | 1995-03-01 | FALSE | Currently in Use | Diesel | 10000 | Steel-Impressed Current | 1995-03-01
BOSWELL OIL CO | 135 ANSLEY DR | THOMSON | McDuffie | 9097086 | 2 |  |  | FALSE |  | FALSE | Temporarily out of use | Regular | 500 | Steel-Impressed Current | 1974-01-01 |  | Steel (Impressed Current) | Suction (American)
Bronco's | 409 HILL ST | THOMSON | McDuffie | 9097071 | 9A | Flapper Valve | 2024-10-22 | FALSE | 2024-10-22 | FALSE | Currently in Use | E-0 | 5000 | Composite Double Walled | 2024-10-22 |  | Double-Walled Flex | Pressurized
RA DUDLEY LANDSCAPE CO INC | US HWY 78 & I-20 | THOMSON | McDuffie | 9097072 | 2 | [5 empty] | Removed from Ground | Kerosene | 550 | Bare Steel | 1971-03-21 | 1998-06-01 | Galvanized Steel
THOMPSON TANKER STATION | 676 EAST HILL STREET | THOMSON | McDuffie | 9097058 | 5 | [5 empty] | Removed from Ground | Diesel | 2000 | Bare Steel | 1978-11-06 | 1998-11-02 | Galvanized Steel | Suction (American)
GA DOT #10222 MCDUFFIE CO MAINT | RT 4 BOX 447B | THOMSON | McDuffie | 9097057 | 10222-1 | [5 empty] | Closed in Ground | Gas (Historical Use) | 540 | Bare Steel | 1961-05-05 | 1899-12-31 | Galvanized Steel
FRED KING | RT 5 THOMSON | THOMSON | McDuffie | 9097062 | 1 | [5 empty] | Permanently Out of Use - historical purposes | Other | 500 | Bare Steel | 1969-05-12 | 1899-12-31 | Galvanized Steel
EXXON RETAIL STORE #4-6492 | I-20 & US HWY 78 | THOMSON | McDuffie | 9097034 | 1 | [5 empty] | Currently in Use | Gas (Historical Use) | 8000 | Fiberglass | 1968-05-10 |  | Galvanized Steel
EXXON RETAIL STORE #4-6492 | I-20 & US HWY 78 | THOMSON | McDuffie | 9097034 | 7 | [5 empty] | Currently in Use | Gas (Historical Use) | 12000 | Fiberglass | 1987-01-01 |  | Fiberglass Reinforced Plastic | Pressurized
SWAN STOP | 1068 WASHINGTON RD | THOMSON | McDuffie | 9097031 | 4 | [5 empty] | Removed from Ground | Diesel | 10000 | Bare Steel | 1981-05-09 | 2000-12-01 | Galvanized Steel
JOHN USRY/BIG JOHN | 6104 LINCOLNTON RD | THOMSON | McDuffie | 9097014 | 2 | [5 empty] | Permanently Out of Use - historical purposes | Gas (Historical Use) | 550 | Bare Steel | 1966-05-12 | 1899-12-31 | Galvanized Steel
CLAUSSEN CONCRETE | HARRISON RD | THOMSON | McDuffie | 9097024 | 1 | [5 empty] | Removed from Ground | Diesel | 550 | Bare Steel | 1986-05-06 | 1899-12-31 | Galvanized Steel
BST/THOMSON CO/R3521 | 104 GORDON ST | THOMSON | McDuffie | 9097004 | 2 |  |  | FALSE |  | FALSE | Removed from Ground | Gas (Historical Use) | 1000 | Bare Steel | 1999-10-28 | 1999-10-28
A & A FUEL MART #1 | 211 W HILL ST | THOMSON | McDuffie | 9097006 | 4 |  | 1998-12-01 |  | 1998-12-01 |  | Removed from Ground | Diesel | 5000 | Steel-Impressed Current | 1971-01-01 | 2006-02-26 | Cathodically Protected
AXONS MINI MART | 4550 AUGUSTA HWY SE | DEARING | McDuffie | 9097037 | 3 |  |  | FALSE |  | FALSE | Removed from Ground | Gas (Historical Use) | 6000 | Bare Steel | 1981-11-05 | 1994-11-30
COBBHAM COUNTRY STORE | 4943 COBBHAM RD NE | THOMSON | McDuffie | 9097104 | 2 | [5 empty] | Removed from Ground | Gas (Historical Use) | 1000 | Not Marked/Unknown | 1996-04-03 | 1996-04-03 | Not Marked
MOLLYS FOOD AND FUEL THOMSON LLC | 1541 GINGER HILL RD | THOMSON | McDuffie | 10003375 | 1 | Flapper Valve | 2023-10-01 | FALSE | 2023-10-01 | FALSE | Currently in Use | Regular | 20000 | Composite Double Walled | 2023-04-26 |  | Double-Walled Flex | Pressurized
MOLLYS FOOD AND FUEL THOMSON LLC | 1541 GINGER HILL RD | THOMSON | McDuffie | 10003375 | 2A | Flapper Valve |  | FALSE |  | FALSE | Currently in Use | Diesel | 12000 | Composite Double Walled | 2023-04-26 |  | Double-Walled Flex | Pressurized
CITY OF THOMSON WATER TREATMENT EXEMPT MH | 811 AUGUSTA RD | THOMSON | McDuffie | 10003242 | 1 |  |  | FALSE |  | FALSE | Removed from Ground |  | 1000 |  |  | 2022-07-12
MOLLYS FOOD AND FUEL THOMSON LLC | 1541 GINGER HILL RD | THOMSON | McDuffie | 10003375 | 2B | Flapper Valve | 2023-10-01 | FALSE | 2023-10-01 | FALSE | Currently in Use | Premium | 4000 | Composite Double Walled | 2023-04-26 |  | Double-Walled Flex | Pressurized
MOLLYS FOOD AND FUEL THOMSON LLC | 1541 GINGER HILL RD | THOMSON | McDuffie | 10003375 | 2C | Flapper Valve | 2023-10-01 | FALSE | 2023-10-01 | FALSE | Currently in Use | E-0 | 4000 | Composite Double Walled | 2023-04-26 |  | Double-Walled Flex | Pressurized
MCDUFFIE COUNTY BOARD OF EDUCATION | 1652 HARRISON RD | THOMSON | McDuffie | 10003185 | 1 |  |  | FALSE |  | FALSE | Removed from Ground | Gas (Historical Use) | 8000 |  |  | 2022-03-03
OM Food | 1082 GA-99 | TOWNSEND | McIntosh | 9098071 | 114 | Ball Float | 1990-09-10 | FALSE | 1990-09-10 | FALSE | Currently in Use | Regular | 6142 | Galvanic (STIP-3) | 1990-09-06 |  | Fiberglass Reinforced Plastic | Pressurized
RAMESHWAR MAHADEV INC | 1834 GA Highway 57 | TOWNSEND | McIntosh | 9098076 | 3 |  | 1990-05-01 | FALSE | 1990-05-01 | FALSE | Currently in Use | Gas (Historical Use) | 10000 | Galvanic (STIP-3) | 1990-05-01 |  | Fiberglass Reinforced Plastic | Pressurized
EAGLE NECK AIRPORT | 4837 Harris Neck Rd | TOWNSEND | McIntosh | 9098078 | 2 |  | 1990-07-01 | FALSE | 1990-07-01 | FALSE | Currently in Use | E-0 | 4000 | Galvanic (STIP-3) | 1990-07-01 |  | Fiberglass Reinforced Plastic | Pressurized
MERIDIAN BOAT DOCK | GEORGIA HWY 99 | MERIDIAN | McIntosh | 9098089 | UL759289 | Flapper Valve | 1999-09-28 | FALSE | 1999-09-28 | FALSE | Currently in Use | E-0 | 2500 | Fiberglass Double Walled | 1999-09-28 |  | Double-Walled Fiberglass | Pressurized
MERIDIAN BOAT DOCK | GEORGIA HWY 99 | MERIDIAN | McIntosh | 9098089 | 1 |  |  | FALSE |  | FALSE | Removed from Ground | Gas (Historical Use) | 1000 |  | 2003-12-16 | 2003-12-16
KLIM0927 LLC | 17478 US-17 | TOWNSEND | McIntosh | 9098072 | 1 | Ball Float | 1999-01-25 | FALSE | 1999-01-25 | FALSE | Currently in Use |  | 2000 | Steel-Impressed Current | 1999-01-25 |  | Steel (Impressed Current) | Pressurized
H & H CHEVRON | 2101 GA HWY 57 WEST | TOWNSEND | McIntosh | 9098047 | 2 | Flapper Valve | 1982-03-29 | FALSE | 1982-03-29 | FALSE | Currently in Use | Premium | 10000 | Fiberglass | 1982-03-29 |  | Fiberglass Reinforced Plastic | Pressurized
HOWELL & JEESUP INC | EXIT 11 I-95 GA 57 RTE 3 | TOWNSEND | McIntosh | 9098044 | 3 |  | 1996-05-01 |  | 1996-05-01 |  | Temporarily out of use | Gas (Historical Use) | 8000 | Cathodically Protected Steel | 1983-01-01 |  |  | Pressurized
ENK768 | 7043 SHELLMAN BLUFF RD NE | TOWNSEND | McIntosh | 10001138 | 1 |  | 2006-06-01 | FALSE | 2006-06-01 | FALSE | Currently in Use | Regular | 10000 | Composite | 2006-06-01 |  | Double-Walled Fiberglass | Pressurized
SHELLMAN GENERAL STORE | 7479 SHELLMAN BLUFF RD NE | TOWNSEND | McIntosh | 9098051 | 2 | [5 empty] | Removed from Ground | Gas (Historical Use) | 2000 | Not Marked/Unknown | 1994-04-27 | 1994-04-27 | Not Marked
HARRIS NECK NATIONAL WILDFILE RE | GOULD LANDING | TOWNSEND | McIntosh | 9098090 | 2 | [5 empty] | Removed from Ground | Gas (Historical Use) | 1000 | Bare Steel | 1998-10-21 | 1998-10-21 | Not Marked
DALS FOODMART | 15527 US-17 | TOWNSEND | McIntosh | 9098041 | 1 | Flapper Valve | 1998-02-01 | FALSE | 1998-02-01 | FALSE | Currently in Use | Diesel | 8000 | Steel-Impressed Current | 1981-02-25 |  | Steel (Impressed Current) | Pressurized
BELLE BLUFF MARINA | RTE 3 BOX 3246-B25 RIGHT OFF OF | TOWNSEND | McIntosh | 9098073 | 1 | [5 empty] | Removed from Ground | Gas (Historical Use) | 1000 | Bare Steel | 1979-01-01 | 1998-05-01 | Galvanized Steel | Suction (American)
BLACKBEARD ISLAND NATIONAL WILDL | UNKNOWN | TOWNSEND | McIntosh | 9098087 | 2 | [5 empty] | Closed in Ground | Gas (Historical Use) | 250 | Unknown | 1985-05-01 | 1993-01-01 | Galvanized Steel | Pressurized
HARRIS NECK NATIONAL WILDLIFE RE | RT 1\RT 2 BOX 2147 | TOWNSEND | McIntosh | 9098033 | 3 | [5 empty] | Removed from Ground | Gas (Historical Use) | 25000 | Bare Steel | 1946-05-18 | 1998-10-27 | Unknown
SNAPPY FOODS (TOWNSEND) | 2201 GA HWY 57 C I-95 EXIT 58 | TOWNSEND | McIntosh | 9098022 | 4 | Flapper Valve | 1991-07-01 | TRUE | 1991-07-01 | FALSE | Currently in Use | Regular | 8000 | Galvanic (STIP-3) | 1991-07-01 |  | Fiberglass Reinforced Plastic | Pressurized
OM Food | 1082 GA-99 | TOWNSEND | McIntosh | 9098071 | 115 | Ball Float | 1990-09-10 | FALSE | 1990-09-10 | FALSE | Currently in Use | Premium | 6142 | Galvanic (STIP-3) | 1990-09-06 |  | Fiberglass Reinforced Plastic | Pressurized
RAMESHWAR MAHADEV INC | 1834 GA Highway 57 | TOWNSEND | McIntosh | 9098076 | 2 |  | 1990-05-01 | FALSE | 1990-05-01 | FALSE | Currently in Use | Gas (Historical Use) | 10000 | Galvanic (STIP-3) | 1990-05-01 |  | Fiberglass Reinforced Plastic | Pressurized
H & H CHEVRON | 2101 GA HWY 57 WEST | TOWNSEND | McIntosh | 9098047 | 1 | Flapper Valve | 1982-03-29 | FALSE | 1982-03-29 | FALSE | Currently in Use | Diesel | 10000 | Fiberglass | 1982-03-29 |  | Fiberglass Reinforced Plastic | Pressurized
KIPS FISHING CAMP | SHELLMAN BLUFF | TOWNSEND | McIntosh | 9098038 | 1 | [5 empty] | Removed from Ground | Gas (Historical Use) | 1000 | Bare Steel | 1970-05-12 | 1996-10-01 | Cathodically Protected
PINE HARBOR MARINA | RTE 3 BOX 3196 PINE HARBOR MARIN | TOWNSEND | McIntosh | 9098029 | 2 | Flapper Valve | 1994-06-13 | FALSE | 1994-06-13 | FALSE | Currently in Use | E-0 | 2000 | Composite | 1994-06-01 |  | Fiberglass Reinforced Plastic | Suction (American)
DOWNTOWN EULONIA | I-95 & GA 57 EXIT 11 | TOWNSEND | McIntosh | 9098024 | 4 | [5 empty] | Removed from Ground | Diesel | 4000 | Bare Steel | 1982-04-24 | 1999-12-13 | Galvanized Steel
DALS FOODMART | 15527 US-17 | TOWNSEND | McIntosh | 9098041 | 3 | Flapper Valve | 1998-02-01 | FALSE | 1998-02-01 | FALSE | Currently in Use | E-0 | 8000 | Steel-Impressed Current | 1981-02-25 |  | Steel (Impressed Current) | Pressurized
GA DOT 10517 MCINTOSH CO MAINT H | 0 .3 MI W OF I-95 AT THE INT OF S | TOWNSEND | McIntosh | 9098032 | 517D1 | [5 empty] | Removed from Ground | Diesel | 1000 | Bare Steel | 2004-04-01 | 2004-04-01 | Unknown | Suction (American)
PINE HARBOR MARINA | RTE 3 BOX 3196 PINE HARBOR MARIN | TOWNSEND | McIntosh | 9098029 | 1 | [5 empty] | Removed from Ground | Gas (Historical Use) | 2000 | Bare Steel | 1973-05-11 | 1994-04-01 | Bare Steel | Safe Suction (Euro)
KLIM0927 LLC | 17478 US-17 | TOWNSEND | McIntosh | 9098072 | 2 | Ball Float | 1999-01-25 | FALSE | 1999-01-25 | FALSE | Currently in Use |  | 2000 | Steel-Impressed Current | 1999-01-25 |  | Steel (Impressed Current) | Pressurized
KIPS FISHING CAMP | SHELLMAN BLUFF | TOWNSEND | McIntosh | 9098038 | 2 | [5 empty] | Removed from Ground | Gas (Historical Use) | 1000 | Bare Steel | 1970-05-12 | 1996-10-01 | Galvanized Steel
DALS FOODMART | 15527 US-17 | TOWNSEND | McIntosh | 9098041 | 2 | Flapper Valve | 1998-02-01 | FALSE | 1998-02-01 | FALSE | Currently in Use | Regular | 8000 | Steel-Impressed Current | 1981-02-25 |  | Steel (Impressed Current) | Pressurized
SNAPPY FOODS (TOWNSEND) | 2201 GA HWY 57 C I-95 EXIT 58 | TOWNSEND | McIntosh | 9098022 | 5 | Flapper Valve | 1991-07-01 | TRUE | 1991-07-01 | FALSE | Currently in Use | Premium | 8000 | Galvanic (STIP-3) | 1991-07-01 |  | Fiberglass Reinforced Plastic | Pressurized
EAGLE NECK GROCERY STORE | RT 2 BOX 2092 | TOWNSEND | McIntosh | 9015030 | 1 |  | 1990-07-01 |  | 1990-07-01 |  | Removed from Ground | Gas (Historical Use) | 4000 | Cathodically Protected Steel | 1990-07-01 | 2004-01-09 | Galvanized Steel | Pressurized
HARRIS NECK NATIONAL WILDLIFE RE | RT 1\RT 2 BOX 2147 | TOWNSEND | McIntosh | 9098033 | 2 | [5 empty] | Removed from Ground | Diesel | 25000 | Bare Steel | 1981-05-09 | 1998-10-27 | Unknown
SNAPPY FOODS (TOWNSEND) | 2201 GA HWY 57 C I-95 EXIT 58 | TOWNSEND | McIntosh | 9098022 | 3 |  |  | FALSE |  | FALSE | Removed from Ground | Gas (Historical Use) | 4000 | Bare Steel | 1974-03-21 | 1991-05-02 | Unknown
ROZIERS SERVICE STATION | HWY 99 | TOWNSEND | McIntosh | 9098018 | 1 | [5 empty] | Removed from Ground | Gas (Historical Use) | 1000 | Bare Steel | 1956-05-15 | 1998-07-31 | Galvanized Steel
KLIM0927 LLC | 17478 US-17 | TOWNSEND | McIntosh | 9098072 | 3 | Ball Float | 1999-01-25 | FALSE | 1999-01-25 | FALSE | Currently in Use |  | 2000 | Steel-Impressed Current | 1999-01-25 |  | Steel (Impressed Current) | Pressurized
BELLE BLUFF MARINA | RTE 3 BOX 3246-B25 RIGHT OFF OF | TOWNSEND | McIntosh | 9098073 | 2 |  | 1998-05-27 |  | 1998-05-27 |  | Temporarily out of use | Gas (Historical Use) | 3000 | Composite | 1998-05-27 |  | Fiberglass Reinforced Plastic | Safe Suction (Euro)
SHELLMAN GENERAL STORE | 7479 SHELLMAN BLUFF RD NE | TOWNSEND | McIntosh | 9098051 | 6 |  | 1994-12-01 |  | 1994-12-01 |  | Temporarily out of use | Gas (Historical Use) | 4000 | Epoxy | 1994-12-01 |  | Fiberglass Reinforced Plastic | Pressurized
H & H CHEVRON | 2101 GA HWY 57 WEST | TOWNSEND | McIntosh | 9098047 | 4 |  |  | TRUE |  | TRUE | Closed in Ground | Used Oil | 1000 | Fiberglass | 1982-03-29 | 1995-04-18 | Fiberglass Reinforced Plastic
EAGLE NECK GROCERY STORE | RT 2 BOX 2092 | TOWNSEND | McIntosh | 9015030 | 2 |  | 1990-07-01 |  | 1990-07-01 |  | Removed from Ground | Gas (Historical Use) | 4000 | Cathodically Protected Steel | 1990-07-01 | 2004-01-09 | Galvanized Steel | Pressurized
RAMESHWAR MAHADEV INC | 1834 GA Highway 57 | TOWNSEND | McIntosh | 9098076 | 4 |  | 1990-05-01 | FALSE | 1990-05-01 | FALSE | Currently in Use | Diesel | 6000 | Galvanic (STIP-3) | 1990-05-01 |  | Fiberglass Reinforced Plastic | Pressurized
DOWNTOWN EULONIA | I-95 & GA 57 EXIT 11 | TOWNSEND | McIntosh | 9098024 | 3 | [5 empty] | Removed from Ground | Gas (Historical Use) | 8000 | Bare Steel | 1979-04-25 | 1999-12-13 | Galvanized Steel
SHELLMAN BLUFF FISH CAMP | RTE 2 BOX 2439 | TOWNSEND | McIntosh | 9098075 | 1 | Flapper Valve | 1996-01-01 | FALSE | 1996-01-01 | FALSE | Currently in Use | E-0 | 3000 | Composite | 1996-01-01 |  | Fiberglass Reinforced Plastic | Safe Suction (Euro)
EAGLE NECK AIRPORT | 4837 Harris Neck Rd | TOWNSEND | McIntosh | 9098078 | 1 |  | 1990-07-01 | FALSE | 1990-07-01 | FALSE | Currently in Use | Aviaion gas/AV Gas | 4000 | Galvanic (STIP-3) | 1990-07-01 |  | Fiberglass Reinforced Plastic | Pressurized
BLACKBEARD ISLAND NATIONAL WILDL | UNKNOWN | TOWNSEND | McIntosh | 9098087 | 1 | [5 empty] | Closed in Ground | Gas (Historical Use) | 250 | Unknown | 1985-05-01 | 1993-01-01 | Galvanized Steel | Pressurized
HOWELL & JEESUP INC | EXIT 11 I-95 GA 57 RTE 3 | TOWNSEND | McIntosh | 9098044 | 2 |  | 1996-05-01 |  | 1996-05-01 |  | Temporarily out of use | Gas (Historical Use) | 8000 | Cathodically Protected Steel | 1983-01-01 |  |  | Pressurized
H & H CHEVRON | 2101 GA HWY 57 WEST | TOWNSEND | McIntosh | 9098047 | 3 | Flapper Valve | 1982-03-29 | FALSE | 1982-03-29 | FALSE | Currently in Use | Regular | 10000 | Fiberglass | 1982-03-29 |  | Fiberglass Reinforced Plastic | Pressurized
HOWELL & JEESUP INC | EXIT 11 I-95 GA 57 RTE 3 | TOWNSEND | McIntosh | 9098044 | 4 |  | 1996-05-01 |  | 1996-05-01 |  | Temporarily out of use | Diesel | 8000 | Cathodically Protected Steel | 1983-01-01 |  |  | Pressurized
HARRIS NECK NATIONAL WILDLIFE RE | RT 1\RT 2 BOX 2147 | TOWNSEND | McIntosh | 9098033 | 1 | [5 empty] | Removed from Ground | Diesel | 25000 | Bare Steel | 1981-05-09 | 1998-10-27 | Cathodically Protected
ENK768 | 7043 SHELLMAN BLUFF RD NE | TOWNSEND | McIntosh | 10001138 | 2B |  | 2006-06-01 | FALSE | 2006-06-01 | FALSE | Currently in Use | Diesel | 5000 | Composite | 2006-06-01 |  | Double-Walled Fiberglass | Pressurized
SHELLMAN GENERAL STORE | 7479 SHELLMAN BLUFF RD NE | TOWNSEND | McIntosh | 9098051 | 3 | [5 empty] | Removed from Ground | Gas (Historical Use) | 2000 | Not Marked/Unknown | 1994-04-27 | 1994-04-27 | Not Marked
GA FC | GA 57 1 MILE WEST | TOWNSEND | McIntosh | 9098026 | 1 | [5 empty] | Removed from Ground | Gas (Historical Use) | 2000 | Bare Steel | 1974-04-25 | 1990-11-01 | Galvanized Steel
DOWNTOWN EULONIA | I-95 & GA 57 EXIT 11 | TOWNSEND | McIntosh | 9098024 | 1 | [5 empty] | Removed from Ground | Gas (Historical Use) | 8000 | Bare Steel | 1979-04-25 | 1999-12-13 | Galvanized Steel
GA FC | GA 57 1 MILE WEST | TOWNSEND | McIntosh | 9098026 | 3 | [5 empty] | Removed from Ground | Gas (Historical Use) | 560 | Bare Steel | 1959-04-29 | 1990-11-01 | Galvanized Steel
ENK768 | 7043 SHELLMAN BLUFF RD NE | TOWNSEND | McIntosh | 10001138 | 2A |  | 2006-06-01 | FALSE | 2006-06-01 | FALSE | Currently in Use | E-0 | 5000 | Composite | 2006-06-01 |  | Double-Walled Fiberglass | Pressurized
OM Food | 1082 GA-99 | TOWNSEND | McIntosh | 9098071 | 113 | Ball Float | 1990-09-10 | FALSE | 1990-09-10 | FALSE | Currently in Use | Regular | 6142 | Galvanic (STIP-3) | 1990-09-06 |  | Fiberglass Reinforced Plastic | Pressurized
HOWELL & JEESUP INC | EXIT 11 I-95 GA 57 RTE 3 | TOWNSEND | McIntosh | 9098044 | 1 |  | 1996-05-01 |  | 1996-05-01 |  | Temporarily out of use | Gas (Historical Use) | 8000 | Cathodically Protected Steel | 1983-01-01 |  |  | Pressurized
MCINTOSH COUNTY | RFD #2 | TOWNSEND | McIntosh | 9098030 | 2 | [5 empty] | Removed from Ground | Empty | 1000 | Bare Steel | 1956-05-15 | 1899-12-31 | Galvanized Steel
SHELLMAN GENERAL STORE | 7479 SHELLMAN BLUFF RD NE | TOWNSEND | McIntosh | 9098051 | 4 | [5 empty] | Closed in Ground | Gas (Historical Use) | 1000 | Not Marked/Unknown | 1994-04-27 | 1994-04-27 | Not Marked
SHELLMAN GENERAL STORE | 7479 SHELLMAN BLUFF RD NE | TOWNSEND | McIntosh | 9098051 | 5 |  | 1994-12-01 |  | 1994-12-01 |  | Temporarily out of use | Gas (Historical Use) | 4000 | Epoxy | 1994-12-01 |  | Fiberglass Reinforced Plastic | Pressurized
GA DOT 10517 MCINTOSH CO MAINT H | 0 .3 MI W OF I-95 AT THE INT OF S | TOWNSEND | McIntosh | 9098032 | 517G1 | [5 empty] | Removed from Ground | Gas (Historical Use) | 1000 | Bare Steel | 2004-04-01 | 2004-04-01 | Unknown | Suction (American)
MCINTOSH COUNTY | RFD #2 | TOWNSEND | McIntosh | 9098030 | 1 | [5 empty] | Removed from Ground | Gas (Historical Use) | 1000 | Bare Steel | 1956-05-15 | 1899-12-31 | Galvanized Steel
ROZIERS SERVICE STATION | HWY 99 | TOWNSEND | McIntosh | 9098018 | 2 | [5 empty] | Removed from Ground | Gas (Historical Use) | 1000 | Bare Steel | 1956-05-15 | 1998-07-31 | Galvanized Steel
L C TOWNSEND | RR #1 | TOWNSEND | McIntosh | 9098031 | 1 | [5 empty] | Removed from Ground | Gas (Historical Use) | 1000 | Bare Steel | 1976-05-10 | 1987-01-01 | Galvanized Steel
SNAPPY FOODS (TOWNSEND) | 2201 GA HWY 57 C I-95 EXIT 58 | TOWNSEND | McIntosh | 9098022 | 2 |  |  | FALSE |  | FALSE | Removed from Ground | Gas (Historical Use) | 4000 | Bare Steel | 1974-03-21 | 1991-05-02 | Unknown
DOWNTOWN EULONIA | I-95 & GA 57 EXIT 11 | TOWNSEND | McIntosh | 9098024 | 2 | [5 empty] | Removed from Ground | Gas (Historical Use) | 8000 | Bare Steel | 1979-04-25 | 1999-12-13 | Galvanized Steel
GA FC | GA 57 1 MILE WEST | TOWNSEND | McIntosh | 9098026 | 2 | [5 empty] | Removed from Ground | Diesel | 560 | Bare Steel | 1958-04-29 | 1990-11-01 | Galvanized Steel
RAMESHWAR MAHADEV INC | 1834 GA Highway 57 | TOWNSEND | McIntosh | 9098076 | 1 |  | 1990-05-01 | FALSE | 1990-05-01 | FALSE | Currently in Use | Gas (Historical Use) | 10000 | Galvanic (STIP-3) | 1990-05-01 |  | Fiberglass Reinforced Plastic | Pressurized
GA FC | GA 57 1 MILE WEST | TOWNSEND | McIntosh | 9098026 | 6 | [5 empty] | Removed from Ground | Gas (Historical Use) | 1000 | Cathodically Protected Steel | 1990-11-09 | 1996-10-01 | Galvanized Steel
BLACKBEARD COVE MARINA | BLUE NORTH HALL RD | TOWNSEND | McIntosh | 9098005 | 1 | [5 empty] | Removed from Ground | Empty | 560 | Bare Steel | 1966-05-10 | 1899-12-31 | Galvanized Steel
SNAPPY FOODS (TOWNSEND) | 2201 GA HWY 57 C I-95 EXIT 58 | TOWNSEND | McIntosh | 9098022 | 1 |  |  | FALSE |  | FALSE | Removed from Ground | Gas (Historical Use) | 4000 | Bare Steel | 1974-03-21 | 1991-05-02 | Unknown
GA FC | GA 57 1 MILE WEST | TOWNSEND | McIntosh | 9098026 | 4 | [5 empty] | Removed from Ground | Gas (Historical Use) | 560 | Bare Steel | 1958-04-29 | 1990-11-01 | Galvanized Steel
GA FC | GA 57 1 MILE WEST | TOWNSEND | McIntosh | 9098026 | 5 |  | 1990-11-09 |  | 1990-11-09 |  | Removed from Ground | Diesel | 1000 | Cathodically Protected Steel | 1990-11-09 | 1996-10-01 | Cathodically Protected | Safe Suction (Euro)
HARRIS NECK NATIONAL WILDLIFE RE | RT 1\RT 2 BOX 2147 | TOWNSEND | McIntosh | 9098033 | 5 |  |  | FALSE |  | FALSE | Removed from Ground | Gas (Historical Use) | 500 | Unknown | 2010-07-20 | 2010-07-20 | Unknown
HARRIS NECK NATIONAL WILDLIFE RE | RT 1\RT 2 BOX 2147 | TOWNSEND | McIntosh | 9098033 | 4 | [5 empty] | Removed from Ground | Diesel | 25000 | Not Marked/Unknown | 1998-10-27 | 1998-10-27 | Not Marked
BLACKBEARD ISLAND NATIONAL WILDL | BLACKBEARD ISLAND | TOWNSEND | McIntosh | 9098002 | 1 | [5 empty] | Removed from Ground | Diesel | 500 | Bare Steel | 1982-05-09 | 1998-12-17 | Unknown
BLACKBEARD ISLAND NATIONAL WILDL | BLACKBEARD ISLAND | TOWNSEND | McIntosh | 9098002 | 2 | [5 empty] | Removed from Ground | Gas (Historical Use) | 500 | Bare Steel | 1982-05-09 | 1998-12-17 | Unknown
SHELLMAN GENERAL STORE | 7479 SHELLMAN BLUFF RD NE | TOWNSEND | McIntosh | 9098051 | 1 | [5 empty] | Removed from Ground | Gas (Historical Use) | 2000 | Not Marked/Unknown | 1994-04-27 | 1994-04-27 | Not Marked
SHELLMAN GENERAL STORE | 7479 SHELLMAN BLUFF RD NE | TOWNSEND | McIntosh | 9098051 | 7 |  | 1994-12-01 |  | 1994-12-01 |  | Temporarily out of use | Gas (Historical Use) | 5000 | Composite | 1996-04-01 |  | Fiberglass Reinforced Plastic | Pressurized
HARRIS NECK NATIONAL WILDFILE RE | GOULD LANDING | TOWNSEND | McIntosh | 9098090 | 1 | [5 empty] | Removed from Ground | Diesel | 1000 | Bare Steel | 1998-10-21 | 1998-10-21 | Not Marked
ROOSEVELT MORAN | RT 2 | TOWNSEND | McIntosh | 9098034 | 1 | [5 empty] | Removed from Ground | Gas (Historical Use) | 560 | Bare Steel | 1961-05-14 | 1998-10-12 | Galvanized Steel
FRIENDLY EXPRESS #77 | GEORGIA HWY 251 & I-95 EXIT 10 | DARIEN | McIntosh | 9098009 | 7A | Flapper Valve | 2023-04-25 | FALSE | 2023-04-25 | FALSE | Currently in Use | Premium | 10000 | Composite Double Walled | 2022-11-01 |  | Double-Walled Flex | Pressurized
FRIENDLY EXPRESS #77 | GEORGIA HWY 251 & I-95 EXIT 10 | DARIEN | McIntosh | 9098009 | 7A | Flapper Valve | 2023-04-25 | FALSE | 2023-04-25 | FALSE | Currently in Use | Premium | 10000 | Composite Double Walled | 2022-11-01 |  | Double-Walled Flex | Pressurized
FRIENDLY EXPRESS #77 | GEORGIA HWY 251 & I-95 EXIT 10 | DARIEN | McIntosh | 9098009 | 1 |  | 1997-09-17 | FALSE | 1994-01-01 | FALSE | Removed from Ground | Gas (Historical Use) | 10000 | Fiberglass | 1982-05-08 |  | Fiberglass Reinforced Plastic | Pressurized
FRIENDLY EXPRESS #77 | GEORGIA HWY 251 & I-95 EXIT 10 | DARIEN | McIntosh | 9098009 | 1 |  | 1997-09-17 | FALSE | 1994-01-01 | FALSE | Removed from Ground | Gas (Historical Use) | 10000 | Fiberglass | 1982-05-08 |  | Fiberglass Reinforced Plastic | Pressurized
GA DEPT OF NATURAL RESOURCES | PO BOX 15 | SAPELO ISLAND | McIntosh | 9098028 | 15 |  |  | FALSE |  | FALSE | Removed from Ground | Diesel | 10000 | Bare Steel | 1980-01-01 | 1899-12-31 | Galvanized Steel
DOUGLAS TEXACO SERVICE | US HWY 17 & GA 99 | EULONIA | McIntosh | 9098040 | 4 | [5 empty] | Removed from Ground | Diesel | 560 | Bare Steel | 1956-05-07 | 1991-05-17 | Galvanized Steel
DOUGLAS TEXACO SERVICE | US HWY 17 & GA 99 | EULONIA | McIntosh | 9098040 | 5 | [5 empty] | Removed from Ground | Gas (Historical Use) | 3000 | Not Marked/Unknown | 1970-01-01 | 1991-05-17 | Not Marked
FISHERMANS LODGE | 1210 FISHERMANS LODGE RD NE | TOWNSEND | McIntosh | 9098084 | 1 | Ball Float | 1997-01-01 | FALSE | 1997-01-01 | FALSE | Currently in Use | E-0 | 4000 | Composite | 1997-01-01 |  | Fiberglass Reinforced Plastic | Pressurized
FRIENDLY EXPRESS #77 | GEORGIA HWY 251 & I-95 EXIT 10 | DARIEN | McIntosh | 9098009 | 6 | Flapper Valve | 2023-04-25 | FALSE | 2023-04-25 | FALSE | Currently in Use | E-10 | 20000 | Composite Double Walled | 2022-11-01 |  | Double-Walled Flex | Pressurized
FRIENDLY EXPRESS #77 | GEORGIA HWY 251 & I-95 EXIT 10 | DARIEN | McIntosh | 9098009 | 6 | Flapper Valve | 2023-04-25 | FALSE | 2023-04-25 | FALSE | Currently in Use | E-10 | 20000 | Composite Double Walled | 2022-11-01 |  | Double-Walled Flex | Pressurized
FRIENDLY EXPRESS #77 | GEORGIA HWY 251 & I-95 EXIT 10 | DARIEN | McIntosh | 9098009 | 2 |  | 1997-09-17 | FALSE | 1994-01-01 | FALSE | Removed from Ground | Gas (Historical Use) | 10000 | Fiberglass | 1982-05-08 |  | Fiberglass Reinforced Plastic | Pressurized
FRIENDLY EXPRESS #77 | GEORGIA HWY 251 & I-95 EXIT 10 | DARIEN | McIntosh | 9098009 | 2 |  | 1997-09-17 | FALSE | 1994-01-01 | FALSE | Removed from Ground | Gas (Historical Use) | 10000 | Fiberglass | 1982-05-08 |  | Fiberglass Reinforced Plastic | Pressurized
EULONIA GARAGE | RT 2 BOX 76A | EULONIA | McIntosh | 9098037 | 1 | [5 empty] | Removed from Ground | Diesel | 6000 | Composite | 1979-04-12 | 1988-03-01 | Unknown
EULONIA GARAGE | RT 2 BOX 76A | EULONIA | McIntosh | 9098037 | 2 | [5 empty] | Removed from Ground | Diesel | 6000 | Composite | 1979-04-12 | 1988-03-01 | Unknown
EULONIA GARAGE | RT 2 BOX 76A | EULONIA | McIntosh | 9098037 | 8 | [5 empty] | Removed from Ground | Gas (Historical Use) | 4000 | Composite | 1979-04-12 | 1988-03-01 | Unknown
EULONIA GARAGE | RT 2 BOX 76A | EULONIA | McIntosh | 9098037 | 9 |  |  | TRUE |  | TRUE | Removed from Ground | Used Oil | 2000 | Composite | 1979-04-12 | 1988-03-01 | Unknown
FRIENDLY EXPRESS #77 | GEORGIA HWY 251 & I-95 EXIT 10 | DARIEN | McIntosh | 9098009 | 7B | Flapper Valve | 2023-04-25 | FALSE | 2023-04-25 | FALSE | Currently in Use | Diesel | 10000 | Composite Double Walled | 2022-11-01 |  | Double-Walled Flex | Pressurized
FRIENDLY EXPRESS #77 | GEORGIA HWY 251 & I-95 EXIT 10 | DARIEN | McIntosh | 9098009 | 7B | Flapper Valve | 2023-04-25 | FALSE | 2023-04-25 | FALSE | Currently in Use | Diesel | 10000 | Composite Double Walled | 2022-11-01 |  | Double-Walled Flex | Pressurized
GA DEPT OF NATURAL RESOURCES | PO BOX 15 | SAPELO ISLAND | McIntosh | 9098028 | 14 |  |  | FALSE |  | FALSE | Removed from Ground | Diesel | 10000 | Bare Steel | 1980-01-01 | 1899-12-31 | Galvanized Steel
DOUGLAS TEXACO SERVICE | US HWY 17 & GA 99 | EULONIA | McIntosh | 9098040 | 3 | [5 empty] | Removed from Ground | Gas (Historical Use) | 2000 | Bare Steel | 1974-05-03 | 1991-05-17 | Galvanized Steel
FRIENDLY EXPRESS #24 | 2090 GA-57 | EULONIA | McIntosh | 9098052 | 2B | Flapper Valve | 1994-03-01 | FALSE | 1994-03-01 | FALSE | Currently in Use | Premium | 6000 | Composite | 1994-03-01 |  | Fiberglass Reinforced Plastic | Pressurized
FRIENDLY EXPRESS #77 | GEORGIA HWY 251 & I-95 EXIT 10 | DARIEN | McIntosh | 9098009 | 3 |  | 1997-09-17 | FALSE | 1994-01-01 | FALSE | Removed from Ground | Gas (Historical Use) | 10000 | Fiberglass | 1982-05-08 |  | Fiberglass Reinforced Plastic | Pressurized
FRIENDLY EXPRESS #77 | GEORGIA HWY 251 & I-95 EXIT 10 | DARIEN | McIntosh | 9098009 | 3 |  | 1997-09-17 | FALSE | 1994-01-01 | FALSE | Removed from Ground | Gas (Historical Use) | 10000 | Fiberglass | 1982-05-08 |  | Fiberglass Reinforced Plastic | Pressurized
FRIENDLY EXPRESS #24 | 2090 GA-57 | EULONIA | McIntosh | 9098052 | 4 | Flapper Valve | 1994-03-01 | FALSE | 1994-03-01 | FALSE | Temporarily out of use | Kerosene | 2000 | Composite | 1994-03-01 |  | Fiberglass Reinforced Plastic | Pressurized
EULONIA GARAGE | RT 2 BOX 76A | EULONIA | McIntosh | 9098037 | 3 | [5 empty] | Removed from Ground | Gas (Historical Use) | 2000 | Composite | 1979-04-12 | 1988-03-01 | Unknown
GA DEPT OF NATURAL RESOURCES | PO BOX 15 | SAPELO ISLAND | McIntosh | 9098028 | 11 |  | 2000-03-15 |  | 2000-03-15 |  | Currently in Use | Gas (Historical Use) | 12000 | Double Walled | 2000-03-15 |  | Double-Walled Fiberglass | Pressurized
GA DEPT OF NATURAL RESOURCES | PO BOX 15 | SAPELO ISLAND | McIntosh | 9098028 | 11 | Flapper Valve | 2000-03-15 | FALSE | 2000-03-15 | FALSE | Currently in Use | Diesel | 6000 | Fiberglass Double Walled | 2000-03-15 |  | Double-Walled Fiberglass | Pressurized
EULONIA GARAGE | RT 2 BOX 76A | EULONIA | McIntosh | 9098037 | 4 | [5 empty] | Removed from Ground | Gas (Historical Use) | 2000 | Composite | 1979-04-12 | 1988-03-01 | Unknown
EULONIA GARAGE | RT 2 BOX 76A | EULONIA | McIntosh | 9098037 | 7 | [5 empty] | Removed from Ground | Gas (Historical Use) | 3000 | Composite | 1979-04-12 | 1988-03-01 | Unknown
EULONIA GARAGE | RT 2 BOX 76A | EULONIA | McIntosh | 9098037 | 10 | [5 empty] | Removed from Ground | Diesel | 10000 | Bare Steel | 1988-01-01 | 1996-12-01 | Galvanized Steel
EULONIA GARAGE | RT 2 BOX 76A | EULONIA | McIntosh | 9098037 | 5 | [5 empty] | Removed from Ground | Gas (Historical Use) | 2000 | Composite | 1979-04-12 | 1988-03-01 | Unknown
GA DEPT OF NATURAL RESOURCES | PO BOX 15 | SAPELO ISLAND | McIntosh | 9098028 | 16 |  |  | FALSE |  | FALSE | Removed from Ground | Diesel | 10000 | Bare Steel | 1980-01-01 | 1899-12-31 | Galvanized Steel
GA DEPT OF NATURAL RESOURCES | PO BOX 15 | SAPELO ISLAND | McIntosh | 9098028 | 6 |  |  | FALSE |  | FALSE | Removed from Ground | Diesel | 500 | Bare Steel | 1955-01-01 | 1899-12-31
SHELLMAN GROCERY | RT 2 BOX 142 R | TOWNSEND | McIntosh | 9098036 | 2 | [5 empty] | Removed from Ground | Gas (Historical Use) | 2000 | Bare Steel | 1973-05-11 | 1993-08-01 | Galvanized Steel
GA DOT 10583/OLD MCINTOSH MAINT | STATE RT 99 | EULONIA | McIntosh | 9098069 | 10583-2 | [5 empty] | Removed from Ground | Diesel | 500 | Bare Steel | 1995-01-11 | 1995-01-11 | Galvanized Steel | Safe Suction (Euro)
DOUGLAS TEXACO SERVICE | US HWY 17 & GA 99 | EULONIA | McIntosh | 9098040 | 1 | [5 empty] | Removed from Ground | Gas (Historical Use) | 4000 | Bare Steel | 1956-05-07 | 1991-05-17 | Galvanized Steel
EULONIA GARAGE | RT 2 BOX 76A | EULONIA | McIntosh | 9098037 | 6 | [5 empty] | Removed from Ground | Gas (Historical Use) | 1000 | Composite | 1979-04-12 | 1988-03-01 | Unknown
EULONIA GARAGE | RT 2 BOX 76A | EULONIA | McIntosh | 9098037 | 11 | [5 empty] | Removed from Ground | Gas (Historical Use) | 4000 | Bare Steel | 1988-01-01 | 1996-12-01 | Galvanized Steel
FRIENDLY EXPRESS #24 | 2090 GA-57 | EULONIA | McIntosh | 9098052 | 3 | Flapper Valve | 1994-03-01 | FALSE | 1994-03-01 | FALSE | Currently in Use | Diesel | 4000 | Composite | 1994-03-01 |  | Fiberglass Reinforced Plastic | Pressurized
DOUGLAS TEXACO SERVICE | US HWY 17 & GA 99 | EULONIA | McIntosh | 9098040 | 2 | [5 empty] | Removed from Ground | Gas (Historical Use) | 4000 | Bare Steel | 1956-05-07 | 1991-05-17 | Galvanized Steel
AT&T EULONIA RADIO RELAY STATION | 2 .4 MILES NE OF EULONIA HWY 57 | EULONIA | McIntosh | 9098049 | 1 | [5 empty] | Removed from Ground | Diesel | 1500 | Bare Steel | 1963-01-01 | 1993-08-24 | Copper | Suction (American)
FRIENDLY EXPRESS #24 | 2090 GA-57 | EULONIA | McIntosh | 9098052 | 2A | Flapper Valve | 1994-03-01 | FALSE | 1994-03-01 | FALSE | Currently in Use | Regular | 6000 | Composite | 1994-03-01 |  | Fiberglass Reinforced Plastic | Pressurized
GA DEPT OF NATURAL RESOURCES | PO BOX 15 | SAPELO ISLAND | McIntosh | 9098028 | 9 |  |  | FALSE |  | FALSE | Removed from Ground | Diesel | 500 | Bare Steel | 1955-01-01 | 1899-12-31
GA DEPT OF NATURAL RESOURCES | PO BOX 15 | SAPELO ISLAND | McIntosh | 9098028 | 8 |  |  | FALSE |  | FALSE | Removed from Ground | Diesel | 1000 | Bare Steel | 1955-01-01 | 1899-12-31
GA DEPT OF NATURAL RESOURCES | PO BOX 15 | SAPELO ISLAND | McIntosh | 9098028 | 2 |  | 1999-10-10 | FALSE | 1999-10-10 | FALSE | Removed from Ground | Diesel | 750 | Bare Steel | 1954-07-01
GA DEPT OF NATURAL RESOURCES | PO BOX 15 | SAPELO ISLAND | McIntosh | 9098028 | 12 | Flapper Valve | 2000-03-15 | FALSE | 2000-03-15 | FALSE | Currently in Use | Diesel | 6000 | Fiberglass Double Walled | 2000-03-15 |  | Double-Walled Fiberglass | Pressurized
FRIENDLY EXPRESS #24 | 2090 GA-57 | EULONIA | McIntosh | 9098052 | 1 | Flapper Valve | 1994-03-01 | FALSE | 1994-03-01 | FALSE | Currently in Use | Regular | 12000 | Composite | 1994-03-01 |  | Fiberglass Reinforced Plastic | Pressurized
GA DOT 10583/OLD MCINTOSH MAINT | STATE RT 99 | EULONIA | McIntosh | 9098069 | 10583-1 | [5 empty] | Removed from Ground | Gas (Historical Use) | 500 | Bare Steel | 1995-01-11 | 1995-01-11 | Galvanized Steel | Safe Suction (Euro)
GA DEPT OF NATURAL RESOURCES | PO BOX 15 | SAPELO ISLAND | McIntosh | 9098028 | 3 |  | 1999-10-10 | FALSE | 1999-10-10 | FALSE | Removed from Ground | Diesel | 750 | Bare Steel | 1956-04-16 |  | Bare Steel
SHELLMAN GROCERY | RT 2 BOX 142 R | TOWNSEND | McIntosh | 9098036 | 1 | [5 empty] | Removed from Ground | Gas (Historical Use) | 2000 | Bare Steel | 1973-05-11 | 1993-08-01 | Galvanized Steel
FORMER WALLACE SERVICE STATION | 2610 DALLAS BLUFF RD | EULONIA | McIntosh | 9098082 | 1 | [5 empty] | Removed from Ground | Diesel | 250 | Not Marked/Unknown | 1996-07-20 | 1996-07-20 | Not Marked
FRIENDLY EXPRESS #77 | GEORGIA HWY 251 & I-95 EXIT 10 | DARIEN | McIntosh | 9098009 | 5 |  |  | TRUE |  | TRUE | Removed from Ground | Used Oil | 250 | Fiberglass | 1982-05-08 | 1987-11-01 | Galvanized Steel
FRIENDLY EXPRESS #77 | GEORGIA HWY 251 & I-95 EXIT 10 | DARIEN | McIntosh | 9098009 | 5 |  |  | TRUE |  | TRUE | Removed from Ground | Used Oil | 250 | Fiberglass | 1982-05-08 | 1987-11-01 | Galvanized Steel
FRIENDLY EXPRESS #77 | GEORGIA HWY 251 & I-95 EXIT 10 | DARIEN | McIntosh | 9098009 | 4 |  | 1997-09-17 | FALSE | 1994-01-01 | FALSE | Removed from Ground | Gas (Historical Use) | 10000 | Fiberglass | 1982-05-08 |  | Fiberglass Reinforced Plastic | Pressurized
FRIENDLY EXPRESS #77 | GEORGIA HWY 251 & I-95 EXIT 10 | DARIEN | McIntosh | 9098009 | 4 |  | 1997-09-17 | FALSE | 1994-01-01 | FALSE | Removed from Ground | Gas (Historical Use) | 10000 | Fiberglass | 1982-05-08 |  | Fiberglass Reinforced Plastic | Pressurized
GA DEPT OF NATURAL RESOURCES | PO BOX 15 | SAPELO ISLAND | McIntosh | 9098028 | 5 |  |  | FALSE |  | FALSE | Removed from Ground | Kerosene | 1000 | Bare Steel | 1982-04-10 | 1899-12-31 | Galvanized Steel
GA DEPT OF NATURAL RESOURCES | PO BOX 15 | SAPELO ISLAND | McIntosh | 9098028 | 7 |  |  | FALSE |  | FALSE | Removed from Ground | Diesel | 1000 | Bare Steel | 1955-01-01 | 1899-12-31
GA DEPT OF NATURAL RESOURCES | PO BOX 15 | SAPELO ISLAND | McIntosh | 9098028 | 4 |  |  | FALSE |  | FALSE | Removed from Ground | Diesel | 500 | Bare Steel | 1956-04-16 | 1977-01-01 | Bare Steel
SHELLMAN GROCERY | RT 2 BOX 142 R | TOWNSEND | McIntosh | 9098036 | 3 | [5 empty] | Removed from Ground | Gas (Historical Use) | 1000 | Bare Steel | 1973-05-11 | 1993-08-01 | Galvanized Steel
MCINTOSH CO JAIL | 12317 GA Hwy 251 | DARIEN | McIntosh | 10000909 | 1 | Flapper Valve | 2001-03-01 | FALSE | 2001-03-01 | FALSE | Currently in Use | Regular | 4000 | Composite | 2001-03-14 |  |  | Pressurized
FRIENDLY EXPRESS #32 | HWY 17 S & 3RD ST | DARIEN | McIntosh | 9098015 | 2 |  | 1997-09-15 |  | 1989-01-01 |  | Removed from Ground | Gas (Historical Use) | 6000 | Steel-Impressed Current | 1970-02-28 | 2003-11-12 | Cathodically Protected | Suction (American)
FRIENDLY EXPRESS #77 | GEORGIA HWY 251 & I-95 EXIT 10 | DARIEN | McIntosh | 9098009 | 4 |  | 1997-09-17 | FALSE | 1994-01-01 | FALSE | Removed from Ground | Gas (Historical Use) | 10000 | Fiberglass | 1982-05-08 |  | Fiberglass Reinforced Plastic | Pressurized
FRIENDLY EXPRESS #32 | HWY 17 S & 3RD ST | DARIEN | McIntosh | 9098015 | 1 |  | 1997-09-15 |  | 1989-01-01 |  | Removed from Ground | Gas (Historical Use) | 6000 | Steel-Impressed Current | 1970-02-28 | 2003-11-12 | Cathodically Protected | Suction (American)
SNAPPY FOODS | US Highway 17 @County Rd 251 | DARIEN | McIntosh | 9098001 | 3 |  |  | FALSE |  | FALSE | Removed from Ground | Gas (Historical Use) | 6000 | Bare Steel | 1970-02-28 | 1994-07-13 | Galvanized Steel
GA0101 | 5182 US Hwy 17 | DARIEN | McIntosh | 9098045 | 6 | Flapper Valve | 2009-10-02 | FALSE | 2009-10-02 | FALSE | Currently in Use | Regular | 12000 | Fiberglass Double Walled | 2009-10-02 |  | Double-Walled Fiberglass | Pressurized
PARKERS PRIME | 1045 Magnolia Bluff Dr | DARIEN | McIntosh | 9098046 | 3 | Flapper Valve | 1995-09-01 | FALSE | 1995-09-01 | FALSE | Currently in Use | Premium | 6000 | Composite | 1995-09-01 |  | Double-Walled Flex | Pressurized
QUICK MART | 1027 Horse Creek Road SW | DARIEN | McIntosh | 9098081 | 4 | Flapper Valve | 1998-10-01 | FALSE | 1998-10-01 | FALSE | Currently in Use | Diesel | 8000 | Steel-Impressed Current | 1987-01-01 |  | Fiberglass Reinforced Plastic | Pressurized
FRIENDLY EXPRESS #77 | GEORGIA HWY 251 & I-95 EXIT 10 | DARIEN | McIntosh | 9098009 | 4 |  | 1997-09-17 | FALSE | 1994-01-01 | FALSE | Removed from Ground | Gas (Historical Use) | 10000 | Fiberglass | 1982-05-08 |  | Fiberglass Reinforced Plastic | Pressurized
FRIENDLY EXPRESS #77 | GEORGIA HWY 251 & I-95 EXIT 10 | DARIEN | McIntosh | 9098009 | 5 |  |  | TRUE |  | TRUE | Removed from Ground | Used Oil | 250 | Fiberglass | 1982-05-08 | 1987-11-01 | Galvanized Steel
FRIENDLY EXPRESS #77 | GEORGIA HWY 251 & I-95 EXIT 10 | DARIEN | McIntosh | 9098009 | 5 |  |  | TRUE |  | TRUE | Removed from Ground | Used Oil | 250 | Fiberglass | 1982-05-08 | 1987-11-01 | Galvanized Steel
GA0101 | 5182 US Hwy 17 | DARIEN | McIntosh | 9098045 | 3 |  | 1994-06-17 | FALSE | 1994-06-17 | FALSE | Removed from Ground | Gas (Historical Use) | 4000 | Steel-Impressed Current | 1978-01-01 | 2009-10-20 |  | Pressurized
FRIENDLY EXPRESS #29 | 602 GA HWY 251 EXIT 10 | DARIEN | McIntosh | 9098023 | 6A |  | 1996-05-10 | FALSE | 1996-05-10 | FALSE | Removed from Ground | Gas (Historical Use) | 6000 | Composite | 1996-05-06 |  | Fiberglass Reinforced Plastic | Pressurized
FRIENDLY EXPRESS #29 | 602 GA HWY 251 EXIT 10 | DARIEN | McIntosh | 9098023 | 5 |  | 1996-05-10 | FALSE | 1996-05-10 | FALSE | Removed from Ground | Gas (Historical Use) | 12000 | Composite | 1996-05-06 |  | Fiberglass Reinforced Plastic | Pressurized
FRIENDLY EXPRESS #29 | 602 GA HWY 251 EXIT 10 | DARIEN | McIntosh | 9098023 | 4 | [5 empty] | Removed from Ground | Diesel | 6016 | Bare Steel | 1979-02-26 | 1996-04-10 | Galvanized Steel | Pressurized
FRIENDLY EXPRESS #29 | 602 GA HWY 251 EXIT 10 | DARIEN | McIntosh | 9098023 | 7 |  | 1996-05-10 | FALSE | 1996-05-10 | FALSE | Removed from Ground | Diesel | 5000 | Composite | 2008-04-21 |  | Fiberglass Reinforced Plastic | Pressurized
QUICK MART | 1027 Horse Creek Road SW | DARIEN | McIntosh | 9098081 | 3 | Flapper Valve | 1998-10-01 | FALSE | 1998-10-01 | FALSE | Currently in Use | Regular | 10000 | Steel-Impressed Current | 1987-01-01 |  | Fiberglass Reinforced Plastic | Pressurized
SUNSHINE STORE | HWY 99 | CRESCENT | McIntosh | 9098017 | 2 |  | 1998-01-01 |  | 1990-01-01 |  | Removed from Ground | Gas (Historical Use) | 4000 | Cathodically Protected Steel | 1984-02-25 | 1999-04-05 | Cathodically Protected | Suction (American)
CAFE RISQUE | I-95 AND SR 251 | DARIEN | McIntosh | 10000666 | 1 |  |  | FALSE |  | FALSE | Removed from Ground | Gas (Historical Use) | 10000 | Bare Steel | 2004-06-01 | 2004-06-01
SNAPPY FOODS | US Highway 17 @County Rd 251 | DARIEN | McIntosh | 9098001 | 4 |  | 1994-07-01 | FALSE | 1994-07-01 | FALSE | Currently in Use | Regular | 10000 | Fiberglass Double Walled | 1994-07-28 |  | Double-Walled Fiberglass | Pressurized
SNAPPY FOODS | US Highway 17 @County Rd 251 | DARIEN | McIntosh | 9098001 | 5 |  | 1994-07-01 | FALSE | 1994-07-01 | FALSE | Currently in Use | Premium | 8000 | Fiberglass Double Walled | 1994-07-28 |  | Double-Walled Fiberglass | Pressurized
FRIENDLY EXPRESS #77 | GEORGIA HWY 251 & I-95 EXIT 10 | DARIEN | McIntosh | 9098009 | 2 |  | 1997-09-17 | FALSE | 1994-01-01 | FALSE | Removed from Ground | Gas (Historical Use) | 10000 | Fiberglass | 1982-05-08 |  | Fiberglass Reinforced Plastic | Pressurized
FRIENDLY EXPRESS #77 | GEORGIA HWY 251 & I-95 EXIT 10 | DARIEN | McIntosh | 9098009 | 2 |  | 1997-09-17 | FALSE | 1994-01-01 | FALSE | Removed from Ground | Gas (Historical Use) | 10000 | Fiberglass | 1982-05-08 |  | Fiberglass Reinforced Plastic | Pressurized
FRIENDLY EXPRESS #74 | 100 WALTON ST | DARIEN | McIntosh | 9098050 | 3 | Ball Float | 1992-01-08 | FALSE | 1992-01-08 | FALSE | Currently in Use | Premium | 6000 | Galvanic (STIP-3) | 2001-09-07 |  | Fiberglass Reinforced Plastic | Pressurized
PEACH STATE SVC | HWY 17 | DARIEN | McIntosh | 9098077 | 1 | [5 empty] | Removed from Ground | Gas (Historical Use) | 2000 | Marked Unknown | 1997-09-29 | 1997-09-29 | Galvanized Steel | Suction (American)
FRIENDLY EXPRESS #29 | 602 GA HWY 251 EXIT 10 | DARIEN | McIntosh | 9098023 | 2 | [5 empty] | Removed from Ground | Gas (Historical Use) | 8022 | Bare Steel | 1979-02-26 | 1996-04-10 | Galvanized Steel | Pressurized
DNR | US HIGHWAY 17 SOUTH | DARIEN | McIntosh | 9098003 | 3 | [5 empty] | Removed from Ground | Gas (Historical Use) | 1000 | Marked Unknown | 1956-04-16 | 2007-03-23 | Unknown
BRANNENS SEAFOOD | BELLVILLE COMMUNITY | CRESCENT | McIntosh | 9098004 | 1 | [5 empty] | Removed from Ground | Gas (Historical Use) | 560 | Bare Steel | 1956-05-15 | 1998-10-09 | Galvanized Steel
CARROLL'S PLUMBING CO | HWY 17 NORTH | DARIEN | McIntosh | 9098014 | 1 | [5 empty] | Removed from Ground | Gas (Historical Use) | 560 | Bare Steel | 1981-05-09 | 1988-01-01 | Galvanized Steel
FRIENDLY EXPRESS #77 | GEORGIA HWY 251 & I-95 EXIT 10 | DARIEN | McIntosh | 9098009 | 1 |  | 1997-09-17 | FALSE | 1994-01-01 | FALSE | Removed from Ground | Gas (Historical Use) | 10000 | Fiberglass | 1982-05-08 |  | Fiberglass Reinforced Plastic | Pressurized
FRIENDLY EXPRESS #77 | GEORGIA HWY 251 & I-95 EXIT 10 | DARIEN | McIntosh | 9098009 | 1 |  | 1997-09-17 | FALSE | 1994-01-01 | FALSE | Removed from Ground | Gas (Historical Use) | 10000 | Fiberglass | 1982-05-08 |  | Fiberglass Reinforced Plastic | Pressurized
FRIENDLY EXPRESS #77 | GEORGIA HWY 251 & I-95 EXIT 10 | DARIEN | McIntosh | 9098009 | 7A | Flapper Valve | 2023-04-25 | FALSE | 2023-04-25 | FALSE | Currently in Use | Premium | 10000 | Composite Double Walled | 2022-11-01 |  | Double-Walled Flex | Pressurized
FRIENDLY EXPRESS #77 | GEORGIA HWY 251 & I-95 EXIT 10 | DARIEN | McIntosh | 9098009 | 7A | Flapper Valve | 2023-04-25 | FALSE | 2023-04-25 | FALSE | Currently in Use | Premium | 10000 | Composite Double Walled | 2022-11-01 |  | Double-Walled Flex | Pressurized
CAFE RISQUE | I-95 AND SR 251 | DARIEN | McIntosh | 10000666 | 4 |  |  | FALSE |  | FALSE | Removed from Ground | Gas (Historical Use) | 10000 | Bare Steel | 2004-06-01 | 2004-06-01
GA0101 | 5182 US Hwy 17 | DARIEN | McIntosh | 9098045 | 1 |  | 1994-06-17 | FALSE | 1994-06-17 | FALSE | Removed from Ground | Gas (Historical Use) | 4000 | Steel-Impressed Current | 1978-01-01 | 2009-10-20 |  | Pressurized
GA0101 | 5182 US Hwy 17 | DARIEN | McIntosh | 9098045 | 7 | Flapper Valve | 2009-10-02 | FALSE | 2009-10-02 | FALSE | Currently in Use | Premium | 10000 | Fiberglass Double Walled | 2009-10-02 |  | Double-Walled Fiberglass | Pressurized
DARIEN EL CHEAPO LLC | 13109 HWY 251 | DARIEN | McIntosh | 9098085 | 1 | Flapper Valve | 1994-03-01 |  | 1984-06-15 |  | Currently in Use | Gas (Historical Use) | 8000 | Galvanic (STIP-3) | 1984-06-01 |  | Fiberglass Reinforced Plastic | Pressurized
MCINTOSH COUNTY BOARD OF EDUCATI | 200 PINE ST | DARIEN | McIntosh | 9098048 | 3175 | Flapper Valve | 1993-04-10 | FALSE | 1993-04-10 | FALSE | Currently in Use | Diesel | 12000 | Composite Double Walled | 1993-04-15 |  | Fiberglass Reinforced Plastic | Safe Suction (Euro)
GA0101 | 5182 US Hwy 17 | DARIEN | McIntosh | 9098045 | 4 |  | 1994-06-17 | FALSE | 1994-06-17 | FALSE | Removed from Ground | Gas (Historical Use) | 4000 | Steel-Impressed Current | 1978-01-01 | 2009-10-20 |  | Pressurized
GA0101 | 5182 US Hwy 17 | DARIEN | McIntosh | 9098045 | 5 |  | 1994-06-17 | FALSE | 1994-06-17 | FALSE | Removed from Ground | Gas (Historical Use) | 4000 | Steel-Impressed Current | 1978-01-01 | 2009-10-20 |  | Pressurized
PARKERS PRIME | 1045 Magnolia Bluff Dr | DARIEN | McIntosh | 9098046 | 2 | Flapper Valve | 1995-09-01 | FALSE | 1995-09-01 | FALSE | Currently in Use | Premium | 6000 | Composite | 1995-09-01 |  | Double-Walled Flex | Pressurized
THE DARIEN TELEPHONE CO | 1011 NORTHWAY | DARIEN | McIntosh | 9098086 | 1A | Flapper Valve | 1997-10-01 | FALSE | 1997-10-01 | FALSE | Currently in Use | Regular | 1500 | Composite | 1997-10-01 |  | Fiberglass Reinforced Plastic | Suction (American)
BUBBAS QUICK STOP | 4787 GA HWY 99 | Townsend | McIntosh | 9098091 | 1A | Flapper Valve | 2000-02-01 | FALSE | 2000-02-01 | FALSE | Temporarily out of use | Regular | 8000 | Composite | 2000-02-01 |  | Fiberglass Reinforced Plastic | Pressurized
FAA/QNG RCLR | GA HWY 131 | SOUTH NEWPORT | McIntosh | 9098025 | 1 | [5 empty] | Removed from Ground | Gas (Historical Use) | 280 | Bare Steel | 1959-05-08 | 1990-04-19 | Galvanized Steel
OLD GAS STATION | 803 NORTH WAY | DARIEN | McIntosh | 10000825 | 3 |  |  | FALSE |  | FALSE | Removed from Ground | Gas (Historical Use) | 1000 | Bare Steel | 2004-12-09 | 2004-12-09 | Bare Steel | Suction (American)
FRIENDLY EXPRESS #77 | GEORGIA HWY 251 & I-95 EXIT 10 | DARIEN | McIntosh | 9098009 | 7B | Flapper Valve | 2023-04-25 | FALSE | 2023-04-25 | FALSE | Currently in Use | Diesel | 10000 | Composite Double Walled | 2022-11-01 |  | Double-Walled Flex | Pressurized
FRIENDLY EXPRESS #77 | GEORGIA HWY 251 & I-95 EXIT 10 | DARIEN | McIntosh | 9098009 | 7B | Flapper Valve | 2023-04-25 | FALSE | 2023-04-25 | FALSE | Currently in Use | Diesel | 10000 | Composite Double Walled | 2022-11-01 |  | Double-Walled Flex | Pressurized
1121 US HIGHWAY 17 | 1121 US HIGHWAY 17 | DARIEN | McIntosh | 10001077 | 1 |  |  | FALSE |  | FALSE | Removed from Ground | Gas (Historical Use) | 3000 | Bare Steel | 2006-01-25 | 2006-01-25 | Copper
FRIENDLY EXPRESS #32 | HWY 17 S & 3RD ST | DARIEN | McIntosh | 9098015 | 3 |  | 1997-09-15 |  | 1989-01-01 |  | Removed from Ground | Gas (Historical Use) | 6000 | Steel-Impressed Current | 1970-02-28 | 2003-11-17 | Cathodically Protected | Suction (American)
FRIENDLY EXPRESS #74 | 100 WALTON ST | DARIEN | McIntosh | 9098050 | 1 | Ball Float | 1992-01-08 | FALSE | 1992-01-08 | FALSE | Currently in Use | Regular | 8000 | Galvanic (STIP-3) | 2001-09-07 |  | Fiberglass Reinforced Plastic | Pressurized
FRIENDLY EXPRESS #77 | GEORGIA HWY 251 & I-95 EXIT 10 | DARIEN | McIntosh | 9098009 | 3 |  | 1997-09-17 | FALSE | 1994-01-01 | FALSE | Removed from Ground | Gas (Historical Use) | 10000 | Fiberglass | 1982-05-08 |  | Fiberglass Reinforced Plastic | Pressurized
FRIENDLY EXPRESS #77 | GEORGIA HWY 251 & I-95 EXIT 10 | DARIEN | McIntosh | 9098009 | 3 |  | 1997-09-17 | FALSE | 1994-01-01 | FALSE | Removed from Ground | Gas (Historical Use) | 10000 | Fiberglass | 1982-05-08 |  | Fiberglass Reinforced Plastic | Pressurized
FRIENDLY EXPRESS #29 | 602 GA HWY 251 EXIT 10 | DARIEN | McIntosh | 9098023 | 3 | [5 empty] | Removed from Ground | Gas (Historical Use) | 8022 | Bare Steel | 1979-02-26 | 1996-04-10 | Galvanized Steel | Pressurized
FRIENDLY EXPRESS #28 | 13139 GA HWY 251 | DARIEN | McIntosh | 9098083 | 3 | Flapper Valve | 1996-05-15 | FALSE | 1996-05-15 | FALSE | Removed from Ground | Diesel | 5000 | Composite | 2016-02-01 |  | Fiberglass Reinforced Plastic | Pressurized
PARKERS PRIME | 1045 Magnolia Bluff Dr | DARIEN | McIntosh | 9098046 | 1 | Flapper Valve | 1995-09-01 | FALSE | 1995-09-01 | FALSE | Currently in Use | Regular | 12000 | Composite | 1995-09-10 |  | Double-Walled Flex | Pressurized
QUICK MART | 1027 Horse Creek Road SW | DARIEN | McIntosh | 9098081 | 2 | Flapper Valve | 1998-10-01 | FALSE | 1998-10-01 | FALSE | Currently in Use | Regular | 10000 | Steel-Impressed Current | 1987-01-01 |  | Fiberglass Reinforced Plastic | Pressurized
FRIENDLY EXPRESS #28 | 13139 GA HWY 251 | DARIEN | McIntosh | 9098083 | 2A | Flapper Valve | 1996-05-15 | FALSE | 1996-05-15 | FALSE | Removed from Ground |  | 6000 | Composite | 2016-02-01 |  | Fiberglass Reinforced Plastic | Pressurized
DRIGGER STORE | HWY 99 CRESCENT | CRESCENT | McIntosh | 9098019 | 2 | [5 empty] | Removed from Ground | Empty | 560 | Bare Steel | 1961-03-19 | 1899-12-31 | Galvanized Steel
CRESENT EQUIPMENT CO | RT 2 | CRESCENT | McIntosh | 9098035 | 1 | [5 empty] | Removed from Ground | Gas (Historical Use) | 560 | Bare Steel | 1980-05-09 | 1988-01-01 | Galvanized Steel
DARIEN EL CHEAPO LLC | 13109 HWY 251 | DARIEN | McIntosh | 9098085 | 6 | Flapper Valve | 1994-03-01 |  | 1984-06-15 |  | Currently in Use | Diesel | 10000 | Galvanic (STIP-3) | 1984-06-01 |  | Fiberglass Reinforced Plastic | Pressurized
DNR | US HIGHWAY 17 SOUTH | DARIEN | McIntosh | 9098003 | 2 | [5 empty] | Removed from Ground | Gas (Historical Use) | 1000 | Bare Steel | 1981-04-10 | 1899-12-31 | Galvanized Steel
DRIGGER STORE | HWY 99 CRESCENT | CRESCENT | McIntosh | 9098019 | 1 | [5 empty] | Removed from Ground | Empty | 560 | Bare Steel | 1961-03-19 | 1899-12-31 | Galvanized Steel
DARIEN EL CHEAPO LLC | 13109 HWY 251 | DARIEN | McIntosh | 9098085 | 2 | Flapper Valve | 1994-03-01 |  | 1984-06-15 |  | Currently in Use | Gas (Historical Use) | 8000 | Galvanic (STIP-3) | 1984-06-01 |  | Fiberglass Reinforced Plastic | Pressurized
KOX KOUNTRY KORNER | COXX RD | COX | McIntosh | 9098007 | 2 | [5 empty] | Removed from Ground | Diesel | 2000 | Not Marked/Unknown | 1998-11-30 | 1998-11-30 | Not Marked
SUNSHINE STORE | HWY 99 | CRESCENT | McIntosh | 9098017 | 1 |  | 1998-01-01 |  | 1990-01-01 |  | Removed from Ground | Gas (Historical Use) | 4000 | Cathodically Protected Steel | 1984-02-25 | 1999-04-05 | Cathodically Protected | Suction (American)
FRIENDLY EXPRESS #77 | GEORGIA HWY 251 & I-95 EXIT 10 | DARIEN | McIntosh | 9098009 | 6 | Flapper Valve | 2023-04-25 | FALSE | 2023-04-25 | FALSE | Currently in Use | E-10 | 20000 | Composite Double Walled | 2022-11-01 |  | Double-Walled Flex | Pressurized
SNAPPY FOODS | US Highway 17 @County Rd 251 | DARIEN | McIntosh | 9098001 | 1 |  | 1994-07-01 | FALSE | 1994-07-01 | FALSE | Removed from Ground | Gas (Historical Use) | 3000 |  | 1970-02-28 | 1994-07-13 |  | Pressurized
FRIENDLY EXPRESS #29 | 602 GA HWY 251 EXIT 10 | DARIEN | McIntosh | 9098023 | 6B |  | 1996-05-10 | FALSE | 1996-05-10 | FALSE | Removed from Ground | Gas (Historical Use) | 6000 | Composite | 1996-05-06 |  | Fiberglass Reinforced Plastic | Pressurized
PEACH STATE SVC | HWY 17 | DARIEN | McIntosh | 9098077 | 3 | [5 empty] | Removed from Ground | Empty | 2000 | Marked Unknown | 1997-09-29 | 1997-09-29 | Galvanized Steel | Suction (American)
DNR | US HIGHWAY 17 SOUTH | DARIEN | McIntosh | 9098003 | 1 | [5 empty] | Removed from Ground | Gas (Historical Use) | 1000 | Bare Steel | 1971-04-13 | 1899-12-31 | Galvanized Steel
CRESCENT FOOD MART | 4889 GA HWY 99 | CRESCENT | McIntosh | 9098088 | 2 |  | 1998-08-01 |  | 1998-08-01 |  | Currently in Use | Gas (Historical Use) | 6000 | Galvanic (STIP-3) | 1992-01-01 |  | Fiberglass Reinforced Plastic | Safe Suction (Euro)
FRIENDLY EXPRESS #29 | 602 GA HWY 251 EXIT 10 | DARIEN | McIntosh | 9098023 | 1 | [5 empty] | Removed from Ground | Gas (Historical Use) | 8022 | Bare Steel | 1978-02-26 | 1996-04-10 | Galvanized Steel | Pressurized
DARIEN EL CHEAPO LLC | 13109 HWY 251 | DARIEN | McIntosh | 9098085 | 3 | Flapper Valve | 1994-03-01 |  | 1984-06-15 |  | Currently in Use | Gas (Historical Use) | 8000 | Galvanic (STIP-3) | 1984-06-01 |  | Fiberglass Reinforced Plastic | Pressurized
BUBBAS QUICK STOP | 4787 GA HWY 99 | Townsend | McIntosh | 9098091 | 1B | Flapper Valve | 2000-02-01 | FALSE | 2000-02-01 | FALSE | Temporarily out of use | E-0 | 4000 | Composite | 2000-02-01 |  | Fiberglass Reinforced Plastic | Pressurized
KOX KOUNTRY KORNER | COXX RD | COX | McIntosh | 9098007 | 3 | [5 empty] | Removed from Ground | Kerosene | 530 | Not Marked/Unknown | 1998-11-30 | 1998-11-30 | Not Marked
FRIENDLY EXPRESS #77 | GEORGIA HWY 251 & I-95 EXIT 10 | DARIEN | McIntosh | 9098009 | 6 | Flapper Valve | 2023-04-25 | FALSE | 2023-04-25 | FALSE | Currently in Use | E-10 | 20000 | Composite Double Walled | 2022-11-01 |  | Double-Walled Flex | Pressurized
GA0101 | 5182 US Hwy 17 | DARIEN | McIntosh | 9098045 | 2 |  | 1994-06-17 | FALSE | 1994-06-17 | FALSE | Removed from Ground | Gas (Historical Use) | 4000 | Steel-Impressed Current | 1978-01-01 | 2009-10-20 |  | Pressurized
PEACH STATE SVC | HWY 17 | DARIEN | McIntosh | 9098077 | 2 | [5 empty] | Removed from Ground | Gas (Historical Use) | 2000 | Marked Unknown | 1997-09-29 | 1997-09-29 | Galvanized Steel | Suction (American)
CRESCENT FOOD MART | 4889 GA HWY 99 | CRESCENT | McIntosh | 9098088 | 1 |  | 1998-08-01 |  | 1998-08-01 |  | Currently in Use | Gas (Historical Use) | 6000 | Galvanic (STIP-3) | 1992-01-01 |  | Fiberglass Reinforced Plastic | Safe Suction (Euro)
OLD GAS STATION | 803 NORTH WAY | DARIEN | McIntosh | 10000825 | 2 |  |  | FALSE |  | FALSE | Removed from Ground | Gas (Historical Use) | 1000 | Bare Steel | 2004-12-09 | 2004-12-09 | Bare Steel | Suction (American)
DARIEN EL CHEAPO LLC | 13109 HWY 251 | DARIEN | McIntosh | 9098085 | 5 | Flapper Valve | 1994-03-01 |  | 1984-06-15 |  | Currently in Use | Diesel | 10000 | Galvanic (STIP-3) | 1984-06-01 |  | Fiberglass Reinforced Plastic | Pressurized
DARIEN EL CHEAPO LLC | 13109 HWY 251 | DARIEN | McIntosh | 9098085 | 4 | Flapper Valve | 1994-03-01 |  | 1984-06-15 |  | Currently in Use | Diesel | 10000 | Galvanic (STIP-3) | 1984-06-01 |  | Fiberglass Reinforced Plastic | Pressurized
FRIENDLY EXPRESS #28 | 13139 GA HWY 251 | DARIEN | McIntosh | 9098083 | 1 |  | 1996-05-15 | FALSE | 1996-05-15 | FALSE | Removed from Ground |  | 12000 | Composite | 2016-02-01 |  | Fiberglass Reinforced Plastic | Pressurized
KOX KOUNTRY KORNER | COXX RD | COX | McIntosh | 9098007 | 1 | [5 empty] | Removed from Ground | Gas (Historical Use) | 1000 | Bare Steel | 1983-05-09 | 1987-12-01 | Galvanized Steel
MCINTOSH COUNTY SHERIFF'S DEPT | HWY 17 | DARIEN | McIntosh | 9098011 | 1 | [5 empty] | Removed from Ground | Gas (Historical Use) | 2000 | Bare Steel | 1981-05-09 | 1999-02-05 | Galvanized Steel
CITY OF DARIEN | CITY HALL | DARIEN | McIntosh | 9098006 | 1 | [5 empty] | Removed from Ground | Gas (Historical Use) | 1000 | Bare Steel | 1985-05-08 | 1998-10-12 | Galvanized Steel
FRIENDLY EXPRESS #74 | 100 WALTON ST | DARIEN | McIntosh | 9098050 | 2 | Ball Float | 1992-01-08 | FALSE | 1992-01-08 | FALSE | Currently in Use | Plus | 6000 | Galvanic (STIP-3) | 2001-09-07 |  | Fiberglass Reinforced Plastic | Pressurized
QUICK MART | 1027 Horse Creek Road SW | DARIEN | McIntosh | 9098081 | 1 | Flapper Valve | 1998-10-01 | FALSE | 1998-10-01 | FALSE | Currently in Use | Premium | 10000 | Steel-Impressed Current | 1987-01-01 |  | Fiberglass Reinforced Plastic | Pressurized
CAFE RISQUE | I-95 AND SR 251 | DARIEN | McIntosh | 10000666 | 3 |  |  | FALSE |  | FALSE | Removed from Ground | Gas (Historical Use) | 10000 | Bare Steel | 2004-06-01 | 2004-06-01
OLD GAS STATION | 803 NORTH WAY | DARIEN | McIntosh | 10000825 | 1 |  |  | FALSE |  | FALSE | Removed from Ground | Gas (Historical Use) | 2000 | Bare Steel | 2004-12-09 | 2004-12-09 | Bare Steel | Suction (American)
FRIENDLY EXPRESS #28 | 13139 GA HWY 251 | DARIEN | McIntosh | 9098083 | 2B | Flapper Valve | 1996-05-15 | FALSE | 1996-05-15 | FALSE | Removed from Ground |  | 6000 | Composite | 2016-02-01 |  | Fiberglass Reinforced Plastic | Pressurized
DNR | US HIGHWAY 17 SOUTH | DARIEN | McIntosh | 9098003 | 4 | [5 empty] | Removed from Ground | Gas (Historical Use) | 0 | Marked Unknown | 1956-04-16 | 1899-12-31 | Unknown
DRIGGER STORE | HWY 99 CRESCENT | CRESCENT | McIntosh | 9098019 | 3 | [5 empty] | Removed from Ground | Empty | 560 | Bare Steel | 1961-03-19 | 1899-12-31 | Galvanized Steel
FORMER DRY CLEANERS | ADAMS STREET AT MARKET STREET | DARIEN | McIntosh | 10001122 | 1 |  |  | FALSE |  | FALSE | Removed from Ground | Other | 1000 | Bare Steel | 2006-02-08 | 2006-02-08 | Bare Steel
CAFE RISQUE | I-95 AND SR 251 | DARIEN | McIntosh | 10000666 | 2 |  |  | FALSE |  | FALSE | Removed from Ground | Gas (Historical Use) | 10000 | Bare Steel | 2004-06-01 | 2004-06-01
SNAPPY FOODS | US Highway 17 @County Rd 251 | DARIEN | McIntosh | 9098001 | 2 |  | 1994-07-01 | FALSE | 1994-07-01 | FALSE | Removed from Ground | Gas (Historical Use) | 3000 |  | 1970-02-28 | 1994-07-13 |  | Pressurized
CITY OF DARIEN | CITY HALL | DARIEN | McIntosh | 9098006 | 2 | [5 empty] | Removed from Ground | Gas (Historical Use) | 1000 | Bare Steel | 1985-05-08 | 1998-10-12 | Galvanized Steel
THE DARIEN TELEPHONE CO | 1011 NORTHWAY | DARIEN | McIntosh | 9098086 | 1B | Flapper Valve | 1997-10-01 | FALSE | 1997-10-01 | FALSE | Currently in Use | Diesel | 500 | Composite | 1997-10-01 |  | Fiberglass Reinforced Plastic | Suction (American)
Hunters Corner II | 18638 HWY 85 | GAY | Meriwether | 10001538 | 2A | Flapper Valve | 2005-01-01 | FALSE | 2005-01-01 | FALSE | Currently in Use | Diesel Off Road | 1000 | Fiberglass | 2005-01-01 |  | Fiberglass Reinforced Plastic | Safe Suction (Euro)
DURAND GULF SERVICE | ST HWY 18 | WARM SPRINGS | Meriwether | 990062 | 3 | [5 empty] | Removed from Ground | Gas (Historical Use) | 1000 | Bare Steel | 1970-05-12 | 1988-01-01 | Galvanized Steel
Hunters Corner II | 18638 HWY 85 | GAY | Meriwether | 10001538 | 1C | Ball Float | 2005-01-01 | FALSE | 2005-01-01 | FALSE | Currently in Use | Diesel | 2000 | Fiberglass | 2005-01-01 |  | Fiberglass Reinforced Plastic | Pressurized
Hunters Corner II | 18638 HWY 85 | GAY | Meriwether | 10001538 | 1A | Ball Float | 2005-01-01 | FALSE | 2005-01-01 | FALSE | Currently in Use | Regular | 7000 | Fiberglass | 2005-01-01 |  | Fiberglass Reinforced Plastic | Pressurized
DURAND GULF SERVICE | ST HWY 18 | WARM SPRINGS | Meriwether | 990062 | 2 | [5 empty] | Removed from Ground | Gas (Historical Use) | 1000 | Bare Steel | 1970-05-12 | 1988-01-01 | Galvanized Steel
DURAND GULF SERVICE | ST HWY 18 | WARM SPRINGS | Meriwether | 990062 | 1 | [5 empty] | Removed from Ground | Gas (Historical Use) | 1000 | Bare Steel | 1970-05-12 | 1988-01-01 | Galvanized Steel
BARBERS SUPERMARKET #21 | HWY 27 ALTERNATE SOUTH | LUTHERSVILLE | Meriwether | 990086 | 4 | [5 empty] | Removed from Ground | Diesel | 2000 | Bare Steel | 1982-05-09 | 1899-12-31 | Galvanized Steel
BARBERS SUPERMARKET #21 | HWY 27 ALTERNATE SOUTH | LUTHERSVILLE | Meriwether | 990086 | 1 | [5 empty] | Removed from Ground | Gas (Historical Use) | 2000 | Bare Steel | 1982-05-09 | 1899-12-31 | Galvanized Steel
GEORGE E MASEY | 187 LORETTA LANE | LUTHERSVILLE | Meriwether | 9099063 | 2 | [5 empty] | Removed from Ground | Gas (Historical Use) | 2000 | Not Marked/Unknown | 1998-10-01 | 1998-10-01 | Not Marked
PRIMROSE CONVENIENCE STORE | 24660 ROOSEVELT HWY | LUTHERSVILLE | Meriwether | 9099048 | 6 |  | 1999-04-01 |  | 1999-04-01 |  | Currently in Use | Gas (Historical Use) | 10000 | Epoxy | 1999-04-01 |  | Fiberglass Reinforced Plastic | Pressurized
BUBBA DOOS ONE STOP | 111 N MAIN ST | LUTHERSVILLE | Meriwether | 690211 | 3 | Flapper Valve | 1998-06-01 | FALSE | 1998-06-01 | FALSE | Currently in Use | Diesel | 6000 | Steel-Impressed Current | 1976-05-07 |  | Fiberglass Reinforced Plastic | Pressurized
PRIMROSE CONVENIENCE STORE | 24660 ROOSEVELT HWY | LUTHERSVILLE | Meriwether | 9099048 | 5 | [5 empty] | Removed from Ground | Diesel | 10000 | Bare Steel | 1978-01-01 | 1999-03-01 | Galvanized Steel | Safe Suction (Euro)
PRIMROSE CONVENIENCE STORE | 24660 ROOSEVELT HWY | LUTHERSVILLE | Meriwether | 9099048 | 4 | [5 empty] | Removed from Ground | Gas (Historical Use) | 1000 | Bare Steel | 1978-01-01 | 1999-03-01 | Galvanized Steel | Safe Suction (Euro)
PRIMROSE CONVENIENCE STORE | 24660 ROOSEVELT HWY | LUTHERSVILLE | Meriwether | 9099048 | 7 |  | 1999-04-01 |  | 1999-04-01 |  | Currently in Use | Diesel | 10000 | Epoxy | 1999-04-01 |  | Fiberglass Reinforced Plastic | Pressurized
FLYING N ESTATES | 1 CINDA LANE | LUTHERSVILLE | Meriwether | 9099062 | 3 | [5 empty] | Removed from Ground | Gas (Historical Use) | 4000 | Not Marked/Unknown | 1998-09-01 | 1998-09-01 | Not Marked
JEFF MCCOY CONSTRUCTION & GRADING LLC | 5001 LUTHERSVILLE RD | LUTHERSVILLE | Meriwether | 9099047 | 2 | Ball Float | 1999-01-13 |  | 1999-01-13 |  | Currently in Use | Diesel | 12000 | Steel-Impressed Current | 1989-07-01 |  | Steel (Impressed Current) | Pressurized
GEORGE E MASEY | 187 LORETTA LANE | LUTHERSVILLE | Meriwether | 9099063 | 1 | [5 empty] | Removed from Ground | Gas (Historical Use) | 2000 | Not Marked/Unknown | 1998-10-01 | 1998-10-01 | Not Marked
PRIMROSE CONVENIENCE STORE | 24660 ROOSEVELT HWY | LUTHERSVILLE | Meriwether | 9099048 | 3 | [5 empty] | Removed from Ground | Gas (Historical Use) | 1000 | Bare Steel | 1978-01-01 | 1999-03-01 | Galvanized Steel | Safe Suction (Euro)
BARBERS SUPERMARKET #21 | HWY 27 ALTERNATE SOUTH | LUTHERSVILLE | Meriwether | 990086 | 2 | [5 empty] | Removed from Ground | Gas (Historical Use) | 4000 | Bare Steel | 1982-05-09 | 1899-12-31 | Galvanized Steel
FLYING N ESTATES | 1 CINDA LANE | LUTHERSVILLE | Meriwether | 9099062 | 2 | [5 empty] | Removed from Ground | Gas (Historical Use) | 5000 | Not Marked/Unknown | 1998-09-01 | 1998-09-01 | Not Marked
JEFF MCCOY CONSTRUCTION & GRADING LLC | 5001 LUTHERSVILLE RD | LUTHERSVILLE | Meriwether | 9099047 | 1 | Ball Float | 1999-01-13 |  | 1999-01-13 |  | Currently in Use | Diesel | 12000 | Steel-Impressed Current | 1989-07-01 |  | Steel (Impressed Current) | Pressurized
PEMS TRADING POST | MAIN ST HWY ALT 27 | LUTHERSVILLE | Meriwether | 9099007 | 2 | [5 empty] | Removed from Ground | Other | 4000 | Not Marked/Unknown | 1981-01-01 | 1981-01-01 | Not Marked
FLYING N ESTATES | 1 CINDA LANE | LUTHERSVILLE | Meriwether | 9099062 | 1 | [5 empty] | Removed from Ground | Gas (Historical Use) | 5000 | Not Marked/Unknown | 1998-09-01 | 1998-09-01 | Not Marked
PRIMROSE CONVENIENCE STORE | 24660 ROOSEVELT HWY | LUTHERSVILLE | Meriwether | 9099048 | 2 | [5 empty] | Removed from Ground | Gas (Historical Use) | 1000 | Bare Steel | 1978-01-01 | 1999-03-01 | Galvanized Steel | Safe Suction (Euro)
PEMS TRADING POST | MAIN ST HWY ALT 27 | LUTHERSVILLE | Meriwether | 9099007 | 3 | [5 empty] | Removed from Ground | Other | 4000 | Not Marked/Unknown | 1981-01-01 | 1981-01-01 | Not Marked
DODDS LOGGING CO SHOP | ROCKY MOUNTAIN STRICKLAND TW RD | LUTHERSVILLE | Meriwether | 9099054 | 2 | [5 empty] | Removed from Ground | Gas (Historical Use) | 2000 | Bare Steel | 1999-12-01 | 1999-12-01 | Galvanized Steel | Safe Suction (Euro)
CITY OF LUTHERSVILLE | 2 E OAK ST | LUTHERSVILLE | Meriwether | 9099050 | 1 | [5 empty] | Removed from Ground | Gas (Historical Use) | 560 | Bare Steel | 1980-06-01 | 1998-12-03 | Galvanized Steel | Suction (American)
BARBERS SUPERMARKET #21 | HWY 27 ALTERNATE SOUTH | LUTHERSVILLE | Meriwether | 990086 | 5 | [5 empty] | Removed from Ground | Kerosene | 2000 | Bare Steel | 1982-05-09 | 1899-12-31 | Galvanized Steel
PEMS TRADING POST | MAIN ST HWY ALT 27 | LUTHERSVILLE | Meriwether | 9099007 | 4 | [5 empty] | Removed from Ground | Other | 4000 | Not Marked/Unknown | 1981-01-01 | 1981-01-01 | Not Marked
BUBBA DOOS ONE STOP | 111 N MAIN ST | LUTHERSVILLE | Meriwether | 690211 | 2 | Flapper Valve | 1998-06-01 | FALSE | 1998-06-01 | FALSE | Currently in Use | Regular | 6000 | Steel-Impressed Current | 1976-05-07 |  | Fiberglass Reinforced Plastic | Pressurized
DODDS LOGGING CO SHOP | ROCKY MOUNTAIN STRICKLAND TW RD | LUTHERSVILLE | Meriwether | 9099054 | 1 | [5 empty] | Removed from Ground | Diesel | 10000 | Bare Steel | 1999-12-01 | 1999-12-01 | Galvanized Steel | Safe Suction (Euro)
PEMS TRADING POST | MAIN ST HWY ALT 27 | LUTHERSVILLE | Meriwether | 9099007 | 1 | [5 empty] | Removed from Ground | Other | 4000 | Not Marked/Unknown | 1981-01-01 | 1981-01-01 | Not Marked
BARBERS SUPERMARKET #21 | HWY 27 ALTERNATE SOUTH | LUTHERSVILLE | Meriwether | 990086 | 3 | [5 empty] | Removed from Ground | Gas (Historical Use) | 3000 | Bare Steel | 1982-05-09 | 1899-12-31 | Galvanized Steel
BUBBA DOOS ONE STOP | 111 N MAIN ST | LUTHERSVILLE | Meriwether | 690211 | 1 | Flapper Valve | 1998-06-01 | FALSE | 1998-06-01 | FALSE | Currently in Use | Premium | 6000 | Steel-Impressed Current | 1984-05-05 |  | Fiberglass Reinforced Plastic | Pressurized
BUBBA DOOS ONE STOP | 111 N MAIN ST | LUTHERSVILLE | Meriwether | 690211 | 4 | [5 empty] | Removed from Ground | Diesel | 550 | Bare Steel | 1976-05-07 | 1998-08-07 | Galvanized Steel | Safe Suction (Euro)
PRIMROSE CONVENIENCE STORE | 24660 ROOSEVELT HWY | LUTHERSVILLE | Meriwether | 9099048 | 1 | [5 empty] | Removed from Ground | Gas (Historical Use) | 1000 | Bare Steel | 1978-01-01 | 1999-03-01 | Galvanized Steel | Safe Suction (Euro)
PIT STOP | 200 S MAIN ST | LUTHERSVILLE | Meriwether | 990045 | 4 | Flapper Valve | 2022-06-02 | FALSE | 1998-03-01 | FALSE | Currently in Use | Premium | 4000 | Steel-Impressed Current | 1986-07-03 |  | Fiberglass Reinforced Plastic | Pressurized
PRINCE FOOD MART | 5 SOUTH MAIN ST | LUTHERSVILLE | Meriwether | 990001 | 1 | Flapper Valve | 1998-10-01 | FALSE | 1998-10-01 | FALSE | Currently in Use | Gas (Historical Use) | 6000 | Steel-Impressed Current | 1983-02-08 |  | Steel (Impressed Current) | Safe Suction (Euro)
PATRIOTS CORNER MART | 8 S MAIN ST | LUTHERSVILLE | Meriwether | 990073 | 4 |  |  | FALSE |  | FALSE | [6 empty] | Fiberglass Reinforced Plastic | Pressurized
GENTRYS COUNTRY STORE (BADUR LLC) | 5428 LUTHERSVILLE RD | LUTHERSVILLE | Meriwether | 990066 | 4 | Ball Float | 2000-12-01 | FALSE | 2000-12-01 | FALSE | Currently in Use | Premium | 6000 | Fiberglass | 2000-12-01 |  | Fiberglass Reinforced Plastic | Pressurized
PRINCE FOOD MART | 5 SOUTH MAIN ST | LUTHERSVILLE | Meriwether | 990001 | 2 | Flapper Valve | 1998-10-01 | FALSE | 1998-10-01 | FALSE | Currently in Use | Gas (Historical Use) | 6000 | Steel-Impressed Current | 1983-02-08 |  | Steel (Impressed Current) | Safe Suction (Euro)
PIT STOP | 200 S MAIN ST | LUTHERSVILLE | Meriwether | 990045 | 1 | [5 empty] | Removed from Ground | Gas (Historical Use) | 1065 | Bare Steel | 1965-05-13 | 1986-07-01 | Galvanized Steel
PATRIOTS CORNER MART | 8 S MAIN ST | LUTHERSVILLE | Meriwether | 990073 | 5 | Ball Float | 1988-02-01 |  | 1988-02-01 |  | Currently in Use | Diesel | 2000 | Galvanic (STIP-3) | 1988-02-01 |  | Fiberglass Reinforced Plastic | Safe Suction (Euro)
PRINCE FOOD MART | 5 SOUTH MAIN ST | LUTHERSVILLE | Meriwether | 990001 | 3 | Flapper Valve | 1998-10-01 | FALSE | 1998-10-01 | FALSE | Currently in Use | Gas (Historical Use) | 6000 | Steel-Impressed Current | 1983-02-08 |  | Steel (Impressed Current) | Safe Suction (Euro)
HIWASSEE LAND CO COMPARTMENT OFF | RT 1 BOX 40 | LUTHERSVILLE | Meriwether | 990035 | 1 | [5 empty] | Removed from Ground | Diesel | 2000 | Bare Steel | 1983-04-30 | 1988-01-01 | Galvanized Steel
PATRIOTS CORNER MART | 8 S MAIN ST | LUTHERSVILLE | Meriwether | 990073 | 2 | Ball Float | 1988-02-01 | FALSE | 1988-02-01 | FALSE | Currently in Use | E-0 | 6000 | Galvanic (STIP-3) | 1988-02-01 |  | Fiberglass Reinforced Plastic | Pressurized
GENTRYS COUNTRY STORE (BADUR LLC) | 5428 LUTHERSVILLE RD | LUTHERSVILLE | Meriwether | 990066 | 2 | [5 empty] | Removed from Ground | Gas (Historical Use) | 500 | Bare Steel | 1986-05-08 | 1999-12-01 | Galvanized Steel | Safe Suction (Euro)
PATRIOTS CORNER MART | 8 S MAIN ST | LUTHERSVILLE | Meriwether | 990073 | 3 | Ball Float | 1988-02-01 | FALSE | 1988-02-01 | FALSE | Currently in Use | Premium | 6000 | Galvanic (STIP-3) | 1988-02-01 |  | Fiberglass Reinforced Plastic | Pressurized
SEWELL GROCERY | RT 1 | LUTHERSVILLE | Meriwether | 990080 | 1 | [5 empty] | Removed from Ground | Gas (Historical Use) | 1000 | Bare Steel | 1974-05-11 | 1999-05-25 | Galvanized Steel
PRINCE FOOD MART | 5 SOUTH MAIN ST | LUTHERSVILLE | Meriwether | 990001 | 5 | Flapper Valve | 1998-10-01 |  | 1998-10-01 |  | Currently in Use | Kerosene | 1000 | Steel-Impressed Current | 1984-02-08 |  | Steel (Impressed Current) | Safe Suction (Euro)
PIT STOP | 200 S MAIN ST | LUTHERSVILLE | Meriwether | 990045 | 3 | Flapper Valve | 2022-06-02 | FALSE | 1998-03-01 | FALSE | Currently in Use | Regular | 4000 | Steel-Impressed Current | 1986-07-03 |  | Fiberglass Reinforced Plastic | Pressurized
PATRIOTS CORNER MART | 8 S MAIN ST | LUTHERSVILLE | Meriwether | 990073 | 1 | Ball Float | 1988-02-01 | FALSE | 1988-02-01 | FALSE | Currently in Use | Regular | 6000 | Galvanic (STIP-3) | 1988-02-01 |  | Fiberglass Reinforced Plastic | Pressurized
PIT STOP | 200 S MAIN ST | LUTHERSVILLE | Meriwether | 990045 | 5 | Flapper Valve | 2022-05-12 | FALSE | 1999-03-01 | FALSE | Currently in Use | Diesel | 4000 | Steel-Impressed Current | 1986-07-03 |  | Fiberglass Reinforced Plastic | Pressurized
PRINCE FOOD MART | 5 SOUTH MAIN ST | LUTHERSVILLE | Meriwether | 990001 | 4 | Flapper Valve | 1998-10-01 |  | 1998-10-01 |  | Currently in Use | Diesel | 6000 | Steel-Impressed Current | 1983-02-08 |  | Steel (Impressed Current) | Safe Suction (Euro)
GENTRYS COUNTRY STORE (BADUR LLC) | 5428 LUTHERSVILLE RD | LUTHERSVILLE | Meriwether | 990066 | 3 | Ball Float | 2000-12-01 | FALSE | 2000-12-01 | FALSE | Currently in Use | Regular | 10000 | Fiberglass | 2000-12-01 |  | Fiberglass Reinforced Plastic | Pressurized
GENTRYS COUNTRY STORE (BADUR LLC) | 5428 LUTHERSVILLE RD | LUTHERSVILLE | Meriwether | 990066 | 1 | [5 empty] | Removed from Ground | Gas (Historical Use) | 500 | Bare Steel | 1986-05-08 | 1999-12-01 | Galvanized Steel | Safe Suction (Euro)
SEWELL GROCERY | RT 1 | LUTHERSVILLE | Meriwether | 990080 | 2 | [5 empty] | Removed from Ground | Gas (Historical Use) | 1000 | Bare Steel | 1974-05-11 | 1999-05-25 | Galvanized Steel
Circle K 2706694 | 413 WEST MAIN ST | MANCHESTER | Meriwether | 9099006 | 6 | Flapper Valve | 2011-03-01 | FALSE | 2011-03-01 | FALSE | Currently in Use | Diesel | 6000 | Composite Double Walled | 2011-03-01 |  | Double-Walled Fiberglass | Pressurized
MANCHESTER BP | 2556 ROOSEVELT HWY | MANCHESTER | Meriwether | 9099064 | 5 |  | 1998-12-01 | FALSE | 1998-12-01 | FALSE | Currently in Use | Kerosene | 2000 | Epoxy | 1998-12-01 |  | Fiberglass Reinforced Plastic | Pressurized
B&A ROOFING COMPANY INC | HWY GA 85 | MANCHESTER | Meriwether | 1300001 | 4 | [5 empty] | Removed from Ground | Diesel | 1000 | Bare Steel | 1976-02-24 | 1994-07-20 | Galvanized Steel
B&A ROOFING COMPANY INC | HWY GA 85 | MANCHESTER | Meriwether | 1300001 | 5 | [5 empty] | Removed from Ground | Gas (Historical Use) | 1 | Marked Unknown | 1986-02-21 | 1994-07-20 | Unknown
GEORGIA DNR LAW ENFORCEMENT SECT | Seventh Street | MANCHESTER | Meriwether | 990030 | 1 | [5 empty] | Removed from Ground | Gas (Historical Use) | 1060 | Bare Steel | 1966-04-22 | 2008-09-04 | Galvanized Steel
VALERO FOOD MART | 316 BROAD ST | MANCHESTER | Meriwether | 990065 | 4 | [5 empty] | Removed from Ground | Diesel | 550 | Bare Steel | 1972-05-11 | 1998-12-01 | Galvanized Steel | Safe Suction (Euro)
VALERO FOOD MART | 316 BROAD ST | MANCHESTER | Meriwether | 990065 | 5 |  |  | TRUE |  | TRUE | Removed from Ground | Used Oil | 550 | Bare Steel | 1972-05-11 | 1998-12-01 | Galvanized Steel | Safe Suction (Euro)
MANCHESTER BP | 2556 ROOSEVELT HWY | MANCHESTER | Meriwether | 9099064 | 3 |  | 1998-12-01 | FALSE | 1998-12-01 | FALSE | Currently in Use | Diesel | 8000 | Epoxy | 1998-12-01 |  | Fiberglass Reinforced Plastic | Pressurized
MANCHESTER HIGH SCHOOL | 405 5 TH AVE | MANCHESTER | Meriwether | 990014 | 2 | Flapper Valve | 1998-06-30 | FALSE | 1998-06-30 | FALSE | Currently in Use | Diesel | 10000 | Composite | 1997-08-01 |  | Fiberglass Reinforced Plastic | Safe Suction (Euro)
GA POWER/MANCHESTER DIST OPER HQ | 524 ATLANTIC ST | MANCHESTER | Meriwether | 990042 | 2 |  | 1994-09-01 | FALSE | 1994-09-01 | FALSE | Currently in Use | Diesel | 10000 | Fiberglass | 1994-09-01 |  | Double-Walled Fiberglass | Pressurized
J H MASSENGALE | 501 5TH AVE/HWY 41 | MANCHESTER | Meriwether | 990047 | 2 | [5 empty] | Removed from Ground | Gas (Historical Use) | 1000 | Bare Steel | 1974-05-11 | 1994-09-29 | Bare Steel | Suction (American)
SUPRA | 203 5TH AVE | MANCHESTER | Meriwether | 990068 | 1 |  | 1998-01-01 | FALSE | 1998-01-01 | FALSE | Currently in Use | Gas (Historical Use) | 8000 | Steel-Impressed Current | 1977-05-10 |  | Steel (Impressed Current) | Pressurized
VALERO FOOD MART | 316 BROAD ST | MANCHESTER | Meriwether | 990065 | 1 | [5 empty] | Removed from Ground | Gas (Historical Use) | 4000 | Bare Steel | 1972-05-11 | 1998-12-01 | Galvanized Steel | Safe Suction (Euro)
LO-BUCKS -C-STORE | 220 MAIN ST | MANCHESTER | Meriwether | 990088 | 3 |  | 1994-05-01 |  | 1994-05-01 |  | Currently in Use | Gas (Historical Use) | 4000 | Steel-Impressed Current | 1975-05-11 |  | Fiberglass Reinforced Plastic | Pressurized
MANCHESTER BP | 2556 ROOSEVELT HWY | MANCHESTER | Meriwether | 9099064 | 1 |  | 1998-12-01 | FALSE | 1998-12-01 | FALSE | Currently in Use | Regular | 12000 | Epoxy | 1998-12-01 |  | Fiberglass Reinforced Plastic | Pressurized
HOSEYS H & J SUPERETTE | RT 1 BOX 162A | MANCHESTER | Meriwether | 9099042 | REGULAR1 | [5 empty] | Removed from Ground | Gas (Historical Use) | 3000 | Bare Steel | 1982-05-01 | 1999-03-27 | Galvanized Steel | Suction (American)
CORNER CUPBOARD #4 | 1121 WARM SPRING HWY | MANCHESTER | Meriwether | 1330078 | 5 | [5 empty] | Removed from Ground | Kerosene | 1000 | Bare Steel | 1985-05-02 | 1999-12-01 | Galvanized Steel | Pressurized
CORNER CUPBOARD #4 | 1121 WARM SPRING HWY | MANCHESTER | Meriwether | 1330078 | 4 | [5 empty] | Removed from Ground | Gas (Historical Use) | 8000 | Bare Steel | 1983-05-03 | 1999-12-01 | Galvanized Steel | Pressurized
MANCHESTER QUICK SPOT | 101 FIFTH AVE | MANCHESTER | Meriwether | 990025 | 2 | [5 empty] | Removed from Ground | Gas (Historical Use) | 10000 | Bare Steel | 1970-04-27 | 1986-03-01 | Galvanized Steel
J H MASSENGALE | 501 5TH AVE/HWY 41 | MANCHESTER | Meriwether | 990047 | 1 | [5 empty] | Removed from Ground | Gas (Historical Use) | 1000 | Bare Steel | 1974-05-11 | 1994-09-29 | Bare Steel | Suction (American)
SEABOARD SYSTEM RAILROAD | PACIFIC ST | MANCHESTER | Meriwether | 990055 | 1 | [5 empty] | Removed from Ground | Gas (Historical Use) | 1000 | Bare Steel | 1985-05-08 | 1988-01-01 | Galvanized Steel
BISHOPS SHELL | 2 ND ST AND 2ND AVE | MANCHESTER | Meriwether | 990075 | 3 |  | 1998-01-01 |  | 1998-01-01 |  | Removed from Ground | Gas (Historical Use) | 4000 | Steel-Impressed Current | 1966-05-13 | 2011-03-17 | Cathodically Protected | Safe Suction (Euro)
FORMER OUSLEYS GROCERY | 804 WARM SPRINGS RD | MANCHESTER | Meriwether | 10002517 | 2 |  |  | FALSE |  | FALSE | Closed in Ground | Gas (Historical Use) | 0 | Bare Steel | 1981-01-01 | 1981-01-01 | Bare Steel
LANGDALE FORD | 2728 GEORGIA HWY 85 N | MANCHESTER | Meriwether | 10000319 | 2 |  |  | FALSE |  | FALSE | Removed from Ground | Gas (Historical Use) | 2000 | Bare Steel | 1974-01-01 | 2003-03-11 | Bare Steel
Circle K 2706694 | 413 WEST MAIN ST | MANCHESTER | Meriwether | 9099006 | 3 |  | 1997-01-15 |  | 1997-01-15 |  | Removed from Ground | Gas (Historical Use) | 6000 | Galvanic (STIP-3) | 1989-01-01 | 2011-02-15 | Cathodically Protected | Pressurized
B&A ROOFING COMPANY INC | HWY GA 85 | MANCHESTER | Meriwether | 1300001 | 3 | [5 empty] | Removed from Ground | Gas (Historical Use) | 1000 | Marked Unknown | 1986-02-21 | 1994-07-20 | Unknown
MANCHESTER BP | 2556 ROOSEVELT HWY | MANCHESTER | Meriwether | 9099064 | 2 |  | 1998-12-01 | FALSE | 1998-12-01 | FALSE | Currently in Use | Plus | 10000 | Epoxy | 1998-12-01 |  | Fiberglass Reinforced Plastic | Pressurized
DOT PARCEL #9 | SE INT SR 41 & SR 85 @ GILBERT R | MANCHESTER | Meriwether | 9099015 | 1 | [5 empty] | Removed from Ground | Gas (Historical Use) | 0 | Not Marked/Unknown |  | 1899-12-31 | Not Marked
HOSEYS H & J SUPERETTE | RT 1 BOX 162A | MANCHESTER | Meriwether | 9099042 | PREMIUM3 | [5 empty] | Removed from Ground | Gas (Historical Use) | 1000 | Bare Steel | 1982-05-01 | 1999-03-27 | Galvanized Steel | Suction (American)
MANCHESTER QUICK SPOT | 101 FIFTH AVE | MANCHESTER | Meriwether | 990025 | 5 | Ball Float | 1987-07-01 | FALSE | 1987-07-01 | FALSE | Currently in Use | Regular | 10000 | Fiberglass | 1987-07-01 |  | Fiberglass Reinforced Plastic | Pressurized
B&A ROOFING COMPANY INC | HWY GA 85 | MANCHESTER | Meriwether | 1300001 | 2 | [5 empty] | Removed from Ground | Gas (Historical Use) | 1000 | Marked Unknown | 1986-02-21 | 1994-07-20 | Unknown
Circle K 2706694 | 413 WEST MAIN ST | MANCHESTER | Meriwether | 9099006 | 5 | Flapper Valve | 2011-03-01 | FALSE | 2011-03-01 | FALSE | Currently in Use | Premium | 6000 | Composite Double Walled | 2011-03-01 |  | Double-Walled Fiberglass | Pressurized
Circle K 2706694 | 413 WEST MAIN ST | MANCHESTER | Meriwether | 9099006 | 4 | Flapper Valve | 2011-03-01 | FALSE | 2011-03-01 | FALSE | Currently in Use | Regular | 12000 | Composite Double Walled | 2011-03-01 |  | Double-Walled Fiberglass | Pressurized
LANGDALE CHEVROLET | 2850 GA HWY 85 N | MANCHESTER | Meriwether | 10000239 | 4 |  |  | FALSE |  | FALSE | Removed from Ground | Gas (Historical Use) | 2000 | Bare Steel | 1974-01-01 | 2003-03-10 | Unknown | Safe Suction (Euro)
ITT RAYONIER | GA HWY 194 | DURAND | Meriwether | 990024 | 2 | [5 empty] | Removed from Ground | Diesel | 1000 | Bare Steel | 1981-04-22 | 1988-09-06 | Galvanized Steel
MANCHESTER HIGH SCHOOL | 405 5 TH AVE | MANCHESTER | Meriwether | 990014 | 3 | Flapper Valve | 1998-06-30 | FALSE | 1998-06-30 | FALSE | Currently in Use | Regular | 6000 | Composite | 1998-07-01 |  | Fiberglass Reinforced Plastic | Safe Suction (Euro)
GA POWER/MANCHESTER DIST OPER HQ | 524 ATLANTIC ST | MANCHESTER | Meriwether | 990042 | 1 | [5 empty] | Removed from Ground | Gas (Historical Use) | 10000 | Bare Steel | 1976-05-09 | 1994-08-25 | Unknown
PHILLIPS | GA HWY 41 NORTH | MANCHESTER | Meriwether | 990070 | 2 | [5 empty] | Removed from Ground | Gas (Historical Use) | 560 | Bare Steel | 1986-05-08 | 1899-12-31 | Galvanized Steel
VALERO FOOD MART | 316 BROAD ST | MANCHESTER | Meriwether | 990065 | 6 | Flapper Valve | 1999-04-01 | FALSE | 1999-04-01 | FALSE | Currently in Use | Regular | 10000 | Epoxy | 1999-04-01 |  | Fiberglass Reinforced Plastic | Pressurized
VALERO FOOD MART | 316 BROAD ST | MANCHESTER | Meriwether | 990065 | 8 | Exempted | 1999-04-01 | FALSE | 1999-04-01 | FALSE | Currently in Use | Diesel | 6000 | Epoxy | 1999-04-01 |  | Fiberglass Reinforced Plastic | Pressurized
GOODY PRODUCTS/MILLIKEN PLANT | 10 CALLAWAY ST | MANCHESTER | Meriwether | 990098 | 6 | [5 empty] | Removed from Ground | Other | 550 | Marked Unknown | 1992-10-01 | 1992-10-01 | Unknown
LO-BUCKS -C-STORE | 220 MAIN ST | MANCHESTER | Meriwether | 990088 | 2 |  | 1994-05-01 |  | 1994-05-01 |  | Currently in Use | Gas (Historical Use) | 8000 | Steel-Impressed Current | 1975-05-11 |  | Fiberglass Reinforced Plastic | Pressurized
BISHOPS SHELL | 2 ND ST AND 2ND AVE | MANCHESTER | Meriwether | 990075 | 4 |  | 1998-01-01 |  | 1998-01-01 |  | Removed from Ground | Diesel | 1000 | Steel-Impressed Current | 1966-05-13 | 2011-03-17 | Cathodically Protected | Safe Suction (Euro)
BISHOPS SHELL | 2 ND ST AND 2ND AVE | MANCHESTER | Meriwether | 990075 | 1 |  | 1998-01-01 |  | 1998-01-01 |  | Removed from Ground | Gas (Historical Use) | 4000 | Steel-Impressed Current | 1966-05-13 | 2011-03-17 | Cathodically Protected | Safe Suction (Euro)
GA PACIFIC | HWY 18 | DURAND | Meriwether | 9000694 | 2 | [5 empty] | Removed from Ground | Diesel | 10000 | Bare Steel | 1975-02-27 | 1899-12-31 | Galvanized Steel
GA PACIFIC WARM SPRINGS TIMBER | HWY 18 | DURAND | Meriwether | 990007 | 2 | [5 empty] | Removed from Ground | Diesel | 1000 | Bare Steel | 1978-03-06 | 1899-12-31 | Galvanized Steel
MANCHESTER QUICK SPOT | 101 FIFTH AVE | MANCHESTER | Meriwether | 990025 | 6 | Ball Float | 1987-07-01 | FALSE | 1987-07-01 | FALSE | Currently in Use | Plus | 10000 | Fiberglass | 1987-07-01 |  | Fiberglass Reinforced Plastic | Pressurized
CSX TRANSPORTATION | RAILROAD STREET | MANCHESTER | Meriwether | 990004 | 2 | [5 empty] | Permanently Out of Use - historical purposes | Gas (Historical Use) | 0 | Not Marked/Unknown |  | 1899-12-31 | Not Marked
GA POWER/MANCHESTER DIST OPER HQ | 524 ATLANTIC ST | MANCHESTER | Meriwether | 990042 | 3 |  |  | TRUE |  | TRUE | Removed from Ground | Used Oil | 500 | Bare Steel | 1986-05-07 | 1992-10-12 | Galvanized Steel | Gravity Fed
MANCHESTER PUBLIC WORKS DEPT | 420 MAGNOLIA LANE | MANCHESTER | Meriwether | 990083 | 87 |  |  | FALSE |  | FALSE | Removed from Ground | Gas (Historical Use) | 3000 |  | 1979-01-01 | 1997-11-07 |  | Suction (American)
LANGDALE CHEVROLET | 2850 GA HWY 85 N | MANCHESTER | Meriwether | 10000239 | 1 |  |  | FALSE |  | FALSE | Removed from Ground | Diesel | 2000 | Bare Steel | 1974-01-01 | 2003-03-10 | Unknown | Safe Suction (Euro)
BRADSHAW GROCERY | 420 PERRY ST | MANCHESTER | Meriwether | 990090 | 4 | [5 empty] | Removed from Ground | Other | 250 | Bare Steel | 1956-05-12 | 1989-07-17 | Unknown
BRADSHAW GROCERY | 420 PERRY ST | MANCHESTER | Meriwether | 990090 | 1 | [5 empty] | Removed from Ground | Gas (Historical Use) | 2000 | Bare Steel | 1971-05-09 | 1989-07-17 | Unknown
GA FC | GA HWY 109/3 MI WEST | GREENVILLE | Meriwether | 990026 | 210000 |  | 1993-02-24 |  | 1993-02-24 |  | Removed from Ground | Diesel | 1000 | Galvanic (STIP-3) | 1993-02-24 | 2005-10-26 | Cathodically Protected | Safe Suction (Euro)
GREENVILLE MINI MART | 951 N TALBOTTON ST | GREENVILLE | Meriwether | 990072 | 4 |  | 1998-01-01 | FALSE | 1998-01-01 | FALSE | Temporarily out of use | Gas (Historical Use) | 4000 | Steel-Impressed Current | 1977-05-10 |  | Fiberglass Reinforced Plastic | Pressurized
GA FC | GA HWY 109/3 MI WEST | GREENVILLE | Meriwether | 990026 | 1 | [5 empty] | Removed from Ground | Gas (Historical Use) | 2000 | Bare Steel | 1987-11-01 | 1993-02-23 | Galvanized Steel | Safe Suction (Euro)
SRA BROTHERS CITGO | 563 TALBOTTON ST | GREENVILLE | Meriwether | 990078 | 3 | Flapper Valve | 1996-06-18 | FALSE | 1996-06-18 | FALSE | Currently in Use | Premium | 8000 | Steel-Impressed Current | 1975-05-11 |  | Steel (Impressed Current) | Pressurized
GREENVILLE MINI MART | 951 N TALBOTTON ST | GREENVILLE | Meriwether | 990072 | 2 |  | 1998-01-01 | FALSE | 1998-01-01 | FALSE | Temporarily out of use | Gas (Historical Use) | 4000 | Steel-Impressed Current | 1977-05-10 |  | Fiberglass Reinforced Plastic | Pressurized
GREENVILLE MINI MART | 951 N TALBOTTON ST | GREENVILLE | Meriwether | 990072 | 5 |  | 1998-01-01 | FALSE | 1998-01-01 | FALSE | Temporarily out of use | Diesel | 5000 | Steel-Impressed Current | 1977-05-10 |  | Fiberglass Reinforced Plastic | Safe Suction (Euro)
CELMENTS STOP & SHOP | RT 3 BOX 514 | GREENVILLE | Meriwether | 990081 | 3 | [5 empty] | Removed from Ground | Gas (Historical Use) | 1000 | Cathodically Protected Steel | 1990-01-01 | 1999-01-15 | Cathodically Protected | Suction (American)
LUTHERSVILLE GA RMLR | HWY 54 | LUTHERSVILLE | Meriwether | 990023 | 1 | [5 empty] | Removed from Ground | Diesel | 300 | Bare Steel | 1976-05-01 | 1998-08-04 | Bare Steel | Safe Suction (Euro)
PIT STOP | 200 S MAIN ST | LUTHERSVILLE | Meriwether | 990045 | 2 | [5 empty] | Removed from Ground | Gas (Historical Use) | 1065 | Bare Steel | 1965-05-13 | 1986-07-01 | Galvanized Steel
MANCHESTER QUICK SPOT | 101 FIFTH AVE | MANCHESTER | Meriwether | 990025 | 3 | [5 empty] | Removed from Ground | Gas (Historical Use) | 10000 | Bare Steel | 1970-04-27 | 1986-03-01 | Galvanized Steel
CSX TRANSPORTATION | RAILROAD STREET | MANCHESTER | Meriwether | 990004 | 1 | [5 empty] | Removed from Ground | Gas (Historical Use) | 1000 | Not Marked/Unknown | 1996-11-19 | 1996-11-19 | Not Marked
MANCHESTER HIGH SCHOOL | 405 5 TH AVE | MANCHESTER | Meriwether | 990014 | 1 | [5 empty] | Removed from Ground | Gas (Historical Use) | 6048 | Bare Steel | 1968-01-19 | 1998-06-24 | Galvanized Steel
GA POWER/MANCHESTER DIST OPER HQ | 524 ATLANTIC ST | MANCHESTER | Meriwether | 990042 | 4 | [5 empty] | Removed from Ground | Other | 1000 | Not Marked/Unknown | 1994-08-25 | 1994-08-25 | Unknown
VALERO FOOD MART | 316 BROAD ST | MANCHESTER | Meriwether | 990065 | 2 | [5 empty] | Removed from Ground | Gas (Historical Use) | 4000 | Bare Steel | 1972-05-11 | 1998-12-01 | Galvanized Steel | Safe Suction (Euro)
GOODY PRODUCTS/MILLIKEN PLANT | 10 CALLAWAY ST | MANCHESTER | Meriwether | 990098 | 1 | [5 empty] | Removed from Ground | Empty | 500 | Bare Steel | 1940-05-19 | 1992-10-01 | Bare Steel
HOSEYS H & J SUPERETTE | RT 1 BOX 162A | MANCHESTER | Meriwether | 9099042 | PLUS7 | [5 empty] | Removed from Ground | Gas (Historical Use) | 2000 | Bare Steel | 1982-05-01 | 1999-03-27 | Galvanized Steel | Suction (American)
CORNER CUPBOARD #4 | 1121 WARM SPRING HWY | MANCHESTER | Meriwether | 1330078 | 1 | [5 empty] | Removed from Ground | Diesel | 4000 | Bare Steel | 1983-05-03 | 1999-12-01 | Galvanized Steel | Pressurized
SUPRA | 203 5TH AVE | MANCHESTER | Meriwether | 990068 | 3 |  | 1998-01-01 | FALSE | 1998-01-01 | FALSE | Currently in Use | Diesel | 8000 | Steel-Impressed Current | 1977-05-10 |  | Steel (Impressed Current) | Pressurized
VALERO FOOD MART | 316 BROAD ST | MANCHESTER | Meriwether | 990065 | 3 | [5 empty] | Removed from Ground | Gas (Historical Use) | 4000 | Bare Steel | 1972-05-11 | 1998-12-01 | Galvanized Steel | Safe Suction (Euro)
GA PACIFIC | HWY 18 | DURAND | Meriwether | 9000694 | 1 |  |  | TRUE |  | TRUE | Removed from Ground | Used Oil | 500 | Bare Steel | 1975-02-27 | 1899-12-31 | Galvanized Steel
GA PACIFIC WARM SPRINGS TIMBER | HWY 18 | DURAND | Meriwether | 990007 | 1 | [5 empty] | Removed from Ground | Gas (Historical Use) | 1000 | Bare Steel | 1978-03-06 | 1899-12-31 | Galvanized Steel
ITT RAYONIER | GA HWY 194 | DURAND | Meriwether | 990024 | 1 | [5 empty] | Removed from Ground | Gas (Historical Use) | 1000 | Bare Steel | 1981-04-22 | 1988-09-06 | Galvanized Steel
SRA BROTHERS CITGO | 563 TALBOTTON ST | GREENVILLE | Meriwether | 990078 | 2 | Flapper Valve | 1996-06-18 | FALSE | 1996-06-18 | FALSE | Currently in Use | Plus | 8000 | Steel-Impressed Current | 1975-05-11 |  | Steel (Impressed Current) | Pressurized
HOLIDAY CONSTRUCTION CO | 14914 ROOSEVELT HWY | GREENVILLE | Meriwether | 990061 | 2 | [5 empty] | Removed from Ground | Diesel | 1000 | Bare Steel | 1976-05-10 | 1998-04-30 | Bare Steel | Suction (American)
BISHOPS SHELL | 2 ND ST AND 2ND AVE | MANCHESTER | Meriwether | 990075 | 2 |  | 1998-01-01 |  | 1998-01-01 |  | Removed from Ground | Gas (Historical Use) | 3000 | Steel-Impressed Current | 1966-05-13 | 2011-03-17 | Cathodically Protected | Safe Suction (Euro)
FORMER OUSLEYS GROCERY | 804 WARM SPRINGS RD | MANCHESTER | Meriwether | 10002517 | 1 |  |  | FALSE |  | FALSE | Closed in Ground | Gas (Historical Use) | 0 | Bare Steel | 1981-01-01 | 1981-01-01 | Bare Steel
LANGDALE CHEVROLET | 2850 GA HWY 85 N | MANCHESTER | Meriwether | 10000239 | 2 |  |  | FALSE |  | FALSE | Removed from Ground | Gas (Historical Use) | 2000 | Bare Steel | 1974-01-01 | 2003-03-10 | Unknown | Safe Suction (Euro)
BRADSHAW GROCERY | 420 PERRY ST | MANCHESTER | Meriwether | 990090 | 2 | [5 empty] | Removed from Ground | Gas (Historical Use) | 3000 | Bare Steel | 1976-05-07 | 1989-07-17 | Unknown
GA FC | GA HWY 109/3 MI WEST | GREENVILLE | Meriwether | 990026 | 209997 |  | 1993-02-24 |  | 1993-02-24 |  | Removed from Ground | Gas (Historical Use) | 1000 | Galvanic (STIP-3) | 1993-02-24 | 2005-10-26 | Cathodically Protected | Safe Suction (Euro)
CELMENTS STOP & SHOP | RT 3 BOX 514 | GREENVILLE | Meriwether | 990081 | 1 | [5 empty] | Removed from Ground | Gas (Historical Use) | 560 | Bare Steel | 1957-01-08 | 1990-01-01 | Galvanized Steel
Circle K 2706694 | 413 WEST MAIN ST | MANCHESTER | Meriwether | 9099006 | 1 |  | 1997-01-15 |  | 1997-01-15 |  | Removed from Ground | Gas (Historical Use) | 10000 | Galvanic (STIP-3) | 1989-01-01 | 2011-02-15 | Cathodically Protected | Pressurized
CORNER CUPBOARD #4 | 1121 WARM SPRING HWY | MANCHESTER | Meriwether | 1330078 | 3 | [5 empty] | Removed from Ground | Gas (Historical Use) | 8000 | Bare Steel | 1983-05-03 | 1999-12-01 | Galvanized Steel | Pressurized
MANCHESTER QUICK SPOT | 101 FIFTH AVE | MANCHESTER | Meriwether | 990025 | 7 | Ball Float | 1987-07-01 | FALSE | 1987-07-01 | FALSE | Currently in Use | Diesel | 10000 | Fiberglass | 1987-07-01 |  | Fiberglass Reinforced Plastic | Pressurized
MANCHESTER QUICK SPOT | 101 FIFTH AVE | MANCHESTER | Meriwether | 990025 | 1 | [5 empty] | Removed from Ground | Gas (Historical Use) | 5000 | Bare Steel | 1970-04-27 | 1986-03-01 | Galvanized Steel
MANCHESTER QUICK SPOT | 101 FIFTH AVE | MANCHESTER | Meriwether | 990025 | 4 |  |  | TRUE |  | TRUE | Removed from Ground | Used Oil | 550 | Bare Steel | 1970-04-27 | 1986-03-01 | Galvanized Steel
MANCHESTER PUBLIC WORKS DEPT | 420 MAGNOLIA LANE | MANCHESTER | Meriwether | 990083 | 3-D | [5 empty] | Removed from Ground | Diesel | 2000 | Bare Steel | 1983-01-01 | 1997-11-07 | Galvanized Steel | Suction (American)
CSX TRANSPORTATION/SEABOARD SYST | 110 DEPOT ST | MANCHESTER | Meriwether | 990082 | 2 | [5 empty] | Removed from Ground | Gas (Historical Use) | 150 | Bare Steel | 1984-05-08 | 1993-02-26 | Bare Steel
CELMENTS STOP & SHOP | RT 3 BOX 514 | GREENVILLE | Meriwether | 990081 | 2 | [5 empty] | Removed from Ground | Gas (Historical Use) | 560 | Bare Steel | 1957-01-08 | 1990-01-01 | Galvanized Steel
FORMER FLOURNOY BP | HIGHWAY 41 N | GREENVILLE | Meriwether | 990097 | 3 | [5 empty] | Removed from Ground | Gas (Historical Use) | 3000 | Bare Steel | 1974-05-11 | 2000-03-29 | Galvanized Steel | Suction (American)
PHILLIPS | GA HWY 41 NORTH | MANCHESTER | Meriwether | 990070 | 1 | [5 empty] | Removed from Ground | Gas (Historical Use) | 560 | Bare Steel | 1986-05-08 | 1899-12-31 | Galvanized Steel
LO-BUCKS -C-STORE | 220 MAIN ST | MANCHESTER | Meriwether | 990088 | 1 |  | 1994-05-01 |  | 1994-05-01 |  | Currently in Use | Gas (Historical Use) | 8000 | Steel-Impressed Current | 1975-05-11 |  | Fiberglass Reinforced Plastic | Pressurized
ROBERTS GARAGE | 122 COURT SQUARE | GREENVILLE | Meriwether | 990085 | 5 | [5 empty] | Removed from Ground | Gas (Historical Use) | 550 | Marked Unknown | 1986-05-07 | 1995-06-06 | Galvanized Steel
J H MASSENGALE | 501 5TH AVE/HWY 41 | MANCHESTER | Meriwether | 990047 | 3 | [5 empty] | Removed from Ground | Gas (Historical Use) | 550 | Bare Steel | 1974-05-11 | 1994-09-29 | Bare Steel | Suction (American)
GOODY PRODUCTS/MILLIKEN PLANT | 10 CALLAWAY ST | MANCHESTER | Meriwether | 990098 | 2 | [5 empty] | Removed from Ground | Empty | 2000 | Bare Steel | 1966-05-13 | 1992-10-01 | Bare Steel
GILSONS #384 | 503 W MAIN ST | MANCHESTER | Meriwether | 990076 | 2 | Flapper Valve | 1997-09-19 |  | 1997-09-19 |  | Removed from Ground | Gas (Historical Use) | 8000 | Steel-Impressed Current | 1971-05-12 | 2013-01-24 | Fiberglass Reinforced Plastic | Safe Suction (Euro)
BRADSHAW GROCERY | 420 PERRY ST | MANCHESTER | Meriwether | 990090 | 3 | [5 empty] | Removed from Ground | Other | 250 | Bare Steel | 1956-05-12 | 1989-07-07 | Unknown
MEAD SOUTHERN WOOD PRODUCTS | RT 27A | GREENVILLE | Meriwether | 9099009 | 2 | [5 empty] | Removed from Ground | Gas (Historical Use) | 2000 | Bare Steel | 1975-01-01 | 1992-08-27 | Bare Steel | Safe Suction (Euro)
RANA PETROLEUM INC D/B/A RANAS EXPRESS | 12340 WHITEHOUSE PKWY | WOODBURY | Meriwether | 9099008 | 3 | Flapper Valve | 1995-04-28 | FALSE | 1995-04-25 | FALSE | Currently in Use | Premium | 6000 | Galvanic (STIP-3) | 1990-01-01 |  | Galvanized Steel | Pressurized
AMERICAN EXCELSIOR CO | ST HWY 85 EAST | WOODBURY | Meriwether | 990053 | 2 | [5 empty] | Removed from Ground | Diesel | 2000 | Bare Steel | 1984-05-08 | 1996-10-21 | Galvanized Steel | Suction (American)
MERIWETHER FUELS LLC | 331 PIMENTO DR | WOODBURY | Meriwether | 990096 | 2 | Flapper Valve | 1994-01-01 | FALSE | 1998-12-01 | FALSE | Temporarily out of use | Kerosene | 2000 | Steel-Impressed Current | 1971-05-20 |  | Steel (Impressed Current) | Suction (American)
W H REEVES LUMBER CO | 333 DROMEDARY ST | WOODBURY | Meriwether | 990087 | 1 | [5 empty] | Removed from Ground | Diesel | 1000 | Bare Steel | 1982-05-06 | 1986-10-01 | Galvanized Steel
WOODBURY HIGH SCHOOL |  | WOODBURY | Meriwether | 990018 | 3 | [5 empty] | Removed from Ground | Gas (Historical Use) | 1065 | Bare Steel | 1955-01-22 | 1899-12-31 | Galvanized Steel
BROWNS COUNTRY STORE | HWY 85 WEST | WOODBURY | Meriwether | 990031 | 1 | [5 empty] | Removed from Ground | Gas (Historical Use) | 560 | Bare Steel | 1966-01-01 | 1988-02-01 | Unknown
HIWASSEE LAND CO WOODYARD |  | WOODBURY | Meriwether | 990034 | 1 | [5 empty] | Removed from Ground | Diesel | 500 | Bare Steel | 1956-05-06 | 1988-01-01 | Unknown
CHAPMANS SHELL SERVICE STATION | 3841 WHITE HOUSE PKWY | WARM SPRINGS | Meriwether | 990071 | 1 |  | 1998-01-01 |  | 1998-01-01 |  | Removed from Ground | Gas (Historical Use) | 4000 | Steel-Impressed Current | 1986-05-08 | 2009-04-21 | Cathodically Protected | Safe Suction (Euro)
B&A ROOFING COMPANY INC | HWY GA 85 | MANCHESTER | Meriwether | 1300001 | 1 | [5 empty] | Removed from Ground | Gas (Historical Use) | 1000 | Marked Unknown | 1986-02-21 | 1994-07-20 | Unknown
VALERO FOOD MART | 316 BROAD ST | MANCHESTER | Meriwether | 990065 | 7 | Ball Float | 1999-04-01 | FALSE | 1999-04-01 | FALSE | Currently in Use | Premium | 6000 | Epoxy | 1999-04-01 |  | Fiberglass Reinforced Plastic | Pressurized
GOODY PRODUCTS/MILLIKEN PLANT | 10 CALLAWAY ST | MANCHESTER | Meriwether | 990098 | 3 | [5 empty] | Removed from Ground | Empty | 1000 | Bare Steel | 1980-05-09 | 1992-10-01 | Bare Steel
FORMER OUSLEYS GROCERY | 804 WARM SPRINGS RD | MANCHESTER | Meriwether | 10002517 | 3 |  |  | FALSE |  | FALSE | Closed in Ground | Kerosene | 0 | Bare Steel | 1981-01-01 | 1981-01-01 | Bare Steel
GREENVILLE MINI MART | 951 N TALBOTTON ST | GREENVILLE | Meriwether | 990072 | 1 |  | 1998-01-01 | FALSE | 1998-01-01 | FALSE | Temporarily out of use | Gas (Historical Use) | 4000 | Steel-Impressed Current | 1977-05-10 |  | Fiberglass Reinforced Plastic | Pressurized
DEPARTMENT OF TRANSPORTATION 103 | 7501 FROM INT OF SR 41 ON GRAY | GREENVILLE | Meriwether | 9099003 | 321D1 | [5 empty] | Removed from Ground | Diesel | 2000 | Bare Steel | 1988-01-01 | 2001-07-18 | Galvanized Steel
MCCOY GRADING INC | 450 CALLAWAY RD | GREENVILLE | Meriwether | 10001545 | 1A | Flapper Valve | 2008-01-10 | FALSE | 2008-01-10 | FALSE | Currently in Use | Diesel Off Road | 15000 | Composite Double Walled | 2008-01-15 |  | Double-Walled Fiberglass | Pressurized
RANA PETROLEUM INC D/B/A RANAS EXPRESS | 12340 WHITEHOUSE PKWY | WOODBURY | Meriwether | 9099008 | 2 | Flapper Valve | 1995-04-28 | FALSE | 1995-04-28 | FALSE | Currently in Use | Plus | 6000 | Galvanic (STIP-3) | 1990-01-01 |  | Galvanized Steel | Pressurized
GS Stop | 18608 MAIN ST | WOODBURY | Meriwether | 9099045 | 2 | Flapper Valve | 1998-09-01 | FALSE | 1998-09-01 | FALSE | Currently in Use | Gas (Historical Use) | 5000 | Steel-Impressed Current | 1987-01-01 |  | Steel (Impressed Current) | Pressurized
MERIWETHER COUNTY PUBLIC WORKS C | 689 COUNTY FARM RD | GREENVILLE | Meriwether | 9099052 | 3 | [5 empty] | Removed from Ground | Gas (Historical Use) | 1000 | Bare Steel | 1999-02-25 | 1999-02-25 | Galvanized Steel | Suction (American)
DEPARTMENT OF TRANSPORTATION 103 | 7501 FROM INT OF SR 41 ON GRAY | GREENVILLE | Meriwether | 9099003 | 321G1 | [5 empty] | Removed from Ground | Gas (Historical Use) | 2000 | Bare Steel | 1988-03-01 | 2001-07-18 | Galvanized Steel | Safe Suction (Euro)
JP GREENVILLE | 567 D S TALBOTTON ST | GREENVILLE | Meriwether | 10001947 | 2 | Ball Float | 2010-11-10 | FALSE | 2010-11-10 | FALSE | Currently in Use | Premium | 8000 | Composite Double Walled | 2010-11-10 |  | Double-Walled Fiberglass | Pressurized
RANA PETROLEUM INC D/B/A RANAS EXPRESS | 12340 WHITEHOUSE PKWY | WOODBURY | Meriwether | 9099008 | 1 | Flapper Valve | 1995-04-28 | FALSE | 1995-04-28 | FALSE | Currently in Use | Regular | 6000 | Galvanic (STIP-3) | 1990-01-01 |  | Galvanized Steel | Pressurized
GS Stop | 18608 MAIN ST | WOODBURY | Meriwether | 9099045 | 1 | Flapper Valve | 1998-09-01 | FALSE | 1998-09-01 | FALSE | Currently in Use | Gas (Historical Use) | 10000 | Steel-Impressed Current | 1987-01-01 |  | Steel (Impressed Current) | Pressurized
GREENVILLE HIGH SCHOOL | TERRELL ST | GREENVILLE | Meriwether | 990012 | 1 | [5 empty] | Removed from Ground | Diesel | 10134 | Bare Steel | 1968-01-19 | 1899-12-31 | Galvanized Steel
ROBERTS GARAGE | 122 COURT SQUARE | GREENVILLE | Meriwether | 990085 | 2 | [5 empty] | Removed from Ground | Gas (Historical Use) | 1060 | Marked Unknown | 1986-05-07 | 1995-06-06 | Galvanized Steel
GREENVILLE BUS BARN | 1258 TERRELL ST | GREENVILLE | Meriwether | 9099004 | 1 |  |  | FALSE |  | FALSE | Removed from Ground | Gas (Historical Use) | 6000 | Bare Steel | 1986-01-14 | 1998-06-02
C V FINDLEY | RFD 1/ST HWY 109 | WOODBURY | Meriwether | 990060 | 1 | [5 empty] | Removed from Ground | Gas (Historical Use) | 550 | Bare Steel | 1974-05-11 | 1988-01-01 | Galvanized Steel
MANCHESTER COCA-COLA BOTTLING CO | 111 NORTH 5TH AVE | MANCHESTER | Meriwether | 9099001 | 1 | [5 empty] | Removed from Ground | Gas (Historical Use) | 1000 | Marked Unknown | 1986-01-01 | 1986-01-01 | Unknown
GREENVILLE KWIK STOP | 1048 N TALBOTTON RD | GREENVILLE | Meriwether | 9099066 | 1A | Ball Float | 1999-11-06 | FALSE | 1999-11-06 | FALSE | Currently in Use | Gas (Historical Use) | 12000 | Fiberglass | 1999-11-05 |  | Double-Walled Flex | Pressurized
MERIWETHER COUNTY PUBLIC WORKS C | 689 COUNTY FARM RD | GREENVILLE | Meriwether | 9099052 | 1 | [5 empty] | Removed from Ground | Gas (Historical Use) | 10000 | Bare Steel | 1985-02-01 | 1999-02-25 | Galvanized Steel | Safe Suction (Euro)
GS Stop | 18608 MAIN ST | WOODBURY | Meriwether | 9099045 | 3 | Flapper Valve | 1998-09-01 | FALSE | 1998-09-01 | FALSE | Currently in Use | Regular | 5000 | Steel-Impressed Current | 1987-01-01 |  | Steel (Impressed Current) | Pressurized
CLOSED WOODBURY GROCERY | GA HWY 85 EAST | WOODBURY | Meriwether | 9099013 | 2 | [5 empty] | Removed from Ground | Diesel | 1000 | Bare Steel | 1994-03-22 | 1994-03-22 | Bare Steel | Safe Suction (Euro)
GA PACIFIC | HWY 18 | DURAND | Meriwether | 9000694 | 4 | [5 empty] | Removed from Ground | Diesel | 30000 | Bare Steel | 1980-02-26 | 1899-12-31 | Galvanized Steel
GA PACIFIC | HWY 18 | DURAND | Meriwether | 9000694 | 5 | [5 empty] | Removed from Ground | Empty | 5000 | Bare Steel | 1975-02-27 | 1899-12-31 | Galvanized Steel
CORNER CUPBOARD #4 | 1121 WARM SPRING HWY | MANCHESTER | Meriwether | 1330078 | 2 | [5 empty] | Removed from Ground | Gas (Historical Use) | 10000 | Bare Steel | 1983-05-03 | 1999-12-01 | Galvanized Steel | Pressurized
CITY OF WOODBURY | PO BOX 267 | WOODBURY | Meriwether | 990052 | 1 | [5 empty] | Removed from Ground | Gas (Historical Use) | 550 | Bare Steel | 1978-05-10 | 1997-07-30 | Galvanized Steel | Suction (American)
WOODBURY FERTILIZER CO INC |  | WOODBURY | Meriwether | 990049 | 1 | [5 empty] | Removed from Ground | Gas (Historical Use) | 550 | Bare Steel | 1968-05-12 | 1992-01-01 | Galvanized Steel
FOUR POINTS BP | ST HWY 18 & 85 W | WOODBURY | Meriwether | 990058 | 3 |  | 1998-11-01 |  | 1998-11-01 |  | Removed from Ground | Diesel | 1000 | Steel-Impressed Current | 1972-05-11 | 2005-09-15 | Cathodically Protected | Safe Suction (Euro)
VANCE SMITH CONSTRUCTION CO SHOP | DALLAS MILL RD | PINE MOUNTAIN | Meriwether | 990032 | 3 | [5 empty] | Removed from Ground | Gas (Historical Use) | 560 | Bare Steel | 1976-01-01 | 1998-11-09 | Galvanized Steel | Safe Suction (Euro)
LITTLE WHITE HOUSE HISTORICAL SI | RT 1 BOX 10 | WARM SPRINGS | Meriwether | 990009 | 1 | [5 empty] | Closed in Ground | Propane | 0 | Bare Steel | 1986-02-26 | 2003-03-11 | Unknown
WARM SPRINGS BP | 5895 SPRING ST | WARM SPRINGS | Meriwether | 9099044 | 2 |  | 1995-04-01 |  | 1995-04-01 |  | Currently in Use | Gas (Historical Use) | 8000 | Epoxy | 1995-04-04 |  | Fiberglass Reinforced Plastic | Pressurized
Circle K 2706694 | 413 WEST MAIN ST | MANCHESTER | Meriwether | 9099006 | 2 |  | 1997-01-15 |  | 1997-01-15 |  | Removed from Ground | Gas (Historical Use) | 10000 | Galvanic (STIP-3) | 1989-01-01 | 2011-02-15 | Cathodically Protected | Pressurized
HOSEYS H & J SUPERETTE | RT 1 BOX 162A | MANCHESTER | Meriwether | 9099042 | DIESEL4 | [5 empty] | Removed from Ground | Diesel | 1000 | Bare Steel | 1982-05-01 | 1999-03-27 | Galvanized Steel | Suction (American)
SUPRA | 203 5TH AVE | MANCHESTER | Meriwether | 990068 | 2 |  | 1998-01-01 | FALSE | 1998-01-01 | FALSE | Currently in Use | Empty | 8000 | Steel-Impressed Current | 1977-05-10 |  | Steel (Impressed Current) | Pressurized
GILSONS #384 | 503 W MAIN ST | MANCHESTER | Meriwether | 990076 | 1 | Flapper Valve | 1997-09-19 |  | 1997-09-19 |  | Removed from Ground | Gas (Historical Use) | 8000 | Steel-Impressed Current | 1971-05-12 | 2013-01-24 | Fiberglass Reinforced Plastic | Safe Suction (Euro)
SRA BROTHERS CITGO | 563 TALBOTTON ST | GREENVILLE | Meriwether | 990078 | 1 | Flapper Valve | 1996-06-18 | FALSE | 1996-06-18 | FALSE | Currently in Use | Regular | 10000 | Steel-Impressed Current | 1984-05-08 |  | Steel (Impressed Current) | Pressurized
MERIWETHER COUNTY PUBLIC WORKS C | 689 COUNTY FARM RD | GREENVILLE | Meriwether | 9099052 | 2 | [5 empty] | Removed from Ground | Diesel | 10000 | Bare Steel | 1985-05-01 | 1999-02-25 | Galvanized Steel | Safe Suction (Euro)
JP GREENVILLE | 567 D S TALBOTTON ST | GREENVILLE | Meriwether | 10001947 | 3 | Ball Float | 2010-11-10 | FALSE | 2010-11-10 | FALSE | Currently in Use | Diesel | 4000 | Composite Double Walled | 2010-11-10 |  | Double-Walled Fiberglass | Pressurized
FOUR POINTS BP | ST HWY 18 & 85 W | WOODBURY | Meriwether | 990058 | 2 |  | 1998-11-01 |  | 1998-11-01 |  | Removed from Ground | Gas (Historical Use) | 1000 | Steel-Impressed Current | 1972-05-11 | 2005-09-15 | Cathodically Protected | Safe Suction (Euro)
RWSIR WAREHOUSE/MAINT BLDG | 6391 ROOSEVELT HWY | WARM SPRINGS | Meriwether | 9099022 | 72 | [5 empty] | Removed from Ground | Gas (Historical Use) | 1050 | Cathodically Protected Steel | 1971-01-01 | 2005-01-01 | Galvanized Steel | Safe Suction (Euro)
MANCHESTER BP | 2556 ROOSEVELT HWY | MANCHESTER | Meriwether | 9099064 | 4 |  | 1998-12-01 | FALSE | 1998-12-01 | FALSE | Currently in Use | Diesel Off Road | 8000 | Epoxy | 1998-12-01 |  | Fiberglass Reinforced Plastic | Pressurized
GA STATE PATROL POST 34 | GA HWY 190 SCENIC HEIGHTS | MANCHESTER | Meriwether | 990005 | 1 | [5 empty] | Removed from Ground | Gas (Historical Use) | 6000 | Cathodically Protected Steel | 1986-03-06 | 1999-02-20 | Galvanized Steel
CSX TRANSPORTATION/SEABOARD SYST | 110 DEPOT ST | MANCHESTER | Meriwether | 990082 | 1 | [5 empty] | Removed from Ground | Gas (Historical Use) | 1000 | Bare Steel | 1984-05-08 | 1993-02-26 | Bare Steel
ROBERTS GARAGE | 122 COURT SQUARE | GREENVILLE | Meriwether | 990085 | 3 | [5 empty] | Removed from Ground | Gas (Historical Use) | 550 | Marked Unknown | 1986-05-07 | 1995-06-06 | Galvanized Steel
GREENVILLE KWIK STOP | 1048 N TALBOTTON RD | GREENVILLE | Meriwether | 9099066 | 2B | Ball Float | 1999-11-06 | FALSE | 1999-11-06 | FALSE | Currently in Use | Diesel | 6000 | Fiberglass | 1999-11-05 |  | Double-Walled Flex | Pressurized
WEST 85 PACKAGE STORE | 110 WEST 85 HWY | WOODBURY | Meriwether | 9099016 | 3 | [5 empty] | Removed from Ground | Gas (Historical Use) | 500 | Bare Steel | 1974-01-01 | 1994-06-01 | Not Marked | Safe Suction (Euro)
AT&T-C | RT 2 COVE RD | WOODBURY | Meriwether | 990041 | 1 | [5 empty] | Removed from Ground | Diesel | 2000 | Bare Steel | 1975-05-08 | 1998-06-01 | Not Marked
HUB AUTO REPAIR | ST HWY 85 EAST | WOODBURY | Meriwether | 990050 | 1 | [5 empty] | Removed from Ground | Gas (Historical Use) | 550 | Bare Steel | 1982-05-09 | 1992-01-01 | Galvanized Steel
NABISCO INC | NABISCO ST | WOODBURY | Meriwether | 990056 | 2 | [5 empty] | Removed from Ground | Diesel | 2000 | Bare Steel | 1978-05-10 | 1994-01-01 | Galvanized Steel
W H REEVES LUMBER CO | 333 DROMEDARY ST | WOODBURY | Meriwether | 990087 | 3 | [5 empty] | Removed from Ground | Gas (Historical Use) | 550 | Bare Steel | 1976-05-07 | 1986-10-01 | Galvanized Steel
GA STATE PATROL POST 34 | GA HWY 190 SCENIC HEIGHTS | MANCHESTER | Meriwether | 990005 | 2 | [5 empty] | Removed from Ground | Empty | 1000 | Bare Steel | 1962-03-12 | 1999-02-20 | Galvanized Steel
LANGDALE CHEVROLET | 2850 GA HWY 85 N | MANCHESTER | Meriwether | 10000239 | 3 |  |  | FALSE |  | FALSE | Removed from Ground | Gas (Historical Use) | 2000 | Bare Steel | 1974-01-01 | 2003-03-10 | Unknown | Safe Suction (Euro)
ROBERTS GARAGE | 122 COURT SQUARE | GREENVILLE | Meriwether | 990085 | 1 | [5 empty] | Removed from Ground | Gas (Historical Use) | 1000 | Marked Unknown | 1986-05-07 | 1995-06-06 | Galvanized Steel
GREENVILLE BUS BARN | 1258 TERRELL ST | GREENVILLE | Meriwether | 9099004 | 2 | Flapper Valve | 1998-06-01 | FALSE | 1998-06-01 | FALSE | Currently in Use | Diesel | 10000 | Composite | 1998-06-01 |  | Fiberglass Reinforced Plastic | Safe Suction (Euro)
JP GREENVILLE | 567 D S TALBOTTON ST | GREENVILLE | Meriwether | 10001947 | 1 | Ball Float | 2010-11-10 | FALSE | 2010-11-10 | FALSE | Currently in Use | Regular | 12000 | Composite Double Walled | 2010-11-10 |  | Double-Walled Fiberglass | Pressurized
FOUR POINTS BP | ST HWY 18 & 85 W | WOODBURY | Meriwether | 990058 | 4 |  | 1998-11-01 |  | 1998-11-01 |  | Removed from Ground | Gas (Historical Use) | 3000 | Steel-Impressed Current | 1978-05-10 | 2005-09-15 | Cathodically Protected | Safe Suction (Euro)
VANCE SMITH CONSTRUCTION CO SHOP | DALLAS MILL RD | PINE MOUNTAIN | Meriwether | 990032 | 4 | [5 empty] | Removed from Ground | Gas (Historical Use) | 560 | Bare Steel | 1976-01-01 | 1998-11-09 | Galvanized Steel | Safe Suction (Euro)
WARM SPRINGS BP | 5895 SPRING ST | WARM SPRINGS | Meriwether | 9099044 | 3 |  | 1995-04-01 |  | 1995-04-01 |  | Currently in Use | Diesel | 4000 | Epoxy | 1995-04-04 |  | Fiberglass Reinforced Plastic | Pressurized
CROWDER GROCERY | 10 -295 SILVER STREET | WARM SPRINGS | Meriwether | 9099043 | REG | [5 empty] | Removed from Ground | Gas (Historical Use) | 560 | Bare Steel | 1998-11-01 | 1998-11-01 | Galvanized Steel | Safe Suction (Euro)
O'NEALS GROCERY SARAH O'NEAL | GEORGIA 85 | ALVATON | Meriwether | 990067 | 2 | [5 empty] | Removed from Ground | Gas (Historical Use) | 2000 | Bare Steel | 1971-05-12 | 1998-07-01 | Galvanized Steel
RWSIR | GA HAU KITCHEN BOLVER | WARM SPRINGS | Meriwether | 9099041 | 1 | [5 empty] | Removed from Ground | Diesel | 1000 | Bare Steel | 1986-04-01 | 1994-01-01 | Galvanized Steel | Safe Suction (Euro)
AT&T-C | RT 2 COVE RD | WOODBURY | Meriwether | 990041 | 2 | [5 empty] | Removed from Ground | Kerosene | 20000 | Bare Steel | 1975-05-08 | 1988-01-01 | Not Marked
C V FINDLEY | RFD 1/ST HWY 109 | WOODBURY | Meriwether | 990060 | 2 | [5 empty] | Removed from Ground | Gas (Historical Use) | 550 | Bare Steel | 1974-05-11 | 1988-01-01 | Galvanized Steel
CITY OF WARM SPRINGS |  | WARM SPRINGS | Meriwether | 990036 | 1 | [5 empty] | Removed from Ground | Gas (Historical Use) | 1000 | Not Marked/Unknown | 1966-04-28 | 1993-03-01 | Not Marked
WARDS BP/FUNDERBURK GULF | GA HWY 41 & GA HWY 85 WEST | WARM SPRINGS | Meriwether | 990063 | 1 | [5 empty] | Removed from Ground | Gas (Historical Use) | 2000 | Bare Steel | 1973-05-11 | 1994-05-12 | Galvanized Steel
WARDS BP/FUNDERBURK GULF | GA HWY 41 & GA HWY 85 WEST | WARM SPRINGS | Meriwether | 990063 | 4 |  |  | TRUE |  | TRUE | Removed from Ground | Used Oil | 550 | Bare Steel | 1973-05-11 | 1994-05-12 | Galvanized Steel
FORMER TEWS BAR-B-QUE | 2565 ROOSEVELT HIGHWAY | MANCHESTER | Meriwether | 10001360 | 1 |  |  | FALSE |  | FALSE | Removed from Ground | Gas (Historical Use) | 500 | Bare Steel | 2007-03-01 | 2007-03-01 | Bare Steel
HOLIDAY CONSTRUCTION CO | 14914 ROOSEVELT HWY | GREENVILLE | Meriwether | 990061 | 1 | [5 empty] | Removed from Ground | Gas (Historical Use) | 1000 | Bare Steel | 1976-05-10 | 1998-04-30 | Bare Steel | Suction (American)
CITY OF GREENVILLE | COURTHOUSE SQUARE-NW SIDE | GREENVILLE | Meriwether | 990051 | 2 | [5 empty] | Removed from Ground | Gas (Historical Use) | 1000 | Bare Steel | 1976-05-10 | 1998-12-14 | Galvanized Steel | Suction (American)
GREENVILLE BUS BARN | 1258 TERRELL ST | GREENVILLE | Meriwether | 9099004 | L235085 | [5 empty] | Removed from Ground | Diesel | 10000 | Composite | 1991-01-01 | 1998-06-02 | Fiberglass Reinforced Plastic
SPECIALTY BRANDS DIV BURNS PHILP | 1 PIMIENTO DR | WOODBURY | Meriwether | 9099018 | 1 | [5 empty] | Removed from Ground | Gas (Historical Use) | 1000 | Bare Steel | 1994-12-15 | 1994-12-15 | Galvanized Steel | Safe Suction (Euro)
CLOSED WOODBURY GROCERY | GA HWY 85 EAST | WOODBURY | Meriwether | 9099013 | 1 | [5 empty] | Removed from Ground | Gas (Historical Use) | 1000 | Bare Steel | 1994-03-22 | 1994-03-22 | Bare Steel | Safe Suction (Euro)
DEPARTMENT OF TRANSPROTATION #10 | GEORGIA HWY 85 W | WOODBURY | Meriwether | 990028 | 359G1 | [5 empty] | Removed from Ground | Gas (Historical Use) | 500 | Bare Steel | 1973-05-02 | 2001-07-19 | Bare Steel
VANCE SMITH CONSTRUCTION CO SHOP | DALLAS MILL RD | PINE MOUNTAIN | Meriwether | 990032 | 1 | [5 empty] | Removed from Ground | Diesel | 11780 | Bare Steel | 1976-01-01 | 1998-11-09 | Galvanized Steel | Safe Suction (Euro)
LITTLE WHITE HOUSE HISTORICAL SI | RT 1 BOX 10 | WARM SPRINGS | Meriwether | 990009 | 2 | [5 empty] | Permanently Out of Use - historical purposes | Diesel | 0 | Bare Steel | 1986-02-26 | 1899-12-31 | Unknown
BOWENS BP STATION | GEORGIA HWY 85 | GAY | Meriwether | 990074 | 2 |  | 1998-01-01 |  | 1998-01-01 |  | Removed from Ground | Gas (Historical Use) | 1000 | Steel-Impressed Current | 1971-05-12 | 1899-12-31 | Cathodically Protected | Safe Suction (Euro)
DOT PARCEL #9 | SE INT SR 41 & SR 85 @ GILBERT R | MANCHESTER | Meriwether | 9099015 | 2 | [5 empty] | Currently in Use | Used Oil | 0 | Not Marked/Unknown |  |  | Not Marked
GOODY PRODUCTS/MILLIKEN PLANT | 10 CALLAWAY ST | MANCHESTER | Meriwether | 990098 | 4 | [5 empty] | Removed from Ground | Other | 550 | Marked Unknown | 1992-10-01 | 1992-10-01 | Unknown
GOODY PRODUCTS/MILLIKEN PLANT | 10 CALLAWAY ST | MANCHESTER | Meriwether | 990098 | 5 | [5 empty] | Removed from Ground | Other | 550 | Marked Unknown | 1992-10-01 | 1992-10-01 | Unknown
LANGDALE FORD | 2728 GEORGIA HWY 85 N | MANCHESTER | Meriwether | 10000319 | 1 |  |  | FALSE |  | FALSE | Removed from Ground | Used Oil | 500 | Bare Steel | 1974-01-01 | 2003-03-11 | Bare Steel
GA FC | GA HWY 109/3 MI WEST | GREENVILLE | Meriwether | 990026 | 2 | [5 empty] | Removed from Ground | Diesel | 560 | Bare Steel | 1982-10-01 | 1993-02-23 | Galvanized Steel | Safe Suction (Euro)
GREENVILLE MINI MART | 951 N TALBOTTON ST | GREENVILLE | Meriwether | 990072 | 3 |  | 1998-01-01 | FALSE | 1998-01-01 | FALSE | Temporarily out of use | Gas (Historical Use) | 4000 | Steel-Impressed Current | 1977-05-10 |  | Fiberglass Reinforced Plastic | Pressurized
CELMENTS STOP & SHOP | RT 3 BOX 514 | GREENVILLE | Meriwether | 990081 | 4 | [5 empty] | Removed from Ground | Gas (Historical Use) | 1000 | Cathodically Protected Steel | 1990-01-01 | 1999-01-15 | Cathodically Protected | Suction (American)
FORMER FLOURNOY BP | HIGHWAY 41 N | GREENVILLE | Meriwether | 990097 | 1 | [5 empty] | Removed from Ground | Gas (Historical Use) | 6000 | Bare Steel | 1974-05-11 | 2000-03-29 | Galvanized Steel | Suction (American)
CITY OF GREENVILLE | COURTHOUSE SQUARE-NW SIDE | GREENVILLE | Meriwether | 990051 | 1 | [5 empty] | Removed from Ground | Gas (Historical Use) | 550 | Bare Steel | 1976-05-10 | 1998-12-14 | Galvanized Steel | Suction (American)
MCCOY GRADING INC | 450 CALLAWAY RD | GREENVILLE | Meriwether | 10001545 | 1B | Flapper Valve | 2008-01-10 | FALSE | 2008-01-10 | FALSE | Currently in Use | Diesel | 5000 | Composite Double Walled | 2008-01-15 |  | Double-Walled Fiberglass | Pressurized
WOODBURY BUSINESS FORMS INC | FOLK AVE | WOODBURY | Meriwether | 990054 | 1 | [5 empty] | Removed from Ground | Gas (Historical Use) | 550 | Bare Steel | 1976-05-10 | 1992-01-01 | Galvanized Steel
CROWDER GROCERY | 10 -295 SILVER STREET | WARM SPRINGS | Meriwether | 9099043 | PREMIUM | [5 empty] | Removed from Ground | Gas (Historical Use) | 560 | Bare Steel | 1998-11-01 | 1998-11-01 | Galvanized Steel | Safe Suction (Euro)
ROBERTS GARAGE | 122 COURT SQUARE | GREENVILLE | Meriwether | 990085 | 4 | [5 empty] | Removed from Ground | Gas (Historical Use) | 550 | Marked Unknown | 1986-05-07 | 1995-06-06 | Galvanized Steel
PENNYS MINI MART | ST HWY 41 | GREENVILLE | Meriwether | 990046 | 1 | [5 empty] | Permanently Out Of Use | Diesel | 3000 | Bare Steel | 1985-05-08 | 2001-01-01 | Galvanized Steel
MEDICAL HEALTH SERVICES | 756 WOODBURY HWY | GREENVILLE | Meriwether | 9099060 | 1 | [5 empty] | Removed from Ground | Gas (Historical Use) | 0 | Not Marked/Unknown | 1999-02-01 | 1999-02-01 | Not Marked
GREENVILLE BUS BARN | 1258 TERRELL ST | GREENVILLE | Meriwether | 9099004 | 3 |  | 1998-06-01 | FALSE | 1998-06-01 | FALSE | Currently in Use | Regular | 6000 | Composite | 1998-06-01 |  | Fiberglass Reinforced Plastic | Safe Suction (Euro)
RANA PETROLEUM INC D/B/A RANAS EXPRESS | 12340 WHITEHOUSE PKWY | WOODBURY | Meriwether | 9099008 | 5 | Flapper Valve | 1995-04-28 | FALSE | 1995-04-28 | FALSE | Currently in Use | Diesel | 2000 | Galvanic (STIP-3) | 1990-01-01 |  | Galvanized Steel | Pressurized
RANA PETROLEUM INC D/B/A RANAS EXPRESS | 12340 WHITEHOUSE PKWY | WOODBURY | Meriwether | 9099008 | 4 | Flapper Valve | 1995-04-28 | FALSE | 1995-04-28 | FALSE | Currently in Use | Diesel | 1000 | Galvanic (STIP-3) | 1990-01-01 |  | Galvanized Steel | Pressurized
GS Stop | 18608 MAIN ST | WOODBURY | Meriwether | 9099045 | 5 | Flapper Valve | 1998-09-01 | FALSE | 1998-09-01 | FALSE | Temporarily out of use | Kerosene | 1000 | Steel-Impressed Current | 1987-01-01 |  | Steel (Impressed Current) | Suction (American)
GS Stop | 18608 MAIN ST | WOODBURY | Meriwether | 9099045 | 4 | Flapper Valve | 1998-09-01 | FALSE | 1998-09-01 | FALSE | Currently in Use | Diesel | 3000 | Steel-Impressed Current | 1987-01-01 |  | Steel (Impressed Current) | Suction (American)
FOUR POINTS BP | ST HWY 18 & 85 W | WOODBURY | Meriwether | 990058 | 1 |  | 1998-11-01 |  | 1998-11-01 |  | Removed from Ground | Gas (Historical Use) | 1000 | Steel-Impressed Current | 1972-05-11 | 2005-09-15 | Cathodically Protected | Safe Suction (Euro)
W H REEVES LUMBER CO | 333 DROMEDARY ST | WOODBURY | Meriwether | 990087 | 2 | [5 empty] | Removed from Ground | Gas (Historical Use) | 1000 | Bare Steel | 1982-05-06 | 1986-10-01 | Galvanized Steel
WARM SPRINGS NATIONAL FISH HATCH | RT 1 BOX 105 | WARM SPRINGS | Meriwether | 990091 | 3 | [5 empty] | Removed from Ground | Gas (Historical Use) | 560 | Bare Steel | 1980-05-03 | 1991-07-01 | Galvanized Steel
BROWNS COUNTRY STORE | HWY 85 WEST | WOODBURY | Meriwether | 990031 | 3 | [5 empty] | Removed from Ground | Diesel | 560 | Bare Steel | 1966-01-01 | 1988-02-01 | Unknown
WARM SPRINGS NATIONAL FISH HATCH | RT 1 BOX 105 | WARM SPRINGS | Meriwether | 990091 | 2 | [5 empty] | Removed from Ground | Diesel | 560 | Bare Steel | 1980-05-03 | 1992-10-23 | Galvanized Steel
WARDS BP/FUNDERBURK GULF | GA HWY 41 & GA HWY 85 WEST | WARM SPRINGS | Meriwether | 990063 | 3 | [5 empty] | Removed from Ground | Gas (Historical Use) | 3000 | Bare Steel | 1973-05-11 | 1994-05-12 | Galvanized Steel
FIRE HOUSE | PINE RD | WARM SPRINGS | Meriwether | 9099011 | 3 |  |  |  | 2001-08-09 |  | Removed from Ground | Diesel | 1050 | Cathodically Protected Steel | 1985-01-01 | 2005-01-01 | Galvanized Steel | Safe Suction (Euro)
FORMER FLOURNOY BP | HIGHWAY 41 N | GREENVILLE | Meriwether | 990097 | 2 | [5 empty] | Removed from Ground | Gas (Historical Use) | 6000 | Bare Steel | 1974-05-11 | 2000-03-29 | Galvanized Steel | Suction (American)
SPECIALTY BRANDS DIV BURNS PHILP | 1 PIMIENTO DR | WOODBURY | Meriwether | 9099018 | 2 | [5 empty] | Removed from Ground | Gas (Historical Use) | 2000 | Bare Steel | 1994-12-15 | 1994-12-15 | Galvanized Steel | Safe Suction (Euro)
DALESMOOR PLANTATION | RT 1 | WOODBURY | Meriwether | 9099017 | 1 | [5 empty] | Closed in Ground | Diesel | 560 | Bare Steel | 1993-12-15 | 1993-12-15 | Galvanized Steel
CITY OF WOODBURY | PO BOX 267 | WOODBURY | Meriwether | 990052 | 2 | [5 empty] | Removed from Ground | Diesel | 287 | Bare Steel | 1978-05-10 | 1997-07-30 | Galvanized Steel | Suction (American)
SKYLAND VENTURES LLC | 10966 MILLARDEN RD | WOODBURY | Meriwether | 990069 | 4 | Flapper Valve | 1996-06-26 | FALSE | 1996-06-26 | FALSE | Currently in Use | Diesel | 4000 | Steel-Impressed Current | 1981-05-05 |  | Steel (Impressed Current) | Safe Suction (Euro)
WOODBURY CHEVRON | 12341 WHITEHOUSE PKWY | WOODBURY | Meriwether | 990077 | 3 | Flapper Valve | 1998-05-01 | FALSE | 1998-05-01 | FALSE | Currently in Use | Diesel | 6000 | Steel-Impressed Current | 1982-05-09 |  | Fiberglass Reinforced Plastic | Pressurized
WOODBURY ELEMENTARY SCHOOL | 125 COVE RD | WOODBURY | Meriwether | 990017 | 3 | [5 empty] | Removed from Ground | Gas (Historical Use) | 6048 | Bare Steel | 1968-01-19 | 1998-05-01 | Galvanized Steel
WOODBURY HIGH SCHOOL |  | WOODBURY | Meriwether | 990018 | 1 | [5 empty] | Removed from Ground | Propane | 1000 | Bare Steel | 1951-01-23 | 1899-12-31 | Galvanized Steel
NABISCO INC | NABISCO ST | WOODBURY | Meriwether | 990056 | 1 | [5 empty] | Removed from Ground | Gas (Historical Use) | 1000 | Bare Steel | 1978-05-10 | 1994-01-01 | Galvanized Steel
WOODBURY CHEVRON | 12341 WHITEHOUSE PKWY | WOODBURY | Meriwether | 990077 | 2 | Flapper Valve | 1998-05-01 | FALSE | 1998-05-01 | FALSE | Currently in Use | Plus | 6000 | Steel-Impressed Current | 1982-05-09 |  | Fiberglass Reinforced Plastic | Pressurized
VILS UNIT/TRANSPORTATION | QUONSET HUT | WARM SPRINGS | Meriwether | 9099038 | 71 | [5 empty] | Removed from Ground | Gas (Historical Use) | 1050 | Cathodically Protected Steel | 1971-01-01 | 2005-01-01 | Galvanized Steel | Safe Suction (Euro)
GEORGIA BAPTIST HOSPITAL - MERIW | 5995 SPRING STREET | WARM SPRINGS | Meriwether | 9099061 | 2 | [5 empty] | Removed from Ground | Diesel | 500 | Not Marked/Unknown | 1998-08-25 | 1998-08-25 | Not Marked
BOWENS BP STATION | GEORGIA HWY 85 | GAY | Meriwether | 990074 | 3 |  | 1998-01-01 |  | 1998-01-01 |  | Removed from Ground | Gas (Historical Use) | 2000 | Steel-Impressed Current | 1998-01-01 | 1899-12-31 | Cathodically Protected | Safe Suction (Euro)
DOT #10391 | GA HWY 18 EAST/GASTON ST | GREENVILLE | Meriwether | 990029 | 10391-1 | [5 empty] | Removed from Ground | Gas (Historical Use) | 1000 | Bare Steel | 1972-05-02 | 1999-02-22 | Galvanized Steel
MERIWETHER CO EMS | 59 HILL HAVEN RD | GREENVILLE | Meriwether | 990057 | 1 | [5 empty] | Removed from Ground | Gas (Historical Use) | 1000 | Bare Steel | 1976-05-10 | 1999-02-01 | Galvanized Steel | Suction (American)
CLOSED WOODBURY GROCERY | GA HWY 85 EAST | WOODBURY | Meriwether | 9099013 | 3 | [5 empty] | Removed from Ground | Diesel | 1000 | Bare Steel | 1994-03-22 | 1994-03-22 | Bare Steel | Safe Suction (Euro)
WOODBURY CHEVRON | 12341 WHITEHOUSE PKWY | WOODBURY | Meriwether | 990077 | 1B | Flapper Valve | 1998-05-01 | FALSE | 1998-05-01 | FALSE | Currently in Use | Regular | 6000 | Steel-Impressed Current | 1982-05-09 |  | Fiberglass Reinforced Plastic | Pressurized
LITTLE WHITE HOUSE HISTORICAL SI | RT 1 BOX 10 | WARM SPRINGS | Meriwether | 990009 | 4 | [5 empty] | Permanently Out of Use - historical purposes | Propane | 0 | Bare Steel | 1986-02-26 | 1899-12-31 | Unknown
WARM SPRINGS GROCERY | ST HWY 41 & 85 WEST/NW SIDE | WARM SPRINGS | Meriwether | 990064 | 2 | [5 empty] | Removed from Ground | Gas (Historical Use) | 550 | Bare Steel | 1968-05-12 | 1995-06-25 | Galvanized Steel
Hunters Corner II | 18638 HWY 85 | GAY | Meriwether | 10001538 | 2B | Flapper Valve | 2005-01-01 | FALSE | 2005-01-01 | FALSE | Currently in Use | Diesel | 2000 | Fiberglass | 2005-01-01 |  | Fiberglass Reinforced Plastic | Safe Suction (Euro)
MANCHESTER PUBLIC WORKS DEPT | 420 MAGNOLIA LANE | MANCHESTER | Meriwether | 990083 | 89 |  |  | FALSE |  | FALSE | Removed from Ground | Gas (Historical Use) | 3000 |  | 1979-01-01 | 1997-11-07 |  | Suction (American)
GA PACIFIC | HWY 18 | DURAND | Meriwether | 9000694 | 3 | [5 empty] | Removed from Ground | Gas (Historical Use) | 10000 | Bare Steel | 1975-02-27 | 1899-12-31 | Galvanized Steel
GA PACIFIC WARM SPRINGS TIMBER | HWY 18 | DURAND | Meriwether | 990007 | 3 | [5 empty] | Removed from Ground | Diesel | 500 | Bare Steel | 1978-03-06 | 1899-12-31 | Galvanized Steel
GREENVILLE KWIK STOP | 1048 N TALBOTTON RD | GREENVILLE | Meriwether | 9099066 | 2A | Ball Float | 1999-11-06 | FALSE | 1999-11-06 | FALSE | Currently in Use | Gas (Historical Use) | 6000 | Fiberglass | 1999-11-05 |  | Double-Walled Flex | Pressurized
MERIWETHER COUNTY DETENTION CENT | 17400 ROOSEVELT HWY | GREENVILLE | Meriwether | 9099053 | 1 | [5 empty] | Removed from Ground | Gas (Historical Use) | 6000 | Bare Steel | 1999-02-01 | 1999-02-01 | Galvanized Steel | Safe Suction (Euro)
MERIWETHER COUNTY EMS | HWY 41 @ MERIWETHER MEMORIAL HOS | WARM SPRINGS | Meriwether | 9099040 | 1 | [5 empty] | Removed from Ground | Diesel | 1000 | Bare Steel | 1987-07-08 | 1999-02-01 | Galvanized Steel | Suction (American)
MIRACLE MART | 18717 HWY 85 | GAY | Meriwether | 9099057 | 1 | Flapper Valve | 1998-07-16 |  | 1998-07-16 |  | Currently in Use | Gas (Historical Use) | 6000 | Steel-Impressed Current | 1985-05-01 |  | Steel (Impressed Current) | Pressurized
MEAD SOUTHERN WOOD PRODUCTS | RT 27A | GREENVILLE | Meriwether | 9099009 | 1 | [5 empty] | Removed from Ground | Diesel | 10000 | Bare Steel | 1975-01-01 | 1992-08-27 | Bare Steel | Safe Suction (Euro)
AMERICAN EXCELSIOR CO | ST HWY 85 EAST | WOODBURY | Meriwether | 990053 | 1 | [5 empty] | Removed from Ground | Gas (Historical Use) | 550 | Bare Steel | 1981-05-09 | 1996-06-01 | Galvanized Steel | Suction (American)
MERIWETHER FUELS LLC | 331 PIMENTO DR | WOODBURY | Meriwether | 990096 | 1 | Flapper Valve | 1994-01-01 | FALSE | 1998-12-01 | FALSE | Currently in Use | Diesel On Road | 6000 | Steel-Impressed Current | 1969-05-20 |  | Steel (Impressed Current) | Suction (American)
BROWNS COUNTRY STORE | HWY 85 WEST | WOODBURY | Meriwether | 990031 | 2 | [5 empty] | Removed from Ground | Gas (Historical Use) | 560 | Bare Steel | 1966-01-01 | 1988-02-01 | Unknown
CHAPMANS SHELL SERVICE STATION | 3841 WHITE HOUSE PKWY | WARM SPRINGS | Meriwether | 990071 | 3 |  | 1998-01-01 |  | 1998-01-01 |  | Removed from Ground | Gas (Historical Use) | 3000 | Steel-Impressed Current | 1986-05-08 | 2009-04-21 | Cathodically Protected | Safe Suction (Euro)
GEORGIA BAPTIST HOSPITAL - MERIW | 5995 SPRING STREET | WARM SPRINGS | Meriwether | 9099061 | 3 | [5 empty] | Removed from Ground | Diesel | 5000 | Not Marked/Unknown | 1998-08-25 | 1998-08-25 | Not Marked
CALDWELL GULF SERVICE | ST HWY 85 | ALVATON | Meriwether | 990048 | 4 |  |  | TRUE |  | TRUE | Removed from Ground | Used Oil | 550 | Bare Steel | 1972-05-11 | 1987-01-01 | Galvanized Steel
DEPARTMENT OF TRANSPROTATION #10 | GEORGIA HWY 85 W | WOODBURY | Meriwether | 990028 | 359G2 | [5 empty] | Removed from Ground | Gas (Historical Use) | 1000 | Bare Steel | 1972-05-02 | 2001-07-19 | Bare Steel
VANCE SMITH CONSTRUCTION CO SHOP | DALLAS MILL RD | PINE MOUNTAIN | Meriwether | 990032 | 2 | [5 empty] | Removed from Ground | Gas (Historical Use) | 1000 | Bare Steel | 1976-01-01 | 1998-11-09 | Galvanized Steel | Safe Suction (Euro)
CHAPMANS SHELL SERVICE STATION | 3841 WHITE HOUSE PKWY | WARM SPRINGS | Meriwether | 990071 | 2 |  | 1998-01-01 |  | 1998-01-01 |  | Removed from Ground | Gas (Historical Use) | 3000 | Steel-Impressed Current | 1986-05-08 | 2009-04-21 | Cathodically Protected | Safe Suction (Euro)
WARM SPRINGS BP | 5895 SPRING ST | WARM SPRINGS | Meriwether | 9099044 | 1 |  | 1995-04-01 |  | 1995-04-01 |  | Currently in Use | Gas (Historical Use) | 12000 | Epoxy | 1995-04-04 |  | Fiberglass Reinforced Plastic | Pressurized
CROWDER GROCERY | 10 -295 SILVER STREET | WARM SPRINGS | Meriwether | 9099043 | PLUS | [5 empty] | Removed from Ground | Gas (Historical Use) | 1000 | Bare Steel | 1998-11-01 | 1998-11-01 | Galvanized Steel | Safe Suction (Euro)
BOWENS BP STATION | GEORGIA HWY 85 | GAY | Meriwether | 990074 | 4 |  | 1998-01-01 |  | 1998-01-01 |  | Removed from Ground | Diesel | 1000 | Steel-Impressed Current | 1998-01-01 | 1899-12-31 | Cathodically Protected | Safe Suction (Euro)
WARM SPRINGS BP | 5895 SPRING ST | WARM SPRINGS | Meriwether | 9099044 | 4 |  | 1995-04-01 |  | 1995-04-01 |  | Currently in Use | Kerosene | 2000 | Epoxy | 1995-04-04 |  | Fiberglass Reinforced Plastic | Pressurized
QUONSET HUT | ELM RD | WARM SPRINGS | Meriwether | 9099024 | 71 | [5 empty] | Removed from Ground | Diesel | 500 | Bare Steel | 1956-01-01 | 1991-01-01 | Bare Steel
WARM SPRINGS CONVENIENCE STORE | 6044 HWY 41 | WARM SPRINGS | Meriwether | 9099065 | 1 |  | 1999-02-15 |  | 1999-02-15 |  | Removed from Ground | Gas (Historical Use) | 10000 | Cathodically Protected Steel | 1999-04-01 | 1899-12-31 | Cathodically Protected | Suction (American)
HENRY E CLARK | RFD 1/ST HWY 85 | GAY | Meriwether | 990059 | 2 | [5 empty] | Removed from Ground | Gas (Historical Use) | 550 | Bare Steel | 1974-05-11 | 1988-01-01 | Galvanized Steel
BOWENS BP STATION | GEORGIA HWY 85 | GAY | Meriwether | 990074 | 1 |  | 1998-01-01 |  | 1998-01-01 |  | Removed from Ground | Gas (Historical Use) | 2000 | Steel-Impressed Current | 1971-05-12 | 1899-12-31 | Cathodically Protected | Safe Suction (Euro)
WARM SPRINGS CONVENIENCE STORE | 6044 HWY 41 | WARM SPRINGS | Meriwether | 9099065 | 2 |  | 1999-02-15 |  | 1999-02-15 |  | Removed from Ground | Gas (Historical Use) | 10000 | Cathodically Protected Steel | 1999-04-01 | 1899-12-31 | Cathodically Protected | Suction (American)
CALDWELL GULF SERVICE | ST HWY 85 | ALVATON | Meriwether | 990048 | 3 | [5 empty] | Removed from Ground | Gas (Historical Use) | 1000 | Bare Steel | 1972-05-11 | 1987-01-01 | Galvanized Steel
HENRY E CLARK | RFD 1/ST HWY 85 | GAY | Meriwether | 990059 | 1 | [5 empty] | Removed from Ground | Gas (Historical Use) | 550 | Bare Steel | 1974-05-11 | 1988-01-01 | Galvanized Steel
MIRACLE MART | 18717 HWY 85 | GAY | Meriwether | 9099057 | 4 | [5 empty] | Removed from Ground | Diesel | 1000 | Not Marked/Unknown | 1998-07-22 | 1998-07-22 | Not Marked
MIRACLE MART | 18717 HWY 85 | GAY | Meriwether | 9099057 | 5 | [5 empty] | Removed from Ground | Diesel | 1000 | Not Marked/Unknown | 1998-07-22 | 1998-07-22 | Not Marked
WEST 85 PACKAGE STORE | 110 WEST 85 HWY | WOODBURY | Meriwether | 9099016 | 2 | [5 empty] | Removed from Ground | Gas (Historical Use) | 500 | Bare Steel | 1974-01-01 | 1994-06-01 | Not Marked | Safe Suction (Euro)
WOODBURY BUSINESS FORMS INC | FOLK AVE | WOODBURY | Meriwether | 990054 | 2 | [5 empty] | Removed from Ground | Diesel | 1000 | Bare Steel | 1984-05-08 | 1992-01-01 | Galvanized Steel
SKYLAND VENTURES LLC | 10966 MILLARDEN RD | WOODBURY | Meriwether | 990069 | 1 | Flapper Valve | 1996-06-26 | FALSE | 1996-06-26 | FALSE | Currently in Use | Regular | 6000 | Steel-Impressed Current | 1981-05-05 |  | Steel (Impressed Current) | Safe Suction (Euro)
WOODBURY CHEVRON | 12341 WHITEHOUSE PKWY | WOODBURY | Meriwether | 990077 | 1A | Flapper Valve | 1998-05-01 | FALSE | 1998-05-01 | FALSE | Currently in Use | Premium | 6000 | Steel-Impressed Current | 1982-05-09 |  | Fiberglass Reinforced Plastic | Pressurized
WOODBURY HIGH SCHOOL |  | WOODBURY | Meriwether | 990018 | 2 | [5 empty] | Removed from Ground | Other | 1000 | Bare Steel | 1951-01-23 | 1899-12-31 | Galvanized Steel
WARM SPRINGS GROCERY | ST HWY 41 & 85 WEST/NW SIDE | WARM SPRINGS | Meriwether | 990064 | 1 | [5 empty] | Removed from Ground | Gas (Historical Use) | 550 | Bare Steel | 1968-05-12 | 1995-06-25 | Galvanized Steel
GEORGIA BAPTIST HOSPITAL - MERIW | 5995 SPRING STREET | WARM SPRINGS | Meriwether | 9099061 | 1 | [5 empty] | Removed from Ground | Diesel | 5500 | Not Marked/Unknown | 1998-08-25 | 1998-08-25 | Not Marked
CROOK'S GROCERY | RT 1 BOX 820 | GAY | Meriwether | 9099049 | PREM-2000 | [5 empty] | Removed from Ground | Gas (Historical Use) | 0 | Bare Steel | 1976-01-01 | 2005-03-11 | Galvanized Steel | Safe Suction (Euro)
CALDWELL GULF SERVICE | ST HWY 85 | ALVATON | Meriwether | 990048 | 2 | [5 empty] | Removed from Ground | Gas (Historical Use) | 1000 | Bare Steel | 1972-05-11 | 1987-01-01 | Galvanized Steel
MIRACLE MART | 18717 HWY 85 | GAY | Meriwether | 9099057 | 3 | Flapper Valve | 1998-07-16 |  | 1998-07-16 |  | Currently in Use | Diesel | 6000 | Steel-Impressed Current | 1985-05-01 |  | Steel (Impressed Current) | Pressurized
CROOK'S GROCERY | RT 1 BOX 820 | GAY | Meriwether | 9099049 | UL-2000 | [5 empty] | Removed from Ground | Gas (Historical Use) | 0 | Bare Steel | 1976-01-01 | 2005-03-11 | Galvanized Steel | Safe Suction (Euro)
Hunters Corner II | 18638 HWY 85 | GAY | Meriwether | 10001538 | 1B | Ball Float | 2005-01-01 | FALSE | 2005-01-01 | FALSE | Currently in Use | Premium | 3000 | Fiberglass | 2005-01-01 |  | Fiberglass Reinforced Plastic | Pressurized
O'NEALS GROCERY SARAH O'NEAL | GEORGIA 85 | ALVATON | Meriwether | 990067 | 3 | [5 empty] | Removed from Ground | Gas (Historical Use) | 3000 | Bare Steel | 1971-05-12 | 1998-07-01 | Galvanized Steel
WARDS BP/FUNDERBURK GULF | GA HWY 41 & GA HWY 85 WEST | WARM SPRINGS | Meriwether | 990063 | 2 | [5 empty] | Removed from Ground | Gas (Historical Use) | 2000 | Bare Steel | 1973-05-11 | 1994-05-12 | Galvanized Steel
FIRE HOUSE | PINE RD | WARM SPRINGS | Meriwether | 9099020 | 76 | [5 empty] | Removed from Ground | Diesel | 500 | Bare Steel | 1981-01-01 | 2005-01-01 | Galvanized Steel | Suction (American)
MED UNIT GENERATOR | 6135 ROOSEVELT HWY | WARM SPRINGS | Meriwether | 9099021 | 74 | [5 empty] | Removed from Ground | Diesel | 1000 | Cathodically Protected Steel | 1956-01-01 | 1999-02-24 | Galvanized Steel | Suction (American)
WARM SPRINGS CONVENIENCE STORE | 6044 HWY 41 | WARM SPRINGS | Meriwether | 9099065 | 3 |  | 1999-02-15 |  | 1999-02-15 |  | Removed from Ground | Gas (Historical Use) | 10000 | Cathodically Protected Steel | 1999-04-01 | 1899-12-31 | Cathodically Protected | Suction (American)
CALDWELL GULF SERVICE | ST HWY 85 | ALVATON | Meriwether | 990048 | 1 | [5 empty] | Removed from Ground | Gas (Historical Use) | 1000 | Bare Steel | 1972-05-11 | 1987-01-01 | Galvanized Steel
WARM SPRINGS CITY BARN | HOTEL ST | WARM SPRINGS | Meriwether | 7099001 | 1 | [5 empty] | Removed from Ground | Empty | 1000 | Not Marked/Unknown | 1993-03-01 | 1993-03-01 | Not Marked
MERIWETHER CO EMS | 59 HILL HAVEN RD | GREENVILLE | Meriwether | 990057 | 2 | [5 empty] | Removed from Ground | Diesel | 1000 | Bare Steel | 1985-05-08 | 1999-02-01 | Galvanized Steel | Suction (American)
WEST 85 PACKAGE STORE | 110 WEST 85 HWY | WOODBURY | Meriwether | 9099016 | 1 | [5 empty] | Removed from Ground | Gas (Historical Use) | 1000 | Bare Steel | 1974-01-01 | 1994-06-01 | Not Marked | Safe Suction (Euro)
SKYLAND VENTURES LLC | 10966 MILLARDEN RD | WOODBURY | Meriwether | 990069 | 2 | Flapper Valve | 1996-06-26 | FALSE | 1996-06-26 | FALSE | Currently in Use | Plus | 5000 | Steel-Impressed Current | 1981-05-05 |  | Steel (Impressed Current) | Safe Suction (Euro)
WARM SPRINGS NATIONAL FISH HATCH | RT 1 BOX 105 | WARM SPRINGS | Meriwether | 990091 | 1 | [5 empty] | Removed from Ground | Empty | 560 | Bare Steel | 1956-05-09 | 1992-12-23 | Unknown
MED UNIT GENERATOR | 6135 ROOSEVELT HWY | WARM SPRINGS | Meriwether | 9099021 | 2 | Flapper Valve | 1999-03-02 | FALSE | 1999-03-02 | FALSE | Temporarily out of use | Diesel | 1000 | Fiberglass Double Walled | 1999-03-02 |  | Fiberglass Reinforced Plastic | Safe Suction (Euro)
MIRACLE MART | 18717 HWY 85 | GAY | Meriwether | 9099057 | 2 | Flapper Valve | 1998-07-16 |  | 1998-07-16 |  | Currently in Use | Gas (Historical Use) | 6000 | Steel-Impressed Current | 1985-05-01 |  | Steel (Impressed Current) | Pressurized
FORMER FLOURNOY BP | HIGHWAY 41 N | GREENVILLE | Meriwether | 990097 | 4 | [5 empty] | Removed from Ground | Diesel | 3000 | Marked Unknown | 2000-03-29 | 2000-03-29 | Unknown
FARM-GARRETT FARM | 9059 NEWNAN STREET | GREENVILLE | Meriwether | 990039 | 1 | [5 empty] | Permanently Out of Use - historical purposes | Gas (Historical Use) | 560 | Marked Unknown | 1986-04-23 | 1899-12-31 | Galvanized Steel
GREENVILLE KWIK STOP | 1048 N TALBOTTON RD | GREENVILLE | Meriwether | 9099066 | 1B | Ball Float | 1999-11-06 | FALSE | 1999-11-06 | FALSE | Currently in Use | Diesel | 8000 | Fiberglass | 1999-11-05 |  | Double-Walled Flex | Pressurized
SKYLAND VENTURES LLC | 10966 MILLARDEN RD | WOODBURY | Meriwether | 990069 | 3 | Flapper Valve | 1996-06-26 | FALSE | 1996-06-26 | FALSE | Currently in Use | Premium | 5000 | Steel-Impressed Current | 1981-05-05 |  | Steel (Impressed Current) | Safe Suction (Euro)
LITTLE WHITE HOUSE HISTORICAL SI | RT 1 BOX 10 | WARM SPRINGS | Meriwether | 990009 | 3 | [5 empty] | Permanently Out of Use - historical purposes | Propane | 0 | Bare Steel | 1986-02-26 | 1899-12-31 | Unknown
GEORGIA BAPTIST HOSPITAL - MERIW | 5995 SPRING STREET | WARM SPRINGS | Meriwether | 9099061 | 4 | [5 empty] | Removed from Ground | Gas (Historical Use) | 280 | Not Marked/Unknown | 1998-08-25 | 1998-08-25 | Not Marked
O'NEALS GROCERY SARAH O'NEAL | GEORGIA 85 | ALVATON | Meriwether | 990067 | 1 | [5 empty] | Removed from Ground | Gas (Historical Use) | 4000 | Bare Steel | 1986-05-08 | 1998-07-01 | Galvanized Steel
O'NEALS GROCERY SARAH O'NEAL | GEORGIA 85 | ALVATON | Meriwether | 990067 | 4 | [5 empty] | Removed from Ground | Kerosene | 560 | Bare Steel | 1971-05-12 | 1998-07-01 | Galvanized Steel
THE COUNTRY STORE | 7359 FORREST RD | HOGANSVILLE | Meriwether | 10002433 | 1 |  |  | FALSE |  | FALSE | Removed from Ground | Gas (Historical Use) | 1000 | Bare Steel |  | 1899-12-31 | Bare Steel
THE COUNTRY STORE | 7359 FORREST RD | HOGANSVILLE | Meriwether | 10002433 | 2 |  |  | FALSE |  | FALSE | Removed from Ground | Gas (Historical Use) | 500 | Bare Steel |  | 1899-12-31 | Bare Steel
THE COUNTRY STORE | 7359 FORREST RD | HOGANSVILLE | Meriwether | 10002433 | 3 |  |  | FALSE |  | FALSE | Removed from Ground | Gas (Historical Use) | 287 | Bare Steel |  | 1899-12-31 | Bare Steel
MANCHESTER HIGH SCHOOL | 405 FIFTH AVE | MANCHESTER | Meriwether | 9099005 | 1 | [5 empty] | Removed from Ground | Gas (Historical Use) | 500 | Bare Steel | 1960-01-01 | 1961-01-01 | Bare Steel | Suction (American)
HIGHWAY 85 QUICK STOP | 24610 HWY 85 | GAY | Meriwether | 10003354 | 3 | Flapper Valve | 2023-06-22 | FALSE | 2023-03-28 | FALSE | Currently in Use | E-0 | 4000 | Composite Double Walled | 2023-03-15 |  | Double-Walled Fiberglass | Pressurized
HIGHWAY 85 QUICK STOP | 24610 HWY 85 | GAY | Meriwether | 10003354 | 1 | Flapper Valve | 2023-06-22 | FALSE | 2023-03-28 | FALSE | Currently in Use | Regular | 10000 | Composite Double Walled | 2023-03-15 |  | Double-Walled Fiberglass | Pressurized
HIGHWAY 85 QUICK STOP | 24610 HWY 85 | GAY | Meriwether | 10003354 | 4 | Flapper Valve | 2023-06-22 | FALSE | 2023-03-28 | FALSE | Currently in Use | Diesel On Road | 4000 | Composite Double Walled | 2023-03-15 |  | Double-Walled Fiberglass | Pressurized
HIGHWAY 85 QUICK STOP | 24610 HWY 85 | GAY | Meriwether | 10003354 | 2 | Flapper Valve | 2023-06-22 | FALSE | 2023-03-28 | FALSE | Currently in Use | Premium | 4000 | Composite Double Walled | 2023-03-15 |  | Double-Walled Fiberglass | Pressurized
ANKIT PATEL | 6044 SPRING ST | WARM SPRINGS | Meriwether | 10002703 | 2 | Ball Float | 2017-03-01 | FALSE | 2017-03-01 | FALSE | Currently in Use | Premium | 4000 | Tank Jacket | 2017-03-01 |  | Double-Walled Fiberglass
ANKIT PATEL | 6044 SPRING ST | WARM SPRINGS | Meriwether | 10002703 | 1 | Ball Float | 2017-03-01 | FALSE | 2017-03-01 | FALSE | Currently in Use | Regular | 12000 | Tank Jacket | 2017-03-01 |  | Double-Walled Fiberglass
ANKIT PATEL | 6044 SPRING ST | WARM SPRINGS | Meriwether | 10002703 | 3 | Ball Float | 2017-03-01 | FALSE | 2017-03-01 | FALSE | Currently in Use | Diesel | 4000 | Tank Jacket | 2017-03-01 |  | Double-Walled Fiberglass
WILEY'S CORNER | 2543 HWY 91 NORTH | COLQUITT | Miller | 9100021 | 1 | [5 empty] | Removed from Ground | Gas (Historical Use) | 2000 | Bare Steel | 1986-09-01 | 1998-10-30 | Galvanized Steel | Suction (American)
JONES LONG FARMS | SE INTER US HWY 27 & SR 91 | COLQUITT | Miller | 9100011 | 3 | [5 empty] | Removed from Ground | Other | 0 | Not Marked/Unknown | 1995-05-11 | 1995-05-11 | Unknown
JOY TULLY | 1 ST STREET | COLQUITT | Miller | 1000012 | 6 | [5 empty] | Temporarily out of use | Empty | 1040 | Bare Steel | 1936-04-06 |  | Bare Steel
MAIN STREET SERVICE CENTER INC | 169 E MAIN ST | COLQUITT | Miller | 1000013 | 1 | [5 empty] | Removed from Ground | Other | 1000 | Bare Steel | 1966-04-28 | 1998-11-28 | Unknown | Suction (American)
GA DOT #10432/MILLER CO MAINT HQ | 515 NORTH FIRST ST | COLQUITT | Miller | 1000011 | 10432-1 | [5 empty] | Removed from Ground | Gas (Historical Use) | 1000 | Bare Steel | 1971-05-03 | 1990-04-01 | Galvanized Steel
GA DOT #10432/MILLER CO MAINT HQ | 515 NORTH FIRST ST | COLQUITT | Miller | 1000011 | 432G1 |  | 1988-10-25 |  | 1988-10-25 |  | Removed from Ground | Gas (Historical Use) | 1010 | Cathodically Protected Steel | 1988-10-19 | 2005-05-16 | Galvanized Steel | Suction (American)
COLQUITT FORD INC | 228 CRAWFORD ST | COLQUITT | Miller | 1000005 | 2 | [5 empty] | Removed from Ground | Gas (Historical Use) | 6000 | Composite | 1946-03-22 | 1899-12-31 | Galvanized Steel
FARMERS FERT & MILLING CO INC | HWY 91 E PO BOX 265 | COLQUITT | Miller | 1000021 | 3 | [5 empty] | Closed in Ground | Diesel | 8000 | Bare Steel | 1969-01-05 | 1986-01-01 | Bare Steel
MILLER COUNTY SCHOOL BUS SHOP | 304 DANCER ST | COLQUITT | Miller | 1000014 | 3 | [5 empty] | Removed from Ground | Gas (Historical Use) | 1000 | Bare Steel | 1964-01-01 | 1998-12-18 | Unknown
TRIPLE T OIL CO DBA JE SHARBER OIL CO | 565 E MAIN ST | COLQUITT | Miller | 9100016 | 4 | Overfill Alarm | 2010-10-26 | FALSE | 2010-10-26 | FALSE | Currently in Use | E-10 | 8000 | Galvanic (STIP-3) | 1995-11-27 |  | Fiberglass Reinforced Plastic | Pressurized
WILLIAM LEE PROPERTY | DAVID NEWTON RD/LAND LOT 212 | COLQUITT | Miller | 9100002 | 1 | [5 empty] | Permanently Out of Use - historical purposes | Gas (Historical Use) | 500 | Marked Unknown |  | 1899-12-31 | Unknown
MAIN STREET SERVICE CENTER INC | 169 E MAIN ST | COLQUITT | Miller | 1000013 | 4 | [5 empty] | Removed from Ground | Other | 3000 | Bare Steel | 1966-04-28 | 1998-11-28 | Unknown | Suction (American)
GA DOT #10432/MILLER CO MAINT HQ | 515 NORTH FIRST ST | COLQUITT | Miller | 1000011 | 432D1 |  | 1988-10-25 |  | 1988-10-25 |  | Removed from Ground | Diesel | 980 | Cathodically Protected Steel | 1988-10-19 | 2005-05-16 | Galvanized Steel | Suction (American)
CITY OF COLQUITT | 154 E COLLEGE | COLQUITT | Miller | 1000003 | 1 | [5 empty] | Removed from Ground | Gas (Historical Use) | 4000 | Bare Steel | 1980-03-25 | 1998-09-01 | Galvanized Steel | Suction (American)
THREE C'S OIL INC | 606 EAST CRAWFORD ST | COLQUITT | Miller | 1000020 | 6 | Flapper Valve | 1992-02-27 | FALSE | 1992-02-27 | FALSE | Currently in Use | E-10 | 6000 | Galvanic (STIP-3) | 1990-02-20 |  | Fiberglass Reinforced Plastic | Pressurized
THREE C'S OIL INC | 606 EAST CRAWFORD ST | COLQUITT | Miller | 1000020 | 8 | Flapper Valve | 1993-10-20 | FALSE | 1993-10-20 | FALSE | Currently in Use | Diesel Off Road | 4000 | Galvanic (STIP-3) | 1993-10-18 |  | Fiberglass Reinforced Plastic | Pressurized
HWY 27 SERVICE CENTER | 111 CRAWFORD ST | COLQUITT | Miller | 1000017 | 1 | [5 empty] | Closed in Ground | Gas (Historical Use) | 3000 | Bare Steel | 1965-05-10 | 1999-11-04 | Galvanized Steel | Gravity Fed
HWY 27 SERVICE CENTER | 111 CRAWFORD ST | COLQUITT | Miller | 1000017 | 7C |  | 1999-09-22 |  | 1999-09-22 |  | Removed from Ground | Gas (Historical Use) | 2000 | Epoxy | 1999-09-22 | 2015-11-21 | Fiberglass Reinforced Plastic | Suction (American)
TRIPLE T OIL CO DBA JE SHARBER OIL CO | 565 E MAIN ST | COLQUITT | Miller | 9100016 | 1 | Overfill Alarm | 2010-10-26 | FALSE | 2010-10-26 | FALSE | Currently in Use | Diesel Off Road | 8000 | Galvanic (STIP-3) | 1995-11-27 |  | Fiberglass Reinforced Plastic | Pressurized
Circle K 2723896 | 359 S FOURTH ST | COLQUITT | Miller | 9100031 | 3 | Flapper Valve | 1987-07-01 | FALSE | 1987-07-01 | TRUE | Currently in Use | Diesel | 10000 | Galvanic (STIP-3) | 1987-07-01 |  | Double-Walled Flex | Pressurized
CITY OF COLQUITT | FOURTH ST | COLQUITT | Miller | 9100009 | 1 | [5 empty] | Removed from Ground | Diesel | 4000 | Bare Steel | 1980-03-25 | 1998-08-31 | Galvanized Steel | Suction (American)
CITY OF COLQUITT RECYCLING FACIL | 601 N MLK JR ST | COLQUITT | Miller | 9100032 | 1A |  | 1998-02-09 | FALSE | 1998-02-09 | FALSE | Temporarily out of use | Gas (Historical Use) | 4000 | Composite | 1998-10-27 |  | Fiberglass Reinforced Plastic | Pressurized
Colquitt Prime LLC | 410 W CRAWFORD ST | COLQUITT | Miller | 9100006 | 1 | [5 empty] | Removed from Ground | Gas (Historical Use) | 6000 | Bare Steel | 1981-03-26 | 1997-07-10 | Galvanized Steel | Pressurized
MILLER CO ROAD DEPT | 300 WEST PINE STREET | COLQUITT | Miller | 1000016 | 3 | [5 empty] | Removed from Ground | Gas (Historical Use) | 6000 | Cathodically Protected Steel | 1985-05-08 | 1998-09-02 | Cathodically Protected | Suction (American)
MAIN STREET SERVICE CENTER INC | 169 E MAIN ST | COLQUITT | Miller | 1000013 | 5 |  |  | TRUE |  | TRUE | Removed from Ground | Other | 250 | Bare Steel | 1966-04-28 | 1998-11-28 | Not Marked
MILLER COUNTY SCHOOL BUS SHOP | 304 DANCER ST | COLQUITT | Miller | 1000014 | 2 | [5 empty] | Removed from Ground | Gas (Historical Use) | 10000 | Bare Steel | 1981-01-01 | 1998-12-18 | Galvanized Steel
HWY 27 SERVICE CENTER | 111 CRAWFORD ST | COLQUITT | Miller | 1000017 | 4 | [5 empty] | Closed in Ground | Gas (Historical Use) | 3000 | Bare Steel | 1965-05-10 | 1999-11-04 | Galvanized Steel | Gravity Fed
FOOD MART | 108 N FIRST ST | COLQUITT | Miller | 10000124 | 3A | Overfill Alarm | 2019-04-11 | FALSE | 2019-04-11 | FALSE | Currently in Use | E-10 | 12000 | Composite Double Walled | 2019-07-14 |  | Double-Walled Flex | Pressurized
JONES LONG FARMS | SE INTER US HWY 27 & SR 91 | COLQUITT | Miller | 9100011 | 1 | [5 empty] | Removed from Ground | Other | 0 | Not Marked/Unknown | 1995-05-11 | 1995-05-11 | Unknown
TRIPLE T OIL CO DBA JE SHARBER OIL CO | 565 E MAIN ST | COLQUITT | Miller | 9100016 | 2 | Overfill Alarm | 2010-10-26 | FALSE | 2010-10-26 | FALSE | Currently in Use | Diesel | 8000 | Galvanic (STIP-3) | 1995-11-27 |  | Fiberglass Reinforced Plastic | Pressurized
RON CAM CONVENIENCE STORE | 701 N FOURTH ST | COLQUITT | Miller | 9100028 | 2A | Flapper Valve | 1995-06-15 | FALSE | 1995-06-15 | FALSE | Temporarily out of use | Premium | 4000 | Composite | 1995-06-15 |  | Fiberglass Reinforced Plastic | Pressurized
Colquitt Prime LLC | 410 W CRAWFORD ST | COLQUITT | Miller | 9100006 | 3 | Flapper Valve | 1997-07-01 | FALSE | 1997-07-01 | FALSE | Currently in Use | Premium | 8000 | Composite | 1997-07-01 |  | Double-Walled Fiberglass | Pressurized
HWY 27 SERVICE CENTER | 111 CRAWFORD ST | COLQUITT | Miller | 1000017 | 3 | [5 empty] | Closed in Ground | Gas (Historical Use) | 3000 | Bare Steel | 1965-05-10 | 1999-11-04 | Galvanized Steel | Gravity Fed
LAVON HALL RESIDENCE | 296 THOMPSON TOWN RD | COLQUITT | Miller | 350002 | 1 |  | 1998-10-01 | FALSE | 1998-10-01 | FALSE | Temporarily out of use | Diesel | 10000 | STIP-3/Impressed Current | 1996-01-01 |  |  | Suction (American)
WILLIAMS GROCERY | RTE 3 BOX 267 | COLQUITT | Miller | 9100020 | 2 | [5 empty] | Removed from Ground | Empty | 4000 | Marked Unknown | 1998-12-12 | 1998-12-12 | Galvanized Steel | Suction (American)
SMITH SERVICE STATION | 521 E CRAWFORD STREET | COLQUITT | Miller | 9100030 | 3 | [5 empty] | Removed from Ground | Diesel | 550 | Bare Steel | 1998-11-23 | 1998-11-23 | Galvanized Steel | Suction (American)
Colquitt Prime LLC | 410 W CRAWFORD ST | COLQUITT | Miller | 9100006 | 4 | Flapper Valve | 1997-07-01 | FALSE | 1997-07-01 | FALSE | Currently in Use | E-10 | 12000 | Composite | 1997-07-01 |  | Double-Walled Fiberglass | Pressurized
JOY TULLY | 1 ST STREET | COLQUITT | Miller | 1000012 | 3 | [5 empty] | Removed from Ground | Gas (Historical Use) | 3000 | Bare Steel | 1966-03-30 | 1998-11-05 | Bare Steel | Suction (American)
HWY 27 SERVICE CENTER | 111 CRAWFORD ST | COLQUITT | Miller | 1000017 | 5 | [5 empty] | Permanently Out of Use - historical purposes | Empty | 3000 | Bare Steel | 1976-05-07 | 1899-12-31 | Galvanized Steel
BRYANS CASH & CARRY | 1704 HWY 27 S | COLQUITT | Miller | 9035025 | 1 | [5 empty] | Removed from Ground | Gas (Historical Use) | 6000 | Bare Steel | 1999-01-01 | 1999-01-01 | Galvanized Steel | Safe Suction (Euro)
JO SU LI FARM | RT 3 BOX 190A | COLQUITT | Miller | 9100014 | 1 | [5 empty] | Removed from Ground | Diesel | 10000 | Not Marked/Unknown | 1995-10-11 | 1995-10-11 | Unknown
BELLVIEW GROCERY | 2015 BELLVIEW RD | COLQUITT | Miller | 9100022 | 1 | [5 empty] | Removed from Ground | Gas (Historical Use) | 550 | Marked Unknown | 1995-09-29 | 1995-09-29 | Unknown
TRIPLE T OIL CO DBA JE SHARBER OIL CO | 565 E MAIN ST | COLQUITT | Miller | 9100016 | 3 | Overfill Alarm | 2010-10-26 | FALSE | 2010-10-26 | FALSE | Currently in Use | Diesel | 8000 | Galvanic (STIP-3) | 1995-11-27 |  | Fiberglass Reinforced Plastic | Pressurized
Circle K 2723896 | 359 S FOURTH ST | COLQUITT | Miller | 9100031 | 1 | Flapper Valve | 1987-07-01 | FALSE | 1987-07-01 | TRUE | Currently in Use | E-10 | 10000 | Galvanic (STIP-3) | 1987-07-01 |  | Double-Walled Flex | Pressurized
FERRELLGAS INC | HWY 27 SOUTH | COLQUITT | Miller | 9100001 | 1 | [5 empty] | Removed from Ground | Diesel | 10500 | Not Marked/Unknown | 1983-01-01 | 1991-05-24 | Not Marked
MILLER COUNTY FORESTRY UNIT | GA HWY 91 I MILE W OF COLQUITT | COLQUITT | Miller | 1000010 | 202151 |  | 1995-04-15 |  | 1995-04-15 |  | Removed from Ground | Diesel | 1000 | Galvanic (STIP-3) | 1992-04-15 | 2002-06-19 | Cathodically Protected | Safe Suction (Euro)
THREE C'S OIL INC | 606 EAST CRAWFORD ST | COLQUITT | Miller | 1000020 | 1 | [5 empty] | Removed from Ground | Empty | 4000 | Bare Steel | 1984-08-15 | 1993-10-15 | Galvanized Steel
THREE C'S OIL INC | 606 EAST CRAWFORD ST | COLQUITT | Miller | 1000020 | 7 | Flapper Valve | 1992-02-27 | FALSE | 1992-02-27 | FALSE | Currently in Use | Diesel | 4000 | Galvanic (STIP-3) | 1991-12-15 |  | Fiberglass Reinforced Plastic | Pressurized
MILLER COUNTY SCHOOL BUS SHOP | 304 DANCER ST | COLQUITT | Miller | 1000014 | 1 |  | 1992-10-30 |  | 1992-10-30 |  | Removed from Ground | Diesel | 10000 | Cathodically Protected Steel | 1987-01-01 | 2013-09-30 | Cathodically Protected
NEWBERRY WILLIAMS FARM | 451 HWY 45 S | COLQUITT | Miller | 9100024 | 1 | [5 empty] | Removed from Ground | Diesel | 4000 | Bare Steel | 1988-07-07 | 1997-05-08 | Galvanized Steel | Safe Suction (Euro)
CITY OF COLQUITT RECYCLING FACIL | 601 N MLK JR ST | COLQUITT | Miller | 9100032 | 1B | Ball Float | 1998-02-09 | FALSE | 1998-02-09 | FALSE | Temporarily out of use | Diesel | 8000 | Composite | 1998-10-27 |  | Fiberglass Reinforced Plastic | Pressurized
Colquitt Prime LLC | 410 W CRAWFORD ST | COLQUITT | Miller | 9100006 | 2 | [5 empty] | Removed from Ground | Gas (Historical Use) | 6000 | Bare Steel | 1981-03-26 | 1997-07-10 | Galvanized Steel | Pressurized
ELDORENDA GROCERY | 2425 COLQUITT HWY | COLQUITT | Miller | 4430087 | 2 | [5 empty] | Removed from Ground | Gas (Historical Use) | 1018 | Bare Steel | 1998-11-10 | 1998-11-10 | Galvanized Steel | Suction (American)
MAIN STREET SERVICE CENTER INC | 169 E MAIN ST | COLQUITT | Miller | 1000013 | 6A | Flapper Valve | 1998-12-01 | FALSE | 1998-12-01 | FALSE | Temporarily out of use | Gas (Historical Use) | 4000 | Galvanic (STIP-3) | 1998-12-01 |  | Fiberglass Reinforced Plastic | Safe Suction (Euro)
MAIN STREET SERVICE CENTER INC | 169 E MAIN ST | COLQUITT | Miller | 1000013 | 6B |  | 1998-12-01 | FALSE | 1998-12-01 | FALSE | Temporarily out of use | Gas (Historical Use) | 4000 | Galvanic (STIP-3) | 1998-12-01 |  | Fiberglass Reinforced Plastic | Safe Suction (Euro)
MILLER COUNTY FORESTRY UNIT | GA HWY 91 I MILE W OF COLQUITT | COLQUITT | Miller | 1000010 | 2 | [5 empty] | Removed from Ground | Diesel | 560 | Bare Steel | 1980-04-23 | 1992-04-13 | Galvanized Steel | Safe Suction (Euro)
HWY 27 SERVICE CENTER | 111 CRAWFORD ST | COLQUITT | Miller | 1000017 | 2 | [5 empty] | Closed in Ground | Gas (Historical Use) | 3000 | Bare Steel | 1965-05-10 | 1999-11-04 | Galvanized Steel | Gravity Fed
HALL OIL & TIRE COMPANY (PARCEL 70) | HWY 27 & BREMOND STREET | COLQUITT | Miller | 10000763 | 2 |  |  | FALSE |  | FALSE | Removed from Ground | Diesel | 3000 | Bare Steel |  | 1899-12-31
BRYANS CASH & CARRY | 1704 HWY 27 S | COLQUITT | Miller | 9035025 | 2 | [5 empty] | Removed from Ground | Gas (Historical Use) | 4000 | Bare Steel | 1999-01-01 | 1999-01-01 | Galvanized Steel | Safe Suction (Euro)
FARMERS FERT & MILL/FUDGE MILL | WEST SIDE US 27/NORTH OF | COLQUITT | Miller | 9100012 | 2 | [5 empty] | Removed from Ground | Diesel | 10000 | Bare Steel | 1995-05-31 | 1995-05-31 | Unknown | Suction (American)
CIRCLE C FARMS INC | 2100 WHITES BRIDGE RD | COLQUITT | Miller | 9100017 | 1 | [5 empty] | Removed from Ground | Diesel | 12000 | Bare Steel | 1999-03-24 | 1999-03-24 | Bare Steel | Suction (American)
SUNBELT EQUIPMENT CO | 570 E CRAWFORD ST | COLQUITT | Miller | 9100015 | 1 | [5 empty] | Removed from Ground | Gas (Historical Use) | 10000 | Not Marked/Unknown | 1995-07-18 | 1995-07-18 | Unknown
VANN FARMS INC | 970 BABCOCK RD | COLQUITT | Miller | 9100033 | 1 |  | 1999-12-02 |  | 1999-12-02 |  | Removed from Ground | Gas (Historical Use) | 3000 | Steel-Impressed Current | 1990-02-21 | 2000-08-24 | Not Marked
MILLER CO ROAD DEPT | 300 WEST PINE STREET | COLQUITT | Miller | 1000016 | 1 | [5 empty] | Removed from Ground | Diesel | 3000 | Cathodically Protected Steel | 1985-05-08 | 1998-09-02 | Cathodically Protected | Suction (American)
WILLIARD H MERRITT | 407 W CRAWFORD STREET | COLQUITT | Miller | 1000019 | 3 |  | 1996-08-01 |  | 1996-08-01 |  | Removed from Ground | Gas (Historical Use) | 3000 | Steel-Impressed Current | 1971-05-12 | 2005-05-31 | Cathodically Protected | Safe Suction (Euro)
THREE C'S OIL INC | 606 EAST CRAWFORD ST | COLQUITT | Miller | 1000020 | 3 | [5 empty] | Removed from Ground | Empty | 4000 | Bare Steel | 1984-08-15 | 1993-10-15 | Galvanized Steel
HWY 27 SERVICE CENTER | 111 CRAWFORD ST | COLQUITT | Miller | 1000017 | 7A |  | 1999-09-22 |  | 1999-09-22 |  | Removed from Ground | Gas (Historical Use) | 6000 | Epoxy | 1999-09-22 | 2015-11-21 | Fiberglass Reinforced Plastic | Suction (American)
MACS FEED & SEED | 201 W COLLEGE ST | COLQUITT | Miller | 1000018 | 1 | [5 empty] | Removed from Ground | Gas (Historical Use) | 6000 | Bare Steel | 1980-05-09 | 1999-04-21 | Unknown
SPRING CREEK GROCERY | 943 WHITE BRIDGE RD | COLQUITT | Miller | 9100029 | 1A |  | 1995-02-08 |  | 1995-02-08 |  | Removed from Ground | Gas (Historical Use) | 1000 | Cathodically Protected Steel | 1995-02-05 | 2012-03-28 | Fiberglass Reinforced Plastic | Suction (American)
VANN FARMS INC | 970 BABCOCK RD | COLQUITT | Miller | 9100033 | 2 |  | 1999-12-02 |  | 1999-12-02 |  | Removed from Ground | Diesel | 8000 | Steel-Impressed Current | 1990-02-21 | 2000-08-24 | Not Marked
MAIN STREET SERVICE CENTER INC | 169 E MAIN ST | COLQUITT | Miller | 1000013 | 6C |  | 1998-12-01 | FALSE | 1998-12-01 | FALSE | Temporarily out of use | Gas (Historical Use) | 2000 | Galvanic (STIP-3) | 1998-12-01 |  | Fiberglass Reinforced Plastic | Safe Suction (Euro)
COOKS GROCERY | RT 3 | COLQUITT | Miller | 1000006 | 2 |  |  | FALSE |  | FALSE | Permanently Out of Use - historical purposes | Gas (Historical Use) | 1034 | Bare Steel | 1966-03-12 |  | Galvanized Steel
WILLIARD H MERRITT | 407 W CRAWFORD STREET | COLQUITT | Miller | 1000019 | 2 |  | 1996-08-01 |  | 1996-08-01 |  | Removed from Ground | Gas (Historical Use) | 3000 | Steel-Impressed Current | 1971-05-12 | 2005-05-31 | Cathodically Protected | Safe Suction (Euro)
FARMERS FERT & MILLING CO INC | HWY 91 E PO BOX 265 | COLQUITT | Miller | 1000021 | 1 | [5 empty] | Removed from Ground | Gas (Historical Use) | 10000 | Bare Steel | 1981-01-02 | 1998-08-11 | Galvanized Steel
RON CAM CONVENIENCE STORE | 701 N FOURTH ST | COLQUITT | Miller | 9100028 | 1A | Flapper Valve | 1995-06-15 | FALSE | 1995-06-15 | FALSE | Currently in Use | E-10 | 6000 | Composite | 1995-06-15 |  | Fiberglass Reinforced Plastic | Pressurized
SMITH SERVICE STATION | 521 E CRAWFORD STREET | COLQUITT | Miller | 9100030 | 2 | [5 empty] | Removed from Ground | Gas (Historical Use) | 1000 | Bare Steel | 1998-11-23 | 1998-11-23 | Galvanized Steel | Suction (American)
MILLER CO ROAD DEPT | 300 WEST PINE STREET | COLQUITT | Miller | 1000016 | 5 | [5 empty] | Removed from Ground | Gas (Historical Use) | 2000 | Cathodically Protected Steel | 1985-05-08 | 1998-09-02 | Cathodically Protected | Suction (American)
MILLER CO ROAD DEPT | 300 WEST PINE STREET | COLQUITT | Miller | 1000016 | 4 | [5 empty] | Removed from Ground | Diesel | 2000 | Cathodically Protected Steel | 1985-05-08 | 1998-09-02 | Cathodically Protected | Suction (American)
THE POSIE PATCH | 101 WEST CRAWFORD ST | COLQUITT | Miller | 9100010 | 1 | [5 empty] | Removed from Ground | Other | 500 | Not Marked/Unknown | 1995-05-31 | 1995-05-31 | Unknown
WILEY'S CORNER | 2543 HWY 91 NORTH | COLQUITT | Miller | 9100021 | 2 | [5 empty] | Removed from Ground | Gas (Historical Use) | 1034 | Bare Steel | 1986-09-01 | 1998-10-30 | Galvanized Steel | Suction (American)
DANNY CARTER | 1211 BABCOCK RD | COLQUITT | Miller | 9100019 | 2 | [5 empty] | Removed from Ground | Gas (Historical Use) | 550 | Bare Steel | 1999-12-10 | 1999-12-10 | Bare Steel | Suction (American)
ELDORENDA GROCERY | 2425 COLQUITT HWY | COLQUITT | Miller | 4430087 | 1 | [5 empty] | Removed from Ground | Gas (Historical Use) | 1018 | Bare Steel | 1982-04-28 | 1998-11-10 | Galvanized Steel | Suction (American)
MAIN STREET SERVICE CENTER INC | 169 E MAIN ST | COLQUITT | Miller | 1000013 | 3 | [5 empty] | Removed from Ground | Other | 1000 | Bare Steel | 1966-04-28 | 1998-11-28 | Unknown | Suction (American)
MILLER COUNTY FORESTRY UNIT | GA HWY 91 I MILE W OF COLQUITT | COLQUITT | Miller | 1000010 | 1 | [5 empty] | Removed from Ground | Gas (Historical Use) | 2000 | Bare Steel | 1981-04-23 | 1992-04-13 | Galvanized Steel | Safe Suction (Euro)
UNKNOWN | 1826 HWY 27 S | COLQUITT | Miller | 9100023 | 1 | [5 empty] | Permanently Out Of Use | Other | 1000 | Marked Unknown | 1980-01-01 | 1980-01-01 | Unknown
SMITH SERVICE STATION | 521 E CRAWFORD STREET | COLQUITT | Miller | 9100030 | 5 | [5 empty] | Removed from Ground | Other | 3000 | Bare Steel | 1998-11-23 | 1998-11-23 | Galvanized Steel | Suction (American)
MILLER CO ROAD DEPT | 300 WEST PINE STREET | COLQUITT | Miller | 1000016 | 2 | [5 empty] | Removed from Ground | Diesel | 3000 | Cathodically Protected Steel | 1985-05-08 | 1998-09-02 | Cathodically Protected | Suction (American)
JOY TULLY | 1 ST STREET | COLQUITT | Miller | 1000012 | 8 | [5 empty] | Removed from Ground | Kerosene | 280 | Bare Steel | 1936-04-06 | 1998-11-05 | Bare Steel
COLQUITT FORD INC | 228 CRAWFORD ST | COLQUITT | Miller | 1000005 | 1 | [5 empty] | Removed from Ground | Gas (Historical Use) | 6000 | Composite | 1946-03-22 | 1899-12-31 | Galvanized Steel
HWY 27 SERVICE CENTER | 111 CRAWFORD ST | COLQUITT | Miller | 1000017 | 6 | [5 empty] | Permanently Out of Use - historical purposes | Gas (Historical Use) | 3000 | Composite | 1980-01-01 | 1899-12-31 | Fiberglass Reinforced Plastic | Safe Suction (Euro)
THREE C'S OIL INC | 606 EAST CRAWFORD ST | COLQUITT | Miller | 1000020 | 4 | [5 empty] | Removed from Ground | Empty | 6000 | Bare Steel | 1984-08-15 | 1993-10-15 | Galvanized Steel
THREE C'S OIL INC | 606 EAST CRAWFORD ST | COLQUITT | Miller | 1000020 | 5 | Flapper Valve | 1990-02-20 | FALSE | 1990-02-20 | FALSE | Currently in Use | E-0 | 6000 | Galvanic (STIP-3) | 1990-02-20 |  | Fiberglass Reinforced Plastic | Pressurized
HALL OIL & TIRE COMPANY (PARCEL 70) | HWY 27 & BREMOND STREET | COLQUITT | Miller | 10000763 | 1 |  |  | FALSE |  | FALSE | Removed from Ground | Gas (Historical Use) | 3000 | Bare Steel |  | 1899-12-31
FORMER MCCLENDON MEAT CO | 1192 HIGHWAY 91 SOUTH | COLQUITT | Miller | 10000833 | 1 |  |  | FALSE |  | FALSE | Removed from Ground | Gas (Historical Use) | 4000 | Unknown | 2004-07-28 | 2004-07-28
FOOD MART | 108 N FIRST ST | COLQUITT | Miller | 10000124 | 1 |  | 1998-12-01 | FALSE | 1998-12-01 | FALSE | Removed from Ground | Gas (Historical Use) | 8000 |  | 2002-08-30 | 2019-03-26 |  | Safe Suction (Euro)
HWY 27 SERVICE CENTER | 111 CRAWFORD ST | COLQUITT | Miller | 1000017 | 7B |  | 1999-09-22 |  | 1999-09-22 |  | Removed from Ground | Gas (Historical Use) | 4000 | Epoxy | 1999-09-22 | 2015-11-21 | Fiberglass Reinforced Plastic | Suction (American)
MACS FEED & SEED | 201 W COLLEGE ST | COLQUITT | Miller | 1000018 | 2 | [5 empty] | Removed from Ground | Gas (Historical Use) | 6000 | Bare Steel | 1980-05-09 | 1999-04-21 | Cathodically Protected
HALL OIL & TIRE COMPANY (PARCEL 70) | HWY 27 & BREMOND STREET | COLQUITT | Miller | 10000763 | 3 |  |  | FALSE |  | FALSE | Removed from Ground | Gas (Historical Use) | 3000 | Bare Steel |  | 1899-12-31
FOOD MART | 108 N FIRST ST | COLQUITT | Miller | 10000124 | 3C | Overfill Alarm | 2019-04-11 | FALSE | 2019-04-11 | FALSE | Currently in Use | Diesel | 4000 | Composite Double Walled | 2019-07-14 |  | Double-Walled Flex | Pressurized
Circle K 2723896 | 359 S FOURTH ST | COLQUITT | Miller | 9100031 | 2 | Flapper Valve | 1987-07-01 | FALSE | 1987-07-01 | TRUE | Currently in Use | Premium | 10000 | Galvanic (STIP-3) | 1987-07-01 |  | Double-Walled Flex | Pressurized
FARMERS FERT & MILL/FUDGE MILL | WEST SIDE US 27/NORTH OF | COLQUITT | Miller | 9100012 | 1 | [5 empty] | Removed from Ground | Gas (Historical Use) | 10000 | Bare Steel | 1995-05-31 | 1995-05-31 | Unknown | Suction (American)
THE POSIE PATCH | 101 WEST CRAWFORD ST | COLQUITT | Miller | 9100010 | 2 | [5 empty] | Removed from Ground | Other | 500 | Not Marked/Unknown | 1995-05-31 | 1995-05-31 | Unknown
WILLIAMS GROCERY | RTE 3 BOX 267 | COLQUITT | Miller | 9100020 | 1 | [5 empty] | Removed from Ground | Gas (Historical Use) | 4000 | Marked Unknown | 1998-12-12 | 1998-12-12 | Galvanized Steel | Suction (American)
JOY TULLY | 1 ST STREET | COLQUITT | Miller | 1000012 | 7 | [5 empty] | Temporarily out of use | Empty | 550 | Bare Steel | 1936-04-06 |  | Bare Steel
MILLER COUNTY FORESTRY UNIT | GA HWY 91 I MILE W OF COLQUITT | COLQUITT | Miller | 1000010 | 202153 |  | 1992-04-15 |  | 1992-04-15 |  | Removed from Ground | Gas (Historical Use) | 1000 | Galvanic (STIP-3) | 1992-04-15 | 2002-06-19 | Cathodically Protected | Safe Suction (Euro)
WILLIARD H MERRITT | 407 W CRAWFORD STREET | COLQUITT | Miller | 1000019 | 4 |  | 1996-08-01 |  | 1996-08-01 |  | Removed from Ground | Diesel | 3000 | Steel-Impressed Current | 1971-05-12 | 2005-05-31 | Cathodically Protected | Safe Suction (Euro)
THREE C'S OIL INC | 606 EAST CRAWFORD ST | COLQUITT | Miller | 1000020 | 2 | [5 empty] | Removed from Ground | Empty | 4000 | Bare Steel | 1984-08-15 | 1993-10-15 | Galvanized Steel
FOOD MART | 108 N FIRST ST | COLQUITT | Miller | 10000124 | 3B | Overfill Alarm | 2019-04-11 | FALSE | 2019-04-11 | FALSE | Currently in Use | Premium | 4000 | Composite Double Walled | 2019-07-14 |  | Double-Walled Flex | Pressurized
HALL OIL & TIRE COMPANY (PARCEL 70) | HWY 27 & BREMOND STREET | COLQUITT | Miller | 10000763 | 4 |  |  | FALSE |  | FALSE | Removed from Ground | Gas (Historical Use) | 8000 | Bare Steel |  | 1899-12-31
JOY TULLY | 1 ST STREET | COLQUITT | Miller | 1000012 | 5 |  |  | TRUE |  | TRUE | Temporarily out of use | Used Oil | 1080 | Bare Steel | 1936-04-06 |  | Bare Steel | Suction (American)
JOY TULLY | 1 ST STREET | COLQUITT | Miller | 1000012 | 4 | [5 empty] | Removed from Ground | Gas (Historical Use) | 3000 | Bare Steel | 1966-03-30 | 1998-11-05 | Bare Steel | Suction (American)
MAIN STREET SERVICE CENTER INC | 169 E MAIN ST | COLQUITT | Miller | 1000013 | 2 | [5 empty] | Removed from Ground | Other | 1000 | Bare Steel | 1966-04-28 | 1998-11-28 | Unknown | Suction (American)
FARMERS FERT & MILLING CO INC | HWY 91 E PO BOX 265 | COLQUITT | Miller | 1000021 | 2 | [5 empty] | Removed from Ground | Diesel | 10000 | Bare Steel | 1981-01-02 | 1998-08-11 | Bare Steel
DANNY CARTER | 1211 BABCOCK RD | COLQUITT | Miller | 9100019 | 1 | [5 empty] | Removed from Ground | Gas (Historical Use) | 550 | Bare Steel | 1999-12-10 | 1999-12-10 | Galvanized Steel | Suction (American)
JOY TULLY | 1 ST STREET | COLQUITT | Miller | 1000012 | 1 | [5 empty] | Removed from Ground | Gas (Historical Use) | 8000 | Bare Steel | 1966-03-30 | 1998-11-05 | Bare Steel | Suction (American)
COOKS GROCERY | RT 3 | COLQUITT | Miller | 1000006 | 1 |  |  | FALSE |  | FALSE | Permanently Out of Use - historical purposes | Gas (Historical Use) | 2000 | Bare Steel | 1966-03-12 |  | Galvanized Steel
WILLIARD H MERRITT | 407 W CRAWFORD STREET | COLQUITT | Miller | 1000019 | 1 |  | 1996-08-01 |  | 1996-08-01 |  | Removed from Ground | Gas (Historical Use) | 4000 | Steel-Impressed Current | 1971-05-12 | 2005-05-31 | Cathodically Protected | Safe Suction (Euro)
MACS FEED & SEED | 201 W COLLEGE ST | COLQUITT | Miller | 1000018 | 3 | [5 empty] | Removed from Ground | Gas (Historical Use) | 2000 | Bare Steel | 1980-05-09 | 1999-04-21 | Unknown
FORMER MCCLENDON MEAT CO | 1192 HIGHWAY 91 SOUTH | COLQUITT | Miller | 10000833 | 2 |  |  | FALSE |  | FALSE | Removed from Ground | Gas (Historical Use) | 4000 | Unknown | 2004-07-28 | 2004-07-28
FOOD MART | 108 N FIRST ST | COLQUITT | Miller | 10000124 | 2 |  | 1998-12-01 | FALSE | 1998-12-01 | FALSE | Removed from Ground | Gas (Historical Use) | 8000 |  | 2002-08-30 | 2019-03-26 |  | Safe Suction (Euro)
JONES LONG FARMS | SE INTER US HWY 27 & SR 91 | COLQUITT | Miller | 9100011 | 2 | [5 empty] | Removed from Ground | Other | 0 | Not Marked/Unknown | 1995-05-11 | 1995-05-11 | Unknown
MILLER COUNTY BOARD OF EDUCATION | P O BOX 188 | COLQUITT | Miller | 9100018 | 1 | [5 empty] | Permanently Out of Use - historical purposes | Diesel | 8000 | Bare Steel | 1962-08-01 | 1899-12-31 | Unknown | Suction (American)
SPRING CREEK GROCERY | 943 WHITE BRIDGE RD | COLQUITT | Miller | 9100029 | 1B |  | 1995-02-08 |  | 1995-02-08 |  | Removed from Ground | Gas (Historical Use) | 2000 | Cathodically Protected Steel | 1995-02-05 | 2012-03-28 | Fiberglass Reinforced Plastic | Suction (American)
SMITH SERVICE STATION | 521 E CRAWFORD STREET | COLQUITT | Miller | 9100030 | 4 | [5 empty] | Removed from Ground | Other | 2000 | Bare Steel | 1998-11-23 | 1998-11-23 | Galvanized Steel | Suction (American)
SMITH SERVICE STATION | 521 E CRAWFORD STREET | COLQUITT | Miller | 9100030 | 1 | [5 empty] | Removed from Ground | Gas (Historical Use) | 1000 | Bare Steel | 1998-11-23 | 1998-11-23 | Galvanized Steel | Suction (American)
GOLD KIST COMPLEX | ALBANY HWY | COLQUITT | Miller | 1000015 | 1 | [5 empty] | Removed from Ground | Gas (Historical Use) | 500 | Bare Steel | 1976-05-09 | 1990-08-03 | Galvanized Steel
JOY TULLY | 1 ST STREET | COLQUITT | Miller | 1000012 | 2 | [5 empty] | Removed from Ground | Gas (Historical Use) | 3000 | Bare Steel | 1966-03-30 | 1998-11-05 | Bare Steel | Suction (American)
ABANDONED SVC STA | GA HWY 91 SOUTH\RT 1 | DONALSONVILLE | Miller | 9100004 | 1 | [5 empty] | Removed from Ground | Gas (Historical Use) | 1000 | Bare Steel | 1949-01-01 | 1993-11-19 | Galvanized Steel | Safe Suction (Euro)
ABANDONED SVC STA | GA HWY 91 SOUTH\RT 1 | DONALSONVILLE | Miller | 9100004 | 2 | [5 empty] | Removed from Ground | Gas (Historical Use) | 1000 | Bare Steel | 1949-01-01 | 1993-11-19 | Galvanized Steel | Safe Suction (Euro)
PDI #4 | 403 Crawford St. | Colquitt | Miller | 10002881 | 2B | Flapper Valve | 2018-05-27 | FALSE | 2018-05-27 | FALSE | Currently in Use | Diesel | 5000 | Tank Jacket Double Walled | 2018-05-16 |  | Double-Walled Flex | Pressurized
PDI #4 | 403 Crawford St. | Colquitt | Miller | 10002881 | 1 | Flapper Valve | 2018-05-27 | FALSE | 2018-05-27 | FALSE | Currently in Use | E-10 | 12000 | Tank Jacket Double Walled | 2018-05-16 |  | Double-Walled Flex | Pressurized
PDI #4 | 403 Crawford St. | Colquitt | Miller | 10002881 | 2A | Flapper Valve | 2018-05-27 | FALSE | 2018-05-27 | FALSE | Currently in Use | Premium | 5000 | Tank Jacket Double Walled | 2018-05-16 |  | Double-Walled Flex | Pressurized
Sam's Club Fuel Station #4739 | 1520 SCENIC HWY | SNELLVILLE | Mitchell | 10003009 | 2A | Flapper Valve | 2020-02-19 | FALSE | 2020-02-05 | FALSE | Currently in Use | Premium | 12000 | Fiberglass Double Walled | 2019-12-12 |  | Double-Walled Flex | Pressurized
Sam's Club Fuel Station #4739 | 1520 SCENIC HWY | SNELLVILLE | Mitchell | 10003009 | 2B | Flapper Valve | 2020-02-19 | FALSE | 2020-02-05 | FALSE | Currently in Use | Diesel | 8000 | Fiberglass Double Walled | 2019-12-12 |  | Double-Walled Flex | Pressurized
Sam's Club Fuel Station #4739 | 1520 SCENIC HWY | SNELLVILLE | Mitchell | 10003009 | 1 | Flapper Valve | 2020-02-19 | FALSE | 2020-02-05 | FALSE | Currently in Use | Regular | 20000 | Fiberglass Double Walled | 2019-12-12 |  | Double-Walled Flex | Pressurized
PELHAM CONVENIENCE MART | 174 BARROW AVE | PELHAM | Mitchell | 1010067 | 2 | [5 empty] | Removed from Ground | Gas (Historical Use) | 2000 | Bare Steel | 1971-05-12 | 1999-04-01 | Galvanized Steel
MILLERS GROCERY | 8125 COUNTY LINE RD | PELHAM | Mitchell | 1010024 | 3B | Flapper Valve | 1999-12-02 | FALSE | 1999-12-02 | FALSE | Removed from Ground |  | 2000 | Galvanic (STIP-3) | 2011-06-01 |  | Fiberglass Reinforced Plastic | Safe Suction (Euro)
MILLERS GROCERY | 8125 COUNTY LINE RD | PELHAM | Mitchell | 1010024 | 1 | [5 empty] | Removed from Ground | Gas (Historical Use) | 1000 | Bare Steel | 1971-04-19 | 1999-12-02 | Unknown | Safe Suction (Euro)
COLUMBIAN PEANUT CO | 194 NELSON ST | PELHAM | Mitchell | 1010051 | 1 | [5 empty] | Removed from Ground | Empty | 1000 | Bare Steel | 1974-05-03 | 1984-11-15 | Galvanized Steel | Safe Suction (Euro)
BUTLER GROCERIES | 173 BARROW AVE | PELHAM | Mitchell | 1010056 | 2 | [5 empty] | Removed from Ground | Gas (Historical Use) | 5000 | Cathodically Protected Steel | 1985-05-07 | 1998-06-25 | Galvanized Steel | Pressurized
Pelham Phosphate Company | West Railroad Street | PELHAM | Mitchell | 1010080 | 2 | [5 empty] | Closed in Ground | Other | 1000 | Not Marked/Unknown | 1990-04-01 | 1990-04-01 | Not Marked
W POWELL OIL & TIRE CO | 226 EAST RR ST SE | PELHAM | Mitchell | 1010040 | 6 | [5 empty] | Removed from Ground | Gas (Historical Use) | 565 | Bare Steel | 1935-04-08 | 1998-11-16 | Galvanized Steel
MITTNEHA LLC | 110 CHURCH ST | PELHAM | Mitchell | 1010001 | 4 | [5 empty] | Removed from Ground | Gas (Historical Use) | 3000 | Bare Steel | 1986-04-15 | 1991-12-17 | Unknown
MITTNEHA LLC | 110 CHURCH ST | PELHAM | Mitchell | 1010001 | 1 | [5 empty] | Removed from Ground | Gas (Historical Use) | 3000 | Bare Steel | 1972-04-18 | 1991-12-17 | Unknown
WHOLESALE TIRE | 145 MATHEWSON AVE | PELHAM | Mitchell | 1010020 | 3 | [5 empty] | Removed from Ground | Gas (Historical Use) | 6000 | Bare Steel | 1981-01-25 | 2001-06-28 | Galvanized Steel | Suction (American)
IKE GODWIN GROCERY INC | 7273 COUNTYLINE RD | PELHAM | Mitchell | 1010011 | 1 | [5 empty] | Removed from Ground | Gas (Historical Use) | 4000 | Bare Steel | 1966-03-01 | 1995-05-12 | Galvanized Steel
Easy Corner #2 | 2067 US HWY 19 S.E. | PELHAM | Mitchell | 1010077 | 1 | Flapper Valve | 1997-10-17 | FALSE | 1997-10-17 | FALSE | Currently in Use | E-10 | 10000 | Steel-Impressed Current | 1978-05-09 |  | Fiberglass Reinforced Plastic | Pressurized
Pelham Phosphate Company | West Railroad Street | PELHAM | Mitchell | 1010080 | 1 | [5 empty] | Closed in Ground | Other | 550 | Not Marked/Unknown | 1990-04-01 | 1990-04-01 | Not Marked
PACE MART | 114 GREEN ST E | PELHAM | Mitchell | 1010076 | T3 | Flapper Valve | 1991-02-01 | FALSE | 1991-02-01 | FALSE | Currently in Use | Diesel | 6000 | Steel-Impressed Current | 1982-05-08 |  | Steel (Impressed Current) | Pressurized
PELHAM CONVENIENCE MART | 174 BARROW AVE | PELHAM | Mitchell | 1010067 | 1 | [5 empty] | Removed from Ground | Gas (Historical Use) | 4000 | Bare Steel | 1974-05-11 | 1999-04-01 | Galvanized Steel
FRED L BENTLEY | 3060 SPENCE RD | PELHAM | Mitchell | 1010027 | 3 | [5 empty] | Closed in Ground | Gas (Historical Use) | 500 | Bare Steel | 1971-04-22 | 1998-09-01 | Galvanized Steel | Safe Suction (Euro)
HERCULES BUMPERS INC | US HWY 19 NORTH | PELHAM | Mitchell | 1010060 | 1 | [5 empty] | Removed from Ground | Diesel | 10000 | Bare Steel | 1978-01-01 | 1993-12-13 | Galvanized Steel | Safe Suction (Euro)
IKE GODWIN GROCERY INC | 7273 COUNTYLINE RD | PELHAM | Mitchell | 1010011 | 2 | [5 empty] | Removed from Ground | Diesel | 4000 | Bare Steel | 1966-03-01 | 1995-05-12 | Galvanized Steel | Suction (American)
AUTRY STATE PRISON INST | RTE 1 BOX 203 | PELHAM | Mitchell | 9101011 | 4 | Flapper Valve | 2007-02-23 | FALSE | 2007-02-23 | FALSE | Currently in Use | E-10 | 2500 | Fiberglass Double Walled | 2007-02-23 |  | Double-Walled Fiberglass | Safe Suction (Euro)
AUTRY STATE PRISON INST | RTE 1 BOX 203 | PELHAM | Mitchell | 9101011 | 1 |  | 1993-06-08 |  | 1993-06-08 |  | Removed from Ground | Diesel | 2500 | Double Walled | 1993-06-08 | 2007-02-23 | Fiberglass Reinforced Plastic | Pressurized
Circle K 2745152 | 317 US HWY 19 N | PELHAM | Mitchell | 9101006 | 122347 | Ball Float | 1988-09-20 | FALSE | 1988-09-20 | FALSE | Currently in Use | Diesel | 12000 | Galvanic (STIP-3) | 1988-09-20 |  | Fiberglass Reinforced Plastic | Pressurized
CAMILLA PUBLIC WORKS DEPT | 465 BAY STREET | CAMILLA | Mitchell | 9101036 | 3 | Flapper Valve | 1998-10-06 | FALSE | 1998-10-06 | FALSE | Currently in Use | Diesel | 5000 | Steel-Impressed Current | 1999-10-06 |  | Fiberglass Reinforced Plastic | Safe Suction (Euro)
MACK HOWARD DAVIS TRUST/OLD SVC | HWY 97 | CAMILLA | Mitchell | 9101016 | 1 | [5 empty] | Removed from Ground | Diesel | 1000 | Bare Steel | 1994-12-02 | 1994-12-02 | Galvanized Steel
PELHAM GRAIN CO INC | 375 GLAUSIER ST | PELHAM | Mitchell | 1010019 | 1 | [5 empty] | Removed from Ground | Gas (Historical Use) | 500 | Bare Steel | 1986-01-24 | 1997-12-20 | Galvanized Steel | Suction (American)
GA POWER/PELHAM LINE CREW HQ | 305 COTTON AVE SE | PELHAM | Mitchell | 9000368 | 1 | [5 empty] | Removed from Ground | Gas (Historical Use) | 1 | Not Marked/Unknown | 1985-01-01 | 1985-01-01 | Not Marked
Circle K 2745152 | 317 US HWY 19 N | PELHAM | Mitchell | 9101006 | 84942 | Flapper Valve | 1987-08-19 | FALSE | 1987-08-19 | FALSE | Currently in Use | E-10 | 6000 | Galvanic (STIP-3) | 1987-08-19 |  | Fiberglass Reinforced Plastic | Pressurized
DOLLAR GENERAL #738 | 398 BARROW AVE | PELHAM | Mitchell | 10002406 | 2B | Flapper Valve | 2014-12-17 | FALSE | 2014-12-09 | FALSE | Currently in Use | Diesel | 7000 | Fiberglass Double Walled | 2016-03-18 |  | Double-Walled Flex | Pressurized
FORMER WATSON SERVICE STATION | 179 BROAD AVE | CAMILLA | Mitchell | 10001706 | 2 |  |  | FALSE |  | FALSE | Removed from Ground | Gas (Historical Use) | 500 | Bare Steel | 1950-01-01 | 1985-01-01 | Unknown
CAMILLA PUBLIC WORKS DEPT | 465 BAY STREET | CAMILLA | Mitchell | 9101036 | 1 | Flapper Valve | 1998-10-06 | FALSE | 1998-10-06 | FALSE | Currently in Use | E-10 | 10000 | Steel-Impressed Current | 1981-01-01 |  | Fiberglass Reinforced Plastic | Safe Suction (Euro)
GA FC/BAKER-MITCHELL CO UNIT | GA HWY 37/9 MI NW OF CAMILLA | CAMILLA | Mitchell | 9101007 | 2 |  | 1990-01-01 |  | 1990-01-01 |  | Removed from Ground | Diesel | 1000 | Galvanic (STIP-3) | 1990-01-01 | 2002-06-18 | Cathodically Protected | Safe Suction (Euro)
MITCHELL CO ROAD DEPARTMENT | 4798 HWY 37 EAST | CAMILLA | Mitchell | 9101012 | 5 | Flapper Valve | 1998-06-05 | FALSE | 1998-06-05 | FALSE | Currently in Use | Diesel | 8000 | Galvanic (STIP-3) | 1998-06-05 |  | Fiberglass Reinforced Plastic | Pressurized
MITCHELL CO ROAD DEPARTMENT | 4798 HWY 37 EAST | CAMILLA | Mitchell | 9101012 | 4 | Flapper Valve | 1998-06-05 | FALSE | 1998-06-05 | FALSE | Currently in Use | E-10 | 8000 | Galvanic (STIP-3) | 1998-06-05 |  | Fiberglass Reinforced Plastic | Pressurized
MACK HOWARD DAVIS TRUST/OLD SVC | HWY 97 | CAMILLA | Mitchell | 9101016 | 3 | [5 empty] | Removed from Ground | Gas (Historical Use) | 2000 | Bare Steel | 1994-12-02 | 1994-12-02 | Galvanized Steel
Sunstop #419 | 301 US HWY 19 S | CAMILLA | Mitchell | 9101023 | 225535UL | Flapper Valve | 1994-11-01 | FALSE | 1994-11-01 | FALSE | Currently in Use | E-10 | 12000 | Galvanic (STIP-3) | 1994-11-03 |  | Double-Walled Fiberglass | Pressurized
BST/PELHAM CO R2463 | 209 HAND AVE | PELHAM | Mitchell | 1010090 | 1 | [5 empty] | Removed from Ground | Other | 1000 | Bare Steel | 1973-01-01 | 1996-02-20 | Copper | Suction (American)
BUTLER GROCERIES | 173 BARROW AVE | PELHAM | Mitchell | 1010056 | 1 | [5 empty] | Removed from Ground | Gas (Historical Use) | 5000 | Cathodically Protected Steel | 1985-05-07 | 1998-06-25 | Galvanized Steel
W POWELL OIL & TIRE CO | 226 EAST RR ST SE | PELHAM | Mitchell | 1010040 | 4 | [5 empty] | Removed from Ground | Gas (Historical Use) | 2000 | Bare Steel | 1959-04-02 | 1998-11-16 | Galvanized Steel
W POWELL OIL & TIRE CO | 226 EAST RR ST SE | PELHAM | Mitchell | 1010040 | 5 | [5 empty] | Removed from Ground | Gas (Historical Use) | 1000 | Bare Steel | 1935-04-08 | 1998-11-16 | Galvanized Steel
HOPEFUL GENERAL STORE | 2638 GEORGIA HWY 97 | CAMILLA | Mitchell | 1010009 | 2 | [5 empty] | Removed from Ground | Gas (Historical Use) | 4000 | Bare Steel | 1981-01-23 | 1995-09-07 | Galvanized Steel
MITCHELL EMC | 475 CAIRO RD | CAMILLA | Mitchell | 1010015 | 1B | Overfill Alarm | 2020-10-01 | FALSE | 2020-10-01 | FALSE | Currently in Use | Diesel | 8000 | Fiberglass | 2020-08-29 |  | Fiberglass Reinforced Plastic | Pressurized
W POWELL OIL CO | 205 EAST BROAD ST | CAMILLA | Mitchell | 1010039 | 3 | [5 empty] | Removed from Ground | Gas (Historical Use) | 3000 | Bare Steel | 1960-04-01 | 1998-11-01 | Galvanized Steel
PARKER FUNERAL HOME | 410 EAST BROAD ST | CAMILLA | Mitchell | 1010063 | T1 | [5 empty] | Removed from Ground | Gas (Historical Use) | 560 | Bare Steel | 1979-05-10 | 1995-03-23 | Galvanized Steel | Suction (American)
BROOKS SERVICE CENTER | 125 E BROAD ST | CAMILLA | Mitchell | 1010083 | 4 |  |  | TRUE |  | TRUE | Removed from Ground | Empty | 550 | Bare Steel | 1961-05-14 | 1899-12-31 | Galvanized Steel
HERCULES BUMPERS INC | US HWY 19 NORTH | PELHAM | Mitchell | 1010060 | 2 | [5 empty] | Removed from Ground | Empty | 10000 | Bare Steel | 1978-01-01 | 1993-12-13 | Galvanized Steel | Safe Suction (Euro)
Vishwa 2006 LLC | 280 MARTIN LUTHER KING JR BLVD NW | PELHAM | Mitchell | 1010074 | 2 | Flapper Valve | 1986-01-01 | FALSE | 1986-01-01 | FALSE | Currently in Use | Diesel | 6000 | Composite | 1986-05-08 |  | Fiberglass Reinforced Plastic | Safe Suction (Euro)
PACE MART | 114 GREEN ST E | PELHAM | Mitchell | 1010076 | T1 | Flapper Valve | 1991-02-01 | FALSE | 1991-02-01 | FALSE | Currently in Use | Premium | 6000 | Steel-Impressed Current | 1982-05-08 |  | Steel (Impressed Current) | Pressurized
SELLERS GAS CO | 2610 HWY 19 N | PELHAM | Mitchell | 9101051 | 1 | [5 empty] | Closed in Ground | Gas (Historical Use) | 10000 | Bare Steel | 1999-08-05 | 1999-08-05 | Galvanized Steel | Suction (American)
FORMER PLUNDER HOUSE | 264 E RAILROAD ST | PELHAM | Mitchell | 9101048 | 1 | [5 empty] | Removed from Ground | Empty | 1000 | Bare Steel | 1999-02-24 | 1999-02-24 | Galvanized Steel
MITCHELL CO ROAD DEPARTMENT | 4798 HWY 37 EAST | CAMILLA | Mitchell | 9101012 | 2 | [5 empty] | Removed from Ground | Gas (Historical Use) | 3000 | Marked Unknown | 1968-01-01 | 1998-09-23 | Unknown
MACK HOWARD DAVIS TRUST/OLD SVC | HWY 97 | CAMILLA | Mitchell | 9101016 | 4 | [5 empty] | Removed from Ground | Gas (Historical Use) | 2000 | Bare Steel | 1994-12-02 | 1994-12-02 | Galvanized Steel
CAMILLA FORD NEW HOLLAND | 590 NEWTON HWY | CAMILLA | Mitchell | 9101019 | 2 | [5 empty] | Removed from Ground | Gas (Historical Use) | 6000 | Not Marked/Unknown | 1995-05-13 | 1995-05-13 | Unknown
MITCHELL COUNTY HOSPITAL | 90 EAST STEPHENS ST | CAMILLA | Mitchell | 9101002 | 2 | Flapper Valve | 1992-01-01 | FALSE | 1992-01-01 | FALSE | Currently in Use | Diesel | 1000 | Fiberglass | 1992-01-01 |  | Fiberglass Reinforced Plastic | Safe Suction (Euro)
MILLERS GROCERY | 8125 COUNTY LINE RD | PELHAM | Mitchell | 1010024 | 2 | [5 empty] | Removed from Ground | Gas (Historical Use) | 1000 | Bare Steel | 1971-04-19 | 1999-12-02 | Unknown | Safe Suction (Euro)
MITTNEHA LLC | 110 CHURCH ST | PELHAM | Mitchell | 1010001 | 3 | [5 empty] | Removed from Ground | Gas (Historical Use) | 3000 | Bare Steel | 1972-04-18 | 1991-12-17 | Unknown
PELHAM HIGH SCHOOL | BURUM ST | PELHAM | Mitchell | 1010018 | 1 | [5 empty] | Removed from Ground | Gas (Historical Use) | 1 | Bare Steel | 1986-01-17 | 1996-06-26 | Galvanized Steel | Suction (American)
HOPEFUL GENERAL STORE | 2638 GEORGIA HWY 97 | CAMILLA | Mitchell | 1010009 | 5 |  | 1995-09-01 | FALSE | 1995-09-01 | FALSE | Removed from Ground | Diesel | 4000 | Galvanic (STIP-3) | 1985-01-22 | 2019-07-02 | Double-Walled Fiberglass
HOPEFUL GENERAL STORE | 2638 GEORGIA HWY 97 | CAMILLA | Mitchell | 1010009 | 4 | [5 empty] | Removed from Ground | Gas (Historical Use) | 560 | Bare Steel | 1966-01-27 | 1995-08-22 | Galvanized Steel
BUTLER GROCERIES | 173 BARROW AVE | PELHAM | Mitchell | 1010056 | 3 | [5 empty] | Removed from Ground | Gas (Historical Use) | 5000 | Cathodically Protected Steel | 1985-05-07 | 1998-06-25 | Galvanized Steel | Pressurized
Vishwa 2006 LLC | 280 MARTIN LUTHER KING JR BLVD NW | PELHAM | Mitchell | 1010074 | 3 | Flapper Valve | 1986-01-01 | FALSE | 1986-01-01 | FALSE | Currently in Use | Premium | 6000 | Composite | 1986-05-08 |  | Fiberglass Reinforced Plastic | Safe Suction (Euro)
Easy Corner #2 | 2067 US HWY 19 S.E. | PELHAM | Mitchell | 1010077 | 3 | Flapper Valve | 1997-10-17 | FALSE | 1997-10-17 | FALSE | Currently in Use | Premium | 6000 | Steel-Impressed Current | 1978-05-09 |  | Fiberglass Reinforced Plastic | Pressurized
COATES AMERICA/COATS & CLARK INC | 238 MILL ST | PELHAM | Mitchell | 1010045 | 2 | [5 empty] | Removed from Ground | Other | 25000 | Bare Steel | 1951-05-08 | 1995-03-01 | Bare Steel
W POWELL OIL & TIRE CO | 226 EAST RR ST SE | PELHAM | Mitchell | 1010040 | 2 | [5 empty] | Removed from Ground | Gas (Historical Use) | 4000 | Bare Steel | 1979-03-28 | 1998-11-16 | Galvanized Steel
GA POWER/PELHAM LINE CREW HQ | 305 COTTON AVE SE | PELHAM | Mitchell | 9000368 | 2 | [5 empty] | Removed from Ground | Diesel | 6000 | Fiberglass | 1986-08-01 | 1993-05-06 | Unknown
C & P PACKAGE | 233 WEST RAILROAD ST | PELHAM | Mitchell | 9101017 | 3 |  | 1997-06-01 |  | 1997-06-01 |  | Removed from Ground | Gas (Historical Use) | 6000 | Cathodically Protected Steel | 1986-03-01 | 2016-08-15 | Cathodically Protected | Pressurized
AUTRY STATE PRISON INST | RTE 1 BOX 203 | PELHAM | Mitchell | 9101011 | 5 | Flapper Valve | 2007-02-23 | FALSE | 2007-02-23 | FALSE | Currently in Use | Diesel | 2500 | Fiberglass Double Walled | 2007-02-23 |  | Double-Walled Fiberglass | Safe Suction (Euro)
YUZ INVESTMENT LLC | 240 GLAUSIER ST | PELHAM | Mitchell | 9101039 | 1 | [5 empty] | Removed from Ground | Gas (Historical Use) | 6000 | Bare Steel | 1978-01-01 | 1997-01-06 | Galvanized Steel | Pressurized
DREKO CONVENIENCE STORE | 645 BARROW AVE | PELHAM | Mitchell | 10001301 | 1B |  | 2005-12-01 | FALSE | 2005-12-01 | FALSE | Temporarily out of use | Diesel | 2500 | Galvanic (STIP-3) | 2005-12-01 |  | Fiberglass Reinforced Plastic | Safe Suction (Euro)
AUTRY STATE PRISON INST | RTE 1 BOX 203 | PELHAM | Mitchell | 9101011 | 2 |  | 1998-12-15 |  | 1998-12-15 |  | Removed from Ground | Other | 10000 | Fiberglass | 1985-01-01 | 2007-02-23 | Fiberglass Reinforced Plastic | Suction (American)
YUZ INVESTMENT LLC | 240 GLAUSIER ST | PELHAM | Mitchell | 9101039 | 3 | [5 empty] | Removed from Ground | Gas (Historical Use) | 6000 | Bare Steel | 1978-01-01 | 1997-01-06 | Galvanized Steel | Pressurized
HAMILL MCNAIR FARMS | 7777 PINECLIFF ROAD | CAMILLA | Mitchell | 9101038 | RU |  | 1996-05-15 |  | 1996-05-15 |  | Removed from Ground | Gas (Historical Use) | 8000 | Composite | 1996-05-15 | 2005-12-08 | Secondary Containment | Safe Suction (Euro)
MITCHELL COUNTY SCHOOL BUS SHOP | 4856 HIGHWAY 37 | CAMILLA | Mitchell | 9101047 | 1 | [5 empty] | Removed from Ground | Gas (Historical Use) | 4000 | Bare Steel |  | 1899-12-31 | Bare Steel | Suction (American)
GA FC/BAKER-MITCHELL CO UNIT | GA HWY 37/9 MI NW OF CAMILLA | CAMILLA | Mitchell | 9101007 | 3 | [5 empty] | Removed from Ground | Gas (Historical Use) | 1000 | Bare Steel | 1961-04-28 | 1990-01-01 | Bare Steel
PELHAM CONVENIENCE MART | 174 BARROW AVE | PELHAM | Mitchell | 1010067 | 4 | [5 empty] | Removed from Ground | Gas (Historical Use) | 1000 | Bare Steel | 1971-05-12 | 1999-04-01 | Galvanized Steel
W POWELL OIL & TIRE CO | 226 EAST RR ST SE | PELHAM | Mitchell | 1010040 | 3 | [5 empty] | Removed from Ground | Gas (Historical Use) | 2000 | Bare Steel | 1959-04-02 | 1998-11-16 | Galvanized Steel
FRED L BENTLEY | 3060 SPENCE RD | PELHAM | Mitchell | 1010027 | 1 | [5 empty] | Closed in Ground | Gas (Historical Use) | 1000 | Bare Steel | 1978-04-20 | 1998-09-01 | Galvanized Steel | Safe Suction (Euro)
WHOLESALE TIRE | 145 MATHEWSON AVE | PELHAM | Mitchell | 1010020 | 2 | [5 empty] | Removed from Ground | Gas (Historical Use) | 2000 | Bare Steel | 1986-01-24 | 2001-06-28 | Galvanized Steel | Suction (American)
GA POWER/PELHAM LINE CREW HQ | 305 COTTON AVE SE | PELHAM | Mitchell | 9000368 | 3 | [5 empty] | Removed from Ground | Gas (Historical Use) | 6000 | Fiberglass | 1986-08-01 | 1993-05-06 | Unknown
LANGLEYS SERVICE STATION | 233 GLAUSIER ST | PELHAM | Mitchell | 9101004 | 2 |  | 1998-12-01 |  | 1998-12-01 |  | Removed from Ground | Gas (Historical Use) | 4000 | Steel-Impressed Current | 1981-01-01 | 2016-07-20 | Steel (Impressed Current) | Safe Suction (Euro)
WEST SERVICE STATION | 246 CHURCH ST SW | PELHAM | Mitchell | 9101025 | 2 |  | 1998-12-04 | FALSE | 1998-12-04 | FALSE | Removed from Ground | Diesel | 6000 | Steel-Impressed Current | 1968-04-01 | 2018-12-05 | Steel (Impressed Current) | Suction (American)
DARWOOD MANUFACTURING CO | 620 WEST RAILROAD ST | PELHAM | Mitchell | 1010044 | 1 | [5 empty] | Removed from Ground | Gas (Historical Use) | 5000 | Marked Unknown | 1966-04-28 | 1990-02-16 | Unknown
WHOLESALE TIRE | 145 MATHEWSON AVE | PELHAM | Mitchell | 1010020 | 4B | Flapper Valve | 2004-09-01 | FALSE | 2004-09-01 | FALSE | Temporarily out of use | Diesel | 2500 | Galvanic (STIP-3) | 2004-09-01 |  | Fiberglass Reinforced Plastic | Suction (American)
IKE GODWIN GROCERY INC | 7273 COUNTYLINE RD | PELHAM | Mitchell | 1010011 | 4B | Flapper Valve | 1995-07-10 | FALSE | 1995-07-10 | FALSE | Currently in Use | E-10 | 6000 | Composite | 1995-07-10 |  | Fiberglass Reinforced Plastic | Pressurized
WEST SERVICE STATION | 246 CHURCH ST SW | PELHAM | Mitchell | 9101025 | 4 |  | 1998-12-04 | FALSE | 1998-12-04 | FALSE | Removed from Ground | Diesel | 1000 | Steel-Impressed Current | 1968-04-01 | 2018-12-05 | Steel (Impressed Current) | Suction (American)
C & P PACKAGE | 233 WEST RAILROAD ST | PELHAM | Mitchell | 9101017 | 1 |  | 1997-06-01 |  | 1997-06-01 |  | Removed from Ground | Gas (Historical Use) | 6000 | Cathodically Protected Steel | 1986-03-01 | 2016-08-15 | Cathodically Protected | Pressurized
MITCHELL CO ROAD DEPARTMENT | 4798 HWY 37 EAST | CAMILLA | Mitchell | 9101012 | 1 | [5 empty] | Removed from Ground | Gas (Historical Use) | 6000 | Marked Unknown | 1998-09-23 | 1998-09-23 | Unknown
KUSH MITT OF CAMILLA LLC | 70 N HARNEY ST | CAMILLA | Mitchell | 9101001 | 5 | Flapper Valve | 1991-01-01 | FALSE | 1991-01-01 | FALSE | Temporarily out of use | E-10 | 6015 | Galvanic (STIP-3) | 1991-01-01 |  | Fiberglass Reinforced Plastic | Pressurized
MITCHELL EMC | 475 CAIRO RD | CAMILLA | Mitchell | 1010015 | 1A | Overfill Alarm | 2020-10-01 | FALSE | 2020-10-01 | FALSE | Currently in Use | Regular | 12000 | Fiberglass | 2020-08-29 |  | Fiberglass Reinforced Plastic | Pressurized
W POWELL OIL CO | 205 EAST BROAD ST | CAMILLA | Mitchell | 1010039 | 1 | [5 empty] | Removed from Ground | Gas (Historical Use) | 1000 | Bare Steel | 1960-04-01 | 1998-11-01 | Galvanized Steel
BROOKS SERVICE CENTER | 125 E BROAD ST | CAMILLA | Mitchell | 1010083 | 7DIES | Flapper Valve | 1990-02-27 | FALSE | 1990-02-27 | FALSE | Currently in Use | Diesel | 1000 | Galvanic (STIP-3) | 1990-02-27 |  | Fiberglass Reinforced Plastic | Suction (American)
MITTNEHA LLC | 110 CHURCH ST | PELHAM | Mitchell | 1010001 | 2 | [5 empty] | Removed from Ground | Gas (Historical Use) | 3000 | Bare Steel | 1972-04-18 | 1991-12-17 | Unknown
WHOLESALE TIRE | 145 MATHEWSON AVE | PELHAM | Mitchell | 1010020 | 1 | [5 empty] | Removed from Ground | Gas (Historical Use) | 1000 | Bare Steel | 1986-01-24 | 2001-06-28 | Galvanized Steel | Suction (American)
LANGLEYS SERVICE STATION | 233 GLAUSIER ST | PELHAM | Mitchell | 9101004 | 4 | [5 empty] | Removed from Ground | Diesel | 2000 | Bare Steel | 1981-01-01 | 1999-12-08 | Galvanized Steel | Safe Suction (Euro)
SELLERS GAS CO | 2610 HWY 19 N | PELHAM | Mitchell | 9101051 | 3 | [5 empty] | Closed in Ground | Gas (Historical Use) | 10000 | Bare Steel | 1999-08-05 | 1999-08-05 | Galvanized Steel | Suction (American)
FORMER PLUNDER HOUSE | 264 E RAILROAD ST | PELHAM | Mitchell | 9101048 | 3 | [5 empty] | Removed from Ground | Empty | 1000 | Bare Steel | 1999-02-24 | 1999-02-24 | Galvanized Steel
ASHLEYS COUNTRY STORE | 2495 OLD PELHAM RD | PELHAM | Mitchell | 9101046 | 3B |  | 1998-03-01 | FALSE | 1998-03-01 | FALSE | Removed from Ground | Gas (Historical Use) | 4000 | Composite | 1998-01-01 |  | Fiberglass Reinforced Plastic | Pressurized
SELLERS GAS CO | 2610 HWY 19 N | PELHAM | Mitchell | 9101051 | 2 | [5 empty] | Closed in Ground | Gas (Historical Use) | 10000 | Bare Steel | 1999-08-05 | 1999-08-05 | Galvanized Steel | Suction (American)
FORMER PLUNDER HOUSE | 264 E RAILROAD ST | PELHAM | Mitchell | 9101048 | 2 | [5 empty] | Removed from Ground | Empty | 1000 | Bare Steel | 1999-02-24 | 1999-02-24 | Galvanized Steel
GA FC/BAKER-MITCHELL CO UNIT | GA HWY 37/9 MI NW OF CAMILLA | CAMILLA | Mitchell | 9101007 | 1 |  | 1990-01-01 |  | 1990-01-01 |  | Removed from Ground | Gas (Historical Use) | 2000 | Galvanic (STIP-3) | 1990-01-01 | 2002-06-18 | Cathodically Protected | Safe Suction (Euro)
GA FORESTRY DIST OFFICE 9 | GA HWY 112 21/2 MI S OF CAMILLA | CAMILLA | Mitchell | 9101008 | 2 | [5 empty] | Removed from Ground | Gas (Historical Use) | 560 | Bare Steel | 1982-06-01 | 1992-02-19 | Galvanized Steel | Safe Suction (Euro)
KUSH MITT OF CAMILLA LLC | 70 N HARNEY ST | CAMILLA | Mitchell | 9101001 | 8 | Flapper Valve | 1991-01-01 | FALSE | 1991-01-01 | FALSE | Temporarily out of use | Premium | 8000 | Galvanic (STIP-3) | 1991-01-01 |  | Fiberglass Reinforced Plastic | Pressurized
KUSH MITT OF CAMILLA LLC | 70 N HARNEY ST | CAMILLA | Mitchell | 9101001 | 2 | [5 empty] | Removed from Ground | Gas (Historical Use) | 4000 | Not Marked/Unknown | 1991-02-13 | 1991-02-13 | Not Marked
CAMILLA 66 | 181 US 19 N | CAMILLA | Mitchell | 1010026 | 3 | [5 empty] | Removed from Ground | Gas (Historical Use) | 6000 | Bare Steel | 1971-04-20 | 1999-03-22 | Galvanized Steel | Pressurized
GA DOT #10433/MITCHELL CO MAINT | RT 2 BOX 87 THOMAS STREET | CAMILLA | Mitchell | 1010034 | 433G1 | [5 empty] | Removed from Ground | Gas (Historical Use) | 1000 | Bare Steel | 1971-01-01 | 2005-05-13 | Galvanized Steel | Suction (American)
MERRIMAC GULF | 50 NORTH HARNEY ST | CAMILLA | Mitchell | 1010047 | 2 | [5 empty] | Removed from Ground | Gas (Historical Use) | 4000 | Bare Steel | 1966-04-28 | 1899-12-31 | Galvanized Steel
BROOKS SERVICE CENTER | 125 E BROAD ST | CAMILLA | Mitchell | 1010083 | 9UP | Flapper Valve | 1990-02-27 | FALSE | 1990-02-27 | FALSE | Currently in Use | E-0 | 1000 | Galvanic (STIP-3) | 1990-02-27 |  | Fiberglass Reinforced Plastic | Suction (American)
YUZ INVESTMENT LLC | 240 GLAUSIER ST | PELHAM | Mitchell | 9101039 | 5 | [5 empty] | Removed from Ground | Diesel | 6000 | Bare Steel | 1978-01-01 | 1997-01-06 | Galvanized Steel | Pressurized
DOLLAR GENERAL #738 | 398 BARROW AVE | PELHAM | Mitchell | 10002406 | 2A | Flapper Valve | 2014-12-17 | FALSE | 2014-12-09 | FALSE | Currently in Use | Premium | 8000 | Fiberglass Double Walled | 2014-10-14 |  | Double-Walled Flex | Pressurized
HERCULES BUMPERS INC | US HWY 19 NORTH | PELHAM | Mitchell | 1010060 | T2 | [5 empty] | Closed in Ground | Gas (Historical Use) | 1000 | Bare Steel | 1986-05-08 | 1987-02-24 | Galvanized Steel | Safe Suction (Euro)
PELHAM CONVENIENCE MART | 174 BARROW AVE | PELHAM | Mitchell | 1010067 | 3 | [5 empty] | Removed from Ground | Gas (Historical Use) | 1500 | Bare Steel | 1971-05-12 | 1999-04-01 | Galvanized Steel
MILLERS GROCERY | 8125 COUNTY LINE RD | PELHAM | Mitchell | 1010024 | 3A | Flapper Valve | 1999-12-02 | FALSE | 1999-12-02 | FALSE | Removed from Ground |  | 2000 | Galvanic (STIP-3) | 2011-06-01 |  | Fiberglass Reinforced Plastic | Safe Suction (Euro)
FRED L BENTLEY | 3060 SPENCE RD | PELHAM | Mitchell | 1010027 | 2 | [5 empty] | Closed in Ground | Gas (Historical Use) | 1000 | Bare Steel | 1978-04-20 | 1998-09-01 | Galvanized Steel | Safe Suction (Euro)
PELHAM GRAIN CO INC | 375 GLAUSIER ST | PELHAM | Mitchell | 1010019 | 2 | [5 empty] | Removed from Ground | Diesel | 10000 | Bare Steel | 1980-01-26 | 2000-08-30 | Galvanized Steel | Suction (American)
IKE GODWIN GROCERY INC | 7273 COUNTYLINE RD | PELHAM | Mitchell | 1010011 | 4A | Flapper Valve | 1995-07-10 | FALSE | 1995-07-10 | FALSE | Currently in Use | E-0 | 4000 | Composite | 1995-07-10 |  | Fiberglass Reinforced Plastic | Pressurized
WEST SERVICE STATION | 246 CHURCH ST SW | PELHAM | Mitchell | 9101025 | 3 |  | 1998-12-04 | FALSE | 1998-12-04 | FALSE | Removed from Ground | Gas (Historical Use) | 6000 | Steel-Impressed Current | 1968-04-01 | 2018-12-05 | Steel (Impressed Current) | Suction (American)
ASHLEYS COUNTRY STORE | 2495 OLD PELHAM RD | PELHAM | Mitchell | 9101046 | 2 | [5 empty] | Removed from Ground | Gas (Historical Use) | 3000 | Bare Steel | 1998-10-28 | 1998-10-28 | Galvanized Steel | Safe Suction (Euro)
SELLERS GAS CO | 2610 HWY 19 N | PELHAM | Mitchell | 9101051 | 4 | [5 empty] | Closed in Ground | Diesel | 10000 | Bare Steel | 1999-08-05 | 1999-08-05 | Galvanized Steel | Suction (American)
YUZ INVESTMENT LLC | 240 GLAUSIER ST | PELHAM | Mitchell | 9101039 | 6B | Flapper Valve | 1997-01-22 | FALSE | 1997-01-22 | FALSE | Currently in Use | Diesel | 6000 | Composite | 1997-01-07 |  | Double-Walled Flex | Pressurized
YUZ INVESTMENT LLC | 240 GLAUSIER ST | PELHAM | Mitchell | 9101039 | 6A | Flapper Valve | 1997-01-22 | FALSE | 1997-01-22 | FALSE | Currently in Use | E-10 | 10000 | Composite | 1997-01-07 |  | Double-Walled Flex | Pressurized
Vishwa 2006 LLC | 280 MARTIN LUTHER KING JR BLVD NW | PELHAM | Mitchell | 1010074 | 1 | Flapper Valve | 1986-01-01 | FALSE | 1986-01-01 | FALSE | Currently in Use | E-10 | 8000 | Composite | 1986-05-08 |  | Fiberglass Reinforced Plastic | Safe Suction (Euro)
MITTNEHA LLC | 110 CHURCH ST | PELHAM | Mitchell | 1010001 | 6B | Overfill Alarm | 1991-10-01 | FALSE | 1991-10-01 | FALSE | Currently in Use | E-10 | 3000 | Galvanic (STIP-3) | 1991-12-17 |  | Fiberglass Reinforced Plastic | Pressurized
MITTNEHA LLC | 110 CHURCH ST | PELHAM | Mitchell | 1010001 | 6A | Overfill Alarm | 1991-10-01 | FALSE | 1991-10-01 | FALSE | Currently in Use | E-10 | 3000 | Galvanic (STIP-3) | 1991-12-17 |  | Fiberglass Reinforced Plastic | Pressurized
WHOLESALE TIRE | 145 MATHEWSON AVE | PELHAM | Mitchell | 1010020 | 4A | Flapper Valve | 2004-09-01 | FALSE | 2004-09-01 | FALSE | Temporarily out of use | Gas (Historical Use) | 2500 | Galvanic (STIP-3) | 2004-09-01 |  | Fiberglass Reinforced Plastic | Suction (American)
IKE GODWIN GROCERY INC | 7273 COUNTYLINE RD | PELHAM | Mitchell | 1010011 | 3 | [5 empty] | Removed from Ground | Gas (Historical Use) | 4000 | Bare Steel | 1976-02-27 | 1995-05-12 | Galvanized Steel | Suction (American)
C & P PACKAGE | 233 WEST RAILROAD ST | PELHAM | Mitchell | 9101017 | 2 |  | 1997-06-01 |  | 1997-06-01 |  | Removed from Ground | Gas (Historical Use) | 6000 | Cathodically Protected Steel | 1986-03-01 | 2016-08-15 | Cathodically Protected | Pressurized
HOPEFUL GENERAL STORE | 2638 GEORGIA HWY 97 | CAMILLA | Mitchell | 1010009 | 3 | [5 empty] | Removed from Ground | Gas (Historical Use) | 1000 | Bare Steel | 1966-01-27 | 1995-08-22 | Galvanized Steel
MITCHELL EMC | 475 CAIRO RD | CAMILLA | Mitchell | 1010015 | 1 | [5 empty] | Removed from Ground | Gas (Historical Use) | 6000 | Bare Steel | 1972-02-11 | 1990-01-01 | Galvanized Steel
Circle K 2745152 | 317 US HWY 19 N | PELHAM | Mitchell | 9101006 | 84928 | Flapper Valve | 1987-08-19 | FALSE | 1987-08-19 | FALSE | Currently in Use | E-10 | 6000 | Galvanic (STIP-3) | 1987-08-19 |  | Fiberglass Reinforced Plastic | Pressurized
CAMILLA PUBLIC WORKS DEPT | 465 BAY STREET | CAMILLA | Mitchell | 9101036 | 2 | [5 empty] | Removed from Ground | Diesel | 1000 | Cathodically Protected Steel | 1971-01-01 | 1998-10-23 | Bare Steel | Suction (American)
MITCHELL COUNTY SCHOOL BUS SHOP | 4856 HIGHWAY 37 | CAMILLA | Mitchell | 9101047 | 2 | [5 empty] | Removed from Ground | Gas (Historical Use) | 4000 | Bare Steel |  | 1899-12-31 | Bare Steel | Suction (American)
MACK HOWARD DAVIS TRUST/OLD SVC | HWY 97 | CAMILLA | Mitchell | 9101016 | 2 | [5 empty] | Removed from Ground | Gas (Historical Use) | 1000 | Bare Steel | 1994-12-02 | 1994-12-02 | Galvanized Steel
ONE STOP | 29 GA HWY 97 | CAMILLA | Mitchell | 9101026 | 3 | Overfill Alarm | 1999-02-05 | TRUE | 1999-02-05 | FALSE | Currently in Use | E-10 | 4000 | Steel-Impressed Current | 1987-01-01 |  | Steel (Impressed Current) | Safe Suction (Euro)
CAMILLA 66 | 181 US 19 N | CAMILLA | Mitchell | 1010026 | 7A | Overfill Alarm | 1998-12-01 | FALSE | 1998-12-01 | FALSE | Currently in Use | Plus | 6000 | Galvanic (STIP-3) | 1998-12-01 |  | Fiberglass Reinforced Plastic | Pressurized
RIVERVIEW PLANTATION INC | GEORGIA HWY 311 & GEORGIA HWY 65 | CAMILLA | Mitchell | 1010029 | D2 | [5 empty] | Removed from Ground | Diesel | 8000 | Bare Steel | 1980-04-22 | 1996-07-01 | Unknown | Suction (American)
LANGLEYS SERVICE STATION | 233 GLAUSIER ST | PELHAM | Mitchell | 9101004 | 3 |  | 1998-12-01 |  | 1998-12-01 |  | Removed from Ground | Gas (Historical Use) | 3000 | Steel-Impressed Current | 1981-01-01 | 2016-07-20 | Steel (Impressed Current) | Safe Suction (Euro)
ASHLEYS COUNTRY STORE | 2495 OLD PELHAM RD | PELHAM | Mitchell | 9101046 | 3C |  | 1998-03-01 | FALSE | 1998-03-01 | FALSE | Removed from Ground | Diesel | 2000 | Composite | 1998-01-01 |  | Fiberglass Reinforced Plastic | Pressurized
GEORGIA & FLORIDA RAILROAD | 230 RAILROAD ST NORTH | PELHAM | Mitchell | 9101044 | 1 | [5 empty] | Removed from Ground | Gas (Historical Use) | 560 | Not Marked/Unknown | 1997-09-17 | 1997-09-17 | Not Marked
GEORGIA & FLORIDA RAILROAD | HWY 37 SOUTH | CAMILLA | Mitchell | 9101043 | 1 | [5 empty] | Removed from Ground | Gas (Historical Use) | 560 | Not Marked/Unknown | 1997-09-17 | 1997-09-17 | Not Marked
CAMILLA-MITCHELL COUNTY AIRPORT | 3907 AIRPORT RD | CAMILLA | Mitchell | 9101037 | 1 | Flapper Valve | 1998-04-28 | FALSE | 1998-04-28 | FALSE | Currently in Use | Aviaion gas/AV Gas | 8000 | Steel-Impressed Current | 1970-01-01 |  | Steel (Impressed Current) | Safe Suction (Euro)
WORSHAM FARMS | HWY 97 | CAMILLA | Mitchell | 9101027 | T2 | [5 empty] | Removed from Ground | Diesel | 8000 | Bare Steel | 1985-01-01 | 1997-01-01 | Galvanized Steel | Suction (American)
KUSH MITT OF CAMILLA LLC | 70 N HARNEY ST | CAMILLA | Mitchell | 9101001 | 7 |  | 1991-01-01 | FALSE | 1991-01-01 | FALSE | Temporarily out of use | Plus | 6015 | Galvanic (STIP-3) | 1991-01-01 |  | Fiberglass Reinforced Plastic | Pressurized
KUSH MITT OF CAMILLA LLC | 70 N HARNEY ST | CAMILLA | Mitchell | 9101001 | 4 | [5 empty] | Removed from Ground | Gas (Historical Use) | 4000 | Not Marked/Unknown | 1991-02-13 | 1991-02-13 | Not Marked
EXPRESS LANE #57 | 5 US HWY 19 SOUTH | CAMILLA | Mitchell | 1010002 | 1 |  | 1996-06-07 |  | 1996-06-07 |  | Removed from Ground | Gas (Historical Use) | 8068 | Cathodically Protected Steel | 1982-04-16 | 2002-08-13 | Double Walled | Pressurized
CAMILLA 66 | 181 US 19 N | CAMILLA | Mitchell | 1010026 | 2 | [5 empty] | Removed from Ground | Diesel | 6000 | Bare Steel | 1971-04-20 | 1999-03-22 | Galvanized Steel | Pressurized
RIVERVIEW PLANTATION INC | GEORGIA HWY 311 & GEORGIA HWY 65 | CAMILLA | Mitchell | 1010029 | G3 | [5 empty] | Removed from Ground | Gas (Historical Use) | 6000 | Bare Steel | 1981-04-22 | 1996-07-01 | Unknown | Suction (American)
W POWELL OIL CO | 205 EAST BROAD ST | CAMILLA | Mitchell | 1010039 | 4 | [5 empty] | Removed from Ground | Gas (Historical Use) | 3000 | Bare Steel | 1960-04-01 | 1998-11-01 | Galvanized Steel
PACE MART | 114 GREEN ST E | PELHAM | Mitchell | 1010076 | T2 | Flapper Valve | 1991-02-01 | FALSE | 1991-02-01 | FALSE | Currently in Use | E-10 | 8000 | Steel-Impressed Current | 1982-05-08 |  | Steel (Impressed Current) | Pressurized
LANGLEYS SERVICE STATION | 233 GLAUSIER ST | PELHAM | Mitchell | 9101004 | 1 |  | 1998-12-01 |  | 1998-12-01 |  | Removed from Ground | Gas (Historical Use) | 6000 | Steel-Impressed Current | 1981-01-01 | 2016-07-21 | Steel (Impressed Current) | Safe Suction (Euro)
WEST SERVICE STATION | 246 CHURCH ST SW | PELHAM | Mitchell | 9101025 | 1 |  | 1998-12-04 | FALSE | 1998-12-04 | FALSE | Removed from Ground | Gas (Historical Use) | 6000 | Steel-Impressed Current | 1968-04-01 | 2019-12-05 | Steel (Impressed Current) | Suction (American)
Circle K 2745152 | 317 US HWY 19 N | PELHAM | Mitchell | 9101006 | 84930 | Flapper Valve | 1987-08-19 | FALSE | 1987-08-19 | FALSE | Currently in Use | Premium | 6000 | Galvanic (STIP-3) | 1987-08-19 |  | Fiberglass Reinforced Plastic | Pressurized
HC WIGGINS INC | 559 BARROW AVENUE | PELHAM | Mitchell | 9101050 | 1 | [5 empty] | Removed from Ground | Gas (Historical Use) | 2000 | Marked Unknown | 2000-06-01 | 2000-06-01 | Unknown
PELHAM WAREHOUSE | 122 N RAILROAD NE | PELHAM | Mitchell | 9101049 | 1 | [5 empty] | Removed from Ground | Gas (Historical Use) | 1000 | Bare Steel | 2000-02-01 | 2000-02-01 | Bare Steel
YUZ INVESTMENT LLC | 240 GLAUSIER ST | PELHAM | Mitchell | 9101039 | 4 | [5 empty] | Removed from Ground | Gas (Historical Use) | 6000 | Bare Steel | 1978-01-01 | 1997-01-06 | Galvanized Steel | Pressurized
CAMILLA FORD NEW HOLLAND | 590 NEWTON HWY | CAMILLA | Mitchell | 9101019 | 1 | [5 empty] | Removed from Ground | Diesel | 6000 | Not Marked/Unknown | 1995-05-13 | 1995-05-13 | Unknown
CAMILLA 66 | 181 US 19 N | CAMILLA | Mitchell | 1010026 | 5 | [5 empty] | Removed from Ground | Gas (Historical Use) | 2000 | Bare Steel | 1984-04-16 | 1999-03-22 | Galvanized Steel | Pressurized
CAMILLA 66 | 181 US 19 N | CAMILLA | Mitchell | 1010026 | 4 | [5 empty] | Removed from Ground | Gas (Historical Use) | 6000 | Bare Steel | 1981-04-17 | 1999-03-22 | Galvanized Steel | Pressurized
FLINT RIVER FORD INC | 100 OAKLAND AVE WEST | CAMILLA | Mitchell | 1010084 | 1 | [5 empty] | Removed from Ground | Empty | 1000 | Bare Steel | 1976-05-10 | 1992-01-01 | Galvanized Steel
SHRADHA ENTERPRISES LLC | 300 W BROAD ST | CAMILLA | Mitchell | 1010075 | T1 |  | 1994-12-21 |  | 1994-12-21 |  | Removed from Ground | Gas (Historical Use) | 10000 | Bare Steel | 1981-06-01 | 1998-11-18 | Galvanized Steel | Safe Suction (Euro)
SHRADHA ENTERPRISES LLC | 300 W BROAD ST | CAMILLA | Mitchell | 1010075 | T4 | Flapper Valve | 1998-12-05 | FALSE | 1998-12-05 | FALSE | Currently in Use | E-10 | 8000 | Galvanic (STIP-3) | 1998-12-01 |  |  | Pressurized
Easy Corner #2 | 2067 US HWY 19 S.E. | PELHAM | Mitchell | 1010077 | 2 | Flapper Valve | 1997-10-17 | FALSE | 1997-10-17 | FALSE | Currently in Use | E-10 | 10000 | Steel-Impressed Current | 1978-05-09 |  | Fiberglass Reinforced Plastic | Pressurized
COATES AMERICA/COATS & CLARK INC | 238 MILL ST | PELHAM | Mitchell | 1010045 | 1 | [5 empty] | Removed from Ground | Other | 11000 | Bare Steel | 1946-05-09 | 1995-03-01 | Bare Steel
FORMER WATSON SERVICE STATION | 179 BROAD AVE | CAMILLA | Mitchell | 10001706 | 4 |  |  | FALSE |  | FALSE | Removed from Ground | Gas (Historical Use) | 3000 | Bare Steel | 1950-01-01 | 1985-01-01 | Not Marked
FORMER WATSON SERVICE STATION | 179 BROAD AVE | CAMILLA | Mitchell | 10001706 | 1 |  |  | FALSE |  | FALSE | Removed from Ground | Gas (Historical Use) | 500 | Bare Steel | 1950-01-01 | 1985-01-01 | Unknown
SUSIE QS #70 | 8 HWY 19 S | CAMILLA | Mitchell | 9101041 | 2 | Overfill Alarm | 1997-04-01 | FALSE | 1997-04-01 | FALSE | Currently in Use | E-10 | 10000 | Composite | 1997-04-01 |  | Double-Walled Flex | Pressurized
CAMILLA PUBLIC SAFETY COMPLEX (P | 80 W BROAD STREET | CAMILLA | Mitchell | 9101035 | 1 |  | 1998-04-28 |  | 1998-04-28 |  | Removed from Ground | Diesel | 1000 | Double Walled | 1987-12-01 | 2000-12-01 | Copper | Suction (American)
MITCHELL COUNTY SCHOOL BUS SHOP | 4856 HIGHWAY 37 | CAMILLA | Mitchell | 9101047 | 3 | Flapper Valve | 2012-08-28 | FALSE | 2012-08-28 | FALSE | Currently in Use | Diesel | 4000 | Composite | 1988-01-01 |  | Fiberglass Reinforced Plastic | Suction (American)
MITCHELL CO ROAD DEPARTMENT | 4798 HWY 37 EAST | CAMILLA | Mitchell | 9101012 | 3 | [5 empty] | Removed from Ground | Diesel | 6000 | Marked Unknown | 1968-01-01 | 1998-09-23 | Unknown
MITCHELL EMC | 475 CAIRO RD | CAMILLA | Mitchell | 1010015 | 2 | Ball Float |  | FALSE |  | FALSE | Currently in Use | E-0 | 10000 | Composite | 1990-01-01 |  | Fiberglass Reinforced Plastic | Pressurized
EXPRESS LANE #57 | 5 US HWY 19 SOUTH | CAMILLA | Mitchell | 1010002 | 2 |  | 1996-06-07 |  | 1996-06-07 |  | Removed from Ground | Gas (Historical Use) | 8068 | Cathodically Protected Steel | 1982-04-16 | 2002-08-13 | Double Walled | Pressurized
CAMILLA 66 | 181 US 19 N | CAMILLA | Mitchell | 1010026 | 9A | Overfill Alarm | 2005-03-01 | FALSE | 2005-03-01 | FALSE | Currently in Use | Diesel Off Road | 6000 | Composite | 2005-03-01 |  | Double-Walled Flex | Pressurized
CAMILLA 66 | 181 US 19 N | CAMILLA | Mitchell | 1010026 | 7B | Overfill Alarm | 1998-12-01 | FALSE | 1998-12-01 | FALSE | Currently in Use | Premium | 6000 | Composite | 1995-12-01 |  | Fiberglass Reinforced Plastic | Pressurized
BROOKS TEXACO SERV | 60 US HWY 19 @ OAKLAND AVE | CAMILLA | Mitchell | 1010033 | 2 |  | 1997-04-01 |  | 1997-04-01 |  | Removed from Ground | Kerosene | 1000 | Steel-Impressed Current | 1968-01-01 | 2005-11-17 | Cathodically Protected | Safe Suction (Euro)
BROOKS SERVICE CENTER | 125 E BROAD ST | CAMILLA | Mitchell | 1010083 | 6UR | Flapper Valve | 1990-02-27 | FALSE | 1990-02-27 | FALSE | Currently in Use | E-10 | 1000 | Galvanic (STIP-3) | 1990-02-27 |  | Fiberglass Reinforced Plastic | Suction (American)
SHRADHA ENTERPRISES LLC | 300 W BROAD ST | CAMILLA | Mitchell | 1010075 | T3 |  | 1994-12-21 |  | 1994-12-21 |  | Removed from Ground | Gas (Historical Use) | 10000 | Bare Steel | 1981-06-01 | 1998-11-18 | Galvanized Steel | Safe Suction (Euro)
PEAVY FARM SERVICES | HIGHWAY 37 | CAMILLA | Mitchell | 9101034 | 1 | [5 empty] | Removed from Ground | Diesel | 8500 | Not Marked/Unknown | 1995-04-05 | 1995-04-05 | Not Marked
CAMILLA-MITCHELL COUNTY AIRPORT | 3907 AIRPORT RD | CAMILLA | Mitchell | 9101037 | 2 | Flapper Valve | 1998-04-28 | FALSE | 1998-04-28 | FALSE | Currently in Use | Aviaion gas/AV Gas | 8000 | Steel-Impressed Current | 1970-01-01 |  | Steel (Impressed Current) | Safe Suction (Euro)
GA FORESTRY DIST OFFICE 9 | GA HWY 112 21/2 MI S OF CAMILLA | CAMILLA | Mitchell | 9101008 | 1 | [5 empty] | Removed from Ground | Gas (Historical Use) | 560 | Bare Steel | 1958-06-01 | 1992-02-19 | Galvanized Steel | Safe Suction (Euro)
EQUITY GROUP GA DIVISION LLC | US HWY 19 N | CAMILLA | Mitchell | 9101031 | 1 | Flapper Valve | 1995-03-01 | FALSE | 1995-03-01 | FALSE | Currently in Use | Diesel | 10000 | Epoxy | 1995-03-01 |  | Fiberglass Reinforced Plastic | Pressurized
KUSH MITT OF CAMILLA LLC | 70 N HARNEY ST | CAMILLA | Mitchell | 9101001 | 3 | [5 empty] | Removed from Ground | Gas (Historical Use) | 4000 | Not Marked/Unknown | 1991-02-13 | 1991-02-13 | Not Marked
RIVERVIEW PLANTATION INC | GEORGIA HWY 311 & GEORGIA HWY 65 | CAMILLA | Mitchell | 1010029 | G1 | [5 empty] | Removed from Ground | Gas (Historical Use) | 3000 | Marked Unknown | 1971-04-25 | 1996-07-01 | Unknown | Suction (American)
MERRIMAC GULF | 50 NORTH HARNEY ST | CAMILLA | Mitchell | 1010047 | 3 | [5 empty] | Removed from Ground | Gas (Historical Use) | 4000 | Bare Steel | 1966-04-28 | 1899-12-31 | Galvanized Steel
NEAL'S FOOD MART | 133 US HWY 19 S | CAMILLA | Mitchell | 1010073 | 1 |  | 1988-01-01 | FALSE | 1988-01-01 | FALSE | Removed from Ground | Gas (Historical Use) | 8000 | Steel-Impressed Current | 1985-05-08 | 2019-06-03 | Steel (Impressed Current) | Suction (American)
GA FC | HWY 97 2 MI SOUTH OF CAMILLA | CAMILLA | Mitchell | 1010030 | 1 | [5 empty] | Removed from Ground | Gas (Historical Use) | 2000 | Bare Steel | 1969-04-26 | 1991-09-01 | Galvanized Steel
GA DOT #10433/MITCHELL CO MAINT | RT 2 BOX 87 THOMAS STREET | CAMILLA | Mitchell | 1010034 | 10433-1 | [5 empty] | Removed from Ground | Other | 1 | Not Marked/Unknown |  | 1899-12-31 | Not Marked
W T LOWERYS BARBECUE | US 19 SOUTH | CAMILLA | Mitchell | 1010087 | 1 | [5 empty] | Removed from Ground | Empty | 0 | Bare Steel | 1986-05-08 | 1992-01-01 | Galvanized Steel
TRI STATE SUPPLY CO | 54 WEST BROAD ST | CAMILLA | Mitchell | 1010088 | 1 | [5 empty] | Removed from Ground | Empty | 550 | Bare Steel | 1986-05-08 | 1996-03-09 | Galvanized Steel
GOLD KIST COMPLEX | NEWTON RD | CAMILLA | Mitchell | 1010068 | 1 | [5 empty] | Removed from Ground | Gas (Historical Use) | 3000 | Bare Steel | 1978-05-10 | 1990-09-20 | Galvanized Steel
CROW CHEVROLET BUICK | US 19 NORTH | CAMILLA | Mitchell | 1010065 | T3 | [5 empty] | Removed from Ground | Gas (Historical Use) | 1000 | Bare Steel | 1982-05-09 | 1991-11-11 | Galvanized Steel
W POWELL OIL & TIRE CO | 226 EAST RR ST SE | PELHAM | Mitchell | 1010040 | 1 | [5 empty] | Removed from Ground | Diesel | 4000 | Bare Steel | 1979-03-28 | 1998-11-16 | Galvanized Steel
GA DOT #10478 | GRADY & OAK ST | PELHAM | Mitchell | 1010035 | 10478-1 | [5 empty] | Removed from Ground | Empty | 0 | Bare Steel | 1986-04-29 | 1990-10-01 | Galvanized Steel
SUSIE QS #70 | 8 HWY 19 S | CAMILLA | Mitchell | 9101041 | 1 | Overfill Alarm | 1997-04-01 | FALSE | 1997-04-01 | FALSE | Currently in Use | Premium | 10000 | Composite | 1997-04-01 |  | Double-Walled Flex | Pressurized
Sunstop #419 | 301 US HWY 19 S | CAMILLA | Mitchell | 9101023 | 225536UL | Flapper Valve | 1994-11-01 | FALSE | 1994-11-01 | FALSE | Currently in Use | Premium | 10000 | Galvanic (STIP-3) | 1994-11-03 |  | Double-Walled Fiberglass | Pressurized
ONE STOP | 29 GA HWY 97 | CAMILLA | Mitchell | 9101026 | 2 | Overfill Alarm | 1999-02-05 | TRUE | 1999-02-05 | FALSE | Currently in Use | Diesel | 4000 | Steel-Impressed Current | 1987-01-01 |  | Steel (Impressed Current) | Safe Suction (Euro)
HOPEFUL GENERAL STORE | 2638 GEORGIA HWY 97 | CAMILLA | Mitchell | 1010009 | 6A |  | 1995-09-01 | FALSE | 1995-09-01 | FALSE | Removed from Ground | Gas (Historical Use) | 9000 | Galvanic (STIP-3) | 1995-08-23 | 2019-07-02 | Double-Walled Fiberglass | Safe Suction (Euro)
M CAMERON HEAD INC | 558 BAGGS FERRY RD | CAMILLA | Mitchell | 1010003 | 2GAS | [5 empty] | Removed from Ground | Gas (Historical Use) | 4000 | Bare Steel | 1980-01-19 | 1998-12-18 | Galvanized Steel | Safe Suction (Euro)
FRED L BENTLEY | 3060 SPENCE RD | PELHAM | Mitchell | 1010027 | 4 | [5 empty] | Removed from Ground | Kerosene | 280 | Bare Steel | 1971-04-22 | 1998-09-01 | Galvanized Steel | Safe Suction (Euro)
ASHLEYS COUNTRY STORE | 2495 OLD PELHAM RD | PELHAM | Mitchell | 9101046 | 1 | [5 empty] | Removed from Ground | Gas (Historical Use) | 3000 | Bare Steel | 1998-10-28 | 1998-10-28 | Galvanized Steel | Safe Suction (Euro)
SUSIE QS #70 | 8 HWY 19 S | CAMILLA | Mitchell | 9101041 | 3 | Overfill Alarm | 1997-04-01 | FALSE | 1997-04-01 | FALSE | Currently in Use | Diesel | 6000 | Composite | 1997-04-01 |  | Double-Walled Flex | Pressurized
HOPEFUL GENERAL STORE | 2638 GEORGIA HWY 97 | CAMILLA | Mitchell | 1010009 | 1 | [5 empty] | Removed from Ground | Gas (Historical Use) | 3000 | Bare Steel | 1976-01-25 | 1995-08-22 | Galvanized Steel
MITCHELL EMC | 475 CAIRO RD | CAMILLA | Mitchell | 1010015 | 3 | Overfill Alarm | 1990-01-01 | FALSE | 1990-01-01 | FALSE | Currently in Use | Diesel | 10000 | Composite | 1990-01-01 |  | Fiberglass Reinforced Plastic | Pressurized
EXPRESS LANE #57 | 5 US HWY 19 SOUTH | CAMILLA | Mitchell | 1010002 | 3 |  | 1996-06-07 |  | 1996-06-07 |  | Removed from Ground | Gas (Historical Use) | 8068 | Cathodically Protected Steel | 1982-04-16 | 2002-08-13 | Double Walled | Pressurized
BROOKS TEXACO SERV | 60 US HWY 19 @ OAKLAND AVE | CAMILLA | Mitchell | 1010033 | 3 |  | 1997-04-01 |  | 1997-04-01 |  | Removed from Ground | Gas (Historical Use) | 4000 | Steel-Impressed Current | 1968-01-01 | 2005-11-16 | Cathodically Protected | Pressurized
BROOKS SERVICE CENTER | 125 E BROAD ST | CAMILLA | Mitchell | 1010083 | 8-UMG | Flapper Valve | 1990-02-27 | FALSE | 1990-02-27 | FALSE | Currently in Use | Premium | 1000 | Galvanic (STIP-3) | 1990-02-27 |  | Fiberglass Reinforced Plastic | Suction (American)
BROOKS SERVICE CENTER | 125 E BROAD ST | CAMILLA | Mitchell | 1010083 | 3 | [5 empty] | Removed from Ground | Empty | 550 | Bare Steel | 1976-05-10 | 1899-12-31 | Galvanized Steel
SHRADHA ENTERPRISES LLC | 300 W BROAD ST | CAMILLA | Mitchell | 1010075 | T2 |  | 1994-12-21 |  | 1994-12-21 |  | Removed from Ground | Gas (Historical Use) | 10000 | Bare Steel | 1981-06-01 | 1998-11-18 | Galvanized Steel | Safe Suction (Euro)
SHRADHA ENTERPRISES LLC | 300 W BROAD ST | CAMILLA | Mitchell | 1010075 | T5 | Flapper Valve | 1998-12-05 | FALSE | 1998-12-05 | FALSE | Currently in Use | Premium | 10000 | Fiberglass | 1998-12-01 |  | Fiberglass Reinforced Plastic | Pressurized
GEORGIA FUELS INC | 270 POWELL ST (INDUSTRIAL PARK) | CAMILLA | Mitchell | 1010052 | 2 | Flapper Valve | 2000-12-05 | FALSE | 2000-12-05 | FALSE | Currently in Use | E-0 | 16000 | Steel-Impressed Current | 1980-05-01 |  | Aboveground | Pressurized
GEORGIA FUELS INC | 270 POWELL ST (INDUSTRIAL PARK) | CAMILLA | Mitchell | 1010052 | 3 | Flapper Valve | 2000-12-05 | FALSE | 2000-12-05 | FALSE | Currently in Use | Diesel | 14000 | Steel-Impressed Current | 1980-05-01 |  | Aboveground | Pressurized
CAMILLA 66 | 181 US 19 N | CAMILLA | Mitchell | 1010026 | 9B | Overfill Alarm | 2005-03-01 | FALSE | 2005-03-01 | FALSE | Currently in Use | Diesel Off Road | 6000 | Composite | 2005-03-01 |  | Double-Walled Flex | Pressurized
BROOKS SERVICE CENTER | 125 E BROAD ST | CAMILLA | Mitchell | 1010083 | 2 | [5 empty] | Removed from Ground | Empty | 1000 | Bare Steel | 1971-05-12 | 1899-12-31 | Galvanized Steel
DOLLAR GENERAL #738 | 398 BARROW AVE | PELHAM | Mitchell | 10002406 | 1 | Flapper Valve | 2014-12-17 | FALSE | 2014-12-09 | FALSE | Currently in Use | E-10 | 15000 | Fiberglass Double Walled | 2016-03-16 |  | Double-Walled Flex | Pressurized
GA FC/BAKER-MITCHELL CO UNIT | GA HWY 37/9 MI NW OF CAMILLA | CAMILLA | Mitchell | 9101007 | 4 | [5 empty] | Removed from Ground | Gas (Historical Use) | 2000 | Bare Steel | 1961-04-28 | 1990-01-01 | Galvanized Steel
GA FC/BAKER-MITCHELL CO UNIT | GA HWY 37/9 MI NW OF CAMILLA | CAMILLA | Mitchell | 9101007 | 5 | [5 empty] | Removed from Ground | Diesel | 2000 | Bare Steel | 1961-04-28 | 1990-01-01 | Galvanized Steel
GA FORESTRY DIST OFFICE 9 | GA HWY 112 21/2 MI S OF CAMILLA | CAMILLA | Mitchell | 9101008 | 200188 |  | 1992-02-21 |  | 1992-02-21 |  | Removed from Ground | Other | 1000 | Cathodically Protected Steel | 1992-02-21 | 2007-12-12 | Cathodically Protected | Safe Suction (Euro)
WORSHAM FARMS | HWY 97 | CAMILLA | Mitchell | 9101027 | T1 | [5 empty] | Removed from Ground | Gas (Historical Use) | 6000 | Bare Steel | 1985-01-01 | 1997-01-01 | Galvanized Steel | Suction (American)
KUSH MITT OF CAMILLA LLC | 70 N HARNEY ST | CAMILLA | Mitchell | 9101001 | 6 | Flapper Valve | 1991-01-01 | FALSE | 1991-01-01 | FALSE | Currently in Use | E-10 | 6015 | Galvanic (STIP-3) | 1991-01-01 |  | Fiberglass Reinforced Plastic | Pressurized
KUSH MITT OF CAMILLA LLC | 70 N HARNEY ST | CAMILLA | Mitchell | 9101001 | 9 |  | 1991-01-01 | FALSE | 1991-01-01 | FALSE | Temporarily out of use | Kerosene | 2000 | Galvanic (STIP-3) | 1991-01-01 |  | Fiberglass Reinforced Plastic | Safe Suction (Euro)
SOUTHERN CONCRETE CONSTRUCTION C | US 19 S & BRIMBERRY ST | CAMILLA | Mitchell | 1010023 | 1 | [5 empty] | Removed from Ground | Diesel | 14000 | Bare Steel | 1976-04-16 | 1998-10-01 | Bare Steel
RIVERVIEW PLANTATION INC | GEORGIA HWY 311 & GEORGIA HWY 65 | CAMILLA | Mitchell | 1010029 | G2 | [5 empty] | Removed from Ground | Gas (Historical Use) | 3000 | Marked Unknown | 1971-04-25 | 1996-07-01 | Unknown | Suction (American)
CAMPBELL TRACTOR CO | NEWTON RD/HWY 37 WEST | CAMILLA | Mitchell | 1010085 | 1 | [5 empty] | Removed from Ground | Gas (Historical Use) | 1000 | Bare Steel | 1980-05-09 | 1992-01-01 | Galvanized Steel
W POWELL OIL CO | 205 EAST BROAD ST | CAMILLA | Mitchell | 1010039 | 2 | [5 empty] | Removed from Ground | Gas (Historical Use) | 3000 | Bare Steel | 1960-04-01 | 1998-11-01 | Galvanized Steel
VACANT | CORNER SCOTT & OAKLAND | CAMILLA | Mitchell | 1010050 | R1 | [5 empty] | Removed from Ground | Empty | 4000 | Bare Steel | 1966-05-04 | 1992-11-30 | Galvanized Steel
Circle K 2745153 | 195 S BLVD | CAMILLA | Mitchell | 9000702 | 205219 | Flapper Valve | 1993-02-01 | FALSE | 1993-02-01 | FALSE | Currently in Use | E-10 | 8022 | Galvanic (STIP-3) | 1993-01-24 |  | Double-Walled Flex | Pressurized
Circle K 2745153 | 195 S BLVD | CAMILLA | Mitchell | 9000702 | S3 | [5 empty] | Removed from Ground | Gas (Historical Use) | 4000 | Bare Steel | 1974-05-08 | 1993-01-25 | Galvanized Steel | Suction (American)
SIMPSON LUMBER CO | 401 THOMAS ST | CAMILLA | Mitchell | 1010061 | T1 | [5 empty] | Removed from Ground | Gas (Historical Use) | 560 | Bare Steel | 1980-05-09 | 1990-07-12 | Galvanized Steel
WALTHALL OIL CO | 265 US HWY 19 N | CAMILLA | Mitchell | 1010059 | T3 | Flapper Valve | 1998-12-03 | FALSE | 1991-10-01 | FALSE | Temporarily out of use | New Oil | 5000 | Steel-Impressed Current | 1972-05-11 |  | Fiberglass Reinforced Plastic
NEAL'S FOOD MART | 133 US HWY 19 S | CAMILLA | Mitchell | 1010073 | 2 |  | 1988-01-01 | FALSE | 1988-01-01 | FALSE | Removed from Ground | Gas (Historical Use) | 6000 | Steel-Impressed Current | 1985-05-08 | 2019-06-03 | Steel (Impressed Current) | Suction (American)
BST/CAMILLA R2317 | 53 SOUTH SCOTT | CAMILLA | Mitchell | 1010089 | 1 | [5 empty] | Removed from Ground | Diesel | 1000 | Cathodically Protected Steel | 1974-01-01 | 1994-04-20 | Copper | Suction (American)
GEORGIA FUELS INC | 270 POWELL ST (INDUSTRIAL PARK) | CAMILLA | Mitchell | 1010052 | 1A | Flapper Valve | 1998-09-01 | FALSE | 1998-09-01 | FALSE | Temporarily out of use | E-10 | 10000 | Steel-Impressed Current | 1980-05-01 |  | Aboveground | Pressurized
BOBS GROCERY #2 | 165 N HARNEY ST | CAMILLA | Mitchell | 1010091 | 3 |  | 1998-05-01 | FALSE | 1998-05-01 | FALSE | Removed from Ground | Gas (Historical Use) | 6000 | Composite | 1986-01-01 | 2017-12-11 | Fiberglass Reinforced Plastic | Pressurized
QUICK STOP#2 | 110 W BROAD ST | SALE CITY | Mitchell | 1010025 | 2 | Flapper Valve | 1997-02-06 |  | 1997-02-06 |  | Removed from Ground | Gas (Historical Use) | 4000 | Steel-Impressed Current | 1974-04-18 | 2014-09-23 | Steel (Impressed Current) | Safe Suction (Euro)
BROOKS SERVICE CENTER | 125 E BROAD ST | CAMILLA | Mitchell | 1010083 | 5 | [5 empty] | Closed in Ground | Empty | 280 | Bare Steel | 1966-05-13 | 1899-12-31 | Galvanized Steel
JAMES & HARRY HOLTON INC | RTE 3 BOX 188 | CAMILLA | Mitchell | 1010093 | 1 | [5 empty] | Removed from Ground | Diesel | 12000 | Bare Steel | 1982-05-09 | 1998-01-31 | Galvanized Steel
Circle K 2745153 | 195 S BLVD | CAMILLA | Mitchell | 9000702 | S2 | [5 empty] | Removed from Ground | Gas (Historical Use) | 8000 | Bare Steel | 1968-05-09 | 1993-01-25 | Galvanized Steel | Suction (American)
BRANTLEY COLLINS BULK PLANT | WEST 45TH ST/REAR FULLER ST | CAMILLA | Mitchell | 1010082 | 1 | [5 empty] | Removed from Ground | Diesel | 3000 | Bare Steel | 1976-05-10 | 1995-06-20 | Galvanized Steel | Suction (American)
TRI STATE SUPPLY CO | 54 WEST BROAD ST | CAMILLA | Mitchell | 1010088 | 2 | [5 empty] | Removed from Ground | Empty | 550 | Bare Steel | 1986-05-08 | 1996-03-19 | Galvanized Steel
WALTHALL OIL CO | 265 US HWY 19 N | CAMILLA | Mitchell | 1010059 | T1 | Flapper Valve | 1998-12-03 | FALSE | 1991-10-01 | FALSE | Currently in Use | Diesel | 12000 | Steel-Impressed Current | 1972-05-11 |  | Fiberglass Reinforced Plastic
Circle K 2745153 | 195 S BLVD | CAMILLA | Mitchell | 9000702 | 205235 | Flapper Valve | 1993-02-01 | FALSE | 1993-02-01 | FALSE | Currently in Use | Premium | 8022 | Galvanic (STIP-3) | 1993-01-24 |  | Double-Walled Flex | Pressurized
BOBS COUNTRY STORE | 10277 GRAVEL HILL RD | ALBANY | Mitchell | 1010036 | 3-DF | [5 empty] | Removed from Ground | Gas (Historical Use) | 2000 | Bare Steel | 1984-03-28 | 1998-12-28 | Galvanized Steel | Suction (American)
FORMER WATSON SERVICE STATION | 179 BROAD AVE | CAMILLA | Mitchell | 10001706 | 3 |  |  | FALSE |  | FALSE | Removed from Ground | Gas (Historical Use) | 2000 | Bare Steel | 1950-01-01 | 1985-01-01 | Not Marked
PEAVY FARM SERVICES | HIGHWAY 37 | CAMILLA | Mitchell | 9101034 | 2 | [5 empty] | Removed from Ground | Gas (Historical Use) | 8000 | Not Marked/Unknown | 1995-04-05 | 1995-04-05 | Not Marked
MITCHELL CO ROAD DEPARTMENT | 4798 HWY 37 EAST | CAMILLA | Mitchell | 9101012 | 6 | [5 empty] | Removed from Ground | Gas (Historical Use) | 1120 | Bare Steel | 1998-09-23 | 1998-09-23 | Not Marked
BROOKS TEXACO SERV | 60 US HWY 19 @ OAKLAND AVE | CAMILLA | Mitchell | 1010033 | 6 |  | 1997-04-01 |  | 1997-04-01 |  | Removed from Ground | Gas (Historical Use) | 10000 | Steel-Impressed Current | 1968-01-01 | 2005-11-16 | Cathodically Protected | Pressurized
MERRIMAC GULF | 50 NORTH HARNEY ST | CAMILLA | Mitchell | 1010047 | 1 | [5 empty] | Removed from Ground | Diesel | 2000 | Bare Steel | 1981-04-24 | 1899-12-31 | Galvanized Steel
TRI STATE SUPPLY CO | 54 WEST BROAD ST | CAMILLA | Mitchell | 1010088 | 3 | [5 empty] | Removed from Ground | Empty | 550 | Bare Steel | 1986-05-08 | 1996-03-19 | Galvanized Steel
WALTHALL OIL CO | 265 US HWY 19 N | CAMILLA | Mitchell | 1010059 | T2 | Flapper Valve | 1998-12-03 | FALSE | 1991-10-01 | FALSE | Currently in Use | Diesel Off Road | 12000 | Steel-Impressed Current | 1972-05-11 |  | Fiberglass Reinforced Plastic
WALTHALL OIL CO | 265 US HWY 19 N | CAMILLA | Mitchell | 1010059 | T5 | Flapper Valve | 1998-12-03 | FALSE | 1991-10-01 | FALSE | Currently in Use | Diesel Off Road | 12000 | Steel-Impressed Current | 1972-05-11 |  | Fiberglass Reinforced Plastic
Sunstop #419 | 301 US HWY 19 S | CAMILLA | Mitchell | 9101023 | 225534UL | Flapper Valve | 1994-11-01 | FALSE | 1994-11-01 | FALSE | Currently in Use | Diesel | 15000 | Galvanic (STIP-3) | 1994-11-03 |  | Double-Walled Fiberglass | Pressurized
HOPEFUL GENERAL STORE | 2638 GEORGIA HWY 97 | CAMILLA | Mitchell | 1010009 | 6B |  | 1995-09-01 | FALSE | 1995-09-01 | FALSE | Removed from Ground | Gas (Historical Use) | 3000 | Galvanic (STIP-3) | 1995-08-23 | 2019-07-02 | Double-Walled Fiberglass | Safe Suction (Euro)
CAMILLA 66 | 181 US 19 N | CAMILLA | Mitchell | 1010026 | 1 | [5 empty] | Removed from Ground | Diesel | 6000 | Bare Steel | 1971-04-20 | 1999-03-22 | Galvanized Steel | Pressurized
GA FC | HWY 97 2 MI SOUTH OF CAMILLA | CAMILLA | Mitchell | 1010030 | 2 |  | 1991-10-15 |  | 1991-10-15 |  | Removed from Ground | Other | 2000 | Galvanic (STIP-3) | 1991-10-15 | 2007-12-13 | Cathodically Protected | Safe Suction (Euro)
MERRIMAC GULF | 50 NORTH HARNEY ST | CAMILLA | Mitchell | 1010047 | 4 | [5 empty] | Removed from Ground | Gas (Historical Use) | 4000 | Bare Steel | 1966-04-28 | 1899-12-31 | Galvanized Steel
CAMPBELL TRACTOR CO | NEWTON RD/HWY 37 WEST | CAMILLA | Mitchell | 1010085 | 2 | [5 empty] | Removed from Ground | Gas (Historical Use) | 1000 | Bare Steel | 1980-05-09 | 1992-01-01 | Galvanized Steel
BROOKS TEXACO SERV | 60 US HWY 19 @ OAKLAND AVE | CAMILLA | Mitchell | 1010033 | 5 |  | 1997-04-01 |  | 1997-04-01 |  | Removed from Ground | Gas (Historical Use) | 10000 | Steel-Impressed Current | 1968-01-01 | 2005-11-16 | Cathodically Protected | Pressurized
BROOKS TEXACO SERV | 60 US HWY 19 @ OAKLAND AVE | CAMILLA | Mitchell | 1010033 | 4 |  | 1997-04-01 |  | 1997-04-01 |  | Removed from Ground | Diesel | 8000 | Steel-Impressed Current | 1968-01-01 | 2005-11-17 | Cathodically Protected | Pressurized
GA DOT #10433/MITCHELL CO MAINT | RT 2 BOX 87 THOMAS STREET | CAMILLA | Mitchell | 1010034 | 433D1 | [5 empty] | Removed from Ground | Diesel | 540 | Bare Steel | 1981-01-01 | 2005-05-13 | Galvanized Steel | Suction (American)
VACANT | CORNER SCOTT & OAKLAND | CAMILLA | Mitchell | 1010050 | N1 | [5 empty] | Removed from Ground | Empty | 3000 | Bare Steel | 1966-05-04 | 1992-11-30 | Galvanized Steel
VACANT | CORNER SCOTT & OAKLAND | CAMILLA | Mitchell | 1010050 | P1 | [5 empty] | Removed from Ground | Empty | 1034 | Bare Steel | 1971-05-03 | 1992-11-30 | Galvanized Steel
WALTHALL OIL CO | 265 US HWY 19 N | CAMILLA | Mitchell | 1010059 | T7B | [5 empty] | Removed from Ground | Other | 2000 | Bare Steel | 1982-05-09 | 1991-09-01 | Galvanized Steel
WALTHALL OIL CO | 265 US HWY 19 N | CAMILLA | Mitchell | 1010059 | T4 | Flapper Valve | 1998-12-03 | FALSE | 1991-10-01 | FALSE | Currently in Use | E-10 | 12000 | Steel-Impressed Current | 1972-05-11 |  | Fiberglass Reinforced Plastic
BOBS GROCERY #2 | 165 N HARNEY ST | CAMILLA | Mitchell | 1010091 | 2 |  | 1998-05-01 | FALSE | 1998-05-01 | FALSE | Removed from Ground | Gas (Historical Use) | 6000 | Composite | 1986-01-01 | 2017-12-11 | Fiberglass Reinforced Plastic | Pressurized
SHOP & SAVE SERVICE CENTER | MAIN & BROAD ST | SALE CITY | Mitchell | 9101009 | 2 | [5 empty] | Removed from Ground | Gas (Historical Use) | 4000 | Bare Steel | 1979-01-01 | 2001-11-16 | Galvanized Steel
BOBS COUNTRY STORE | 10277 GRAVEL HILL RD | ALBANY | Mitchell | 1010036 | 4A | Ball Float | 1999-01-01 | FALSE | 1999-01-01 | FALSE | Currently in Use | E-0 | 6000 | Composite | 1999-01-01 |  | Fiberglass Reinforced Plastic | Pressurized
BOBS COUNTRY STORE | 10277 GRAVEL HILL RD | ALBANY | Mitchell | 1010036 | 4C | Ball Float | 1999-01-01 | FALSE | 1999-01-01 | FALSE | Currently in Use | Diesel | 2000 | Composite | 1999-01-01 |  | Fiberglass Reinforced Plastic | Pressurized
JAMES L VINSON | RT 1 BOX 441 | BACONTON | Mitchell | 1010046 | 2 | [5 empty] | Removed from Ground | Diesel | 3000 | Bare Steel | 1971-04-12 | 1995-01-01 | Galvanized Steel
M&M FARMS RONALD MOREY | RT 1 BOX 528 | BACONTON | Mitchell | 1010100 | 1 | [5 empty] | Removed from Ground | Empty | 5000 | Bare Steel | 1971-05-20 | 1987-01-01 | Galvanized Steel
MIDWAY STOP & SHOP | 10294 HWY 19 | BACONTON | Mitchell | 9101030 | 2 | Flapper Valve | 1998-11-01 | FALSE | 1998-11-01 | FALSE | Temporarily out of use | Premium | 8000 | Steel-Impressed Current | 1995-09-18 |  | Steel (Impressed Current) | Safe Suction (Euro)
FLINT RIVER PECAN FARM | ONE MILE WEST OF BACONTON | BACONTON | Mitchell | 9101005 | 6 | [5 empty] | Removed from Ground | Diesel | 3000 | Cathodically Protected Steel | 1979-03-07 | 1991-09-01 | Galvanized Steel
JOHN BONSER | D207 EAST WALTON ST | BACONTON | Mitchell | 9101015 | 2 | [5 empty] | Removed from Ground | Gas (Historical Use) | 550 | Not Marked/Unknown | 1991-07-28 | 1991-07-28 | Not Marked
AETNA LIFE-BRANCH GROVE | PECAN LN EAST OF US 19 | BACONTON | Mitchell | 9101003 | 1 | [5 empty] | Removed from Ground | Diesel | 2000 | Bare Steel | 1980-01-01 | 1991-09-04 | Galvanized Steel | Suction (American)
GOLD KIST COMPLEX | NEWTON RD | CAMILLA | Mitchell | 1010068 | 2 | [5 empty] | Removed from Ground | Gas (Historical Use) | 3000 | Bare Steel | 1978-05-10 | 1990-09-20 | Galvanized Steel
GEORGIA FUELS INC | 270 POWELL ST (INDUSTRIAL PARK) | CAMILLA | Mitchell | 1010052 | 1B | Flapper Valve | 1998-09-01 | FALSE | 1998-09-01 | FALSE | Currently in Use | Premium | 10000 | Steel-Impressed Current | 1980-05-01 |  | Aboveground | Pressurized
BZ BEE | 398 EAST WALTON ST | BACONTON | Mitchell | 10002185 | 2B | Ball Float | 2012-09-10 | FALSE | 2012-09-10 | FALSE | Currently in Use | Diesel Off Road | 4000 | Tank Jacket | 2012-09-01 |  | Double-Walled Fiberglass | Pressurized
OLE STORE | 10422 HWY 112 | BACONTON | Mitchell | 9101021 | 2 | [5 empty] | Removed from Ground | Gas (Historical Use) | 3000 | Bare Steel | 1999-12-01 | 1999-12-01 | Galvanized Steel | Safe Suction (Euro)
BZ BEE | 398 EAST WALTON ST | BACONTON | Mitchell | 10002185 | 1B | Ball Float | 2012-09-10 | FALSE | 2012-09-10 | FALSE | Currently in Use | Premium | 5000 | Tank Jacket | 2012-09-01 |  | Double-Walled Fiberglass | Pressurized
SHOP & SAVE SERVICE CENTER | MAIN & BROAD ST | SALE CITY | Mitchell | 9101009 | 1 | [5 empty] | Removed from Ground | Gas (Historical Use) | 4000 | Bare Steel | 1979-01-01 | 2001-11-16 | Galvanized Steel
BOBS COUNTRY STORE | 10277 GRAVEL HILL RD | ALBANY | Mitchell | 1010036 | 4B | Ball Float | 1999-01-01 | FALSE | 1999-01-01 | FALSE | Temporarily out of use | Premium | 4000 | Composite | 1999-01-01 |  | Fiberglass Reinforced Plastic | Pressurized
M CAMERON HEAD INC | 558 BAGGS FERRY RD | CAMILLA | Mitchell | 1010003 | 1DIESEL | [5 empty] | Removed from Ground | Diesel | 2000 | Bare Steel | 1975-01-20 | 1998-12-18 | Galvanized Steel | Safe Suction (Euro)
FLINT RIVER FORD INC | 100 OAKLAND AVE WEST | CAMILLA | Mitchell | 1010084 | 2 | [5 empty] | Removed from Ground | Empty | 1000 | Bare Steel | 1976-05-10 | 1992-01-01 | Galvanized Steel
JAMES L VINSON | RT 1 BOX 441 | BACONTON | Mitchell | 1010046 | 3 | [5 empty] | Removed from Ground | Diesel | 1000 | Bare Steel | 1971-04-12 | 1995-01-01 | Galvanized Steel
GLASS CONTRACTORS INC | 202 EAST WALTON ST | BACONTON | Mitchell | 1010064 | T2 | [5 empty] | Removed from Ground | Gas (Historical Use) | 500 | Bare Steel | 1968-01-01 | 1993-11-19 | Galvanized Steel | Safe Suction (Euro)
FLINT RIVER PECAN FARM | ONE MILE WEST OF BACONTON | BACONTON | Mitchell | 9101005 | 4 | [5 empty] | Removed from Ground | Diesel | 3000 | Bare Steel | 1981-01-01 | 1991-09-01 | Not Marked
QUICK STOP#2 | 110 W BROAD ST | SALE CITY | Mitchell | 1010025 | 6 | Flapper Valve | 2014-09-19 | FALSE | 2014-09-19 | FALSE | Currently in Use | Diesel | 12000 | Composite Double Walled | 2014-09-19 |  | Double-Walled Fiberglass | Pressurized
OLE STORE | 10422 HWY 112 | BACONTON | Mitchell | 9101021 | 4A |  | 2000-07-01 | FALSE | 2000-07-01 | FALSE | Temporarily out of use | Gas (Historical Use) | 7000 | Epoxy | 2000-07-01 |  | Fiberglass Reinforced Plastic | Safe Suction (Euro)
NEAL'S FOOD MART | 133 US HWY 19 S | CAMILLA | Mitchell | 1010073 | 3 |  | 1988-01-01 | FALSE | 1988-01-01 | FALSE | Removed from Ground | Gas (Historical Use) | 6000 | Steel-Impressed Current | 1985-05-08 | 2019-06-03 | Steel (Impressed Current) | Suction (American)
WALTHALL OIL CO | 265 US HWY 19 N | CAMILLA | Mitchell | 1010059 | T7A | [5 empty] | Removed from Ground | Other | 8000 | Bare Steel | 1966-05-13 | 1991-09-01 | Galvanized Steel
BOBS GROCERY #2 | 165 N HARNEY ST | CAMILLA | Mitchell | 1010091 | 1 |  | 1998-05-01 | FALSE | 1998-05-01 | FALSE | Removed from Ground | Gas (Historical Use) | 8000 | Composite | 1986-01-01 | 2017-12-11 | Fiberglass Reinforced Plastic | Pressurized
QUICK STOP#2 | 110 W BROAD ST | SALE CITY | Mitchell | 1010025 | 4 | Flapper Valve | 2014-09-19 | FALSE | 2014-09-19 | FALSE | Currently in Use | Premium | 4000 | Composite Double Walled | 2014-09-19 |  | Double-Walled Fiberglass | Pressurized
QUICK STOP#2 | 110 W BROAD ST | SALE CITY | Mitchell | 1010025 | 5 | Flapper Valve | 2014-09-19 | FALSE | 2014-09-19 | FALSE | Currently in Use | Diesel Off Road | 4000 | Composite Double Walled | 2014-09-19 |  | Double-Walled Fiberglass | Pressurized
JAMES L VINSON | RT 1 BOX 441 | BACONTON | Mitchell | 1010046 | 1 | [5 empty] | Removed from Ground | Diesel | 4000 | Bare Steel | 1971-04-12 | 1995-01-01 | Galvanized Steel
M&M FARMS RONALD MOREY | RT 1 BOX 528 | BACONTON | Mitchell | 1010100 | 3 | [5 empty] | Removed from Ground | Empty | 4000 | Bare Steel | 1976-05-18 | 1987-01-01 | Galvanized Steel
OLE STORE | 10422 HWY 112 | BACONTON | Mitchell | 9101021 | 4B | Flapper Valve | 2000-07-01 | FALSE | 2000-07-01 | FALSE | Temporarily out of use | Diesel | 3000 | Epoxy | 2000-07-01 |  | Fiberglass Reinforced Plastic | Safe Suction (Euro)
WHISTON GROCERY | HWY 93 | COTTON | Mitchell | 1010055 | 4 | [5 empty] | Removed from Ground | Gas (Historical Use) | 1000 | Bare Steel | 1974-05-10 | 1989-03-01 | Galvanized Steel
NOT GIVEN | 112 BROAD STREET | SALE CITY | Mitchell | 1010086 | 1 | [5 empty] | Removed from Ground | Gas (Historical Use) | 2000 | Bare Steel | 1980-05-09 | 1994-12-15 | Galvanized Steel
JOHN BONSER | D207 EAST WALTON ST | BACONTON | Mitchell | 9101015 | 3 | [5 empty] | Removed from Ground | Gas (Historical Use) | 550 | Not Marked/Unknown | 1991-07-28 | 1991-07-28 | Not Marked
BZ BEE | 398 EAST WALTON ST | BACONTON | Mitchell | 10002185 | 1A | Ball Float | 2012-09-10 | FALSE | 2013-09-10 | FALSE | Currently in Use | E-10 | 10000 | Tank Jacket | 2012-09-01 |  | Double-Walled Fiberglass | Pressurized
QUICK STOP#2 | 110 W BROAD ST | SALE CITY | Mitchell | 1010025 | 1 | Flapper Valve | 1997-02-06 |  | 1997-02-06 |  | Removed from Ground | Gas (Historical Use) | 6000 | Steel-Impressed Current | 1974-04-18 | 2014-09-23 | Steel (Impressed Current) | Safe Suction (Euro)
AT&T GREENOUGH RADIO RELAY STATI | OLD TOOTIN RD | BACONTON | Mitchell | 1010057 | 1 | [5 empty] | Removed from Ground | Diesel | 500 | Bare Steel | 1956-05-13 | 1968-01-15 | Galvanized Steel
OLE STORE | 10422 HWY 112 | BACONTON | Mitchell | 9101021 | 1 | [5 empty] | Removed from Ground | Gas (Historical Use) | 3000 | Bare Steel | 1999-12-01 | 1999-12-01 | Galvanized Steel | Safe Suction (Euro)
WHISTON GROCERY | HWY 93 | COTTON | Mitchell | 1010055 | 1 |  | 1989-03-01 |  | 1989-03-01 |  | Currently in Use | Gas (Historical Use) | 6000 | Tank Jacket | 1985-05-07 |  | Secondary Containment | Suction (American)
OLE STORE | 10422 HWY 112 | BACONTON | Mitchell | 9101021 | 3 | [5 empty] | Removed from Ground | Gas (Historical Use) | 2000 | Marked Unknown | 1999-12-01 | 1999-12-01 | Unknown
GASSETT SERV STATION | PO BOX 48/US HWY 19 | MEIGS | Mitchell | 1010072 | 2 | [5 empty] | Removed from Ground | Gas (Historical Use) | 5000 | Bare Steel | 1976-05-07 | 1997-08-18 | Galvanized Steel | Suction (American)
FLINT RIVER PECAN FARM | ONE MILE WEST OF BACONTON | BACONTON | Mitchell | 9101005 | 1 | [5 empty] | Removed from Ground | Gas (Historical Use) | 1000 | Bare Steel | 1981-01-01 | 1991-09-01 | Not Marked
FLINT RIVER PECAN FARM | ONE MILE WEST OF BACONTON | BACONTON | Mitchell | 9101005 | 7 | [5 empty] | Removed from Ground | Diesel | 5000 | Cathodically Protected Steel | 1979-03-07 | 1991-09-01 | Galvanized Steel
AT&T GREENOUGH RADIO RELAY STATI | OLD TOOTIN RD | BACONTON | Mitchell | 1010057 | 2 | [5 empty] | Removed from Ground | Diesel | 2000 | Bare Steel | 1961-05-12 | 1994-11-02 | Galvanized Steel
AETNA LIFE-BRANCH GROVE | PECAN LN EAST OF US 19 | BACONTON | Mitchell | 9101003 | 3 | [5 empty] | Removed from Ground | Diesel | 10000 | Bare Steel | 1980-01-01 | 1991-08-01 | Galvanized Steel | Suction (American)
FLINT RIVER PECAN FARM | ONE MILE WEST OF BACONTON | BACONTON | Mitchell | 9101005 | 3 | [5 empty] | Removed from Ground | Diesel | 1000 | Bare Steel | 1981-01-01 | 1991-09-01 | Not Marked
GASSETT SERV STATION | PO BOX 48/US HWY 19 | MEIGS | Mitchell | 1010072 | 4 | [5 empty] | Removed from Ground | Diesel | 10000 | Bare Steel | 1976-05-07 | 1997-08-18 | Galvanized Steel | Suction (American)
M&M FARMS RONALD MOREY | RT 1 BOX 528 | BACONTON | Mitchell | 1010100 | 2 | [5 empty] | Removed from Ground | Empty | 4000 | Bare Steel | 1971-05-20 | 1987-01-01 | Galvanized Steel
MIDWAY STOP & SHOP | 10294 HWY 19 | BACONTON | Mitchell | 9101030 | 1 | Flapper Valve | 1998-11-01 | FALSE | 1998-11-01 | FALSE | Temporarily out of use | E-0 | 8000 | Steel-Impressed Current | 1995-09-18 |  | Steel (Impressed Current) | Safe Suction (Euro)
FLINT RIVER PECAN FARM | ONE MILE WEST OF BACONTON | BACONTON | Mitchell | 9101005 | 5 | [5 empty] | Removed from Ground | Diesel | 3000 | Bare Steel | 1981-01-01 | 1991-09-01 | Not Marked
BZ BEE | 398 EAST WALTON ST | BACONTON | Mitchell | 10002185 | 2A | Ball Float | 2012-09-10 | FALSE | 2012-09-10 | FALSE | Currently in Use | Diesel | 6000 | Tank Jacket | 2012-09-01 |  | Double-Walled Fiberglass | Pressurized
WHISTON GROCERY | HWY 93 | COTTON | Mitchell | 1010055 | 2 |  | 1989-03-01 |  | 1989-03-01 |  | Currently in Use | Gas (Historical Use) | 6000 | Tank Jacket | 1985-05-07 |  | Secondary Containment | Suction (American)
GASSETT SERV STATION | PO BOX 48/US HWY 19 | MEIGS | Mitchell | 1010072 | 1 | [5 empty] | Removed from Ground | Gas (Historical Use) | 5000 | Bare Steel | 1976-05-07 | 1997-08-18 | Galvanized Steel | Suction (American)
NOT GIVEN | 112 BROAD STREET | SALE CITY | Mitchell | 1010086 | 2 | [5 empty] | Removed from Ground | Gas (Historical Use) | 3000 | Bare Steel | 1970-05-12 | 1994-12-15 | Galvanized Steel
SHOP & SAVE SERVICE CENTER | MAIN & BROAD ST | SALE CITY | Mitchell | 9101009 | 3 | [5 empty] | Removed from Ground | Gas (Historical Use) | 1000 | Cathodically Protected Steel | 1989-01-01 | 2001-11-16 | Galvanized Steel
JOHN BONSER | D207 EAST WALTON ST | BACONTON | Mitchell | 9101015 | 1 | [5 empty] | Removed from Ground | Diesel | 1000 | Not Marked/Unknown | 1991-07-28 | 1991-07-28 | Not Marked
QUICK STOP#2 | 110 W BROAD ST | SALE CITY | Mitchell | 1010025 | 3 | Flapper Valve | 2014-09-19 | FALSE | 2014-09-19 | FALSE | Currently in Use | E-10 | 4000 | Composite Double Walled | 2014-09-19 |  | Double-Walled Fiberglass | Pressurized
HINSONTON GROCERY | COUNTY RD 136 | HINSONTON | Mitchell | 1010062 | T1 | [5 empty] | Removed from Ground | Gas (Historical Use) | 1000 | Bare Steel | 1976-05-10 | 1987-08-01 | Galvanized Steel
FLINT RIVER PECAN FARM | ONE MILE WEST OF BACONTON | BACONTON | Mitchell | 9101005 | 2 | [5 empty] | Removed from Ground | Diesel | 1000 | Bare Steel | 1981-01-01 | 1991-09-01 | Not Marked
AETNA LIFE-BRANCH GROVE | PECAN LN EAST OF US 19 | BACONTON | Mitchell | 9101003 | 2 | [5 empty] | Removed from Ground | Gas (Historical Use) | 2000 | Bare Steel | 1980-01-01 | 1991-09-04 | Galvanized Steel | Suction (American)
HINSONTON GROCERY | COUNTY RD 136 | HINSONTON | Mitchell | 1010062 | T2 | [5 empty] | Removed from Ground | Gas (Historical Use) | 1000 | Bare Steel | 1976-05-10 | 1987-08-01 | Galvanized Steel
GASSETT SERV STATION | PO BOX 48/US HWY 19 | MEIGS | Mitchell | 1010072 | 3 | [5 empty] | Removed from Ground | Gas (Historical Use) | 5000 | Bare Steel | 1976-05-07 | 1997-08-18 | Galvanized Steel | Suction (American)
WHISTON GROCERY | HWY 93 | COTTON | Mitchell | 1010055 | 3 | [5 empty] | Removed from Ground | Gas (Historical Use) | 500 | Bare Steel | 1974-05-10 | 1989-03-01 | Galvanized Steel
MITTNEHA LLC | 110 CHURCH ST | PELHAM | Mitchell | 1010001 | 5 | Overfill Alarm | 1991-10-01 | FALSE | 1991-10-01 | FALSE | Currently in Use | Premium | 6000 | Galvanic (STIP-3) | 1991-12-17 |  | Fiberglass Reinforced Plastic | Pressurized
IKE GODWIN GROCERY INC | 7273 COUNTYLINE RD | PELHAM | Mitchell | 1010011 | 5 | Flapper Valve | 1995-07-10 | FALSE | 1995-07-10 | FALSE | Currently in Use | Diesel | 4000 | Composite | 1995-05-26 |  | Fiberglass Reinforced Plastic | Pressurized
AUTRY STATE PRISON INST | RTE 1 BOX 203 | PELHAM | Mitchell | 9101011 | 3 | [5 empty] | Removed from Ground | Diesel | 2500 | Fiberglass | 1985-01-01 | 1999-01-05 | Fiberglass Reinforced Plastic | Suction (American)
ASHLEYS COUNTRY STORE | 2495 OLD PELHAM RD | PELHAM | Mitchell | 9101046 | 3A | Flapper Valve | 1998-03-01 | FALSE | 1998-03-01 | FALSE | Removed from Ground | Gas (Historical Use) | 4000 | Composite | 1998-01-01 |  | Fiberglass Reinforced Plastic | Pressurized
HC WIGGINS INC | 559 BARROW AVENUE | PELHAM | Mitchell | 9101050 | 2 | [5 empty] | Removed from Ground | Diesel | 10000 | Marked Unknown | 2000-06-01 | 2000-06-01 | Unknown
PELHAM WAREHOUSE | 122 N RAILROAD NE | PELHAM | Mitchell | 9101049 | 2 | [5 empty] | Removed from Ground | Gas (Historical Use) | 1000 | Bare Steel | 2000-02-01 | 2000-02-01 | Bare Steel
YUZ INVESTMENT LLC | 240 GLAUSIER ST | PELHAM | Mitchell | 9101039 | 2 | [5 empty] | Removed from Ground | Gas (Historical Use) | 6000 | Bare Steel | 1978-01-01 | 1997-01-06 | Galvanized Steel | Pressurized
DREKO CONVENIENCE STORE | 645 BARROW AVE | PELHAM | Mitchell | 10001301 | 1A |  | 2005-12-01 | FALSE | 2005-12-01 | FALSE | Temporarily out of use | Gas (Historical Use) | 2500 | Galvanic (STIP-3) | 2005-12-01 |  | Fiberglass Reinforced Plastic | Safe Suction (Euro)
ONE STOP | 29 GA HWY 97 | CAMILLA | Mitchell | 9101026 | 1 | Overfill Alarm | 1999-02-05 | TRUE | 1999-02-05 | FALSE | Currently in Use | E-0 | 4000 | Steel-Impressed Current | 1987-01-01 |  | Steel (Impressed Current) | Safe Suction (Euro)
KUSH MITT OF CAMILLA LLC | 70 N HARNEY ST | CAMILLA | Mitchell | 9101001 | 1 | [5 empty] | Removed from Ground | Kerosene | 500 | Not Marked/Unknown | 1991-02-13 | 1991-02-13 | Not Marked
CAMILLA 66 | 181 US 19 N | CAMILLA | Mitchell | 1010026 | 6 | Overfill Alarm | 1998-12-01 | FALSE | 1998-12-01 | FALSE | Currently in Use | Diesel | 10000 | Galvanic (STIP-3) | 1998-12-01 |  | Fiberglass Reinforced Plastic | Pressurized
CAMILLA 66 | 181 US 19 N | CAMILLA | Mitchell | 1010026 | 8 | Overfill Alarm | 1998-12-01 | FALSE | 1998-12-01 | FALSE | Currently in Use | E-10 | 12000 | Galvanic (STIP-3) | 1998-12-01 |  | Fiberglass Reinforced Plastic | Pressurized
RIVERVIEW PLANTATION INC | GEORGIA HWY 311 & GEORGIA HWY 65 | CAMILLA | Mitchell | 1010029 | D1 | [5 empty] | Removed from Ground | Diesel | 6000 | Marked Unknown | 1971-04-25 | 1996-07-01 | Unknown | Suction (American)
BROOKS TEXACO SERV | 60 US HWY 19 @ OAKLAND AVE | CAMILLA | Mitchell | 1010033 | 1 |  |  | TRUE |  | TRUE | Removed from Ground | Used Oil | 500 | Steel-Impressed Current | 1968-01-01 | 2005-11-17 | Cathodically Protected | Gravity Fed
BROOKS SERVICE CENTER | 125 E BROAD ST | CAMILLA | Mitchell | 1010083 | 1 | [5 empty] | Removed from Ground | Empty | 3000 | Bare Steel | 1971-05-12 | 1899-12-31 | Galvanized Steel
CAMPBELL TRACTOR CO | NEWTON RD/HWY 37 WEST | CAMILLA | Mitchell | 1010085 | 3 | [5 empty] | Removed from Ground | Diesel | 1000 | Bare Steel | 1980-05-09 | 1992-01-01 | Galvanized Steel
W T LOWERYS BARBECUE | US 19 SOUTH | CAMILLA | Mitchell | 1010087 | 2 | [5 empty] | Removed from Ground | Empty | 0 | Bare Steel | 1986-05-08 | 1992-01-01 | Galvanized Steel
GEORGIA FUELS INC | 270 POWELL ST (INDUSTRIAL PARK) | CAMILLA | Mitchell | 1010052 | 4 | Flapper Valve | 2000-12-05 | FALSE | 2000-12-05 | FALSE | Currently in Use | Diesel Off Road | 10000 | Steel-Impressed Current | 1980-05-01 |  | Aboveground
Circle K 2745153 | 195 S BLVD | CAMILLA | Mitchell | 9000702 | 205237 | Flapper Valve | 1993-02-01 | FALSE | 1993-02-01 | FALSE | Currently in Use | Diesel | 8022 | Galvanic (STIP-3) | 1993-01-24 |  | Double-Walled Flex | Pressurized
Circle K 2745153 | 195 S BLVD | CAMILLA | Mitchell | 9000702 | S1 | [5 empty] | Removed from Ground | Gas (Historical Use) | 8000 | Bare Steel | 1968-05-09 | 1993-01-25 | Galvanized Steel | Suction (American)
CAGLE INC | NEWTON HWY | CAMILLA | Mitchell | 9000703 | 1 | [5 empty] | Removed from Ground | Empty | 8000 | Bare Steel | 1990-12-14 | 1990-12-14 | Galvanized Steel | Suction (American)
BOBS COUNTRY STORE | 10277 GRAVEL HILL RD | ALBANY | Mitchell | 1010036 | 1-REG | [5 empty] | Removed from Ground | Gas (Historical Use) | 2000 | Bare Steel | 1984-03-28 | 1998-12-28 | Galvanized Steel | Suction (American)
BOBS COUNTRY STORE | 10277 GRAVEL HILL RD | ALBANY | Mitchell | 1010036 | 2-UNL | [5 empty] | Removed from Ground | Gas (Historical Use) | 2000 | Bare Steel | 1984-03-28 | 1998-12-28 | Galvanized Steel | Suction (American)
COASTAL PETROLEUM #42 | 1334 RUMBLE RD | FORSYTH | Monroe | 9102001 | 5 | Flapper Valve | 2008-06-01 | FALSE | 2008-06-01 | FALSE | Currently in Use | Regular | 12000 | Composite | 2008-06-01 |  | Fiberglass Reinforced Plastic | Pressurized
COASTAL PETROLEUM #42 | 1334 RUMBLE RD | FORSYTH | Monroe | 9102001 | 4 | Flapper Valve | 1998-10-17 | FALSE | 1998-10-17 | FALSE | Currently in Use | Diesel | 12033 | Steel-Impressed Current | 1969-01-01 |  | Steel (Impressed Current) | Pressurized
FORSYTH MILK HAULING INC | 60 HAROLD G CLARKE PKWY | FORSYTH | Monroe | 9102017 | DFI |  | 1999-03-02 | FALSE | 1999-03-02 | FALSE | Temporarily out of use | Diesel | 6000 | Steel-Impressed Current | 1999-03-02 |  | Steel (Impressed Current) | Safe Suction (Euro)
KRISHAM INC | 37 E JOHNSTON STREET | FORSYTH | Monroe | 9102035 | 4 | [5 empty] | Removed from Ground | Gas (Historical Use) | 250 | Not Marked/Unknown | 1996-10-16 | 1996-10-16 | Not Marked
FIRE DEPARTMENT | CORNER OF N LEE & ADAMS ST | FORSYTH | Monroe | 9102037 | 1 | [5 empty] | Removed from Ground | Gas (Historical Use) | 0 | Bare Steel | 1997-06-01 | 1997-06-01 | Bare Steel | Safe Suction (Euro)
COASTAL PETROLEUM #42 | 1334 RUMBLE RD | FORSYTH | Monroe | 9102001 | 3 |  | 1998-10-17 |  | 1998-10-17 |  | Removed from Ground | Gas (Historical Use) | 15546 | Steel-Impressed Current | 1969-01-01 | 2008-06-01 | Fiberglass Reinforced Plastic | Pressurized
CAGLES INC | DAMES FERRY RD | FORSYTH | Monroe | 9102003 | 1 | [5 empty] | Removed from Ground | Gas (Historical Use) | 10000 | Bare Steel | 1991-07-18 | 1991-07-18 | Galvanized Steel
RONALD DAVIS LOGGING | 9950 HWY 74 | FORSYTH | Monroe | 9102027 | 1 | Flapper Valve | 1998-07-14 | FALSE | 1998-07-14 | FALSE | Currently in Use | Diesel | 10000 | Steel-Impressed Current | 1998-07-14 |  | Steel (Impressed Current) | Safe Suction (Euro)
FORSYTH QUICK SPOT | 171 N LEE ST | FORSYTH | Monroe | 10000878 | 2 | Ball Float | 2005-03-01 | FALSE | 2005-03-01 | FALSE | Currently in Use | Premium | 10000 | Epoxy | 2005-03-01 |  | Fiberglass Reinforced Plastic | Pressurized
FORSYTH SHELL | 295 HAROLD G CLARK PKWY | FORSYTH | Monroe | 9102006 | 4 | Ball Float | 1990-10-01 | FALSE | 1990-10-01 | FALSE | Currently in Use | Diesel | 8000 | STIP-3/Impressed Current | 1990-10-01 |  | Steel (Impressed Current) | Pressurized
MONROE COUNTY FUEL DEPOT | 525 MONTPELIER AVE | FORSYTH | Monroe | 9102009 | 2 | Flapper Valve | 1991-09-01 | FALSE | 1991-09-01 | FALSE | Currently in Use | Diesel | 10000 | Galvanic (STIP-3)/Sacrificial Anodes | 1991-09-01 |  | Fiberglass Reinforced Plastic | Pressurized
HIGH FALLS STATE PARK | GA HWY 36 | JACKSON | Monroe | 1020007 | 1 | [5 empty] | Removed from Ground | Gas (Historical Use) | 1000 | Bare Steel | 1986-01-22 | 1995-08-09 | Bare Steel
W C MINIT MART INC | 445 TIFT COLLEGE DR | FORSYTH | Monroe | 9102016 | 1 | Flapper Valve | 1989-11-01 | FALSE | 1989-11-01 | FALSE | Currently in Use | Regular | 6000 | Epoxy | 1989-11-01 |  | Fiberglass Reinforced Plastic | Pressurized
OLD HANDY ANDY | 59 E JOHNSTON STREET | FORSYTH | Monroe | 9102034 | 1 | [5 empty] | Removed from Ground | Kerosene | 1000 | Not Marked/Unknown | 1996-08-08 | 1996-08-08 | Not Marked
WATTS SERVICE CENTER INC | 324 RUSSELL PKWY | FORSYTH | Monroe | 9102029 | 4 | Overfill Alarm | 1999-01-02 | FALSE | 1999-01-02 | FALSE | Currently in Use | Diesel | 5000 | Steel-Impressed Current | 1999-01-02 |  | Steel (Impressed Current) | Pressurized
CITY OF FORSYTH | NORTH JACKSON STREET | FORSYTH | Monroe | 10001903 | 5 |  |  | FALSE |  | FALSE | Removed from Ground | Not Marked/Tank Removed | 900 | Bare Steel | 2010-11-02 | 2010-11-02 | Bare Steel
CITY OF FORSYTH | NORTH JACKSON STREET | FORSYTH | Monroe | 10001903 | 4 |  |  | FALSE |  | FALSE | Removed from Ground | Not Marked/Tank Removed | 550 | Bare Steel | 2010-11-02 | 2010-11-02 | Bare Steel
BOWDOINS GROCERY | 12376 HWY 87 | JULIETTE | Monroe | 9102024 | 6B | Ball Float | 1996-07-16 |  | 1996-07-16 |  | Currently in Use | Gas (Historical Use) | 6000 | Composite | 1996-07-15 |  | Double-Walled Flex | Pressurized
COASTAL PETROLEUM #42 | 1334 RUMBLE RD | FORSYTH | Monroe | 9102001 | 1 |  | 1998-10-17 |  | 1998-10-17 |  | Removed from Ground | Gas (Historical Use) | 8272 | Steel-Impressed Current | 1969-01-01 | 2008-06-08 | Fiberglass Reinforced Plastic | Pressurized
CARROLL & CARROLL | 266 POPES FERRY ROAD | JULIETTE | Monroe | 9102025 | 1 | [5 empty] | Removed from Ground | Gas (Historical Use) | 10000 | Bare Steel | 1999-10-04 | 1999-10-04 | Galvanized Steel | Pressurized
TRAVEL INN | HWY 42 AND I75 NORTH | FORSYTH | Monroe | 9102004 | 1 | [5 empty] | Removed from Ground | Gas (Historical Use) | 10000 | Marked Unknown | 1993-05-26 | 1993-05-26 | Galvanized Steel | Suction (American)
MILLWOOD BROS INC | 1308 DAMES FERRY RD | FORSYTH | Monroe | 9102007 | 2 | Flapper Valve | 1998-07-17 | FALSE | 1998-07-17 | FALSE | Currently in Use | Regular | 1000 | Steel-Impressed Current | 1983-01-01 |  | Steel (Impressed Current) | Safe Suction (Euro)
FARMERS FURNITURE | 35 E MAIN ST | FORSYTH | Monroe | 9102015 | 1 | [5 empty] | Removed from Ground | Other | 1000 | Marked Unknown |  | 1899-12-31 | Unknown
W C MINIT MART INC | 445 TIFT COLLEGE DR | FORSYTH | Monroe | 9102016 | 2 | Flapper Valve | 1989-11-01 | FALSE | 1989-11-01 | FALSE | Currently in Use | Regular | 6000 | Epoxy | 1989-11-01 |  | Fiberglass Reinforced Plastic | Pressurized
WATTS SERVICE CENTER INC | 324 RUSSELL PKWY | FORSYTH | Monroe | 9102029 | 3 | Overfill Alarm | 1999-01-02 | FALSE | 1999-01-02 | FALSE | Currently in Use | Premium | 5000 | Steel-Impressed Current | 1999-01-02 |  | Steel (Impressed Current) | Pressurized
FORSYTH KOA | 404 FRONTAGE RD | FORSYTH | Monroe | 9102031 | 1 | [5 empty] | Removed from Ground | Gas (Historical Use) | 6000 | Marked Unknown | 1995-11-01 | 1995-11-01 | Unknown
CITY OF FORSYTH | NORTH JACKSON STREET | FORSYTH | Monroe | 10001903 | 6 |  |  | FALSE |  | FALSE | Removed from Ground | Not Marked/Tank Removed | 550 | Bare Steel | 2010-12-09 | 2010-12-09 | Bare Steel
GA POWER | PO BOX 56 | JULIETTE | Monroe | 1020050 | 1 |  |  | TRUE |  | TRUE | Closed in Ground | Used Oil | 500 | Bare Steel | 1971-05-11 | 1986-06-01 | Unknown
COASTAL PETROLEUM #42 | 1334 RUMBLE RD | FORSYTH | Monroe | 9102001 | 2 | Flapper Valve | 1998-10-17 | FALSE | 1998-10-17 | FALSE | Removed from Ground | Gas (Historical Use) | 15546 | Steel-Impressed Current | 1969-01-01 | 2008-06-01 | Fiberglass Reinforced Plastic | Pressurized
W C MINIT MART INC | 445 TIFT COLLEGE DR | FORSYTH | Monroe | 9102016 | 3 | Flapper Valve | 1989-11-01 | FALSE | 1989-11-01 | FALSE | Currently in Use | Premium | 6000 | Epoxy | 1989-11-01 |  | Fiberglass Reinforced Plastic | Pressurized
WATTS SERVICE CENTER INC | 324 RUSSELL PKWY | FORSYTH | Monroe | 9102029 | 2 | Flapper Valve | 1999-01-02 | FALSE | 1999-01-02 | FALSE | Currently in Use | Plus | 20000 | Steel-Impressed Current | 1999-01-02 |  | Steel (Impressed Current) | Pressurized
WBI ARKWRIGHT #24/CORVETTE PLANT | POPE FERRY RD | MACON | Monroe | 1020014 | 1 | [5 empty] | Removed from Ground | Diesel | 10000 | Bare Steel | 1983-03-08 | 1995-08-24 | Galvanized Steel
Tree City #100547 | 6025 US HIGHWAY 41 S | BOLINGBROKE | Monroe | 1020017 | 2 | Flapper Valve | 1995-10-26 | FALSE | 1995-10-26 | FALSE | Currently in Use | Regular | 3000 | Galvanic (STIP-3) | 1987-09-01 |  | Fiberglass Reinforced Plastic | Pressurized
GA POWER | PO BOX 56 | JULIETTE | Monroe | 1020050 | 2 | [5 empty] | Removed from Ground | Gas (Historical Use) | 5000 | Bare Steel | 1971-05-11 | 1988-02-01 | Unknown
RUM CREEK CONVENIENCE STORE | 8703 GA HWY 87 | JULIETTE | Monroe | 9102026 | 2 | Ball Float | 1991-10-31 | FALSE | 1991-10-31 | FALSE | Currently in Use | Premium | 8000 | Lined Interior/Impressed Current | 1978-11-20 |  | Fiberglass Reinforced Plastic | Pressurized
HORSE & HUNTER | RUMBLE RD-MAIN ST | SMARR | Monroe | 1020051 | 2 | [5 empty] | Closed in Ground | Gas (Historical Use) | 1000 | Bare Steel | 1985-01-01 | 1985-01-01 | Galvanized Steel
FORSYTH MILK HAULING INC | 60 HAROLD G CLARKE PKWY | FORSYTH | Monroe | 9102017 | DF3 | Flapper Valve | 1999-03-02 | FALSE | 1999-03-02 | FALSE | Temporarily out of use | Diesel | 6000 | Steel-Impressed Current | 1999-03-02 |  | Steel (Impressed Current) | Safe Suction (Euro)
KRISHAM INC | 37 E JOHNSTON STREET | FORSYTH | Monroe | 9102035 | 2 | [5 empty] | Removed from Ground | Diesel | 3000 | Not Marked/Unknown | 1996-10-16 | 1996-10-16 | Not Marked
MONROE COUNTY HOSPITAL | 88 MARTIN LUTHER KING JR DR | FORSYTH | Monroe | 10000139 | 1 | Flapper Valve | 1998-12-03 | FALSE | 1998-12-03 | FALSE | Currently in Use | Diesel | 6000 | Composite | 1998-12-03 |  | Copper | Safe Suction (Euro)
FORSYTH SHELL | 295 HAROLD G CLARK PKWY | FORSYTH | Monroe | 9102006 | 2 | Ball Float | 1990-10-01 | FALSE | 1990-10-01 | FALSE | Currently in Use | Premium | 8000 | STIP-3/Impressed Current | 1990-10-01 |  | Steel (Impressed Current) | Pressurized
I-75 MOTORS | HWY 18 & I-75 | FORSYTH | Monroe | 9102011 | 1 |  |  | TRUE |  | TRUE | Removed from Ground | Used Oil | 550 | Not Marked/Unknown | 1994-04-18 | 1994-04-18 | Galvanized Steel | Suction (American)
W C MINIT MART INC | 445 TIFT COLLEGE DR | FORSYTH | Monroe | 9102016 | 4 | Flapper Valve | 2013-05-01 | FALSE | 2013-05-01 | FALSE | Currently in Use | Diesel | 4000 | Composite Double Walled | 2013-05-01 |  | Double-Walled Fiberglass | Pressurized
FIRE STATION | 507 MONTPELIER ROAD | FORSYTH | Monroe | 9102036 | 1 | [5 empty] | Removed from Ground | Gas (Historical Use) | 500 | Bare Steel | 1971-01-01 | 1996-11-21 | Bare Steel | Safe Suction (Euro)
ANNIE RUTH JOHNSON | RT1 BOX 658 | FORSYTH | Monroe | 9102020 | 2 | [5 empty] | Removed from Ground | Gas (Historical Use) | 6000 | Bare Steel | 1999-08-30 | 1999-08-30 | Galvanized Steel | Safe Suction (Euro)
TRAVEL INN | HWY 42 AND I75 NORTH | FORSYTH | Monroe | 9102004 | 3 | [5 empty] | Removed from Ground | Gas (Historical Use) | 10000 | Marked Unknown | 1993-05-26 | 1993-05-26 | Galvanized Steel | Suction (American)
FORSYTH SHELL | 295 HAROLD G CLARK PKWY | FORSYTH | Monroe | 9102006 | 1 | Ball Float | 1990-10-01 | FALSE | 1990-10-01 | FALSE | Currently in Use | Regular | 12000 | STIP-3/Impressed Current | 1990-10-01 |  | Steel (Impressed Current) | Pressurized
WATTS SERVICE CENTER INC | 324 RUSSELL PKWY | FORSYTH | Monroe | 9102029 | 1 | Flapper Valve | 1999-01-02 | FALSE | 1999-01-02 | FALSE | Currently in Use | Regular | 20000 | Steel-Impressed Current | 1999-01-02 |  | Steel (Impressed Current) | Pressurized
MACON QUARRY | 3582 Pea Ridge Road | JULIETTE | Monroe | 4110149 | 2 |  |  | TRUE |  | TRUE | Removed from Ground | Used Oil | 10000 | Bare Steel | 1983-04-01 | 1996-09-30 | Not Marked
MACON QUARRY | 3582 Pea Ridge Road | JULIETTE | Monroe | 4110149 | 3 | [5 empty] | Permanently Out of Use - historical purposes | Gas (Historical Use) | 1000 | Fiberglass | 1986-04-16 | 1899-12-31 | Galvanized Steel | Suction (American)
GEORGIA CENTRAL SHOP | UNKNOWN | JULIETTE | Monroe | 4110148 | 2 |  |  | TRUE |  | TRUE | Removed from Ground | Used Oil | 500 | Bare Steel | 1985-03-31 | 1989-01-01 | Galvanized Steel
TRAVEL INN | HWY 42 AND I75 NORTH | FORSYTH | Monroe | 9102004 | 2 | [5 empty] | Removed from Ground | Gas (Historical Use) | 10000 | Marked Unknown | 1993-05-26 | 1993-05-26 | Galvanized Steel | Suction (American)
MILLWOOD BROS INC | 1308 DAMES FERRY RD | FORSYTH | Monroe | 9102007 | 1 | Flapper Valve | 1998-07-17 | FALSE | 1998-07-17 | FALSE | Currently in Use | Diesel | 15000 | Steel-Impressed Current | 1983-01-01 |  | Steel (Impressed Current) | Pressurized
MONROE COUNTY FUEL DEPOT | 525 MONTPELIER AVE | FORSYTH | Monroe | 9102009 | 1 | [5 empty] | Removed from Ground | Gas (Historical Use) | 2000 | Bare Steel | 1995-03-10 | 1995-03-10 | Galvanized Steel | Safe Suction (Euro)
AT&T FORSYTH | HWY I-75 | FORSYTH | Monroe | 9102012 | 1 | [5 empty] | Removed from Ground | Diesel | 2000 | Bare Steel | 1991-09-01 | 1991-09-01 | Not Marked
MIKE COOK CONSTRUCTION INC | 2293 PATE RD | JULIETTE | Monroe | 9102030 | 1 | [5 empty] | Currently in Use | Diesel | 2000 | Not Marked/Unknown | 1982-01-01 |  | Not Marked
CITY OF FORSYTH | NORTH JACKSON STREET | FORSYTH | Monroe | 10001903 | 3 |  |  | FALSE |  | FALSE | Removed from Ground | Not Marked/Tank Removed | 280 | Bare Steel | 2010-11-02 | 2010-11-02 | Bare Steel
BOLINGBROKE COUNTRY STATION | 5969 US HWY 41 | BOLINGBROKE | Monroe | 9102021 | 1 | Flapper Valve | 1993-12-31 | FALSE | 1993-12-31 | FALSE | Currently in Use | Diesel | 8000 | Steel-Impressed Current | 1984-06-01 |  | Fiberglass Reinforced Plastic | Pressurized
MONROE CO SHERIFF DEPT |  | FORSYTH | Monroe | 9102014 | 1 | [5 empty] | Permanently Out of Use - historical purposes | Gas (Historical Use) | 550 | Not Marked/Unknown |  | 1899-12-31 | Not Marked
Jackson 4946 LLC | 4946 HIGH FALLS RD | JACKSON | Monroe | 9102019 | 2 | Ball Float | 1998-12-01 | FALSE | 1998-12-01 | FALSE | Currently in Use | Regular | 8000 | Galvanic (STIP-3) | 1986-04-30 |  | Fiberglass Reinforced Plastic | Pressurized
PLANT CAMELLIA | GA 87 | MONROE | Monroe | 1020036 | 2 | [5 empty] | Removed from Ground | Gas (Historical Use) | 1200 | Bare Steel | 1968-01-01 | 1988-09-01 | Bare Steel
FEDERAL AVIATION ADMINISTRATION | PO BOX 10008 | FORSYTH | Monroe | 1020037 | 1 | [5 empty] | Removed from Ground | Gas (Historical Use) | 500 | Bare Steel | 1986-05-06 | 1990-01-01 | Unknown
Tree City #100547 | 6025 US HIGHWAY 41 S | BOLINGBROKE | Monroe | 1020017 | 3 | Flapper Valve | 1995-10-26 | FALSE | 1995-10-26 | FALSE | Currently in Use | Regular | 3000 | Galvanic (STIP-3) | 1987-09-01 |  | Fiberglass Reinforced Plastic | Pressurized
BOLINGBROKE COUNTRY STATION | 5969 US HWY 41 | BOLINGBROKE | Monroe | 9102021 | 5 | Flapper Valve | 1993-12-31 | FALSE | 1993-12-31 | FALSE | Currently in Use | Diesel Off Road | 2000 | Composite | 1984-06-08 |  | Fiberglass Reinforced Plastic | Suction (American)
BOLINGBROKE COUNTRY STATION | 5969 US HWY 41 | BOLINGBROKE | Monroe | 9102021 | 4 | Flapper Valve | 1993-12-31 | FALSE | 1993-12-31 | FALSE | Currently in Use | Plus | 6000 | Steel-Impressed Current | 1984-06-08 |  | Fiberglass Reinforced Plastic | Pressurized
GA POWER | PO BOX 56 | JULIETTE | Monroe | 1020050 | 3 | [5 empty] | Closed in Ground | Gas (Historical Use) | 3000 | Bare Steel | 1971-05-11 | 1987-03-16 | Unknown
RUM CREEK CONVENIENCE STORE | 8703 GA HWY 87 | JULIETTE | Monroe | 9102026 | 3 | Ball Float | 1991-10-31 | FALSE | 1991-10-31 | FALSE | Currently in Use | Diesel | 6000 | Lined Interior/Impressed Current | 1978-11-20 |  | Fiberglass Reinforced Plastic | Pressurized
ANNIE RUTH JOHNSON | RT1 BOX 658 | FORSYTH | Monroe | 9102020 | 1 | [5 empty] | Removed from Ground | Gas (Historical Use) | 6000 | Bare Steel | 1999-08-30 | 1999-08-30 | Galvanized Steel | Safe Suction (Euro)
MONROE COUNTY FUEL DEPOT | 525 MONTPELIER AVE | FORSYTH | Monroe | 9102009 | 3B | Flapper Valve | 1991-09-01 | FALSE | 1991-09-01 | FALSE | Currently in Use | Diesel Off Road | 4000 | Galvanic (STIP-3)/Sacrificial Anodes | 1991-09-01 |  | Fiberglass Reinforced Plastic | Pressurized
FORSYTH MILK HAULING INC | 60 HAROLD G CLARKE PKWY | FORSYTH | Monroe | 9102017 | RG2 | [5 empty] | Removed from Ground | Gas (Historical Use) | 6000 | Not Marked/Unknown | 1999-01-10 | 1999-01-10 | Not Marked
KRISHAM INC | 37 E JOHNSTON STREET | FORSYTH | Monroe | 9102035 | 1 | [5 empty] | Removed from Ground | Kerosene | 3000 | Not Marked/Unknown | 1996-10-16 | 1996-10-16 | Not Marked
Jackson 4946 LLC | 4946 HIGH FALLS RD | JACKSON | Monroe | 9102019 | 1 | Ball Float | 1998-12-01 | FALSE | 1998-12-01 | FALSE | Currently in Use | Premium | 8000 | Galvanic (STIP-3) | 1986-04-30 |  | Fiberglass Reinforced Plastic | Pressurized
BOWDOINS GROCERY | 12376 HWY 87 | JULIETTE | Monroe | 9102024 | KEROSENE | [5 empty] | Removed from Ground | Gas (Historical Use) | 3000 | Not Marked/Unknown | 1984-01-01 | 1996-07-15 | Not Marked
HORSE & HUNTER | RUMBLE RD-MAIN ST | SMARR | Monroe | 1020051 | 1 | [5 empty] | Closed in Ground | Gas (Historical Use) | 500 | Bare Steel | 1986-05-08 | 1994-01-01 | Galvanized Steel
Tree City #100547 | 6025 US HIGHWAY 41 S | BOLINGBROKE | Monroe | 1020017 | 1 | Flapper Valve | 1995-10-26 | FALSE | 1995-10-26 | FALSE | Currently in Use | Premium | 3000 | Galvanic (STIP-3) | 1987-09-01 |  | Fiberglass Reinforced Plastic | Pressurized
Tree City #100547 | 6025 US HIGHWAY 41 S | BOLINGBROKE | Monroe | 1020017 | 4 | Flapper Valve | 1995-10-26 | FALSE | 1995-10-26 | FALSE | Currently in Use | Diesel | 6000 | Composite | 1995-10-26 |  | Fiberglass Reinforced Plastic | Pressurized
GA POWER | PO BOX 56 | JULIETTE | Monroe | 1020050 | 4 | [5 empty] | Removed from Ground | Gas (Historical Use) | 500 | Bare Steel | 1988-04-11 | 1988-04-11 | Bare Steel
GA POWER | PO BOX 56 | JULIETTE | Monroe | 1020050 | 5 | [5 empty] | Removed from Ground | Diesel | 500 | Bare Steel | 1988-04-11 | 1988-04-11 | Bare Steel
MACON QUARRY | 3582 Pea Ridge Road | JULIETTE | Monroe | 4110149 | 1 | [5 empty] | Removed from Ground | Gas (Historical Use) | 1000 | Bare Steel | 1979-04-01 | 1996-09-30 | Galvanized Steel | Suction (American)
COASTAL PETROLEUM #42 | 1334 RUMBLE RD | FORSYTH | Monroe | 9102001 | 6 | Ball Float | 2008-06-01 | FALSE | 2008-06-01 | FALSE | Currently in Use | Premium | 8000 | Composite | 2008-06-01 |  | Fiberglass Reinforced Plastic | Pressurized
MONROE COUNTY FUEL DEPOT | 525 MONTPELIER AVE | FORSYTH | Monroe | 9102009 | 3A | Flapper Valve | 1991-09-01 | FALSE | 1991-09-01 | FALSE | Currently in Use | Regular | 8000 | Galvanic (STIP-3)/Sacrificial Anodes | 1991-09-01 |  | Fiberglass Reinforced Plastic | Pressurized
CITY OF FORSYTH | NORTH JACKSON STREET | FORSYTH | Monroe | 10001903 | 1 |  |  | FALSE |  | FALSE | Removed from Ground | Diesel | 1066 | Bare Steel | 2010-09-15 | 2010-09-15 | Bare Steel
BOWDOINS GROCERY | 12376 HWY 87 | JULIETTE | Monroe | 9102024 | SUPER | [5 empty] | Removed from Ground | Gas (Historical Use) | 3000 | Not Marked/Unknown | 1958-01-01 | 1996-07-15 | Not Marked
RUM CREEK CONVENIENCE STORE | 8703 GA HWY 87 | JULIETTE | Monroe | 9102026 | 1 | Ball Float | 1991-10-31 | FALSE | 1991-10-31 | FALSE | Currently in Use | Regular | 8000 | Lined Interior/Impressed Current | 1978-11-20 |  | Fiberglass Reinforced Plastic | Pressurized
BOWDOINS GROCERY | 12376 HWY 87 | JULIETTE | Monroe | 9102024 | DIESEL | [5 empty] | Removed from Ground | Gas (Historical Use) | 3000 | Not Marked/Unknown | 1984-01-01 | 1996-07-15 | Not Marked
GEORGIA CENTRAL SHOP | UNKNOWN | JULIETTE | Monroe | 4110148 | 1 | [5 empty] | Removed from Ground | Gas (Historical Use) | 1000 | Bare Steel | 1982-03-31 | 1994-09-01 | Galvanized Steel | Suction (American)
BOWDOINS GROCERY | 12376 HWY 87 | JULIETTE | Monroe | 9102024 | MID-GRADE | [5 empty] | Removed from Ground | Gas (Historical Use) | 5000 | Not Marked/Unknown | 1958-01-01 | 1996-07-15 | Not Marked
BOWDOINS GROCERY | 12376 HWY 87 | JULIETTE | Monroe | 9102024 | 6A | Ball Float | 1996-07-16 |  | 1996-07-16 |  | Currently in Use | Gas (Historical Use) | 10000 | Composite | 1996-07-15 |  | Double-Walled Flex | Pressurized
CARROLL & CARROLL | 266 POPES FERRY ROAD | JULIETTE | Monroe | 9102025 | 2 | [5 empty] | Removed from Ground | Diesel | 10000 | Bare Steel | 1999-10-04 | 1999-10-04 | Galvanized Steel | Pressurized
BOWDOINS GROCERY | 12376 HWY 87 | JULIETTE | Monroe | 9102024 | 7 | Ball Float | 1996-07-16 |  | 1996-07-16 |  | Currently in Use | Diesel | 6000 | Composite | 1996-07-15 |  | Double-Walled Flex | Pressurized
BOWDOINS GROCERY | 12376 HWY 87 | JULIETTE | Monroe | 9102024 | REGULAR | [5 empty] | Removed from Ground | Gas (Historical Use) | 5000 | Not Marked/Unknown | 1958-01-01 | 1996-07-15 | Not Marked
MONROE CO SHERIFF DEPT |  | FORSYTH | Monroe | 9102014 | 2 | [5 empty] | Permanently Out of Use - historical purposes | Gas (Historical Use) | 550 | Not Marked/Unknown |  | 1899-12-31 | Not Marked
Jackson 4946 LLC | 4946 HIGH FALLS RD | JACKSON | Monroe | 9102019 | 3 | Ball Float | 1998-12-01 | FALSE | 1998-12-01 | FALSE | Currently in Use | Regular | 6000 | Galvanic (STIP-3) | 1986-04-30 |  | Fiberglass Reinforced Plastic | Pressurized
BIBB CO | PO BOX 4207 | MACON | Monroe | 1020025 | 1 | [5 empty] | Currently in Use | Gas (Historical Use) | 2000 | Bare Steel | 1970-05-03 |  | Galvanized Steel
PLANT CAMELLIA | GA 87 | MONROE | Monroe | 1020036 | 1 | [5 empty] | Removed from Ground | Hazardous Substance | 2000 | Bare Steel | 1970-05-12 | 1988-09-01 | Bare Steel
CIRCLE K 6718 | 283 N LEE ST | FORSYTH | Monroe | 1020028 | 5 | Flapper Valve | 1991-07-20 | FALSE | 1991-07-20 | FALSE | Removed from Ground | Regular | 10000 | Galvanic (STIP-3) | 1987-01-01 |  | Fiberglass Reinforced Plastic | Pressurized
TE TYE CO INC | I-75 & GA HWY 42 | FORSYTH | Monroe | 1020013 | 2 | [5 empty] | Permanently Out of Use - historical purposes | Gas (Historical Use) | 2500 | Marked Unknown | 1972-03-14 | 1899-12-31 | Unknown
MONROE COUNTY MIDDLE SCHOOL | FIFTH GRADE BLDG SITE | FORSYTH | Monroe | 1020009 | 1 | [5 empty] | Removed from Ground | Gas (Historical Use) | 500 | Bare Steel | 1993-01-14 | 1993-01-14 | Galvanized Steel
CIRCLE K 6718 | 283 N LEE ST | FORSYTH | Monroe | 1020028 | 4 | [5 empty] | Removed from Ground | Gas (Historical Use) | 6000 | Bare Steel | 1968-05-04 | 1899-12-31 | Galvanized Steel
CIRCLE K 6718 | 283 N LEE ST | FORSYTH | Monroe | 1020028 | 1 | [5 empty] | Removed from Ground | Gas (Historical Use) | 6000 | Bare Steel | 1968-05-04 | 1899-12-31 | Galvanized Steel
CIRCLE K 6718 | 283 N LEE ST | FORSYTH | Monroe | 1020028 | 7 | Flapper Valve | 1991-07-20 | FALSE | 1991-07-20 | FALSE | Removed from Ground | Premium | 10000 | Galvanic (STIP-3) | 1987-01-01 |  | Fiberglass Reinforced Plastic | Pressurized
FORSYTH FAST #366 | 922 HWY 42 N | FORSYTH | Monroe | 1020031 | 4 | Ball Float | 1995-02-23 | FALSE | 1995-02-23 | FALSE | Currently in Use | Premium | 6000 | Steel-Impressed Current | 1982-05-09 |  | Fiberglass Reinforced Plastic | Pressurized
FORSYTH FAST #366 | 922 HWY 42 N | FORSYTH | Monroe | 1020031 | 1 | Ball Float | 1995-02-23 | FALSE | 1995-02-23 | FALSE | Currently in Use | Regular | 6000 | Steel-Impressed Current | 1982-05-09 |  | Fiberglass Reinforced Plastic | Pressurized
CONOCO #10071/JET | 400 NORTH LEE ST | FORSYTH | Monroe | 9000132 | 1 | [5 empty] | Removed from Ground | Gas (Historical Use) | 12000 | Bare Steel | 1975-04-20 | 1989-03-15 | Galvanized Steel
SHELL | 275 N LEE ST | FORSYTH | Monroe | 9000335 | 4 | Ball Float | 1989-08-01 |  | 1989-08-01 |  | Removed from Ground | Diesel | 10000 | Fiberglass | 1984-10-03 | 2012-01-10 | Fiberglass Reinforced Plastic | Pressurized
CIRCLE K #2984/MR B'S #94 | I-75 & GA HWY 83 | FORSYTH | Monroe | 9000057 | 2 | [5 empty] | Removed from Ground | Gas (Historical Use) | 8000 | Bare Steel | 1968-05-11 | 1899-12-31 | Galvanized Steel
SHEFFIELD AMOCO | I-75 JOHNSONVILLE | FORSYTH | Monroe | 1020040 | 2 | [5 empty] | Removed from Ground | Gas (Historical Use) | 6000 | Bare Steel | 1971-05-09 | 1998-08-31 | Galvanized Steel
PASSPORT INN | I-75 & GA 83 | FORSYTH | Monroe | 1020041 | 2 | [5 empty] | Removed from Ground | Gas (Historical Use) | 10000 | Not Marked/Unknown | 1994-03-23 | 1994-03-23 | Not Marked
EXPRESS FOODS #06 (439) | 1347 RUMBLE RD | FORSYTH | Monroe | 1020044 | 1 | Flapper Valve | 1998-05-27 | FALSE | 1998-05-27 | FALSE | Temporarily out of use | Gas (Historical Use) | 10000 | Galvanic (STIP-3) | 1987-11-01 |  | Fiberglass Reinforced Plastic | Pressurized
EXPRESS FOODS #06 (439) | 1347 RUMBLE RD | FORSYTH | Monroe | 1020044 | 4 | [5 empty] | Removed from Ground | Gas (Historical Use) | 10000 | Bare Steel | 1981-05-08 | 1899-12-31 | Galvanized Steel
MONROE FOOD MART INC | 111 MARTIN LUTHER KING BLVD | FORSYTH | Monroe | 1020046 | 2 |  | 1998-12-01 |  | 1998-12-01 |  | Removed from Ground | Gas (Historical Use) | 10000 | Cathodically Protected Steel | 1979-05-09 | 2009-12-17 | Cathodically Protected | Pressurized
FORSYTH OIL CO (FORMER) | BROOKLYN AVE | FORSYTH | Monroe | 1020005 | 2 | [5 empty] | Removed from Ground | Gas (Historical Use) | 3000 | Bare Steel | 1951-02-16 | 1992-04-01 | Unknown
HOLIDAY BP | 471 TIFT COLLEGE DR | FORSYTH | Monroe | 1020016 | 11 | Overfill Alarm | 1988-01-01 | FALSE | 1988-01-01 | FALSE | Currently in Use | Diesel | 5000 | Composite | 1988-01-01 |  | Fiberglass Reinforced Plastic | Pressurized
OLD GOODEN BP/GOODEN GULF | 78 NORTH LEE ST | FORSYTH | Monroe | 1020015 | 3 | [5 empty] | Removed from Ground | Gas (Historical Use) | 4000 | Bare Steel | 1971-01-01 | 1994-11-01 | Galvanized Steel
TE TYE CO INC | I-75 & GA HWY 42 | FORSYTH | Monroe | 1020013 | 1 | [5 empty] | Permanently Out of Use - historical purposes | Gas (Historical Use) | 2500 | Marked Unknown | 1972-03-14 | 1899-12-31 | Unknown
MONROE CO FORESTRY UNIT | GA HWY 83 CITY LIMITS EAST | FORSYTH | Monroe | 1020021 | 1 | [5 empty] | Removed from Ground | Gas (Historical Use) | 2000 | Bare Steel | 1966-04-27 | 1990-04-01 | Galvanized Steel
CHEVRON 43780 | I-75 JULIETTE RD | FORSYTH | Monroe | 1020018 | 2 | [5 empty] | Removed from Ground | Gas (Historical Use) | 10000 | Bare Steel | 1968-04-27 | 1986-03-01 | Fiberglass Reinforced Plastic
CHEVRON #40457 | I-75 GA 83 | FORSYTH | Monroe | 1020019 | 4 |  |  | TRUE |  | TRUE | Removed from Ground | Used Oil | 550 | Cathodically Protected Steel | 1965-04-28 | 1989-03-16 | Galvanized Steel
CHEVRON USA INC 40458 | I-75 RUMBLE | FORSYTH | Monroe | 1020020 | 3 | [5 empty] | Removed from Ground | Gas (Historical Use) | 10000 | Cathodically Protected Steel | 1966-04-28 | 1991-03-12 | Galvanized Steel
HOLIDAY BP | 471 TIFT COLLEGE DR | FORSYTH | Monroe | 1020016 | 3 | [5 empty] | Removed from Ground | Gas (Historical Use) | 6000 | Bare Steel | 1966-01-01 | 1988-01-01 | Galvanized Steel
CHEVRON USA INC 40458 | I-75 RUMBLE | FORSYTH | Monroe | 1020020 | 5 |  |  | TRUE |  | TRUE | Removed from Ground | Used Oil | 550 | Cathodically Protected Steel | 1966-04-28 | 1991-03-12 | Galvanized Steel
HWY 87 BEST BUY | 14299 Hwy 87 | FORSYTH | Monroe | 1020032 | 2 | Flapper Valve | 1998-11-01 | FALSE | 1998-11-01 | TRUE | Currently in Use | Plus | 8000 | Steel-Impressed Current | 1983-05-09 |  | Fiberglass Reinforced Plastic | Pressurized
TIFT COLLEGE CORP | TIFT COLLEGE DR | FORSYTH | Monroe | 1020012 | 1 | [5 empty] | Removed from Ground | Gas (Historical Use) | 500 | Bare Steel | 1966-03-15 | 1990-09-11 | Unknown
RC Express/Valero | 291 N LEE ST | FORSYTH | Monroe | 1020024 | 5 | Flapper Valve | 1988-05-01 | FALSE | 1988-05-01 | FALSE | Currently in Use | Regular | 8000 | Galvanic (STIP-3) | 1988-05-15 |  | Fiberglass Reinforced Plastic | Pressurized
CHEVRON 43780 | I-75 JULIETTE RD | FORSYTH | Monroe | 1020018 | 1 | [5 empty] | Removed from Ground | Gas (Historical Use) | 10000 | Bare Steel | 1968-04-27 | 1986-03-01 | Fiberglass Reinforced Plastic
CHEVRON USA INC 40458 | I-75 RUMBLE | FORSYTH | Monroe | 1020020 | 1 | [5 empty] | Removed from Ground | Gas (Historical Use) | 5000 | Cathodically Protected Steel | 1966-04-28 | 1991-03-12 | Galvanized Steel
CHEVRON USA INC 40458 | I-75 RUMBLE | FORSYTH | Monroe | 1020020 | 4 | [5 empty] | Removed from Ground | Diesel | 10000 | Fiberglass | 1981-04-24 | 1991-03-12 | Fiberglass Reinforced Plastic
MONROE COUNTY |  | FORSYTH | Monroe | 1020027 | 2 | [5 empty] | Removed from Ground | Gas (Historical Use) | 1990 | Bare Steel | 1972-05-02 | 1899-12-31 | Galvanized Steel
FALLS VIEW | PO BOX 848 | FORSYTH | Monroe | 1020039 | 2 | [5 empty] | Removed from Ground | Gas (Historical Use) | 1000 | Bare Steel | 1970-05-09 | 1986-06-01 | Galvanized Steel
EXPRESS FOODS #06 (439) | 1347 RUMBLE RD | FORSYTH | Monroe | 1020044 | 3 | Flapper Valve | 1998-05-27 | FALSE | 1998-05-27 | FALSE | Temporarily out of use | Gas (Historical Use) | 10000 | Galvanic (STIP-3) | 1987-11-01 |  | Fiberglass Reinforced Plastic | Pressurized
STOP & SHOP #379 | 461 TIFT COLLEGE DR | FORSYTH | Monroe | 1020053 | 1 | Ball Float | 1995-01-12 | FALSE | 1995-01-12 | FALSE | Currently in Use | Regular | 8200 | Galvanic (STIP-3) | 1990-05-05 |  | Fiberglass Reinforced Plastic | Pressurized
PASSPORT INN | I-75 & GA 83 | FORSYTH | Monroe | 1020041 | NORTH | [5 empty] | Removed from Ground | Gas (Historical Use) | 4000 | Marked Unknown | 1978-05-09 | 1978-05-09 | Unknown
PASSPORT INN | I-75 & GA 83 | FORSYTH | Monroe | 1020041 | SOUTH | [5 empty] | Removed from Ground | Empty | 4000 | Marked Unknown | 1978-05-09 | 1978-05-09 | Unknown
HOLIDAY BP | 471 TIFT COLLEGE DR | FORSYTH | Monroe | 1020016 | 6 | [5 empty] | Removed from Ground | Diesel | 550 | Bare Steel | 1966-04-26 | 1970-01-01 | Galvanized Steel
MONROE CO FORESTRY UNIT | GA HWY 83 CITY LIMITS EAST | FORSYTH | Monroe | 1020021 | 4 |  | 1990-01-01 |  | 1990-01-01 |  | Removed from Ground | Gas (Historical Use) | 2000 | Galvanic (STIP-3) | 1990-01-01 | 2005-09-07 | Cathodically Protected
MONROE CO FORESTRY UNIT | GA HWY 83 CITY LIMITS EAST | FORSYTH | Monroe | 1020021 | 5 |  | 1990-01-01 |  | 1990-01-01 |  | Removed from Ground | Diesel | 1000 | Galvanic (STIP-3) | 1990-01-01 | 2005-09-07 | Cathodically Protected
PASSPORT INN | I-75 & GA 83 | FORSYTH | Monroe | 1020041 | 3 | [5 empty] | Removed from Ground | Gas (Historical Use) | 10000 | Not Marked/Unknown | 1994-03-23 | 1994-03-23 | Not Marked
BELLSOUTH TELECOMMUNICATIONS FOR | 235 TIFT ST | FORSYTH | Monroe | 1020048 | 1 | [5 empty] | Removed from Ground | Gas (Historical Use) | 12000 | Bare Steel | 1980-01-01 | 1989-12-28 | Galvanized Steel
AL BURGESS CTC | ACADEMY GROUNDS | FORSYTH | Monroe | 1020056 | 1 | [5 empty] | Removed from Ground | Other | 4000 | Composite | 1986-01-01 | 1998-08-17 | Not Marked
CIRCLE K 2706716 | 306 HAROLD G CLARKE PKWY | FORSYTH | Monroe | 9102047 | 3 | Flapper Valve | 1996-01-01 | FALSE | 1996-01-01 | FALSE | Currently in Use | Diesel | 12000 | Fiberglass | 1995-02-01 |  | Fiberglass Reinforced Plastic | Pressurized
RC Express/Valero | 291 N LEE ST | FORSYTH | Monroe | 1020024 | 1 | [5 empty] | Removed from Ground | Gas (Historical Use) | 6000 | Cathodically Protected Steel | 1968-05-10 | 1988-04-01 | Galvanized Steel
RC Express/Valero | 291 N LEE ST | FORSYTH | Monroe | 1020024 | 4 |  |  | TRUE |  | TRUE | Removed from Ground | Used Oil | 500 | Cathodically Protected Steel | 1968-05-10 | 1988-04-01 | Galvanized Steel
RC Express/Valero | 291 N LEE ST | FORSYTH | Monroe | 1020024 | 7 | Flapper Valve | 1988-05-01 | FALSE | 1988-05-01 | FALSE | Currently in Use | Diesel | 8000 | Galvanic (STIP-3) | 1988-05-15 |  | Fiberglass Reinforced Plastic | Pressurized
RC Express/Valero | 291 N LEE ST | FORSYTH | Monroe | 1020024 | 8A | Overfill Alarm | 2020-08-27 | FALSE | 2020-08-27 | FALSE | Currently in Use | Regular | 12000 | Composite Double Walled | 2020-09-03 |  | Double-Walled Fiberglass | Pressurized
MONROE CO FORESTRY UNIT | GA HWY 83 CITY LIMITS EAST | FORSYTH | Monroe | 1020021 | 3 | [5 empty] | Removed from Ground | Diesel | 550 | Bare Steel | 1961-04-28 | 1990-04-01 | Galvanized Steel
DEPARTMENT OF TRANSPORTATION MON | GEORGIA HWY 83 N | FORSYTH | Monroe | 1020022 | 304D1 | [5 empty] | Removed from Ground | Diesel | 1000 | Bare Steel | 1984-04-29 | 1999-11-05 | Galvanized Steel | Suction (American)
DEPARTMENT OF TRANSPORTATION MON | GEORGIA HWY 83 N | FORSYTH | Monroe | 1020022 | 304G1 | [5 empty] | Removed from Ground | Gas (Historical Use) | 2000 | Bare Steel | 1981-04-30 | 1999-11-05 | Galvanized Steel | Suction (American)
CHEVRON 43780 | I-75 JULIETTE RD | FORSYTH | Monroe | 1020018 | 4 |  |  | TRUE |  | TRUE | Removed from Ground | Used Oil | 550 | Bare Steel | 1968-04-27 | 1986-03-01 | Galvanized Steel
CHEVRON #40457 | I-75 GA 83 | FORSYTH | Monroe | 1020019 | 2 | [5 empty] | Removed from Ground | Gas (Historical Use) | 8000 | Cathodically Protected Steel | 1965-04-28 | 1989-03-16 | Fiberglass Reinforced Plastic
CITY OF FORSYTH-STREET DEPT | HWY 83 E | FORSYTH | Monroe | 1020043 | 1 | [5 empty] | Removed from Ground | Gas (Historical Use) | 3000 | Bare Steel | 1971-05-12 | 1999-12-22 | Bare Steel | Safe Suction (Euro)
CONOCO #10071/JET | 400 NORTH LEE ST | FORSYTH | Monroe | 9000132 | 4 | [5 empty] | Removed from Ground | Gas (Historical Use) | 12000 | Bare Steel | 1975-04-20 | 1989-03-15 | Galvanized Steel
SHELL | 275 N LEE ST | FORSYTH | Monroe | 9000335 | 1 | Ball Float | 1989-08-01 | FALSE | 1989-08-01 | FALSE | Currently in Use | Regular | 10000 | Fiberglass | 1989-08-01 |  | Fiberglass Reinforced Plastic | Pressurized
A & B TIRE & BRAKE | 30 E MAIN STREET | FORSYTH | Monroe | 9102049 | 1 | [5 empty] | Removed from Ground | Gas (Historical Use) | 2500 | Bare Steel | 1999-08-01 | 1999-08-01 | Bare Steel | Safe Suction (Euro)
EXPRESS FOODS #1 | 270 N LEE ST | FORSYTH | Monroe | 9102045 | 2 | Ball Float | 1998-11-20 | FALSE | 1998-11-20 | FALSE | Currently in Use | Premium | 10000 | Epoxy | 1996-01-01 |  | Double-Walled Fiberglass | Pressurized
CIRCLE K #2984/MR B'S #94 | I-75 & GA HWY 83 | FORSYTH | Monroe | 9000057 | 6 | [5 empty] | Removed from Ground | Gas (Historical Use) | 8000 | Cathodically Protected Steel | 1987-01-01 | 1899-12-31 | Galvanized Steel
CIRCLE K 2706716 | 306 HAROLD G CLARKE PKWY | FORSYTH | Monroe | 9102047 | 2 | Flapper Valve | 1996-01-01 | FALSE | 1996-01-01 | FALSE | Currently in Use | Premium | 12000 | Fiberglass | 1995-02-01 |  | Fiberglass Reinforced Plastic | Pressurized
RC Express/Valero | 291 N LEE ST | FORSYTH | Monroe | 1020024 | 6 | Flapper Valve | 1988-05-01 | FALSE | 1988-05-01 | FALSE | Currently in Use | Plus | 8000 | Galvanic (STIP-3) | 1988-05-15 |  | Fiberglass Reinforced Plastic | Pressurized
MONROE COUNTY BD OF EDUCATION | BOX 1308 | FORSYTH | Monroe | 1020026 | 3 | [5 empty] | Currently in Use | Gas (Historical Use) | 500 | Bare Steel | 1968-05-03 |  | Galvanized Steel
MONROE COUNTY |  | FORSYTH | Monroe | 1020027 | 1 | [5 empty] | Removed from Ground | Diesel | 1990 | Bare Steel | 1972-05-02 | 1899-12-31 | Galvanized Steel
GA STATE PATROL POST #44 | RT 3 BOX 588/ACCESS RD RT 3 | FORSYTH | Monroe | 1020006 | 1 | [5 empty] | Removed from Ground | Gas (Historical Use) | 3000 | Bare Steel | 1971-03-10 | 1990-01-01 | Unknown
HOLIDAY BP | 471 TIFT COLLEGE DR | FORSYTH | Monroe | 1020016 | 1 | [5 empty] | Removed from Ground | Used Oil | 6000 | Bare Steel | 1966-01-01 | 1988-01-01 | Galvanized Steel
HUBBARD ELEMENTARY SCHOOL | GA HWY 83 SOUTH/CULLODEN RD | FORSYTH | Monroe | 1020008 | 1 | [5 empty] | Removed from Ground | Gas (Historical Use) | 1000 | Bare Steel | 1993-01-13 | 1993-01-13 | Galvanized Steel
CHEVRON USA INC 40458 | I-75 RUMBLE | FORSYTH | Monroe | 1020020 | 2 | [5 empty] | Removed from Ground | Gas (Historical Use) | 10000 | Cathodically Protected Steel | 1966-04-28 | 1991-03-12 | Galvanized Steel
FORSYTH FAST #366 | 922 HWY 42 N | FORSYTH | Monroe | 1020031 | 2 | Ball Float | 1995-02-23 | FALSE | 1995-02-23 | FALSE | Currently in Use | Regular | 10000 | Steel-Impressed Current | 1982-05-09 |  | Fiberglass Reinforced Plastic | Pressurized
HWY 87 BEST BUY | 14299 Hwy 87 | FORSYTH | Monroe | 1020032 | 4 | Flapper Valve | 1998-11-01 | FALSE | 1998-11-01 | TRUE | Currently in Use | Diesel | 8000 | Steel-Impressed Current | 1983-05-09 |  | Fiberglass Reinforced Plastic | Pressurized
PASSPORT INN | I-75 & GA 83 | FORSYTH | Monroe | 1020041 | CENTER | [5 empty] | Removed from Ground | Gas (Historical Use) | 4000 | Marked Unknown | 1978-05-09 | 1899-12-31 | Unknown
HWY 87 BEST BUY | 14299 Hwy 87 | FORSYTH | Monroe | 1020032 | 3 | Flapper Valve | 1998-11-01 | FALSE | 1998-11-01 | TRUE | Currently in Use | Premium | 8000 | Steel-Impressed Current | 1983-05-09 |  | Fiberglass Reinforced Plastic | Pressurized
STOP & SHOP #379 | 461 TIFT COLLEGE DR | FORSYTH | Monroe | 1020053 | 2 | Ball Float | 1995-01-12 | FALSE | 1995-01-12 | FALSE | Currently in Use | Regular | 8200 | Galvanic (STIP-3) | 1990-05-05 |  | Fiberglass Reinforced Plastic | Pressurized
CONOCO #10071/JET | 400 NORTH LEE ST | FORSYTH | Monroe | 9000132 | 2 | [5 empty] | Removed from Ground | Gas (Historical Use) | 12000 | Bare Steel | 1975-04-20 | 1989-03-15 | Galvanized Steel
HOLIDAY BP | 471 TIFT COLLEGE DR | FORSYTH | Monroe | 1020016 | 10 | Flapper Valve | 1988-01-01 | FALSE | 1988-01-01 | FALSE | Currently in Use | Premium | 10000 | Composite | 1988-01-01 |  | Fiberglass Reinforced Plastic | Pressurized
CHEVRON #40457 | I-75 GA 83 | FORSYTH | Monroe | 1020019 | 3 | [5 empty] | Removed from Ground | Gas (Historical Use) | 5000 | Cathodically Protected Steel | 1965-04-28 | 1989-03-16 | Fiberglass Reinforced Plastic
MONROE COUNTY BD OF EDUCATION | BOX 1308 | FORSYTH | Monroe | 1020026 | 2 | [5 empty] | Removed from Ground | Gas (Historical Use) | 1000 | Bare Steel | 1968-05-03 | 1899-12-31 | Galvanized Steel
CONOCO #10071/JET | 400 NORTH LEE ST | FORSYTH | Monroe | 9000132 | 3 | [5 empty] | Removed from Ground | Gas (Historical Use) | 12000 | Bare Steel | 1975-04-20 | 1989-03-15 | Galvanized Steel
SHELL | 275 N LEE ST | FORSYTH | Monroe | 9000335 | 2 | Ball Float | 1989-08-01 | FALSE | 1989-08-01 | FALSE | Currently in Use | Premium | 10000 | Fiberglass | 1989-08-01 |  | Fiberglass Reinforced Plastic | Pressurized
VAUGHN LUMBER CO | 96 BERNER AVE | FORSYTH | Monroe | 4110179 | 1 |  | 1999-02-09 |  | 1998-12-20 |  | Removed from Ground | Gas (Historical Use) | 1000 | Steel-Impressed Current | 1970-04-21 | 2013-10-09 | Cathodically Protected | Safe Suction (Euro)
TIDWELL GROCERY | 620 INDIAN SPRING RD | FORSYTH | Monroe | 9102053 | 2 | [5 empty] | Removed from Ground | Gas (Historical Use) | 500 | Bare Steel | 1962-01-01 | 2002-01-15 | Galvanized Steel | Suction (American)
FORSYTH OIL CO (FORMER) | BROOKLYN AVE | FORSYTH | Monroe | 1020005 | 1 | [5 empty] | Removed from Ground | Gas (Historical Use) | 11750 | Bare Steel | 1937-02-19 | 1992-04-01 | Unknown
MONROE COUNTY MIDDLE SCHOOL | FIFTH GRADE BLDG SITE | FORSYTH | Monroe | 1020009 | 2 | [5 empty] | Removed from Ground | Gas (Historical Use) | 1000 | Bare Steel | 1993-01-14 | 1993-01-14 | Galvanized Steel
OLD GOODEN BP/GOODEN GULF | 78 NORTH LEE ST | FORSYTH | Monroe | 1020015 | 2 | [5 empty] | Removed from Ground | Gas (Historical Use) | 4000 | Bare Steel | 1971-01-01 | 1994-11-01 | Galvanized Steel
HOLIDAY BP | 471 TIFT COLLEGE DR | FORSYTH | Monroe | 1020016 | 7 |  |  | TRUE |  | TRUE | Closed in Ground | Used Oil | 550 | Bare Steel | 1966-04-26 | 1997-11-04 | Galvanized Steel | Gravity Fed
HOLIDAY BP | 471 TIFT COLLEGE DR | FORSYTH | Monroe | 1020016 | 5 | [5 empty] | Removed from Ground | Gas (Historical Use) | 3000 | Bare Steel | 1982-01-01 | 1988-01-01 | Galvanized Steel
HOLIDAY BP | 471 TIFT COLLEGE DR | FORSYTH | Monroe | 1020016 | 4 | [5 empty] | Removed from Ground | Gas (Historical Use) | 10000 | Bare Steel | 1966-01-01 | 1988-01-01 | Galvanized Steel
AL BURGESS CTC | ACADEMY GROUNDS | FORSYTH | Monroe | 1020056 | 2 |  | 1998-06-01 |  | 1998-06-01 |  | Currently in Use | Other | 8000 | Fiberglass | 1998-06-01 |  | Copper | Suction (American)
RACE STAR | 2980 JOHNSTONVILLE RD | FORSYTH | Monroe | 9058109 | WEST | [5 empty] | Removed from Ground | Gas (Historical Use) | 3000 | Bare Steel | 1982-01-01 | 1991-01-01 | Galvanized Steel
STOP & SHOP #379 | 461 TIFT COLLEGE DR | FORSYTH | Monroe | 1020053 | 3 | Ball Float | 1995-01-12 | FALSE | 1995-01-12 | FALSE | Currently in Use | Regular | 8200 | Galvanic (STIP-3) | 1990-05-05 |  | Fiberglass Reinforced Plastic | Pressurized
CIRCLE K #2984/MR B'S #94 | I-75 & GA HWY 83 | FORSYTH | Monroe | 9000057 | 5 | [5 empty] | Removed from Ground | Gas (Historical Use) | 8000 | Cathodically Protected Steel | 1987-01-01 | 1899-12-31 | Galvanized Steel
CIRCLE K #2984/MR B'S #94 | I-75 & GA HWY 83 | FORSYTH | Monroe | 9000057 | 7 | [5 empty] | Removed from Ground | Empty | 2000 | Cathodically Protected Steel | 1987-01-01 | 1899-12-31 | Galvanized Steel
CIRCLE K #2984/MR B'S #94 | I-75 & GA HWY 83 | FORSYTH | Monroe | 9000057 | 4 | [5 empty] | Removed from Ground | Gas (Historical Use) | 8000 | Cathodically Protected Steel | 1987-01-01 | 1899-12-31 | Galvanized Steel
CIRCLE K 6718 | 283 N LEE ST | FORSYTH | Monroe | 1020028 | 3 | [5 empty] | Removed from Ground | Gas (Historical Use) | 6000 | Bare Steel | 1968-05-04 | 1899-12-31 | Galvanized Steel
FALLS VIEW | PO BOX 848 | FORSYTH | Monroe | 1020039 | 1 | [5 empty] | Removed from Ground | Gas (Historical Use) | 1000 | Bare Steel | 1970-05-09 | 1986-06-01 | Galvanized Steel
RACE STAR | 2980 JOHNSTONVILLE RD | FORSYTH | Monroe | 9058109 | 2 | Flapper Valve | 1991-10-09 | FALSE | 1991-10-09 | FALSE | Closed in Ground | Premium | 6000 | STIP-3/Impressed Current | 1991-09-19 |  | Fiberglass Reinforced Plastic | Pressurized
RACE STAR | 2980 JOHNSTONVILLE RD | FORSYTH | Monroe | 9058109 | EAST | [5 empty] | Removed from Ground | Gas (Historical Use) | 4000 | Bare Steel | 1982-01-01 | 1991-01-01 | Galvanized Steel
RACE STAR | 2980 JOHNSTONVILLE RD | FORSYTH | Monroe | 9058109 | 3 | Flapper Valve | 1991-10-09 | FALSE | 1991-10-09 | FALSE | Closed in Ground | Diesel On Road | 8000 | STIP-3/Impressed Current | 1991-09-19 |  | Fiberglass Reinforced Plastic | Pressurized
A & B TIRE & BRAKE | 30 E MAIN STREET | FORSYTH | Monroe | 9102049 | 2 | [5 empty] | Removed from Ground | Gas (Historical Use) | 2500 | Bare Steel | 1999-08-01 | 1999-08-01 | Bare Steel | Safe Suction (Euro)
GA STATE PATROL POST #44 | RT 3 BOX 588/ACCESS RD RT 3 | FORSYTH | Monroe | 1020006 | 2 | [5 empty] | Removed from Ground | Gas (Historical Use) | 10000 | Cathodically Protected Steel | 1990-01-01 | 2008-09-02 | Fiberglass Reinforced Plastic
HOLIDAY BP | 471 TIFT COLLEGE DR | FORSYTH | Monroe | 1020016 | 12 | [5 empty] | Removed from Ground | Gas (Historical Use) | 3000 | Bare Steel | 1984-01-01 | 1988-01-01 | Galvanized Steel
TE TYE CO INC | I-75 & GA HWY 42 | FORSYTH | Monroe | 1020013 | 3 | [5 empty] | Permanently Out of Use - historical purposes | Gas (Historical Use) | 2500 | Marked Unknown | 1972-03-14 | 1899-12-31 | Unknown
RC Express/Valero | 291 N LEE ST | FORSYTH | Monroe | 1020024 | 3 | [5 empty] | Removed from Ground | Gas (Historical Use) | 8000 | Cathodically Protected Steel | 1988-04-01 | 1988-04-01 | Galvanized Steel
CHEVRON #40457 | I-75 GA 83 | FORSYTH | Monroe | 1020019 | 1 | [5 empty] | Removed from Ground | Gas (Historical Use) | 10000 | Cathodically Protected Steel | 1965-04-28 | 1989-03-16 | Fiberglass Reinforced Plastic
PASSPORT INN | I-75 & GA 83 | FORSYTH | Monroe | 1020041 | 1 | [5 empty] | Removed from Ground | Gas (Historical Use) | 10000 | Not Marked/Unknown | 1994-03-23 | 1994-03-23 | Not Marked
OLD GOODEN BP/GOODEN GULF | 78 NORTH LEE ST | FORSYTH | Monroe | 1020015 | 1 | [5 empty] | Removed from Ground | Gas (Historical Use) | 4000 | Bare Steel | 1971-01-01 | 1994-11-01 | Galvanized Steel
HOLIDAY BP | 471 TIFT COLLEGE DR | FORSYTH | Monroe | 1020016 | 2 | [5 empty] | Removed from Ground | Diesel | 6000 | Bare Steel | 1966-01-01 | 1988-01-01 | Galvanized Steel
HOLIDAY BP | 471 TIFT COLLEGE DR | FORSYTH | Monroe | 1020016 | 8 | Ball Float | 1988-01-01 | FALSE | 1988-01-01 | FALSE | Currently in Use | Regular | 10000 | Composite | 1987-01-01 |  | Fiberglass Reinforced Plastic | Pressurized
HOLIDAY BP | 471 TIFT COLLEGE DR | FORSYTH | Monroe | 1020016 | 9 | Overfill Alarm | 1988-01-01 | FALSE | 1988-01-01 | FALSE | Currently in Use | Regular | 10000 | Composite | 1987-01-01 |  | Fiberglass Reinforced Plastic | Pressurized
CIRCLE K 6718 | 283 N LEE ST | FORSYTH | Monroe | 1020028 | 2 | [5 empty] | Removed from Ground | Gas (Historical Use) | 6000 | Bare Steel | 1968-05-04 | 1899-12-31 | Galvanized Steel
FORSYTH FAST #366 | 922 HWY 42 N | FORSYTH | Monroe | 1020031 | 3 | Ball Float | 1995-02-23 | FALSE | 1995-02-23 | FALSE | Currently in Use | Regular | 6000 | Steel-Impressed Current | 1982-05-09 |  | Fiberglass Reinforced Plastic | Pressurized
SHEFFIELD AMOCO | I-75 JOHNSONVILLE | FORSYTH | Monroe | 1020040 | 4 | [5 empty] | Removed from Ground | Gas (Historical Use) | 6000 | Bare Steel | 1971-05-09 | 1998-08-31 | Galvanized Steel
FORT VALLEY GAME MGMT RUM CREEK | 116 RUM CREEK DR CHECK STATION | FORSYTH | Monroe | 9058126 | 1 | [5 empty] | Removed from Ground | Gas (Historical Use) | 550 | Bare Steel | 1978-01-01 | 2008-09-04 | Galvanized Steel
OLD GOODEN BP/GOODEN GULF | 78 NORTH LEE ST | FORSYTH | Monroe | 1020015 | 5 |  |  | TRUE |  | TRUE | Permanently Out of Use - historical purposes | Used Oil | 500 | Not Marked/Unknown |  | 1899-12-31 | Not Marked
OLD GOODEN BP/GOODEN GULF | 78 NORTH LEE ST | FORSYTH | Monroe | 1020015 | 4 | [5 empty] | Removed from Ground | Gas (Historical Use) | 6000 | Bare Steel | 1961-04-22 | 1994-11-01 | Galvanized Steel
CIRCLE K 6718 | 283 N LEE ST | FORSYTH | Monroe | 1020028 | 6 | Flapper Valve | 1991-07-20 | FALSE | 1991-07-20 | FALSE | Removed from Ground | Plus | 10000 | Galvanic (STIP-3) | 1987-01-01 |  | Fiberglass Reinforced Plastic | Pressurized
HWY 87 BEST BUY | 14299 Hwy 87 | FORSYTH | Monroe | 1020032 | 1 | Flapper Valve | 1998-11-01 | FALSE | 1998-11-01 | TRUE | Currently in Use | Regular | 10000 | Steel-Impressed Current | 1983-05-09 |  | Fiberglass Reinforced Plastic | Pressurized
SHEFFIELD AMOCO | I-75 JOHNSONVILLE | FORSYTH | Monroe | 1020040 | 1 | [5 empty] | Removed from Ground | Gas (Historical Use) | 6000 | Bare Steel | 1971-05-09 | 1998-08-01 | Galvanized Steel
MONROE FOOD MART INC | 111 MARTIN LUTHER KING BLVD | FORSYTH | Monroe | 1020046 | 1 |  | 1998-12-01 |  | 1998-12-01 |  | Removed from Ground | Gas (Historical Use) | 10000 | Steel-Impressed Current | 1979-05-09 | 2009-12-17 | Cathodically Protected | Pressurized
CIRCLE K #2984/MR B'S #94 | I-75 & GA HWY 83 | FORSYTH | Monroe | 9000057 | 1 | [5 empty] | Removed from Ground | Gas (Historical Use) | 8000 | Bare Steel | 1968-05-11 | 1899-12-31 | Galvanized Steel
FORSYTH OIL CO (FORMER) | BROOKLYN AVE | FORSYTH | Monroe | 1020005 | 3 | [5 empty] | Removed from Ground | Gas (Historical Use) | 2500 | Bare Steel | 1961-02-13 | 1992-04-01 | Unknown
RC Express/Valero | 291 N LEE ST | FORSYTH | Monroe | 1020024 | 8C | Overfill Alarm | 2020-08-27 | FALSE | 2020-08-27 | FALSE | Currently in Use | Diesel | 4000 | Composite Double Walled | 2020-09-03 |  | Double-Walled Fiberglass | Pressurized
MONROE CO FORESTRY UNIT | GA HWY 83 CITY LIMITS EAST | FORSYTH | Monroe | 1020021 | 2 | [5 empty] | Removed from Ground | Gas (Historical Use) | 560 | Bare Steel | 1986-04-27 | 1990-04-01 | Galvanized Steel
CHEVRON 43780 | I-75 JULIETTE RD | FORSYTH | Monroe | 1020018 | 3 | [5 empty] | Removed from Ground | Gas (Historical Use) | 5000 | Bare Steel | 1968-04-27 | 1986-03-01 | Fiberglass Reinforced Plastic
MONROE COUNTY BD OF EDUCATION | BOX 1308 | FORSYTH | Monroe | 1020026 | 1 | [5 empty] | Removed from Ground | Gas (Historical Use) | 1000 | Bare Steel | 1968-05-03 | 1899-12-31 | Galvanized Steel
SHELL | 275 N LEE ST | FORSYTH | Monroe | 9000335 | 3 | Ball Float | 1989-08-01 | FALSE | 1989-08-01 | FALSE | Currently in Use | Diesel | 10000 | Fiberglass | 1989-08-01 |  | Fiberglass Reinforced Plastic | Pressurized
VAUGHN LUMBER CO | 96 BERNER AVE | FORSYTH | Monroe | 4110179 | 2 |  | 1998-12-20 |  | 1998-12-20 |  | Removed from Ground | Diesel | 2000 | Steel-Impressed Current | 1970-04-21 | 2013-10-09 | Cathodically Protected | Safe Suction (Euro)
BELLSOUTH TELECOMMUNICATIONS FOR | 235 TIFT ST | FORSYTH | Monroe | 1020048 | 2 | [5 empty] | Removed from Ground | Other | 1000 | Bare Steel | 1971-01-05 | 1997-04-25 | Copper | Suction (American)
BOLINGBROKE COUNTRY STATION | 5969 US HWY 41 | BOLINGBROKE | Monroe | 9102021 | 2 | Flapper Valve | 1993-12-31 | FALSE | 1993-12-31 | FALSE | Currently in Use | Regular | 8000 | Steel-Impressed Current | 1984-06-08 |  | Fiberglass Reinforced Plastic | Pressurized
RONALD DAVIS LOGGING | 9950 HWY 74 | FORSYTH | Monroe | 9102027 | 2 | Flapper Valve | 1998-07-14 | FALSE | 1998-07-14 | FALSE | Currently in Use | Regular | 3000 | Steel-Impressed Current | 1998-07-14 |  | Steel (Impressed Current) | Safe Suction (Euro)
FORSYTH QUICK SPOT | 171 N LEE ST | FORSYTH | Monroe | 10000878 | 3 | Ball Float | 2005-03-01 | FALSE | 2005-03-01 | FALSE | Currently in Use | Diesel | 8000 | Epoxy | 2005-03-01 |  | Fiberglass Reinforced Plastic | Pressurized
BOLINGBROKE COUNTRY STATION | 5969 US HWY 41 | BOLINGBROKE | Monroe | 9102021 | 3 | Flapper Valve | 1993-12-31 | FALSE | 1993-12-31 | FALSE | Currently in Use | Premium | 6000 | Steel-Impressed Current | 1984-06-08 |  | Fiberglass Reinforced Plastic | Pressurized
EXPRESS FOODS #06 (439) | 1347 RUMBLE RD | FORSYTH | Monroe | 1020044 | 2 | Flapper Valve | 1998-05-27 | FALSE | 1998-05-27 | FALSE | Temporarily out of use | Gas (Historical Use) | 10000 | Galvanic (STIP-3) | 1987-11-01 |  | Fiberglass Reinforced Plastic | Pressurized
RACE STAR | 2980 JOHNSTONVILLE RD | FORSYTH | Monroe | 9058109 | 1 | Flapper Valve | 1991-10-09 | FALSE | 1991-10-09 | FALSE | Closed in Ground | Regular | 6000 | STIP-3/Impressed Current | 1991-09-19 |  | Fiberglass Reinforced Plastic | Pressurized
CIRCLE K 2706716 | 306 HAROLD G CLARKE PKWY | FORSYTH | Monroe | 9102047 | 1 | Ball Float | 1996-01-01 | FALSE | 1996-01-01 | FALSE | Currently in Use | Regular | 12000 | Fiberglass | 1995-02-01 |  | Fiberglass Reinforced Plastic | Pressurized
EXPRESS FOODS #1 | 270 N LEE ST | FORSYTH | Monroe | 9102045 | 1 | Ball Float | 1998-11-19 | FALSE | 1998-11-19 | FALSE | Currently in Use | Regular | 20000 | Epoxy | 1996-01-01 |  | Double-Walled Fiberglass | Pressurized
CAGLES INC | DAMES FERRY RD | FORSYTH | Monroe | 9102003 | 2 | [5 empty] | Removed from Ground | Diesel | 500 | Bare Steel | 1991-07-18 | 1991-07-18 | Galvanized Steel
FORSYTH SHELL | 295 HAROLD G CLARK PKWY | FORSYTH | Monroe | 9102006 | 3 | Ball Float | 1990-10-01 | FALSE | 1990-10-01 | FALSE | Currently in Use | Diesel | 8000 | STIP-3/Impressed Current | 1990-10-01 |  | Steel (Impressed Current) | Pressurized
I-75 MOTORS | HWY 18 & I-75 | FORSYTH | Monroe | 9102011 | 2 | [5 empty] | Removed from Ground | Gas (Historical Use) | 1000 | Not Marked/Unknown | 1994-04-18 | 1994-04-18 | Galvanized Steel | Suction (American)
KRISHAM INC | 37 E JOHNSTON STREET | FORSYTH | Monroe | 9102035 | 3 | [5 empty] | Removed from Ground | Gas (Historical Use) | 3000 | Not Marked/Unknown | 1996-10-16 | 1996-10-16 | Not Marked
FORSYTH KOA | 404 FRONTAGE RD | FORSYTH | Monroe | 9102031 | 2 | [5 empty] | Removed from Ground | Gas (Historical Use) | 6000 | Marked Unknown | 1995-11-01 | 1995-11-01 | Unknown
CITY OF FORSYTH | NORTH JACKSON STREET | FORSYTH | Monroe | 10001903 | 2 |  |  | FALSE |  | FALSE | Removed from Ground | Not Marked/Tank Removed | 1066 | Bare Steel | 2010-10-21 | 2010-10-21 | Bare Steel
BRIGHT BEGINNINGS LEARNING CENTER | 2329 HIGHWAY 41 SOUTH | FORSYTH | Monroe | 10001685 | 1 |  |  | FALSE |  | FALSE | Removed from Ground |  | 0 | Unknown |  | 1899-12-31
FORSYTH QUICK SPOT | 171 N LEE ST | FORSYTH | Monroe | 10000878 | 1 | Ball Float | 2005-03-01 | FALSE | 2005-03-01 | FALSE | Currently in Use | Regular | 15000 | Epoxy | 2005-03-01 |  | Fiberglass Reinforced Plastic | Pressurized
RC Express/Valero | 291 N LEE ST | FORSYTH | Monroe | 1020024 | 2 | [5 empty] | Removed from Ground | Gas (Historical Use) | 6000 | Cathodically Protected Steel | 1968-05-10 | 1988-04-01 | Galvanized Steel
RC Express/Valero | 291 N LEE ST | FORSYTH | Monroe | 1020024 | 8B | Overfill Alarm | 2020-08-27 | FALSE | 2020-08-27 | FALSE | Currently in Use | Premium | 4000 | Composite Double Walled | 2020-09-03 |  | Double-Walled Fiberglass | Pressurized
SHEFFIELD AMOCO | I-75 JOHNSONVILLE | FORSYTH | Monroe | 1020040 | 3 | [5 empty] | Removed from Ground | Gas (Historical Use) | 6000 | Bare Steel | 1971-05-09 | 1998-08-31 | Galvanized Steel
CITY OF FORSYTH-STREET DEPT | HWY 83 E | FORSYTH | Monroe | 1020043 | 2 | [5 empty] | Removed from Ground | Gas (Historical Use) | 3000 | Bare Steel | 1971-05-12 | 1999-12-22 | Bare Steel | Safe Suction (Euro)
MONROE FOOD MART INC | 111 MARTIN LUTHER KING BLVD | FORSYTH | Monroe | 1020046 | 3 |  |  | FALSE |  | FALSE | Removed from Ground | Gas (Historical Use) | 4000 | Unknown | 2009-12-17 | 2009-12-17 | Unknown
RACE STAR | 2980 JOHNSTONVILLE RD | FORSYTH | Monroe | 9058109 | CENTER | [5 empty] | Removed from Ground | Gas (Historical Use) | 3000 | Bare Steel | 1982-01-01 | 1991-01-01 | Galvanized Steel
CIRCLE K #2984/MR B'S #94 | I-75 & GA HWY 83 | FORSYTH | Monroe | 9000057 | 3 | [5 empty] | Removed from Ground | Gas (Historical Use) | 8000 | Bare Steel | 1968-05-11 | 1899-12-31 | Galvanized Steel
TIDWELL GROCERY | 620 INDIAN SPRING RD | FORSYTH | Monroe | 9102053 | 1 | [5 empty] | Removed from Ground | Gas (Historical Use) | 500 | Bare Steel | 1962-01-01 | 2002-01-15 | Galvanized Steel | Suction (American)
BP | 325 CABINESS RD | FORSYTH | Monroe | 10003370 | 2A | Flapper Valve | 2019-11-05 | FALSE | 2019-11-05 | FALSE | Currently in Use | Premium | 4000 | Composite Double Walled | 2019-11-05 |  | Double-Walled Fiberglass | Pressurized
BP | 325 CABINESS RD | FORSYTH | Monroe | 10003370 | 2C | Flapper Valve | 2019-11-05 | FALSE | 2019-11-05 | FALSE | Currently in Use | Diesel | 4000 | Composite Double Walled | 2019-11-05 |  | Double-Walled Fiberglass | Pressurized
BP | 325 CABINESS RD | FORSYTH | Monroe | 10003370 | 2B | Flapper Valve | 2019-11-05 | FALSE | 2019-11-05 | FALSE | Currently in Use | E-0 | 4000 | Composite Double Walled | 2019-11-05 |  | Double-Walled Fiberglass | Pressurized
BP | 325 CABINESS RD | FORSYTH | Monroe | 10003370 | 1 | Flapper Valve | 2019-11-05 | FALSE | 2019-11-05 | FALSE | Currently in Use | Regular | 15000 | Composite Double Walled | 2019-11-05 |  | Double-Walled Fiberglass | Pressurized
DOT 10380/OLD CO MAINT HQ | SR 42/429 CABINESS RD | FORSYTH | Monroe | 9102010 | 10380-1 | [5 empty] | Removed from Ground | Gas (Historical Use) | 500 | Bare Steel | 1993-05-21 | 1993-05-21 | Galvanized Steel
CULLODEN CHEVRON | HWY 74 @ 341 | CULLODEN | Monroe | 9102046 | 2 | Ball Float | 1996-09-01 | FALSE | 1996-09-01 | FALSE | Currently in Use | Regular | 10000 | Composite | 1996-09-15 |  | Double-Walled Fiberglass | Pressurized
CULLODEN CHEVRON | HWY 74 @ 341 | CULLODEN | Monroe | 9102046 | 3 | Ball Float | 1996-09-01 | FALSE | 1996-09-01 | FALSE | Currently in Use | Premium | 6000 | Composite | 1996-09-15 |  | Double-Walled Fiberglass | Pressurized
QUALITY OIL LLC | 755 HWY 83 N | FORSYTH | Monroe | 9102050 | 3 | Flapper Valve | 1999-07-01 | FALSE | 1999-07-01 | FALSE | Currently in Use | E-0 | 4000 | Composite | 1999-07-12 |  | Double-Walled Flex | Safe Suction (Euro)
QUALITY OIL LLC | 755 HWY 83 N | FORSYTH | Monroe | 9102050 | 2 | Flapper Valve | 1999-07-01 | FALSE | 1999-07-01 | FALSE | Currently in Use | Regular | 6000 | Composite | 1999-07-12 |  | Double-Walled Flex | Pressurized
HUTCHISON COUNTRY STORE | MAIN ST | CULLODEN | Monroe | 9102028 | 1 |  | 1999-03-01 |  | 1999-03-01 |  | Removed from Ground | Diesel | 2000 | Steel-Impressed Current | 1978-01-01 | 2012-04-03 | Double Walled | Safe Suction (Euro)
JACKSONS COUNTY STORE & BBQ | 9005 THOMASTON RD | MACON | Monroe | 9102052 | 1 | Flapper Valve | 1992-01-01 | FALSE | 1992-01-01 | FALSE | Currently in Use | Regular | 8131 | Galvanic (STIP-3) | 1992-01-01 |  | Fiberglass Reinforced Plastic | Pressurized
HWY 74 STOP & SHOP | 4131 ST RT 74E | MACON | Monroe | 9102018 | 1 | [5 empty] | Temporarily out of use | Diesel | 500 | Bare Steel | 1993-11-10 |  | Galvanized Steel | Suction (American)
HUTCHISON COUNTRY STORE | MAIN ST | CULLODEN | Monroe | 9102028 | 3 |  | 1999-03-01 |  | 1999-03-01 |  | Removed from Ground | Gas (Historical Use) | 3000 | Steel-Impressed Current | 1978-01-01 | 2012-04-03 | Double Walled | Safe Suction (Euro)
HWY 74 STOP & SHOP | 4131 ST RT 74E | MACON | Monroe | 9102018 | 2 | [5 empty] | Temporarily out of use | Gas (Historical Use) | 1000 | Bare Steel | 1993-11-10 |  | Galvanized Steel | Suction (American)
QUALITY OIL LLC | 755 HWY 83 N | FORSYTH | Monroe | 9102050 | 4 | Flapper Valve | 2005-04-25 | FALSE | 2005-04-25 | FALSE | Currently in Use | Diesel | 20000 | Composite | 2005-04-25 |  | Double-Walled Flex | Pressurized
QUALITY OIL LLC | 755 HWY 83 N | FORSYTH | Monroe | 9102050 | 1 | Flapper Valve | 1999-07-01 | FALSE | 1999-07-01 | FALSE | Currently in Use | Diesel Off Road | 10000 | Composite | 1999-07-12 |  | Double-Walled Flex | Pressurized
FALLS VIEW STORE | 4724 HIGH FALLS RD | JACKSON | Monroe | 9102048 | 2 | Flapper Valve | 1998-11-01 | FALSE | 1998-11-01 | TRUE | Currently in Use | Diesel | 4000 | Galvanic (STIP-3) | 1998-11-01 |  | Flex | Safe Suction (Euro)
CULLODEN CHEVRON | HWY 74 @ 341 | CULLODEN | Monroe | 9102046 | 4 | Flapper Valve | 1996-09-01 | FALSE | 1996-09-01 | FALSE | Currently in Use | Diesel Off Road | 2000 | Composite | 1996-09-15 |  | Double-Walled Fiberglass | Safe Suction (Euro)
FALLS VIEW STORE | 4724 HIGH FALLS RD | JACKSON | Monroe | 9102048 | 1 | Flapper Valve | 1998-11-01 | FALSE | 1998-11-01 | TRUE | Currently in Use | Regular | 4000 | Galvanic (STIP-3) | 1998-11-01 |  | Flex | Safe Suction (Euro)
HUTCHISON COUNTRY STORE | MAIN ST | CULLODEN | Monroe | 9102028 | 2 |  | 1999-03-01 |  | 1999-03-01 |  | Removed from Ground | Gas (Historical Use) | 3000 | Steel-Impressed Current | 1978-01-01 | 2012-04-03 | Double Walled | Safe Suction (Euro)
JACKSONS COUNTY STORE & BBQ | 9005 THOMASTON RD | MACON | Monroe | 9102052 | 2 | Flapper Valve | 1992-01-01 | FALSE | 1992-01-01 | FALSE | Currently in Use | Premium | 6078 | Galvanic (STIP-3) | 1992-01-01 |  | Fiberglass Reinforced Plastic | Pressurized
CULLODEN CHEVRON | HWY 74 @ 341 | CULLODEN | Monroe | 9102046 | 1 | Flapper Valve | 1996-09-01 | FALSE | 1996-09-01 | FALSE | Currently in Use | Diesel | 10000 | Composite | 1996-09-15 |  | Double-Walled Fiberglass | Pressurized
INGLES GAS EXPRESS #403 | 260 TIFT COLLEGE Drive | FORSYTH | Monroe | 10002743 | 1A | Flapper Valve | 2017-10-12 | FALSE | 2017-10-12 | FALSE | Currently in Use | Regular | 25000 | Fiberglass Double Walled | 2017-10-12 |  | Double-Walled Flex | Pressurized
INGLES GAS EXPRESS #403 | 260 TIFT COLLEGE Drive | FORSYTH | Monroe | 10002743 | 2B | Flapper Valve | 2017-10-12 | FALSE | 2017-10-12 | FALSE | Currently in Use | E-0 | 5000 | Fiberglass Double Walled | 2017-10-12 |  | Double-Walled Flex | Pressurized
INGLES GAS EXPRESS #403 | 260 TIFT COLLEGE Drive | FORSYTH | Monroe | 10002743 | 1B | Flapper Valve | 2017-10-12 | FALSE | 2017-10-12 | FALSE | Currently in Use | Premium | 7000 | Fiberglass Double Walled | 2017-10-12 |  | Double-Walled Flex | Pressurized
INGLES GAS EXPRESS #403 | 260 TIFT COLLEGE Drive | FORSYTH | Monroe | 10002743 | 2A | Flapper Valve | 2017-10-12 | FALSE | 2017-10-12 | FALSE | Currently in Use | Diesel | 5000 | Fiberglass Double Walled | 2017-10-12 |  | Double-Walled Flex | Pressurized
Quiktrip #1730 | 240 Harold G Clark Pkwy | Forsyth | Monroe | 10003210 | 3 | Flapper Valve | 2022-03-01 | FALSE | 2022-02-01 | FALSE | Currently in Use | Regular | 20000 | Fiberglass Double Walled | 2021-10-19 |  | Double-Walled Flex | Pressurized
Quiktrip #1730 | 240 Harold G Clark Pkwy | Forsyth | Monroe | 10003210 | 6 | Flapper Valve | 2022-03-01 | FALSE | 2022-02-01 | FALSE | Currently in Use | Diesel | 40000 | Fiberglass Double Walled | 2021-10-19 |  | Double-Walled Flex | Pressurized
Quiktrip #1730 | 240 Harold G Clark Pkwy | Forsyth | Monroe | 10003210 | 9 | Flapper Valve | 2022-03-01 | FALSE | 2022-02-01 | FALSE | Currently in Use | Diesel | 26000 | Fiberglass Double Walled | 2021-10-19 |  | Double-Walled Flex | Pressurized
Quiktrip #1730 | 240 Harold G Clark Pkwy | Forsyth | Monroe | 10003210 | 8 | Flapper Valve | 2022-03-01 | FALSE | 2022-02-01 | FALSE | Currently in Use | Diesel | 40000 | Fiberglass Double Walled | 2021-10-19 |  | Double-Walled Flex | Pressurized
Quiktrip #1730 | 240 Harold G Clark Pkwy | Forsyth | Monroe | 10003210 | 4 | Flapper Valve | 2022-03-01 | FALSE | 2022-02-01 | FALSE | Currently in Use | E-0 | 20000 | Fiberglass Double Walled | 2021-10-19 |  | Double-Walled Flex | Pressurized
Quiktrip #1730 | 240 Harold G Clark Pkwy | Forsyth | Monroe | 10003210 | 7 | Flapper Valve | 2022-03-01 | FALSE | 2022-02-01 | FALSE | Currently in Use | Diesel | 40000 | Fiberglass Double Walled | 2021-10-19 |  | Double-Walled Flex | Pressurized
Quiktrip #1730 | 240 Harold G Clark Pkwy | Forsyth | Monroe | 10003210 | 5 | Flapper Valve | 2022-03-01 | FALSE | 2022-02-01 | FALSE | Currently in Use | Premium | 20000 | Fiberglass Double Walled | 2021-10-19 |  | Double-Walled Flex | Pressurized
Quiktrip #1730 | 240 Harold G Clark Pkwy | Forsyth | Monroe | 10003210 | 1 | Flapper Valve | 2022-03-01 | FALSE | 2022-02-01 | FALSE | Currently in Use | Regular | 20000 | Fiberglass Double Walled | 2021-10-19 |  | Double-Walled Flex | Pressurized
Quiktrip #1730 | 240 Harold G Clark Pkwy | Forsyth | Monroe | 10003210 | 2 | Flapper Valve | 2022-03-01 | FALSE | 2022-02-01 | FALSE | Currently in Use | Regular | 20000 | Fiberglass Double Walled | 2021-10-19 |  | Double-Walled Flex | Pressurized
Jet Food Stores of Georgia-93 | 3180 Hwy 280 W | Vidalia | Montgomery | 9103009 | 1 | Flapper Valve | 1988-04-01 | FALSE | 1988-04-01 | FALSE | Removed from Ground | Regular | 10000 | Fiberglass | 1988-04-01 | 2019-06-20 | Fiberglass Reinforced Plastic | Pressurized
GA FC | US HWY 280/5 MI E OF MT VERNON | MOUNT VERNON | Montgomery | 1030004 | 1 | [5 empty] | Removed from Ground | Diesel | 560 | Bare Steel | 1983-08-01 | 1993-08-18 | Galvanized Steel | Safe Suction (Euro)
FRIENDLY GUS #8 | 630 College St | MOUNT VERNON | Montgomery | 1030002 | 3 | [5 empty] | Removed from Ground | Gas (Historical Use) | 3000 | Cathodically Protected Steel | 1984-03-20 | 1997-03-06 | Bare Steel | Safe Suction (Euro)
REBA COOPER STORE | HWY 121 RFD | MOUNT VERNON | Montgomery | 1030019 | 1 | [5 empty] | Removed from Ground | Gas (Historical Use) | 0 | Bare Steel | 1986-05-07 | 1989-11-01 | Galvanized Steel
GA DOT 10530 MONTGOMERY ROUTINE | 0 .2 MI E OF US 221 ON CHURCH ST | MOUNT VERNON | Montgomery | 9103007 | 3 |  |  | FALSE |  | FALSE | Removed from Ground | Used Oil | 300 | Unknown |  | 1899-12-31 | Unknown
EAGLE RESTAURANTS | 103 SPRING ST | MOUNT VERNON | Montgomery | 9103004 | 3 | [5 empty] | Removed from Ground | Gas (Historical Use) | 2000 | Bare Steel | 1992-06-04 | 1992-06-04 | Galvanized Steel | Suction (American)
LEE THOMPSON LOGGING INC | 1316 MT VERNON ALSTON RD | AILEY | Montgomery | 1030027 | 4 | [5 empty] | Removed from Ground | Diesel | 6000 | Bare Steel | 1975-01-04 | 1899-12-31 | Galvanized Steel
HIGGSTON CONV STORE | RT 2 INT HWY 15 & HWY 20 | VIDALIA | Montgomery | 1030012 | 2 | [5 empty] | Removed from Ground | Empty | 1000 | Bare Steel | 1976-05-10 | 1999-07-20 | Galvanized Steel
Jet Food Stores of Georgia-93 | 3180 Hwy 280 W | Vidalia | Montgomery | 9103009 | 4 |  | 1988-04-01 | FALSE | 1988-04-01 | FALSE | Removed from Ground | Gas (Historical Use) | 6000 | Fiberglass | 1988-04-01 | 2019-06-20 | Fiberglass Reinforced Plastic | Pressurized
Jet Food Stores of Georgia-93 | 3180 Hwy 280 W | Vidalia | Montgomery | 9103009 | 5 | Flapper Valve | 2019-07-15 | FALSE | 2019-07-22 | FALSE | Currently in Use | Diesel | 20000 | Composite Double Walled | 2019-07-11 |  | Double-Walled Flex | Pressurized
MONTGOMERY STATE PRISON | HWY 107 SOUTH/ON PRISON GROUNDS | MOUNT VERNON | Montgomery | 1030029 | 2 | [5 empty] | Removed from Ground | Gas (Historical Use) | 500 | Bare Steel | 1978-01-03 | 1997-02-03 | Unknown
FRIENDLY GUS #8 | 630 College St | MOUNT VERNON | Montgomery | 1030002 | 4B |  | 1997-05-10 | FALSE | 1997-05-10 | FALSE | Currently in Use | Premium | 4000 | Composite | 1997-05-10 |  | Fiberglass Reinforced Plastic | Pressurized
Circle K 2745021 | 110 WEST SPRING ST | MOUNT VERNON | Montgomery | 1030006 | 1 | [5 empty] | Removed from Ground | Gas (Historical Use) | 7000 | Bare Steel | 1976-05-02 | 1989-08-08 | Galvanized Steel
LEE THOMPSON LOGGING INC | 1316 MT VERNON ALSTON RD | AILEY | Montgomery | 1030027 | 1 | [5 empty] | Removed from Ground | Diesel | 550 | Bare Steel | 1965-01-06 | 1899-12-31 | Galvanized Steel
LEE THOMPSON LOGGING INC | 1316 MT VERNON ALSTON RD | AILEY | Montgomery | 1030027 | 7 | Flapper Valve | 1989-01-05 | FALSE | 1989-01-05 | FALSE | Removed from Ground | Diesel | 4000 | Galvanic (STIP-3) | 1989-01-01 |  | Galvanized Steel | Suction (American)
HIGGSTON CONV STORE | RT 2 INT HWY 15 & HWY 20 | VIDALIA | Montgomery | 1030012 | 1 | [5 empty] | Removed from Ground | Empty | 1000 | Bare Steel | 1976-05-10 | 1999-07-20 | Galvanized Steel
Jet Food Stores of Georgia-93 | 3180 Hwy 280 W | Vidalia | Montgomery | 9103009 | 6A | Flapper Valve | 2019-07-15 | FALSE | 2019-07-22 | FALSE | Currently in Use | Regular | 13000 | Composite Double Walled | 2019-07-11 |  | Double-Walled Flex | Pressurized
T-BYRDS #1 | 102 E SPRING ST | MOUNT VERNON | Montgomery | 1030011 | 3 | Flapper Valve | 1998-09-08 | FALSE | 1998-09-08 | FALSE | Currently in Use | Diesel | 6000 | Galvanic (STIP-3) | 1988-08-08 |  | Galvanized Steel | Pressurized
GA DOT 10530 MONTGOMERY ROUTINE | 0 .2 MI E OF US 221 ON CHURCH ST | MOUNT VERNON | Montgomery | 9103007 | 2 |  |  | FALSE |  | FALSE | Removed from Ground | Diesel | 560 | Unknown |  | 1899-12-31 | Unknown
MONTGOMERY COUNTY COMMISSIONERS | 224 EAST BROAD STREET | MOUNT VERNON | Montgomery | 9103018 | 1 | [5 empty] | Currently in Use | Diesel | 2000 | Marked Unknown |  |  | Not Marked
HOLLAND DIVISION REEVES CONSTRUC | 310 WEST BROAD ST | MOUNT VERNON | Montgomery | 1032000 | 1 | [5 empty] | Closed in Ground | Empty | 1500 | Bare Steel | 1987-08-06 | 1987-08-06 | Unknown
MONTGOMERY CO BD OF ED BUS SHOP | JUNNIPER ST | AILEY | Montgomery | 1030022 | DUMMY | [5 empty] | Removed from Ground | Other | 10000 | Not Marked/Unknown | 1998-06-30 | 1998-06-30 | Not Marked
FOUNTAIN SERVICE STATION | 115 S RAILROAD ST | AILEY | Montgomery | 1030007 | 3 | [5 empty] | Removed from Ground | Gas (Historical Use) | 1500 | Bare Steel | 1983-12-01 | 1999-12-22 | Bare Steel | Safe Suction (Euro)
LADSONS | 201 S 1ST ST | UVALDA | Montgomery | 1030017 | 2 | [5 empty] | Removed from Ground | Gas (Historical Use) | 6000 | Bare Steel | 1974-05-10 | 1998-11-17 | Galvanized Steel | Safe Suction (Euro)
FRIENDLY GUS #8 | 630 College St | MOUNT VERNON | Montgomery | 1030002 | 2 | [5 empty] | Removed from Ground | Gas (Historical Use) | 6000 | Cathodically Protected Steel | 1984-03-20 | 1997-03-06 | Bare Steel | Safe Suction (Euro)
Circle K 2745021 | 110 WEST SPRING ST | MOUNT VERNON | Montgomery | 1030006 | 6 | Flapper Valve | 1989-08-08 | FALSE | 1989-08-08 | FALSE | Currently in Use | Regular | 8200 | Composite | 1989-08-08 |  | Fiberglass Reinforced Plastic | Pressurized
RICHARDSONS GROCERY DBA ETHERIDGE PROPERTIES | 115 SPRING ST | MOUNT VERNON | Montgomery | 1030021 | 3 |  | 1997-08-26 |  | 1997-08-26 |  | Removed from Ground | Gas (Historical Use) | 2000 | Steel-Impressed Current | 1986-05-07 | 2013-07-15 | Steel (Impressed Current) | Safe Suction (Euro)
MT VERNON PACKAGE SHOP | 308 W SPRING ST | MOUNT VERNON | Montgomery | 9103010 | 1A | Flapper Valve | 1993-01-01 | FALSE | 1993-01-01 | FALSE | Temporarily out of use | Gas (Historical Use) | 6000 | Bare Steel | 1993-01-01 |  | Bare Steel | Safe Suction (Euro)
GAY OIL CO | 1000 HWY 29 | AILEY | Montgomery | 10001847 | 1 | Flapper Valve | 2010-03-12 | FALSE | 2010-03-12 | FALSE | Currently in Use | Diesel On Road | 20000 | Composite Double Walled | 2010-03-11 |  | Double-Walled Fiberglass | Pressurized
FOUNTAIN SERVICE STATION | 115 S RAILROAD ST | AILEY | Montgomery | 1030007 | 1 | [5 empty] | Removed from Ground | Gas (Historical Use) | 2000 | Bare Steel | 1983-12-01 | 1999-12-22 | Galvanized Steel
MARY B BROOKS | 210 E SPRING STREET | MOUNT VERNON | Montgomery | 1030016 | 1 | [5 empty] | Removed from Ground | Gas (Historical Use) | 10000 | Bare Steel | 1985-05-08 | 1995-10-18 | Galvanized Steel | Safe Suction (Euro)
GA DOT 10530 MONTGOMERY ROUTINE | 0 .2 MI E OF US 221 ON CHURCH ST | MOUNT VERNON | Montgomery | 9103007 | 530G1 | [5 empty] | Removed from Ground | Gas (Historical Use) | 1000 | Bare Steel | 2000-06-21 | 2000-06-21 | Galvanized Steel | Safe Suction (Euro)
MT VERNON PACKAGE SHOP | 308 W SPRING ST | MOUNT VERNON | Montgomery | 9103010 | 1B | Flapper Valve | 1993-01-01 | FALSE | 1993-01-01 | FALSE | Temporarily out of use | Gas (Historical Use) | 2000 | Bare Steel | 1993-01-01 |  | Bare Steel | Safe Suction (Euro)
EAGLE RESTAURANTS | 103 SPRING ST | MOUNT VERNON | Montgomery | 9103004 | 1 | [5 empty] | Removed from Ground | Gas (Historical Use) | 2000 | Bare Steel | 1992-06-04 | 1992-06-04 | Galvanized Steel | Suction (American)
CREATIVE HAIR STYLES AND TANNING SALON | 201 EAST SPRING STREET | MOUNT VERNON | Montgomery | 10001477 | 3 |  |  | FALSE |  | FALSE | Removed from Ground | Gas (Historical Use) | 350 | Unknown | 2008-04-15 | 2008-04-15 | Unknown
GAY OIL CO | 1000 HWY 29 | AILEY | Montgomery | 10001847 | 4A | Flapper Valve | 2010-03-12 | FALSE | 2010-03-12 | FALSE | Currently in Use | Premium | 10000 | Composite Double Walled | 2010-03-11 |  | Double-Walled Fiberglass | Pressurized
MCNATT FALLS GROCERY | RT 1 | UVALDA | Montgomery | 1030013 | 2 | [5 empty] | Permanently Out of Use - historical purposes | Gas (Historical Use) | 1000 | Bare Steel | 1978-05-10 | 1899-12-31 | Galvanized Steel
UVALDA LEARNING CENTER | 312 BROWN ST | UVALDA | Montgomery | 9103001 | 2 |  | 1999-03-29 |  | 1999-03-29 |  | Removed from Ground | Gas (Historical Use) | 6000 | Galvanic (STIP-3) | 1989-01-01 | 2015-02-19 | Galvanized Steel | Safe Suction (Euro)
G&H LAZY RIVER MARKET | 242 DEAD RIVER RD | UVALDA | Montgomery | 9103014 | 1 | [5 empty] | Permanently Out of Use - historical purposes | Gas (Historical Use) | 1000 | Not Marked/Unknown | 1991-01-01 | 1899-12-31 | Not Marked
Circle K 2745021 | 110 WEST SPRING ST | MOUNT VERNON | Montgomery | 1030006 | 3 | [5 empty] | Removed from Ground | Gas (Historical Use) | 3000 | Bare Steel | 1976-05-02 | 1989-08-08 | Galvanized Steel
T-BYRDS #1 | 102 E SPRING ST | MOUNT VERNON | Montgomery | 1030011 | 4 | [5 empty] | Removed from Ground | Gas (Historical Use) | 3000 | Bare Steel | 1968-05-12 | 1988-08-01 | Galvanized Steel
RICHARDSONS GROCERY DBA ETHERIDGE PROPERTIES | 115 SPRING ST | MOUNT VERNON | Montgomery | 1030021 | 2 |  | 1997-08-26 |  | 1997-08-26 |  | Removed from Ground | Gas (Historical Use) | 2000 | Steel-Impressed Current | 1986-05-07 | 2013-07-15 | Steel (Impressed Current) | Safe Suction (Euro)
HOLLAND DIVISION REEVES CONSTRUC | 310 WEST BROAD ST | MOUNT VERNON | Montgomery | 1032000 | 2 | [5 empty] | Closed in Ground | Empty | 1500 | Bare Steel | 1987-08-06 | 1987-08-06 | Unknown
BURNETTES COUNTRY STORE | HWY 221 S | UVALDA | Montgomery | 1030015 | 1A | Flapper Valve | 1999-09-02 | FALSE | 1999-09-02 | FALSE | Temporarily out of use | Gas (Historical Use) | 8000 | Composite | 1999-08-30 |  | Fiberglass Reinforced Plastic | Safe Suction (Euro)
BURNETTES COUNTRY STORE | HWY 221 S | UVALDA | Montgomery | 1030015 | 5 | Flapper Valve | 2002-02-01 | FALSE | 2002-02-01 | FALSE | Temporarily out of use | Gas (Historical Use) | 4000 | Composite | 2002-02-01
T A BLOCKER STORE | 3591 GEORGIA HWY 29 | VIDALIA | Montgomery | 1030020 | 1 | Flapper Valve | 1998-08-26 | FALSE | 1998-08-26 | FALSE | Currently in Use | Regular | 1000 | Steel-Impressed Current | 1986-05-07 |  | Steel (Impressed Current) | Safe Suction (Euro)
HIGGSTON | 206 EAST PARSONAGE | MCRAE | Montgomery | 1030005 | 2 | [5 empty] | Removed from Ground | Gas (Historical Use) | 550 | Bare Steel | 1982-04-11 | 1988-01-01 | Unknown
GA FC | US HWY 280/5 MI E OF MT VERNON | MOUNT VERNON | Montgomery | 1030004 | 194638 |  | 1993-08-20 |  | 1993-08-20 |  | Removed from Ground | Diesel | 1000 | Galvanic (STIP-3) | 1993-08-20 | 2004-03-19 | Cathodically Protected | Safe Suction (Euro)
FRIENDLY GUS #8 | 630 College St | MOUNT VERNON | Montgomery | 1030002 | 4A | Ball Float | 1997-05-10 | FALSE | 1997-05-10 | FALSE | Currently in Use | Regular | 8000 | Composite | 1997-05-10 |  | Fiberglass Reinforced Plastic | Pressurized
BUZZY'S FOOD MART | 6560 US HWY 221 SOUTH | UVALDA | Montgomery | 9103021 | 2B | Ball Float | 2000-05-19 | FALSE | 2000-05-19 | FALSE | Currently in Use | Diesel | 4000 | Composite | 2000-05-17 |  | Double-Walled Fiberglass | Pressurized
T A BLOCKER STORE | 3591 GEORGIA HWY 29 | VIDALIA | Montgomery | 1030020 | 2 | Flapper Valve | 1998-08-26 | FALSE | 1998-08-26 | FALSE | Currently in Use | Premium | 1000 | Steel-Impressed Current | 1986-05-07 |  | Steel (Impressed Current) | Safe Suction (Euro)
GA FC | US HWY 280/5 MI E OF MT VERNON | MOUNT VERNON | Montgomery | 1030004 | 194628 |  | 1993-08-20 |  | 1993-08-20 |  | Removed from Ground | Gas (Historical Use) | 1000 | Galvanic (STIP-3) | 1993-08-20 | 2004-03-19 | Cathodically Protected | Safe Suction (Euro)
REBA COOPER STORE | HWY 121 RFD | MOUNT VERNON | Montgomery | 1030019 | 2 | [5 empty] | Removed from Ground | Gas (Historical Use) | 0 | Bare Steel | 1986-05-07 | 1989-11-01 | Galvanized Steel
RICHARDSONS GROCERY DBA ETHERIDGE PROPERTIES | 115 SPRING ST | MOUNT VERNON | Montgomery | 1030021 | 1 |  | 1997-08-26 |  | 1997-08-26 |  | Removed from Ground | Gas (Historical Use) | 2000 | Steel-Impressed Current | 1986-05-07 | 2013-07-15 | Steel (Impressed Current) | Safe Suction (Euro)
MARY B BROOKS | 210 E SPRING STREET | MOUNT VERNON | Montgomery | 1030016 | 4 | [5 empty] | Permanently Out of Use - historical purposes | Diesel | 0 | Bare Steel |  | 1899-12-31 | Galvanized Steel | Safe Suction (Euro)
MT VERNON PACKAGE SHOP | 308 W SPRING ST | MOUNT VERNON | Montgomery | 9103010 | 2 | Flapper Valve | 1993-01-01 | FALSE | 1993-01-01 | FALSE | Temporarily out of use | Diesel | 2000 | Bare Steel | 1993-01-01 |  | Bare Steel | Safe Suction (Euro)
EAGLE RESTAURANTS | 103 SPRING ST | MOUNT VERNON | Montgomery | 9103004 | 4 | [5 empty] | Removed from Ground | Gas (Historical Use) | 2000 | Bare Steel | 1992-06-04 | 1992-06-04 | Galvanized Steel | Suction (American)
BURNETTES COUNTRY STORE | HWY 221 S | UVALDA | Montgomery | 1030015 | 1B | Flapper Valve | 1999-09-02 | FALSE | 1999-09-02 | FALSE | Temporarily out of use | Gas (Historical Use) | 4000 | Composite | 1999-08-30 |  | Fiberglass Reinforced Plastic | Safe Suction (Euro)
BUZZY'S FOOD MART | 6560 US HWY 221 SOUTH | UVALDA | Montgomery | 9103021 | 2A | Ball Float | 2000-05-19 | FALSE | 2000-05-19 | FALSE | Currently in Use | Diesel On Road | 8000 | Composite | 2000-05-17 |  | Double-Walled Fiberglass | Pressurized
STANDARD DISTRIBUTING COMPANY | 1710 NORTH ST WEST | VIDALIA | Montgomery | 1030001 | 1 | [5 empty] | Removed from Ground | Diesel | 10000 | Bare Steel | 1984-03-13 | 1993-09-01 | Galvanized Steel | Suction (American)
Jet Food Stores of Georgia-93 | 3180 Hwy 280 W | Vidalia | Montgomery | 9103009 | 3 | Flapper Valve | 1988-04-01 | FALSE | 1988-04-01 | FALSE | Removed from Ground | Premium | 6000 | Fiberglass | 1988-04-01 | 2019-06-20 | Fiberglass Reinforced Plastic | Pressurized
FRIENDLY GUS #8 | 630 College St | MOUNT VERNON | Montgomery | 1030002 | 1 | [5 empty] | Removed from Ground | Gas (Historical Use) | 6000 | Cathodically Protected Steel | 1984-03-20 | 1997-03-06 | Bare Steel | Safe Suction (Euro)
MARY B BROOKS | 210 E SPRING STREET | MOUNT VERNON | Montgomery | 1030016 | 3 | [5 empty] | Removed from Ground | Gas (Historical Use) | 3000 | Bare Steel | 1986-05-08 | 1995-10-18 | Galvanized Steel | Safe Suction (Euro)
MONTGOMERY COUNTY | 208 224 E BROAD ST | MOUNT VERNON | Montgomery | 1030026 | 5 | [5 empty] | Removed from Ground | Diesel | 2000 | Bare Steel | 1984-05-08 | 1998-11-02 | Galvanized Steel | Safe Suction (Euro)
BREWTON PARKER COLLEGE | HWY 280 | AILEY | Montgomery | 1030018 | 1 | [5 empty] | Removed from Ground | Gas (Historical Use) | 2000 | Cathodically Protected Steel | 1985-05-07 | 1999-03-22 | Galvanized Steel | Safe Suction (Euro)
PETRO EXPRESS #18 | 105 MAIN ST | UVALDA | Montgomery | 9103006 | 3 | Flapper Valve | 1995-03-31 | FALSE | 1995-03-31 | FALSE | Temporarily out of use | Gas (Historical Use) | 6000 |  | 1980-06-15 |  | Fiberglass Reinforced Plastic | Safe Suction (Euro)
Jet Food Stores of Georgia-93 | 3180 Hwy 280 W | Vidalia | Montgomery | 9103009 | 6B |  | 2019-07-15 | FALSE | 2019-07-22 | FALSE | Currently in Use | Premium | 3500 | Composite Double Walled | 2019-07-11 |  | Double-Walled Flex | Pressurized
SAMS QUICK STOP | 138 MLK BLVD | MOUNT VERNON | Montgomery | 9103013 | 4 | Ball Float | 1998-03-01 | FALSE | 1998-03-01 | FALSE | Currently in Use | Diesel | 6110 | Fiberglass | 2016-12-28 |  | Fiberglass Reinforced Plastic | Pressurized
SAMS QUICK STOP | 138 MLK BLVD | MOUNT VERNON | Montgomery | 9103013 | 1 | [5 empty] | Removed from Ground | Gas (Historical Use) | 1000 | Bare Steel | 1980-06-15 | 1998-06-15 | Galvanized Steel | Safe Suction (Euro)
GAY OIL CO | 1000 HWY 29 | AILEY | Montgomery | 10001847 | 2 | Flapper Valve | 2010-03-12 | FALSE | 2010-03-12 | FALSE | Currently in Use | Diesel Off Road | 20000 | Composite Double Walled | 2010-03-11 |  | Double-Walled Fiberglass | Pressurized
LEE THOMPSON LOGGING INC | 1316 MT VERNON ALSTON RD | AILEY | Montgomery | 1030027 | 3 | [5 empty] | Removed from Ground | Diesel | 2000 | Bare Steel | 1969-01-05 | 1899-12-31 | Galvanized Steel
JERRY BRADDY | RT 1 | AILEY | Montgomery | 1030008 | 1 | [5 empty] | Removed from Ground | Empty | 6000 | Bare Steel | 1983-05-09 | 1997-04-22 | Galvanized Steel
FOUNTAIN SERVICE STATION | 115 S RAILROAD ST | AILEY | Montgomery | 1030007 | 1B | Flapper Valve | 2001-07-10 | FALSE | 2001-07-10 | FALSE | Temporarily out of use | Empty | 1000 | Composite | 2001-07-03 |  | Fiberglass Reinforced Plastic | Safe Suction (Euro)
BURNETTES COUNTRY STORE | HWY 221 S | UVALDA | Montgomery | 1030015 | 2 | [5 empty] | Removed from Ground | Gas (Historical Use) | 2000 | Bare Steel | 1982-05-09 | 1999-05-13 | Galvanized Steel | Suction (American)
LADSONS | 201 S 1ST ST | UVALDA | Montgomery | 1030017 | 6 | Flapper Valve | 1998-11-13 | FALSE | 1998-11-13 | FALSE | Currently in Use | Regular | 6000 | Composite | 1998-11-11 |  | Fiberglass Reinforced Plastic | Pressurized
LADSONS | 201 S 1ST ST | UVALDA | Montgomery | 1030017 | 8 | Flapper Valve | 1998-11-13 | FALSE | 1998-11-13 | FALSE | Currently in Use | Diesel | 3000 | Composite | 1998-11-11 |  | Fiberglass Reinforced Plastic | Safe Suction (Euro)
LADSONS | 201 S 1ST ST | UVALDA | Montgomery | 1030017 | 9 | Flapper Valve | 2000-07-01 | FALSE | 2000-07-01 | FALSE | Currently in Use | Diesel On Road | 2000 | Composite | 2000-07-01 |  | Fiberglass Reinforced Plastic | Safe Suction (Euro)
MOSES GRASS CO | MAIN ST | UVALDA | Montgomery | 1030025 | 1 | [5 empty] | Removed from Ground | Gas (Historical Use) | 1000 | Bare Steel | 1971-05-12 | 1995-09-01 | Galvanized Steel
GA FC | US HWY 280/5 MI E OF MT VERNON | MOUNT VERNON | Montgomery | 1030004 | 2 | [5 empty] | Removed from Ground | Gas (Historical Use) | 2000 | Bare Steel | 1983-08-01 | 1993-08-18 | Galvanized Steel | Safe Suction (Euro)
BRADDY FARMS-GARY | LOCATION NOT GIVEN | MOUNT VERNON | Montgomery | 1030009 | 1 | [5 empty] | Removed from Ground | Gas (Historical Use) | 3000 | Bare Steel | 1974-05-11 | 1979-01-02 | Galvanized Steel
T-BYRDS #1 | 102 E SPRING ST | MOUNT VERNON | Montgomery | 1030011 | 1 | Flapper Valve | 1998-09-08 | FALSE | 1998-09-08 | FALSE | Currently in Use | Regular | 6000 | Galvanic (STIP-3) | 1988-08-08 |  | Galvanized Steel | Pressurized
TRANSUS INC VIDALIA GA TERMINAL | 183 TRANSUS DR | VIDALIA | Montgomery | 1030003 | 1 |  | 1993-04-01 |  | 1993-04-01 |  | Removed from Ground | Diesel | 10000 | Bare Steel | 1983-04-16 | 1995-05-01 | Galvanized Steel
Circle K 2745021 | 110 WEST SPRING ST | MOUNT VERNON | Montgomery | 1030006 | 2 | [5 empty] | Removed from Ground | Gas (Historical Use) | 3000 | Bare Steel | 1976-05-02 | 1989-08-08 | Galvanized Steel
T-BYRDS #1 | 102 E SPRING ST | MOUNT VERNON | Montgomery | 1030011 | 2 | Flapper Valve | 1998-09-08 | FALSE | 1998-09-08 | FALSE | Temporarily out of use |  | 6000 | Galvanic (STIP-3) | 1988-08-08 |  | Galvanized Steel | Pressurized
MARY B BROOKS | 210 E SPRING STREET | MOUNT VERNON | Montgomery | 1030016 | 1A |  | 1996-06-06 |  | 1996-06-06 |  | Removed from Ground | Gas (Historical Use) | 8000 | Fiberglass | 1996-06-05 | 2008-03-14 | Double Walled | Pressurized
SAMS QUICK STOP | 138 MLK BLVD | MOUNT VERNON | Montgomery | 9103013 | 3A | Ball Float | 1998-03-01 | FALSE | 1998-03-01 | FALSE | Currently in Use | Regular | 8115 | Fiberglass | 2016-12-28 |  | Fiberglass Reinforced Plastic | Pressurized
MONTGOMERY COUNTY COMMISSIONERS | 224 EAST BROAD STREET | MOUNT VERNON | Montgomery | 9103018 | 2 | [5 empty] | Currently in Use | Gas (Historical Use) | 1000 | Marked Unknown |  |  | Not Marked
MONTGOMERY STATE PRISON | HWY 107 SOUTH/ON PRISON GROUNDS | MOUNT VERNON | Montgomery | 1030029 | 3 | [5 empty] | Removed from Ground | Diesel | 500 | Bare Steel | 1978-01-03 | 1997-02-03 | Unknown
PETRO EXPRESS #18 | 105 MAIN ST | UVALDA | Montgomery | 9103006 | 1 | Flapper Valve | 1995-03-31 | FALSE | 1995-03-31 | FALSE | Temporarily out of use | Gas (Historical Use) | 6000 |  | 1980-06-15 |  | Fiberglass Reinforced Plastic | Safe Suction (Euro)
STANDARD DISTRIBUTING COMPANY | 1710 NORTH ST WEST | VIDALIA | Montgomery | 1030001 | 2 | [5 empty] | Removed from Ground | Gas (Historical Use) | 3000 | Bare Steel | 1993-09-01 | 1993-09-01 | Galvanized Steel | Suction (American)
SAMS QUICK STOP | 138 MLK BLVD | MOUNT VERNON | Montgomery | 9103013 | 2 | [5 empty] | Removed from Ground | Gas (Historical Use) | 1000 | Bare Steel | 1980-06-15 | 1998-06-15 | Galvanized Steel | Safe Suction (Euro)
EAGLE RESTAURANTS | 103 SPRING ST | MOUNT VERNON | Montgomery | 9103004 | 2 | [5 empty] | Removed from Ground | Gas (Historical Use) | 2000 | Bare Steel | 1992-06-04 | 1992-06-04 | Galvanized Steel | Suction (American)
MARY B BROOKS | 210 E SPRING STREET | MOUNT VERNON | Montgomery | 1030016 | 1B |  | 1996-06-06 |  | 1996-06-06 |  | Removed from Ground | Gas (Historical Use) | 4000 | Fiberglass | 1996-06-05 | 2008-03-14 | Double Walled | Pressurized
MONTGOMERY COUNTY | 208 224 E BROAD ST | MOUNT VERNON | Montgomery | 1030026 | 1 | [5 empty] | Removed from Ground | Gas (Historical Use) | 500 | Bare Steel | 1971-05-12 | 1998-11-02 | Galvanized Steel | Safe Suction (Euro)
MONTGOMERY COUNTY | 208 224 E BROAD ST | MOUNT VERNON | Montgomery | 1030026 | 4 | [5 empty] | Removed from Ground | Gas (Historical Use) | 1000 | Bare Steel | 1976-05-10 | 1998-11-02 | Galvanized Steel | Safe Suction (Euro)
CREATIVE HAIR STYLES AND TANNING SALON | 201 EAST SPRING STREET | MOUNT VERNON | Montgomery | 10001477 | 2 |  |  | FALSE |  | FALSE | Removed from Ground | Gas (Historical Use) | 600 | Unknown | 2008-04-15 | 2008-04-15 | Unknown
MARY B BROOKS | 210 E SPRING STREET | MOUNT VERNON | Montgomery | 1030016 | 2 | [5 empty] | Removed from Ground | Gas (Historical Use) | 10000 | Bare Steel | 1986-05-08 | 1995-10-18 | Galvanized Steel | Safe Suction (Euro)
SAMS QUICK STOP | 138 MLK BLVD | MOUNT VERNON | Montgomery | 9103013 | 3B | Ball Float | 1998-03-01 | FALSE | 1998-03-01 | FALSE | Currently in Use | Premium | 4073 | Fiberglass | 2016-12-28 |  | Fiberglass Reinforced Plastic | Pressurized
CREATIVE HAIR STYLES AND TANNING SALON | 201 EAST SPRING STREET | MOUNT VERNON | Montgomery | 10001477 | 4 |  |  | FALSE |  | FALSE | Removed from Ground |  | 1600 | Unknown | 2008-04-23 | 2008-04-23 | Unknown
CREATIVE HAIR STYLES AND TANNING SALON | 201 EAST SPRING STREET | MOUNT VERNON | Montgomery | 10001477 | 1 |  |  | FALSE |  | FALSE | Removed from Ground | Gas (Historical Use) | 0 | Unknown | 2008-04-01 | 2008-04-01
GAY OIL CO | 1000 HWY 29 | AILEY | Montgomery | 10001847 | 4B | Flapper Valve | 2010-03-12 | FALSE | 2010-03-12 | FALSE | Currently in Use | Regular | 10000 | Composite Double Walled | 2010-03-11 |  | Double-Walled Fiberglass | Pressurized
BURNETTES COUNTRY STORE | HWY 221 S | UVALDA | Montgomery | 1030015 | 4 | [5 empty] | Removed from Ground | Gas (Historical Use) | 3000 | Bare Steel | 1971-05-12 | 1999-05-13 | Galvanized Steel | Suction (American)
UVALDA LEARNING CENTER | 312 BROWN ST | UVALDA | Montgomery | 9103001 | 1 |  | 1999-03-29 |  | 1999-03-29 |  | Removed from Ground | Gas (Historical Use) | 6000 | Galvanic (STIP-3) | 1989-01-01 | 2015-02-19 | Galvanized Steel | Safe Suction (Euro)
MONTGOMERY COUNTY COMMISSIONERS | 208 EAST BROAD ST | MOUNT VERNON | Montgomery | 9103019 | 1 | [5 empty] | Removed from Ground | Gas (Historical Use) | 500 | Bare Steel | 1994-11-01 | 1994-11-01 | Bare Steel | Suction (American)
LEE THOMPSON LOGGING INC | 1316 MT VERNON ALSTON RD | AILEY | Montgomery | 1030027 | 6 | Flapper Valve | 1989-01-05 | FALSE | 1989-01-05 | FALSE | Removed from Ground | Diesel | 4000 | Galvanic (STIP-3) | 1989-01-01 |  | Galvanized Steel | Suction (American)
FOUNTAIN SERVICE STATION | 115 S RAILROAD ST | AILEY | Montgomery | 1030007 | 1A | Flapper Valve | 2001-07-10 | FALSE | 2001-07-10 | FALSE | Temporarily out of use | Empty | 2000 | Composite | 2001-07-03 |  | Fiberglass Reinforced Plastic | Safe Suction (Euro)
MCNATT FALLS GROCERY | RT 1 | UVALDA | Montgomery | 1030013 | 1 | [5 empty] | Removed from Ground | Gas (Historical Use) | 1000 | Bare Steel | 1978-05-10 | 1997-04-21 | Galvanized Steel
LADSONS | 201 S 1ST ST | UVALDA | Montgomery | 1030017 | 4 | [5 empty] | Removed from Ground | Diesel | 1000 | Bare Steel | 1974-05-10 | 1998-11-17 | Galvanized Steel | Safe Suction (Euro)
LADSONS | 201 S 1ST ST | UVALDA | Montgomery | 1030017 | 5 | [5 empty] | Removed from Ground | Gas (Historical Use) | 1000 | Bare Steel | 1974-05-10 | 1998-11-17 | Galvanized Steel | Safe Suction (Euro)
CITY OF UVALDA | 208 B E MYRTLE | UVALDA | Montgomery | 9103015 | 1 | [5 empty] | Removed from Ground | Gas (Historical Use) | 1000 | Bare Steel | 1998-05-04 | 1998-05-04 | Galvanized Steel | Safe Suction (Euro)
CREATIVE HAIR STYLES AND TANNING SALON | 201 EAST SPRING STREET | MOUNT VERNON | Montgomery | 10001477 | 5 |  |  | FALSE |  | FALSE | Removed from Ground | Gas (Historical Use) | 5200 | Unknown | 2008-04-23 | 2008-04-23 | Unknown
LEE THOMPSON LOGGING INC | 1316 MT VERNON ALSTON RD | AILEY | Montgomery | 1030027 | 5 | [5 empty] | Removed from Ground | Diesel | 8000 | Bare Steel | 1984-01-02 | 1899-12-31 | Galvanized Steel
FOUNTAIN SERVICE STATION | 115 S RAILROAD ST | AILEY | Montgomery | 1030007 | 1C | Flapper Valve | 2001-07-10 | FALSE | 2001-07-10 | FALSE | Temporarily out of use | Empty | 1000 | Composite | 2001-07-03 |  | Fiberglass Reinforced Plastic | Safe Suction (Euro)
BURNETTES COUNTRY STORE | HWY 221 S | UVALDA | Montgomery | 1030015 | 1 | [5 empty] | Removed from Ground | Diesel | 4000 | Bare Steel | 1980-05-09 | 1999-05-13 | Galvanized Steel | Suction (American)
LADSONS | 201 S 1ST ST | UVALDA | Montgomery | 1030017 | 3 | [5 empty] | Removed from Ground | Diesel | 2000 | Bare Steel | 1974-05-10 | 1998-11-17 | Galvanized Steel | Safe Suction (Euro)
ALTAMAHA RESTAURANT | 111 SOUTH FIRST ST | UVALDA | Montgomery | 9103005 | 1 | [5 empty] | Removed from Ground | Gas (Historical Use) | 1000 | Bare Steel | 1993-09-01 | 1993-09-01 | Galvanized Steel | Suction (American)
BUZZY'S FOOD MART | 6560 US HWY 221 SOUTH | UVALDA | Montgomery | 9103021 | 1A | Ball Float | 2000-05-19 | FALSE | 2000-05-19 | FALSE | Currently in Use | Premium | 8000 | Composite | 2000-05-17 |  | Double-Walled Fiberglass | Pressurized
ALTAMAHA RESTAURANT | 111 SOUTH FIRST ST | UVALDA | Montgomery | 9103005 | 2 | [5 empty] | Removed from Ground | Gas (Historical Use) | 1000 | Bare Steel | 1993-09-01 | 1993-09-01 | Galvanized Steel | Suction (American)
Jet Food Stores of Georgia-93 | 3180 Hwy 280 W | Vidalia | Montgomery | 9103009 | 6C | Flapper Valve | 2019-07-15 | FALSE | 2019-07-22 | FALSE | Currently in Use | E-0 | 3500 | Composite Double Walled | 2019-07-11 |  | Double-Walled Flex | Pressurized
Circle K 2745021 | 110 WEST SPRING ST | MOUNT VERNON | Montgomery | 1030006 | 4 | Flapper Valve | 1989-08-08 | FALSE | 1989-08-08 | FALSE | Currently in Use | Premium | 8200 | Composite | 1989-08-08 |  | Fiberglass Reinforced Plastic | Pressurized
Circle K 2745021 | 110 WEST SPRING ST | MOUNT VERNON | Montgomery | 1030006 | 5 | Flapper Valve | 1989-08-08 | FALSE | 1989-08-08 | FALSE | Currently in Use | Plus | 8200 | Composite | 1989-08-08 |  | Fiberglass Reinforced Plastic | Pressurized
MONTGOMERY STATE PRISON | HWY 107 SOUTH/ON PRISON GROUNDS | MOUNT VERNON | Montgomery | 1030029 | 1 | [5 empty] | Removed from Ground | Gas (Historical Use) | 1000 | Bare Steel | 1972-01-05 | 1997-02-03 | Unknown
FOUNTAIN SERVICE STATION | 115 S RAILROAD ST | AILEY | Montgomery | 1030007 | 2 | [5 empty] | Removed from Ground | Gas (Historical Use) | 550 | Bare Steel | 1983-12-01 | 1999-12-22 | Galvanized Steel
BUZZY'S FOOD MART | 6560 US HWY 221 SOUTH | UVALDA | Montgomery | 9103021 | 1B | Ball Float | 2000-05-19 | FALSE | 2000-05-19 | FALSE | Currently in Use | Regular | 4000 | Composite | 2000-05-17 |  | Double-Walled Fiberglass | Pressurized
ALLTEL GEORGIA INC | HWY 221 | UVALDA | Montgomery | 1030028 | 1 | [5 empty] | Currently in Use | Diesel | 500 | Bare Steel | 1984-01-02 |  | Galvanized Steel
GA DOT 10546 MONTGOMERY CO AREA | 0 .5 MI S ON SR 56 ON SR 135 | UVALDA | Montgomery | 9103008 | 546G1 | [5 empty] | Permanently Out of Use - historical purposes | Gas (Historical Use) | 1000 | Bare Steel |  | 1899-12-31 | Galvanized Steel | Safe Suction (Euro)
Jet Food Stores of Georgia-93 | 3180 Hwy 280 W | Vidalia | Montgomery | 9103009 | 2 | Flapper Valve | 1988-04-01 | FALSE | 1988-04-01 | FALSE | Removed from Ground | Diesel | 10000 | Fiberglass | 1988-04-01 | 2019-06-20 | Fiberglass Reinforced Plastic | Pressurized
HIGGSTON | 206 EAST PARSONAGE | MCRAE | Montgomery | 1030005 | 1 | [5 empty] | Removed from Ground | Diesel | 1000 | Bare Steel | 1982-04-11 | 1988-01-01 | Unknown
HOLLAND DIVISION REEVES CONSTRUC | 310 WEST BROAD ST | MOUNT VERNON | Montgomery | 1032000 | 3 | [5 empty] | Closed in Ground | Empty | 1500 | Bare Steel | 1987-08-06 | 1987-08-06 | Unknown
MONTGOMERY STATE PRISON | HWY 107 SOUTH/ON PRISON GROUNDS | MOUNT VERNON | Montgomery | 1030029 | 5 | Flapper Valve | 1997-02-20 | FALSE | 1997-02-20 | FALSE | Currently in Use | Diesel | 1000 | Fiberglass Double Walled | 1997-01-15 |  | Fiberglass Reinforced Plastic | Safe Suction (Euro)
MONTGOMERY STATE PRISON | HWY 107 SOUTH/ON PRISON GROUNDS | MOUNT VERNON | Montgomery | 1030029 | 4 | Flapper Valve | 1997-02-20 | FALSE | 1997-02-20 | FALSE | Currently in Use | Regular | 2500 | Fiberglass Double Walled | 1997-01-15 |  | Fiberglass Reinforced Plastic | Safe Suction (Euro)
GAY OIL CO | 1000 HWY 29 | AILEY | Montgomery | 10001847 | 3 | Flapper Valve | 2010-03-12 | FALSE | 2010-03-12 | FALSE | Currently in Use | Ethanol | 20000 | Composite Double Walled | 2010-03-11 |  | Double-Walled Fiberglass | Pressurized
LEE THOMPSON LOGGING INC | 1316 MT VERNON ALSTON RD | AILEY | Montgomery | 1030027 | 2 | [5 empty] | Removed from Ground | Diesel | 1000 | Bare Steel | 1965-01-06 | 1899-12-31 | Galvanized Steel
BURNETTES COUNTRY STORE | HWY 221 S | UVALDA | Montgomery | 1030015 | 3 | [5 empty] | Removed from Ground | Gas (Historical Use) | 6000 | Bare Steel | 1971-05-12 | 1999-05-13 | Galvanized Steel | Safe Suction (Euro)
LADSONS | 201 S 1ST ST | UVALDA | Montgomery | 1030017 | 7 | Flapper Valve | 1998-11-13 | FALSE | 1998-11-13 | FALSE | Currently in Use | Premium | 3000 | Composite | 1998-11-11 |  | Fiberglass Reinforced Plastic | Pressurized
LADSONS | 201 S 1ST ST | UVALDA | Montgomery | 1030017 | 1 | [5 empty] | Removed from Ground | Gas (Historical Use) | 6000 | Bare Steel | 1974-05-10 | 1998-11-17 | Galvanized Steel | Safe Suction (Euro)
ALTAMAHA RESTAURANT | 111 SOUTH FIRST ST | UVALDA | Montgomery | 9103005 | 3 | [5 empty] | Removed from Ground | Diesel | 1000 | Bare Steel | 1993-09-01 | 1993-09-01 | Galvanized Steel | Suction (American)
PETRO EXPRESS #18 | 105 MAIN ST | UVALDA | Montgomery | 9103006 | 2 | Flapper Valve | 1995-03-31 | FALSE | 1995-03-31 | FALSE | Temporarily out of use | Gas (Historical Use) | 6000 |  | 1980-06-15 |  | Fiberglass Reinforced Plastic | Safe Suction (Euro)
UNION CAMP/HIGGSTON PLANT | GA HWY 292 WEST | HIGGSTON | Montgomery | 9103002 | 1 | [5 empty] | Removed from Ground | Diesel | 12000 | Bare Steel | 1970-01-01 | 1988-02-01 | Bare Steel
(Ozzy's) Vidalia Truck Stop | 732 HWY 292 | HIGGSTON | Montgomery | 1380065 | 2 |  | 1998-04-10 | FALSE | 1998-04-10 | TRUE | Currently in Use | Gas (Historical Use) | 4000 | Steel-Impressed Current | 1985-05-08 |  | Fiberglass Reinforced Plastic | Pressurized
(Ozzy's) Vidalia Truck Stop | 732 HWY 292 | HIGGSTON | Montgomery | 1380065 | 1 |  | 1998-04-10 | FALSE | 1998-04-10 | TRUE | Currently in Use | Gas (Historical Use) | 4000 | Steel-Impressed Current | 1985-05-08 |  | Fiberglass Reinforced Plastic | Pressurized
(Ozzy's) Vidalia Truck Stop | 732 HWY 292 | HIGGSTON | Montgomery | 1380065 | 3 |  | 1998-04-10 | FALSE | 1998-04-10 | TRUE | Temporarily out of use | Gas (Historical Use) | 4000 | Steel-Impressed Current | 1985-05-08 |  | Fiberglass Reinforced Plastic | Pressurized
UNION CAMP/HIGGSTON PLANT | GA HWY 292 WEST | HIGGSTON | Montgomery | 9103002 | 3 | [5 empty] | Removed from Ground | Gas (Historical Use) | 1000 | Bare Steel | 1970-01-01 | 1988-02-01 | Bare Steel
(Ozzy's) Vidalia Truck Stop | 732 HWY 292 | HIGGSTON | Montgomery | 1380065 | 4 |  | 1998-04-10 | FALSE | 1998-04-10 | TRUE | Currently in Use | Diesel | 6000 | Steel-Impressed Current | 1985-05-08 |  | Fiberglass Reinforced Plastic | Pressurized
(Ozzy's) Vidalia Truck Stop | 732 HWY 292 | HIGGSTON | Montgomery | 1380065 | 5 |  | 1998-04-10 | FALSE | 1998-04-10 | TRUE | Currently in Use | Diesel | 3000 | Steel-Impressed Current | 1985-05-08 |  | Fiberglass Reinforced Plastic | Suction (American)
UNION CAMP/HIGGSTON PLANT | GA HWY 292 WEST | HIGGSTON | Montgomery | 9103002 | 2 | [5 empty] | Removed from Ground | Diesel | 1000 | Bare Steel | 1970-01-01 | 1988-02-01 | Bare Steel
TARRYTOWN TRADING POST | 461 MAIN ST | TARRYTOWN | Montgomery | 9103012 | 1 |  | 1998-06-01 | FALSE | 1998-06-01 | FALSE | Removed from Ground | Gas (Historical Use) | 3000 | Bare Steel | 1986-05-15 |  | Bare Steel | Safe Suction (Euro)
BIG ALS COUNTRY MARKET | 1210 GA HWY 29 | TARRYTOWN | Montgomery | 9103020 | 1B | Ball Float | 1999-08-19 | FALSE | 1999-08-19 | FALSE | Currently in Use | Regular | 4000 | Composite | 1999-08-13 |  | Double-Walled Fiberglass | Pressurized
TARRYTOWN TRADING POST | 461 MAIN ST | TARRYTOWN | Montgomery | 9103012 | 2 |  | 1998-06-01 | FALSE | 1998-06-01 | FALSE | Removed from Ground | Gas (Historical Use) | 3000 |  | 1986-05-15 |  | Bare Steel | Safe Suction (Euro)
OLD COUNTRY STORE (ABANDONED) | CR 33 | TARRYTOWN | Montgomery | 9025274 | 1 | [5 empty] | Removed from Ground | Other | 550 | Marked Unknown | 1992-11-05 | 1992-11-05 | Unknown
A & K MINI MALL | 699 HITCHCOCK RD | UVALDA | Montgomery | 9103011 | 2 |  | 1998-12-01 |  | 1998-12-01 |  | Removed from Ground | Gas (Historical Use) | 1000 | Cathodically Protected Steel | 1989-02-01 | 2013-07-19 | Cathodically Protected | Safe Suction (Euro)
TARRYTOWN TRADING POST | 461 MAIN ST | TARRYTOWN | Montgomery | 9103012 | 3 |  | 1998-06-01 | FALSE | 1998-06-01 | FALSE | Removed from Ground | Gas (Historical Use) | 3000 |  | 1986-05-15 |  | Bare Steel | Safe Suction (Euro)
BIG ALS COUNTRY MARKET | 1210 GA HWY 29 | TARRYTOWN | Montgomery | 9103020 | 2 | Ball Float | 1999-08-19 | FALSE | 1999-08-19 | FALSE | Currently in Use | Diesel | 4000 | Composite | 1999-08-13 |  | Double-Walled Fiberglass | Pressurized
A & K MINI MALL | 699 HITCHCOCK RD | UVALDA | Montgomery | 9103011 | 1 |  | 1998-12-01 |  | 1998-12-01 |  | Removed from Ground | Gas (Historical Use) | 1000 | Cathodically Protected Steel | 1989-02-01 | 2013-07-19 | Cathodically Protected | Safe Suction (Euro)
BIG ALS COUNTRY MARKET | 1210 GA HWY 29 | TARRYTOWN | Montgomery | 9103020 | 1A | Ball Float | 1999-08-19 | FALSE | 1999-08-19 | FALSE | Currently in Use | Premium | 8000 | Composite | 1999-08-13 |  | Double-Walled Fiberglass | Pressurized
HARD LABOR CREEK STATE PK | KNOX CHAPEL RD | RUTLEDGE | Morgan | 1040054 | 1 | [5 empty] | Removed from Ground | Diesel | 250 | Bare Steel | 1977-01-03 | 1996-12-10 | Unknown | Suction (American)
PILOT TRAVEL CENTER #420 | 1881 EATONTON RD | MADISON | Morgan | 9104048 | 6 | Ball Float | 2000-11-01 | FALSE | 2000-10-01 | FALSE | Currently in Use | Diesel On Road | 20000 | Fiberglass Double Walled | 2000-06-24 |  | Double-Walled Fiberglass | Pressurized
BONNIE SHEPHERD FARM | 246 ATLANTA HWY | RUTLEDGE | Morgan | 1040002 | 3 | [5 empty] | Currently in Use | Gas (Historical Use) | 1000 | Bare Steel | 1976-05-08 |  | Galvanized Steel
CHARLIE DS | 1540 GREENBORO HWY | MADISON | Morgan | 9104041 | 3 | [5 empty] | Removed from Ground | Diesel | 5000 | Bare Steel | 2000-07-07 | 2000-07-07 | Galvanized Steel | Suction (American)
PILOT TRAVEL CENTER #420 | 1881 EATONTON RD | MADISON | Morgan | 9104048 | 1 | Flapper Valve | 2000-11-01 | FALSE | 2000-10-01 | FALSE | Currently in Use | Regular | 20000 | Fiberglass Double Walled | 2000-05-24 |  | Double-Walled Fiberglass | Pressurized
PILOT TRAVEL CENTER #420 | 1881 EATONTON RD | MADISON | Morgan | 9104048 | 7 | Ball Float | 2000-11-01 | FALSE | 2000-10-01 | FALSE | Currently in Use | Diesel On Road | 20000 | Fiberglass Double Walled | 2000-06-24 |  | Double-Walled Fiberglass | Pressurized
PILOT TRAVEL CENTER #420 | 1881 EATONTON RD | MADISON | Morgan | 9104048 | 4 | Ball Float | 2000-11-01 | FALSE | 2000-10-01 | FALSE | Currently in Use | Diesel On Road | 20000 | Fiberglass Double Walled | 2000-06-24 |  | Double-Walled Fiberglass | Pressurized
HARD LABOR CREEK STATE PK | KNOX CHAPEL RD | RUTLEDGE | Morgan | 1040054 | 5 | [5 empty] | Removed from Ground | Gas (Historical Use) | 1000 | Not Marked/Unknown | 1996-12-10 | 1996-12-10 | Not Marked
HARD LABOR CREEK STATE PK | KNOX CHAPEL RD | RUTLEDGE | Morgan | 1040054 | 4 | [5 empty] | Removed from Ground | Gas (Historical Use) | 500 | Bare Steel | 1977-01-03 | 1996-12-10 | Unknown | Suction (American)
HARD LABOR CREEK STATE PK | KNOX CHAPEL RD | RUTLEDGE | Morgan | 1040054 | 7 |  | 2002-07-01 | FALSE | 2002-07-01 | FALSE | Currently in Use | Diesel | 1000 | Fiberglass Double Walled | 2002-07-01 |  | Fiberglass Reinforced Plastic | Safe Suction (Euro)
GOLDEN POND BP | 1999 NEWBORN RD | RUTLEDGE | Morgan | 9104008 | 3 | Ball Float | 1988-01-01 |  | 1988-01-01 |  | Currently in Use | Gas (Historical Use) | 10000 | Steel-Impressed Current | 1988-01-01 |  | Steel (Impressed Current) | Pressurized
HARD LABOR CREEK STATE PK | KNOX CHAPEL RD | RUTLEDGE | Morgan | 1040054 | 2 | [5 empty] | Removed from Ground | Gas (Historical Use) | 550 | Bare Steel | 1977-01-03 | 1996-12-10 | Unknown | Suction (American)
CHARLES STEPHENS GULF STATION | US HWY 278 | RUTLEDGE | Morgan | 1040006 | 1 | [5 empty] | Removed from Ground | Gas (Historical Use) | 1000 | Bare Steel | 1966-05-11 | 1899-12-31 | Galvanized Steel
RUTLEDGE CROSSING LLC | 148 W ATLANTA HWY | RUTLEDGE | Morgan | 10001319 | 1 | Ball Float | 2006-07-10 | FALSE | 2006-07-10 | FALSE | Currently in Use | Gas (Historical Use) | 12000 | Composite | 2006-07-10 |  | Fiberglass Reinforced Plastic | Pressurized
Park and Shop | 134 HWY 278 | RUTLEDGE | Morgan | 9104046 | 4 |  | 1999-10-28 | FALSE | 1998-04-01 | FALSE | Currently in Use | Regular | 10000 | Steel-Impressed Current | 1998-05-01 |  |  | Suction (American)
TRAVELCENTERS OF AMERICA SITE #045 | 2021 EATONTON RD | MADISON | Morgan | 9104028 | 8 |  |  | TRUE |  | TRUE | Removed from Ground |  | 1000 | Bare Steel | 1978-01-01 | 1899-12-31 | Bare Steel
TRAVELCENTERS OF AMERICA SITE #045 | 2021 EATONTON RD | MADISON | Morgan | 9104028 | 2 | Flapper Valve | 1997-02-25 | FALSE | 1997-02-25 | FALSE | Currently in Use | Regular | 10000 | Steel-Impressed Current | 1978-01-01 |  | Double-Walled Fiberglass | Pressurized
1241 Madison LLC, | 1241 EATONTON RD | MADISON | Morgan | 9104024 | 7 | Ball Float | 2002-03-01 | FALSE | 2002-03-01 | FALSE | Currently in Use | Premium | 10000 | Composite | 2002-03-01 |  | Fiberglass Reinforced Plastic | Pressurized
1241 Madison LLC, | 1241 EATONTON RD | MADISON | Morgan | 9104024 | 1 | [5 empty] | Removed from Ground | Gas (Historical Use) | 8000 | Cathodically Protected Steel | 1987-01-01 | 1998-11-01 | Galvanized Steel | Pressurized
1241 Madison LLC, | 1241 EATONTON RD | MADISON | Morgan | 9104024 | 4 | [5 empty] | Removed from Ground | Diesel | 6000 | Cathodically Protected Steel | 1987-01-01 | 1998-11-01 | Galvanized Steel | Pressurized
FLAV-O-RICH INC | HWY 53 | MADISON | Morgan | 9104022 | 1 | [5 empty] | Removed from Ground | Diesel | 3000 | Not Marked/Unknown | 1991-09-26 | 1991-09-26 | Not Marked
CROWLEY CHEVRON | 202 S MAIN ST | MADISON | Morgan | 9104013 | 1 | [5 empty] | Removed from Ground | Gas (Historical Use) | 3000 | Bare Steel | 1968-01-01 | 1993-05-01 | Galvanized Steel
SHELL | 2011 EATONTON RD | MADISON | Morgan | 9104007 | 2 |  | 1998-05-01 | FALSE | 1998-05-01 | FALSE | Removed from Ground | Gas (Historical Use) | 10000 | Composite | 1989-01-01 | 2013-04-08 | Fiberglass Reinforced Plastic | Pressurized
AT&T MADISON RADIO RELAY STATION | 1960 ATLANTA HWY/HWY 278 | MADISON | Morgan | 9104005 | 1 |  |  | FALSE |  | FALSE | Removed from Ground | Diesel | 1500 | Epoxy | 1986-01-01 | 1997-05-27 | Copper | Suction (American)
CHARLES STEPHENS GULF STATION | US HWY 278 | RUTLEDGE | Morgan | 1040006 | 2 | [5 empty] | Removed from Ground | Gas (Historical Use) | 2000 | Bare Steel | 1966-05-11 | 1899-12-31 | Galvanized Steel
COUCH'S STANDARD SERVICE | 121 DIXIE HWY | RUTLEDGE | Morgan | 9104027 | 1 | [5 empty] | Removed from Ground | Gas (Historical Use) | 1000 | Marked Unknown | 1995-04-01 | 1995-04-01 | Galvanized Steel | Suction (American)
WELLINGTON PURINGTON OUTLET | 160 N MAIN STREET | MADISON | Morgan | 9104045 | 2 | [5 empty] | Removed from Ground | Diesel | 500 | Not Marked/Unknown | 1997-06-21 | 1997-06-21 | Not Marked
PILOT TRAVEL CENTER #420 | 1881 EATONTON RD | MADISON | Morgan | 9104048 | 5 | Ball Float | 2000-11-01 | FALSE | 2000-10-01 | FALSE | Currently in Use | Diesel On Road | 20000 | Fiberglass Double Walled | 2000-06-24 |  | Double-Walled Fiberglass | Pressurized
MORGAN CO ROAD DEPT | 2370 ATHENS HWY | MADISON | Morgan | 9104035 | 2 | [5 empty] | Removed from Ground | Diesel | 6000 | Not Marked/Unknown | 1998-06-10 | 1998-06-10 | Not Marked
MADISONCKRS LLC | 2040 EATONTON RD | MADISON | Morgan | 9104025 | 3 | Flapper Valve | 1998-11-04 | FALSE | 1998-11-04 | FALSE | Currently in Use | Diesel | 10000 | Galvanic (STIP-3) | 1987-01-01 |  | Fiberglass Reinforced Plastic | Pressurized
APPLE SOUTH INC | HANCOCK @ WASHINGTON ST | MADISON | Morgan | 9104014 | 3 | [5 empty] | Removed from Ground | Diesel | 2000 | Not Marked/Unknown | 1992-10-21 | 1992-10-21 | Not Marked
ROBERT F CARTER | PO BOX 897 | MADISON | Morgan | 9104001 | 1 | [5 empty] | Removed from Ground | Gas (Historical Use) | 2000 | Bare Steel | 1991-08-20 | 1991-08-20 | Unknown
GOLDEN POND BP | 1999 NEWBORN RD | RUTLEDGE | Morgan | 9104008 | 2 | Ball Float | 1988-01-01 |  | 1988-01-01 |  | Currently in Use | Gas (Historical Use) | 10000 | Steel-Impressed Current | 1988-01-01 |  | Steel (Impressed Current) | Pressurized
COUCH'S STANDARD SERVICE | 121 DIXIE HWY | RUTLEDGE | Morgan | 9104027 | 4 | [5 empty] | Removed from Ground | Gas (Historical Use) | 500 | Marked Unknown | 1995-04-01 | 1995-04-01 | Galvanized Steel | Suction (American)
COUCH'S STANDARD SERVICE | 121 DIXIE HWY | RUTLEDGE | Morgan | 9104027 | 5 | [5 empty] | Removed from Ground | Gas (Historical Use) | 0 | Bare Steel | 1995-04-01 | 1995-04-01 | Galvanized Steel | Suction (American)
CHARLIE DS | 1540 GREENBORO HWY | MADISON | Morgan | 9104041 | 2 | [5 empty] | Removed from Ground | Gas (Historical Use) | 8000 | Bare Steel | 2000-07-07 | 2000-07-07 | Galvanized Steel | Suction (American)
PILOT TRAVEL CENTER #420 | 1881 EATONTON RD | MADISON | Morgan | 9104048 | 3B | Ball Float | 2000-11-01 | FALSE | 2000-10-01 | FALSE | Currently in Use | Premium | 8000 | Fiberglass Double Walled | 2000-05-24 |  | Double-Walled Fiberglass | Pressurized
CITGO FOOD MART | 1960 EATONTON RD | MADISON | Morgan | 9104030 | 1 | Flapper Valve | 1998-12-01 | FALSE | 1998-12-01 | FALSE | Currently in Use | Regular | 10000 | Steel-Impressed Current | 1986-05-01 |  | Fiberglass Reinforced Plastic | Pressurized
GODFREY MALL | 2940 GODFREY ROAD | MADISON | Morgan | 9104020 | 2 | [5 empty] | Removed from Ground | Gas (Historical Use) | 1000 | Bare Steel | 1962-01-01 | 1996-02-23 | Galvanized Steel | Suction (American)
MASON ICE HOUSE | WASHINGTON & JEFFERSON STR | MADISON | Morgan | 9104021 | 1 | [5 empty] | Removed from Ground | Gas (Historical Use) | 550 | Not Marked/Unknown | 1994-01-11 | 1994-01-11 | Not Marked
1241 Madison LLC, | 1241 EATONTON RD | MADISON | Morgan | 9104024 | 6 | Ball Float | 2002-03-01 | FALSE | 2002-03-01 | FALSE | Currently in Use | Regular | 10000 | Composite | 2002-03-01 |  | Fiberglass Reinforced Plastic | Pressurized
APPLE SOUTH INC | HANCOCK @ WASHINGTON ST | MADISON | Morgan | 9104014 | 5 | [5 empty] | Removed from Ground | Gas (Historical Use) | 1000 | Bare Steel | 1994-06-20 | 1994-06-20 | Not Marked
169 Madison LLC | 169 N MAIN | MADISON | Morgan | 1040005 | 7 |  | 1999-01-28 | FALSE | 1999-01-28 | FALSE | Currently in Use | Regular | 8000 | Composite | 1999-01-28 |  | Fiberglass Reinforced Plastic | Suction (American)
169 Madison LLC | 169 N MAIN | MADISON | Morgan | 1040005 | 5 | [5 empty] | Removed from Ground | Gas (Historical Use) | 560 | Marked Unknown | 1999-01-20 | 1999-01-20 | Unknown
169 Madison LLC | 169 N MAIN | MADISON | Morgan | 1040005 | 4 | [5 empty] | Removed from Ground | Gas (Historical Use) | 3000 | Bare Steel | 1961-05-12 | 1999-01-20 | Galvanized Steel | Safe Suction (Euro)
GODFREY MALL | 2940 GODFREY ROAD | MADISON | Morgan | 9104020 | 1 | [5 empty] | Removed from Ground | Gas (Historical Use) | 1000 | Bare Steel | 1962-01-01 | 1996-02-23 | Galvanized Steel | Suction (American)
CROWLEY CHEVRON | 202 S MAIN ST | MADISON | Morgan | 9104013 | 2 | [5 empty] | Removed from Ground | Gas (Historical Use) | 3000 | Bare Steel | 1968-01-01 | 1993-05-01 | Galvanized Steel
SHELL | 2011 EATONTON RD | MADISON | Morgan | 9104007 | 1 |  | 1998-05-01 | FALSE | 1998-05-01 | FALSE | Removed from Ground | Gas (Historical Use) | 10000 | Composite | 1989-01-01 | 2013-04-08 | Fiberglass Reinforced Plastic | Pressurized
SHELL | 2011 EATONTON RD | MADISON | Morgan | 9104007 | 4 |  | 1998-05-01 | FALSE | 1998-05-01 | FALSE | Removed from Ground | Diesel | 15000 | Composite | 1989-01-01 | 2013-04-08 | Fiberglass Reinforced Plastic | Pressurized
Circle K 2745089 | 2030 EATONTON RD (I-20 & HWY 144) | MADISON | Morgan | 9000275 | 2 | [5 empty] | Removed from Ground | Gas (Historical Use) | 10000 | Fiberglass | 1985-05-06 | 1992-10-29 | Fiberglass Reinforced Plastic | Pressurized
Park and Shop | 134 HWY 278 | RUTLEDGE | Morgan | 9104046 | 3 |  | 1999-10-28 | FALSE | 1998-04-01 | FALSE | Currently in Use | Diesel | 2000 | Steel-Impressed Current | 1998-05-01 |  |  | Suction (American)
WELLINGTON PURINGTON OUTLET | 160 N MAIN STREET | MADISON | Morgan | 9104045 | 1 | [5 empty] | Removed from Ground | Gas (Historical Use) | 500 | Not Marked/Unknown | 1997-06-21 | 1997-06-21 | Not Marked
1241 Madison LLC, | 1241 EATONTON RD | MADISON | Morgan | 9104024 | 8C |  | 2015-01-02 | FALSE | 2015-01-02 | FALSE | Currently in Use | Biodiesel | 4000 | Fiberglass Double Walled | 2015-01-02 |  | Double-Walled Flex | Pressurized
CROWLEY CHEVRON | 202 S MAIN ST | MADISON | Morgan | 9104013 | 5 | [5 empty] | Removed from Ground | Gas (Historical Use) | 3000 | Bare Steel | 1968-01-01 | 1993-05-01 | Galvanized Steel
CROWLEY CHEVRON | 202 S MAIN ST | MADISON | Morgan | 9104013 | 4 |  |  | TRUE |  | TRUE | Removed from Ground | Used Oil | 500 | Not Marked/Unknown | 1993-07-01 | 1993-07-01 | Not Marked
GA POWER MADISON DIST HQ | 1391 LION CLUB RD | MADISON | Morgan | 9000188 | 12402 |  | 1989-03-01 |  | 1989-03-01 |  | Removed from Ground | Diesel | 10000 | Fiberglass | 1986-05-07 | 2005-05-10 | Fiberglass Reinforced Plastic | Pressurized
INGLES GAS EXPRESS #444 | 1461 EATONTON RD | MADISON | Morgan | 10001374 | 4 | Flapper Valve | 2007-06-13 | FALSE | 2007-08-14 | FALSE | Currently in Use | Diesel | 5000 | Fiberglass Double Walled | 2007-06-06 |  | Double-Walled Flex | Pressurized
APPLE SOUTH INC | HANCOCK @ WASHINGTON ST | MADISON | Morgan | 9104014 | 4 | [5 empty] | Removed from Ground | Other | 6000 | Not Marked/Unknown | 1992-10-28 | 1992-10-28 | Not Marked
SHELL | 2011 EATONTON RD | MADISON | Morgan | 9104007 | 3 |  | 1998-05-01 | FALSE | 1998-05-01 | FALSE | Removed from Ground | Gas (Historical Use) | 10000 | Composite | 1989-01-01 | 2013-04-08 | Fiberglass Reinforced Plastic | Pressurized
RAINBOW FOOD STORE | 4001 ATHENS HWY | MADISON | Morgan | 9104006 | 4 |  | 1995-02-01 |  | 1993-05-01 |  | Currently in Use | Diesel | 4000 | Galvanic (STIP-3) | 1987-05-19 |  | Galvanized Steel | Suction (American)
RAINBOW FOOD STORE | 4001 ATHENS HWY | MADISON | Morgan | 9104006 | 5 |  | 1995-02-01 |  | 1993-05-01 |  | Currently in Use | Kerosene | 1000 | Galvanic (STIP-3) | 1987-05-19 |  | Galvanized Steel | Suction (American)
Circle K 2745089 | 2030 EATONTON RD (I-20 & HWY 144) | MADISON | Morgan | 9000275 | 1 | [5 empty] | Removed from Ground | Gas (Historical Use) | 12000 | Fiberglass | 1985-05-06 | 1992-10-29 | Fiberglass Reinforced Plastic | Pressurized
BP COUNTRY STORE | 3571 SANDY CREEK RD | MADISON | Morgan | 9147055 | 1 | Flapper Valve | 2023-08-08 | FALSE | 1991-01-01 | FALSE | Currently in Use | Gas (Historical Use) | 6000 | Galvanic (STIP-3) | 1991-01-01 |  | Fiberglass Reinforced Plastic | Pressurized
H&J GROCERY | BETHANY RD | MADISON | Morgan | 1040007 | 1 | [5 empty] | Removed from Ground | Gas (Historical Use) | 8000 | Bare Steel | 1978-05-08 | 1996-09-24 | Cathodically Protected
BUS MAINTENANCE SHOP | 933 COLLEGE ST BEHIND HIGH SCHOO | MADISON | Morgan | 1040015 | 3 |  | 2001-05-01 | FALSE | 2001-05-01 | FALSE | Removed from Ground | Gas (Historical Use) | 6000 | Composite | 2001-05-01 | 2017-07-18 | Fiberglass Reinforced Plastic | Suction (American)
BONNIE SHEPHERD FARM | 246 ATLANTA HWY | RUTLEDGE | Morgan | 1040002 | 2 | [5 empty] | Currently in Use | Diesel | 550 | Bare Steel | 1976-05-08 |  | Galvanized Steel
GOLDEN POND BP | 1999 NEWBORN RD | RUTLEDGE | Morgan | 9104008 | 4 | Ball Float | 1988-01-01 |  | 1988-01-01 |  | Currently in Use | Diesel | 8000 | Steel-Impressed Current | 1988-01-01 |  | Steel (Impressed Current) | Pressurized
COUCH'S STANDARD SERVICE | 121 DIXIE HWY | RUTLEDGE | Morgan | 9104027 | 2 | [5 empty] | Removed from Ground | Gas (Historical Use) | 500 | Marked Unknown | 1995-04-01 | 1995-04-01 | Galvanized Steel | Suction (American)
GA-PACIFIC PLYWOOD | 1400 WOODCROFT RD | MADISON | Morgan | 9104023 | 1 | [5 empty] | Removed from Ground | Diesel | 10000 | Not Marked/Unknown |  | 1899-12-31 | Not Marked
TRAVELCENTERS OF AMERICA SITE #045 | 2021 EATONTON RD | MADISON | Morgan | 9104028 | 4 | Flapper Valve | 1997-02-25 | FALSE | 1997-02-25 | FALSE | Currently in Use | Premium | 10000 | Steel-Impressed Current | 1978-01-01 |  | Double-Walled Fiberglass | Pressurized
TRAVELCENTERS OF AMERICA SITE #045 | 2021 EATONTON RD | MADISON | Morgan | 9104028 | 7 | Flapper Valve | 1997-02-25 | FALSE | 1997-02-25 | FALSE | Currently in Use | Diesel | 20000 | Steel-Impressed Current | 1978-01-01 |  | Double-Walled Fiberglass | Pressurized
MORGAN CO ROAD DEPT | 2370 ATHENS HWY | MADISON | Morgan | 9104035 | 5 |  | 1998-07-08 | FALSE | 1998-07-08 | FALSE | Closed in Ground | Gas (Historical Use) | 10000 |  | 1998-07-02 | 2019-07-17 | Fiberglass Reinforced Plastic | Safe Suction (Euro)
MADISONCKRS LLC | 2040 EATONTON RD | MADISON | Morgan | 9104025 | 1 | Flapper Valve | 1998-11-04 | FALSE | 1998-11-04 | FALSE | Currently in Use | Regular | 10000 | Galvanic (STIP-3) | 1987-01-01 |  | Fiberglass Reinforced Plastic | Pressurized
APPLE SOUTH INC | HANCOCK @ WASHINGTON ST | MADISON | Morgan | 9104014 | 1 | [5 empty] | Removed from Ground | Gas (Historical Use) | 5000 | Not Marked/Unknown | 1992-10-28 | 1992-10-28 | Not Marked
CROWLEY CHEVRON | 202 S MAIN ST | MADISON | Morgan | 9104013 | 3 | [5 empty] | Removed from Ground | Gas (Historical Use) | 3000 | Bare Steel | 1968-01-01 | 1993-05-01 | Galvanized Steel
GOLDEN POND BP | 1999 NEWBORN RD | RUTLEDGE | Morgan | 9104008 | 1 | Ball Float | 1988-01-01 |  | 1988-01-01 |  | Currently in Use | Gas (Historical Use) | 10000 | Steel-Impressed Current | 1988-01-01 |  | Steel (Impressed Current) | Pressurized
CHARLES KNIGHT | 3010 FAIRPLAY ROAD | RUTLEDGE | Morgan | 9104034 | 3 | [5 empty] | Removed from Ground | Empty | 1000 | Bare Steel | 1970-01-01 | 1999-01-11 | Galvanized Steel | Suction (American)
Park and Shop | 134 HWY 278 | RUTLEDGE | Morgan | 9104046 | 1 |  | 1998-04-01 | FALSE | 1998-04-01 | FALSE | Currently in Use | Regular | 3000 | Steel-Impressed Current | 1998-05-01 |  |  | Pressurized
PENNINGTON SEED INC - SEED PRODU | 2151 BETHANY ROAD | MADISON | Morgan | 9104043 | 1 | [5 empty] | Removed from Ground | Gas (Historical Use) | 550 | Not Marked/Unknown | 1997-04-15 | 1997-04-15 | Not Marked
SERVICE INDUSTRIES INC | 1121 DIXIE HWY | MADISON | Morgan | 9104029 | 1 |  |  | FALSE |  | FALSE | Temporarily out of use | Gas (Historical Use) | 1000 | Epoxy | 1987-01-01 |  | Galvanized Steel | Suction (American)
BULLDOG BP | HWY 83 & I-20 | MADISON | Morgan | 9104031 | 3 | Flapper Valve | 1998-12-01 | FALSE | 1998-12-01 | FALSE | Currently in Use | Regular | 10086 | Steel-Impressed Current | 1978-04-01 |  | Fiberglass Reinforced Plastic | Pressurized
RAINBOW FOOD STORE | 4001 ATHENS HWY | MADISON | Morgan | 9104006 | 3 |  | 1995-02-01 |  | 1993-05-01 |  | Currently in Use | Diesel | 6000 | Galvanic (STIP-3) | 1987-05-19 |  | Fiberglass Reinforced Plastic | Pressurized
GOLDEN PANTRY #85 | 769 NORTH MAIN ST | MADISON | Morgan | 9104004 | 2 |  | 1998-11-05 | FALSE | 1998-11-05 | FALSE | Currently in Use | Gas (Historical Use) | 10000 | STIP-3/Impressed Current | 1981-01-01 |  | Fiberglass Reinforced Plastic | Pressurized
Circle K 2745089 | 2030 EATONTON RD (I-20 & HWY 144) | MADISON | Morgan | 9000275 | 6 | Flapper Valve | 2007-01-01 | FALSE | 2007-01-01 | FALSE | Currently in Use | Regular | 15000 | Composite Double Walled | 2007-01-01 |  | Double-Walled Flex | Pressurized
Circle K 2745089 | 2030 EATONTON RD (I-20 & HWY 144) | MADISON | Morgan | 9000275 | 8 | Flapper Valve | 2007-01-01 | FALSE | 2007-01-01 | FALSE | Currently in Use | Diesel On Road | 8000 | Composite Double Walled | 2007-01-01 |  | Double-Walled Flex | Pressurized
CHEVRON MART 102 RETAIL #43787 | 1990 EATONTON RD | MADISON | Morgan | 9000301 | 4 | [5 empty] | Removed from Ground | Gas (Historical Use) | 550 | Cathodically Protected Steel | 1971-04-27 | 1989-07-07 | Galvanized Steel
CHARLES STEPHENS GULF STATION | US HWY 278 | RUTLEDGE | Morgan | 1040006 | 3 | [5 empty] | Removed from Ground | Gas (Historical Use) | 2000 | Bare Steel | 1966-05-11 | 1899-12-31 | Galvanized Steel
CHARLES KNIGHT | 3010 FAIRPLAY ROAD | RUTLEDGE | Morgan | 9104034 | 1 | [5 empty] | Removed from Ground | Gas (Historical Use) | 500 | Bare Steel | 1978-01-01 | 1999-01-11 | Galvanized Steel | Suction (American)
1241 Madison LLC, | 1241 EATONTON RD | MADISON | Morgan | 9104024 | 2 | [5 empty] | Removed from Ground | Gas (Historical Use) | 8000 | Cathodically Protected Steel | 1987-01-01 | 1998-11-01 | Galvanized Steel | Pressurized
GA-PACIFIC PLYWOOD | 1400 WOODCROFT RD | MADISON | Morgan | 9104023 | 2 | [5 empty] | Removed from Ground | Gas (Historical Use) | 10000 | Not Marked/Unknown |  | 1899-12-31 | Not Marked
RAINBOW FOOD STORE | 4001 ATHENS HWY | MADISON | Morgan | 9104006 | 1 |  | 1995-02-01 |  | 1993-05-01 |  | Currently in Use | Gas (Historical Use) | 8000 | Galvanic (STIP-3) | 1987-05-19 |  | Galvanized Steel | Pressurized
Circle K 2745089 | 2030 EATONTON RD (I-20 & HWY 144) | MADISON | Morgan | 9000275 | 5 | [5 empty] | Removed from Ground | Kerosene | 1000 | Fiberglass | 1985-05-06 | 1992-10-29 | Fiberglass Reinforced Plastic | Pressurized
Circle K 2745089 | 2030 EATONTON RD (I-20 & HWY 144) | MADISON | Morgan | 9000275 | 4 |  |  | TRUE |  | TRUE | Removed from Ground | Used Oil | 1000 | Fiberglass | 1985-05-06 | 1992-10-29 | Fiberglass Reinforced Plastic | Pressurized
Circle K 2745089 | 2030 EATONTON RD (I-20 & HWY 144) | MADISON | Morgan | 9000275 | 7 | Flapper Valve | 2007-01-01 | FALSE | 2007-01-01 | FALSE | Currently in Use | Premium | 8000 | Composite Double Walled | 2007-01-01 |  | Double-Walled Flex | Pressurized
CHEVRON MART 102 RETAIL #43787 | 1990 EATONTON RD | MADISON | Morgan | 9000301 | 3 | [5 empty] | Removed from Ground | Gas (Historical Use) | 10000 | Cathodically Protected Steel | 1971-04-27 | 1989-07-07 | Galvanized Steel
BED HILL LUMBERS & SUPPLY DBAS F | 1211 ATLANTA HDW | MADISON | Morgan | 1040014 | 1 | [5 empty] | Closed in Ground | Kerosene | 2000 | Bare Steel | 1986-03-10 | 1992-01-01 | Galvanized Steel
BP COUNTRY STORE | 3571 SANDY CREEK RD | MADISON | Morgan | 9147055 | 2 | Flapper Valve | 2023-08-08 | FALSE | 1991-01-01 | FALSE | Currently in Use | Gas (Historical Use) | 6000 | Galvanic (STIP-3) | 1991-01-01 |  | Fiberglass Reinforced Plastic | Pressurized
FORMER PETROLEUM SERVICE STATION | 410 WEST WASHINGTON STREET | MADISON | Morgan | 10002649 | 1 |  |  | FALSE |  | FALSE | Removed from Ground | Not Marked/Tank Removed | 1000 | Bare Steel | 2017-01-04 | 2017-01-04
QUICKSHOP #466 | 1030 CONFEDERATE RD | MADISON | Morgan | 1040026 | 1 |  | 1996-06-01 |  | 1996-06-01 |  | Currently in Use | Gas (Historical Use) | 10000 | Steel-Impressed Current | 1980-05-02 |  | Cathodically Protected | Pressurized
BONNIE SHEPHERD FARM | 246 ATLANTA HWY | RUTLEDGE | Morgan | 1040002 | 1 | [5 empty] | Removed from Ground | Diesel | 2000 | Bare Steel | 1976-05-08 | 1998-11-01 | Galvanized Steel
CHARLES STEPHENS GULF STATION | US HWY 278 | RUTLEDGE | Morgan | 1040006 | 5 | [5 empty] | Removed from Ground | Diesel | 1000 | Not Marked/Unknown |  | 1899-12-31 | Not Marked
CHARLES STEPHENS GULF STATION | US HWY 278 | RUTLEDGE | Morgan | 1040006 | 4 | [5 empty] | Removed from Ground | Diesel | 1000 | Not Marked/Unknown |  | 1899-12-31 | Not Marked
RUTLEDGE CROSSING LLC | 148 W ATLANTA HWY | RUTLEDGE | Morgan | 10001319 | 3 |  | 2006-07-10 | FALSE | 2006-07-10 | FALSE | Currently in Use | Diesel | 12000 | Composite | 2006-07-10 |  | Fiberglass Reinforced Plastic | Pressurized
GOLDEN PANTRY #56 | 176 NEWBORN RD | RUTLEDGE | Morgan | 9000385 | 1 | [5 empty] | Removed from Ground | Gas (Historical Use) | 8000 | Bare Steel | 1989-08-31 | 1989-08-31 | Galvanized Steel | Pressurized
COUCH'S STANDARD SERVICE | 121 DIXIE HWY | RUTLEDGE | Morgan | 9104027 | 3 | [5 empty] | Removed from Ground | Gas (Historical Use) | 500 | Marked Unknown | 1995-04-01 | 1995-04-01 | Galvanized Steel | Suction (American)
PILOT TRAVEL CENTER #420 | 1881 EATONTON RD | MADISON | Morgan | 9104048 | 3A | Flapper Valve | 2000-11-01 | FALSE | 2000-10-01 | FALSE | Currently in Use | Regular | 12000 | Fiberglass Double Walled | 2000-05-24 |  | Double-Walled Fiberglass | Pressurized
PETTIGREWS | 4971 EATONTON RD | MADISON | Morgan | 9104037 | 1 |  | 1999-12-13 | FALSE | 1999-12-13 | FALSE | Temporarily out of use | Gas (Historical Use) | 500 | Steel-Impressed Current | 1967-01-01 |  |  | Suction (American)
Park and Shop | 134 HWY 278 | RUTLEDGE | Morgan | 9104046 | 2 |  | 1999-10-29 | FALSE | 1998-04-01 | FALSE | Currently in Use | Regular | 3000 | Steel-Impressed Current | 1998-05-01 |  |  | Suction (American)
PIT STOP | 1740 SEVEN ISLANDS RD | BUCKHEAD | Morgan | 9104016 | 2 | Flapper Valve | 2005-09-26 | FALSE | 2022-05-27 | FALSE | Currently in Use | Premium | 8000 | Steel-Impressed Current | 1979-01-01 |  | Fiberglass Reinforced Plastic | Pressurized
BLUE SPRINGS MARINA | 1271 BLUE SPRINGS DR | BUCKHEAD | Morgan | 9104039 | 2 |  | 1999-12-22 |  | 1999-12-22 |  | Removed from Ground | Gas (Historical Use) | 1000 | Steel-Impressed Current | 1999-12-22 | 2005-04-05 | Cathodically Protected | Safe Suction (Euro)
FAIRPLAY GENERAL STORE | 2700 FAIRPLAY RD | RUTLEDGE | Morgan | 1040044 | 2 |  | 1998-12-23 |  | 1998-12-23 |  | Closed in Ground | Gas (Historical Use) | 560 | Steel-Impressed Current | 1971-05-12 | 2016-02-15 | Cathodically Protected | Suction (American)
HARD LABOR CREEK STATE PK | KNOX CHAPEL RD | RUTLEDGE | Morgan | 1040054 | 6 |  | 2002-07-01 | FALSE | 2002-07-01 | FALSE | Currently in Use | Gas (Historical Use) | 2500 | Fiberglass Double Walled | 2002-07-01 |  | Fiberglass Reinforced Plastic | Safe Suction (Euro)
AT&T RUTLEDGE RADIO RELAY STATIO | PROSPECT RD | RUTLEDGE | Morgan | 9104015 | 1 | [5 empty] | Removed from Ground | Diesel | 3000 | Bare Steel | 1972-01-01 | 1992-04-29 | Copper | Suction (American)
YOUNGBLOOD MOTOR CO | 1600 ATHENS HWY | MADISON | Morgan | 9104032 | 1 | [5 empty] | Removed from Ground | Gas (Historical Use) | 1000 | Bare Steel | 1968-01-01 | 1995-08-17 | Galvanized Steel | Suction (American)
PETTIGREWS | 4971 EATONTON RD | MADISON | Morgan | 9104037 | 2 |  | 1999-12-13 | FALSE | 1999-12-13 | FALSE | Temporarily out of use | Gas (Historical Use) | 600 | Steel-Impressed Current | 1999-12-13 |  |  | Suction (American)
J&K QUIK STOP | 1801 ATLANTA WAY | MADISON | Morgan | 9104019 | 2 | [5 empty] | Removed from Ground | Empty | 1000 | Bare Steel | 1964-01-01 | 1899-12-31 | Galvanized Steel | Suction (American)
1241 Madison LLC, | 1241 EATONTON RD | MADISON | Morgan | 9104024 | 8B |  | 2015-01-02 | FALSE | 2015-01-02 | FALSE | Currently in Use | E-85 | 8000 | Fiberglass Double Walled | 2015-01-02 |  | Double-Walled Flex | Pressurized
169 Madison LLC | 169 N MAIN | MADISON | Morgan | 1040005 | 1 | [5 empty] | Removed from Ground | Gas (Historical Use) | 3000 | Bare Steel | 1961-05-12 | 1999-01-20 | Galvanized Steel | Safe Suction (Euro)
TRAVELCENTERS OF AMERICA SITE #045 | 2021 EATONTON RD | MADISON | Morgan | 9104028 | 3 | Flapper Valve | 1997-02-25 | FALSE | 1997-02-25 | FALSE | Currently in Use | Regular | 10000 | Steel-Impressed Current | 1978-01-01 |  | Double-Walled Fiberglass | Pressurized
BULLDOG BP | HWY 83 & I-20 | MADISON | Morgan | 9104031 | 2 | Flapper Valve | 1998-12-01 | FALSE | 1998-12-01 | FALSE | Currently in Use | Premium | 10086 | Steel-Impressed Current | 1978-04-01 |  | Fiberglass Reinforced Plastic | Pressurized
MORGAN CO ROAD DEPT | 2370 ATHENS HWY | MADISON | Morgan | 9104035 | 6 |  | 1998-07-08 | FALSE | 1998-07-08 | FALSE | Closed in Ground | Diesel | 10000 |  | 1998-07-02 | 2019-07-17 | Fiberglass Reinforced Plastic | Safe Suction (Euro)
J&K QUIK STOP | 1801 ATLANTA WAY | MADISON | Morgan | 9104019 | 3 | [5 empty] | Removed from Ground | Empty | 1000 | Bare Steel | 1964-01-01 | 1899-12-31 | Galvanized Steel | Suction (American)
GOLDEN PANTRY #85 | 769 NORTH MAIN ST | MADISON | Morgan | 9104004 | 1 |  | 1998-11-05 | FALSE | 1998-11-05 | FALSE | Currently in Use | Gas (Historical Use) | 10000 | STIP-3/Impressed Current | 1981-01-01 |  | Fiberglass Reinforced Plastic | Pressurized
FORMER PETROLEUM STATION | 374 WEST WASHINGTON STREET | MADISON | Morgan | 10002588 | 3 |  |  | FALSE |  | FALSE | Removed from Ground | Not Marked/Tank Removed | 0 | Unknown |  | 1899-12-31
APPLE SOUTH INC | HANCOCK @ WASHINGTON ST | MADISON | Morgan | 9104014 | 2 | [5 empty] | Removed from Ground | Gas (Historical Use) | 5000 | Not Marked/Unknown | 1992-10-21 | 1992-10-21 | Not Marked
RAINBOW FOOD STORE | 4001 ATHENS HWY | MADISON | Morgan | 9104006 | 2 |  | 1995-02-01 |  | 1992-05-01 |  | Currently in Use | Gas (Historical Use) | 8000 | Galvanic (STIP-3) | 1987-05-19 |  | Galvanized Steel | Pressurized
GOLDEN PANTRY #85 | 769 NORTH MAIN ST | MADISON | Morgan | 9104004 | 3 |  | 1998-11-05 | FALSE | 1998-11-05 | FALSE | Currently in Use | Diesel | 10000 | STIP-3/Impressed Current | 1981-01-01 |  | Fiberglass Reinforced Plastic | Pressurized
ROBERT F CARTER | PO BOX 897 | MADISON | Morgan | 9104001 | 2 |  |  | TRUE |  | TRUE | Removed from Ground | Used Oil | 500 | Bare Steel | 1991-09-12 | 1991-09-12 | Unknown
Circle K 2745089 | 2030 EATONTON RD (I-20 & HWY 144) | MADISON | Morgan | 9000275 | 3 | [5 empty] | Removed from Ground | Gas (Historical Use) | 8000 | Fiberglass | 1985-05-06 | 1992-10-29 | Fiberglass Reinforced Plastic | Pressurized
INGLES GAS EXPRESS #444 | 1461 EATONTON RD | MADISON | Morgan | 10001374 | 3 | Flapper Valve | 2007-03-13 | FALSE | 2007-08-14 | FALSE | Currently in Use | Diesel | 5000 | Fiberglass Double Walled | 2007-06-06 |  | Double-Walled Flex | Pressurized
FORMER PETROLEUM STATION | 374 WEST WASHINGTON STREET | MADISON | Morgan | 10002588 | 1 |  |  | FALSE |  | FALSE | Removed from Ground | Not Marked/Tank Removed | 0 | Unknown |  | 1899-12-31
QUICKSHOP #466 | 1030 CONFEDERATE RD | MADISON | Morgan | 1040026 | 2 |  | 1996-06-01 |  | 1996-06-01 |  | Currently in Use | Gas (Historical Use) | 8000 | Steel-Impressed Current | 1980-05-02 |  | Cathodically Protected | Pressurized
GEORGIA PACIFIC CORP | 1400 WOODKRAFT RD | MADISON | Morgan | 1040043 | 2 | [5 empty] | Removed from Ground | Gas (Historical Use) | 10000 | Bare Steel | 1980-05-09 | 1899-12-31 | Galvanized Steel
RaceWay #6905 - Madison | 1981 EATONTON HWY | MADISON | Morgan | 1040045 | 4 |  | 1980-01-01 |  | 1980-01-01 |  | Closed in Ground | Gas (Historical Use) | 12000 | Composite Double Walled | 1980-05-04 | 1998-07-01 | Double-Walled Fiberglass | Pressurized
RaceWay #6905 - Madison | 1981 EATONTON HWY | MADISON | Morgan | 1040045 | 5 | Overfill Alarm | 2004-05-13 | FALSE | 2004-05-13 | FALSE | Currently in Use | Regular | 20000 | Composite Double Walled | 2004-05-13 |  | Double-Walled Fiberglass | Pressurized
JAZ C-STORE | 1641 A MONTICELLO RD | MADISON | Morgan | 10000425 | 1 |  | 2003-08-10 | FALSE | 2003-08-10 | FALSE | Currently in Use | Gas (Historical Use) | 12000 | Composite | 2003-08-02 |  | Fiberglass Reinforced Plastic | Pressurized
WELLINGTON PURINGTON OUTLET | 160 N MAIN STREET | MADISON | Morgan | 9104045 | 3 | [5 empty] | Removed from Ground | Diesel | 500 | Not Marked/Unknown | 1997-06-21 | 1997-06-21 | Not Marked
CHARLIE DS | 1540 GREENBORO HWY | MADISON | Morgan | 9104041 | 1 | [5 empty] | Removed from Ground | Gas (Historical Use) | 8000 | Bare Steel | 2000-07-07 | 2000-07-07 | Galvanized Steel | Suction (American)
TRAVELCENTERS OF AMERICA SITE #045 | 2021 EATONTON RD | MADISON | Morgan | 9104028 | 9 |  | 1997-03-13 | TRUE | 1997-03-10 | TRUE | Currently in Use | Used Oil | 1000 | Fiberglass Double Walled | 1997-03-11 |  | Fiberglass Reinforced Plastic | Gravity
TRAVELCENTERS OF AMERICA SITE #045 | 2021 EATONTON RD | MADISON | Morgan | 9104028 | 6 | Flapper Valve | 1997-02-25 | FALSE | 1997-02-25 | FALSE | Currently in Use | Diesel | 20000 | Steel-Impressed Current | 1978-01-01 |  | Double-Walled Fiberglass | Pressurized
MORGAN CO ROAD DEPT | 2370 ATHENS HWY | MADISON | Morgan | 9104035 | 3 | [5 empty] | Removed from Ground | Diesel | 6000 | Bare Steel | 1998-09-15 | 1998-09-15 | Bare Steel | Safe Suction (Euro)
MADISONCKRS LLC | 2040 EATONTON RD | MADISON | Morgan | 9104025 | 2 | Flapper Valve | 1998-11-04 | FALSE | 1998-11-04 | FALSE | Currently in Use | Premium | 10000 | Galvanic (STIP-3) | 1987-01-01 |  | Fiberglass Reinforced Plastic | Pressurized
CHARLES KNIGHT | 3010 FAIRPLAY ROAD | RUTLEDGE | Morgan | 9104034 | 2 | [5 empty] | Removed from Ground | Empty | 1000 | Bare Steel | 1970-01-01 | 1999-01-11 | Galvanized Steel | Pressurized
PILOT TRAVEL CENTER #420 | 1881 EATONTON RD | MADISON | Morgan | 9104048 | 2 | Ball Float | 2000-11-01 | FALSE | 2000-10-01 | FALSE | Currently in Use | Regular | 20000 | Fiberglass Double Walled | 2000-05-24 |  | Double-Walled Fiberglass | Pressurized
TRAVELCENTERS OF AMERICA SITE #045 | 2021 EATONTON RD | MADISON | Morgan | 9104028 | 10 | Flapper Valve | 2005-03-10 | FALSE | 2005-03-10 | FALSE | Removed from Ground | New Oil | 8000 | Fiberglass Double Walled | 2005-02-24 | 2020-04-09 | Double-Walled Fiberglass | Safe Suction (Euro)
SERVICE INDUSTRIES INC | 1121 DIXIE HWY | MADISON | Morgan | 9104029 | 2 |  |  | FALSE |  | FALSE | Temporarily out of use | Gas (Historical Use) | 1000 | Epoxy | 1987-01-01 |  | Galvanized Steel | Suction (American)
PENNINGTON & SEED INC | 1280 ATLANTA HWY | MADISON | Morgan | 1040003 | 1 | [5 empty] | Removed from Ground | Diesel | 3000 | Bare Steel | 1971-05-10 | 1980-01-01 | Galvanized Steel
PENNINGTON & SEED INC | 1280 ATLANTA HWY | MADISON | Morgan | 1040003 | 4 |  | 1990-02-01 |  | 1990-02-01 |  | Removed from Ground | Diesel | 10000 | Steel-Impressed Current | 1990-02-28 | 2005-06-28 | Steel (Impressed Current) | Safe Suction (Euro)
RaceWay #6905 - Madison | 1981 EATONTON HWY | MADISON | Morgan | 1040045 | 1 |  | 1986-01-01 |  | 1986-01-01 |  | Removed from Ground | Gas (Historical Use) | 12000 | Cathodically Protected Steel | 1986-05-08 | 2004-04-08 | Fiberglass Reinforced Plastic | Pressurized
RaceWay #6905 - Madison | 1981 EATONTON HWY | MADISON | Morgan | 1040045 | 7 | Overfill Alarm | 2004-05-13 | FALSE | 2004-05-13 | FALSE | Currently in Use | Premium | 12000 | Composite Double Walled | 2004-05-13 |  | Double-Walled Fiberglass | Pressurized
AT&T MADISON RADIO RELAY STATION | 1960 ATLANTA HWY/HWY 278 | MADISON | Morgan | 9104005 | 2 | Flapper Valve | 1997-06-18 | FALSE | 1997-06-18 | FALSE | Currently in Use | Diesel | 1000 | Epoxy | 1997-06-18 |  | Double-Walled Fiberglass | Suction (American)
GA POWER MADISON DIST HQ | 1391 LION CLUB RD | MADISON | Morgan | 9000188 | 12401 | [5 empty] | Removed from Ground | Gas (Historical Use) | 10000 | Marked Unknown | 1986-05-07 | 1990-12-01 | Galvanized Steel | Pressurized
GA POWER MADISON DIST HQ | 1391 LION CLUB RD | MADISON | Morgan | 9000188 | 12403 |  | 1989-03-01 |  | 1989-03-01 |  | Closed in Ground | Gas (Historical Use) | 10000 | Composite | 1989-03-01 | 2000-02-03 | Fiberglass Reinforced Plastic | Pressurized
BP COUNTRY STORE | 3571 SANDY CREEK RD | MADISON | Morgan | 9147055 | 4 | Flapper Valve | 2023-08-08 | FALSE | 1991-01-01 | FALSE | Currently in Use | Diesel | 6000 | Galvanic (STIP-3) | 1991-01-01 |  | Fiberglass Reinforced Plastic | Pressurized
BP COUNTRY STORE | 3571 SANDY CREEK RD | MADISON | Morgan | 9147055 | 5 | Flapper Valve | 2023-08-08 | FALSE | 1991-01-01 | FALSE | Currently in Use | Kerosene | 1000 | Galvanic (STIP-3) | 1991-01-01 |  | Fiberglass Reinforced Plastic | Suction (American)
CITY OF MADISON PUBLIC WORKS | 1501 FAIRGROUND RD | MADISON | Morgan | 10001622 | 1 | Flapper Valve | 2008-08-01 | FALSE | 2008-08-01 | FALSE | Currently in Use | Regular | 12000 | Composite Double Walled | 2008-08-01 |  | Double-Walled Fiberglass | Pressurized
FORMER PETROLEUM STATION | 374 WEST WASHINGTON STREET | MADISON | Morgan | 10002588 | 6 |  |  | FALSE |  | FALSE | Removed from Ground | Not Marked/Tank Removed | 600 | Unknown | 2017-01-05 | 2017-01-05
PENNINGTON SEED INC HANGAR | CITY OF MADISON AIRPORT | MADISON | Morgan | 1040004 | 1 | [5 empty] | Removed from Ground | Other | 5000 | Bare Steel | 1985-10-01 | 1997-02-14 | Galvanized Steel | Pressurized
THE RIVER STORE | 4281 GREENSBORO RD | MADISON | Morgan | 1040009 | 2 | [5 empty] | Removed from Ground | Gas (Historical Use) | 560 | Bare Steel | 1966-05-11 | 1999-05-11 | Unknown | Safe Suction (Euro)
GA DOT #10223 MORGAN CO MAINT HQ | 1570 BETHANY RD | MADISON | Morgan | 1040010 | 10223-1 | [5 empty] | Removed from Ground | Diesel | 1089 | Bare Steel | 1966-05-04 | 1987-07-02 | Galvanized Steel
MAIN ST PANTRY | 244 S MAIN ST | MADISON | Morgan | 1040047 | 3 | Flapper Valve | 1998-03-10 | FALSE | 1998-03-10 | FALSE | Currently in Use | Diesel | 8000 | Steel-Impressed Current | 1974-05-10 |  | Fiberglass Reinforced Plastic | Pressurized
SCHNADIG CORP | 1330 ATL HWY | MADISON | Morgan | 1040225 | 1 | [5 empty] | Removed from Ground | Diesel | 10000 | Bare Steel | 1974-04-26 | 1992-01-01 | Unknown
VACANT LAND/UNDERWOOD SAW MILL | SOVIS ROAD | MADISON | Morgan | 10000737 | 1 |  |  | FALSE |  | FALSE | Removed from Ground | Empty | 550 | Bare Steel | 1950-01-01 | 2004-08-31 | Bare Steel
MASON ICE HOUSE | WASHINGTON & JEFFERSON STR | MADISON | Morgan | 9104021 | 2 | [5 empty] | Removed from Ground | Diesel | 550 | Not Marked/Unknown | 1994-01-11 | 1994-01-11 | Not Marked
SHELL | 2011 EATONTON RD | MADISON | Morgan | 9104007 | 5 |  | 1998-05-01 | FALSE | 1998-05-01 | FALSE | Removed from Ground | Kerosene | 6000 | Composite | 1989-01-01 | 2013-04-08 | Fiberglass Reinforced Plastic
CHEVRON MART 102 RETAIL #43787 | 1990 EATONTON RD | MADISON | Morgan | 9000301 | 2 | [5 empty] | Removed from Ground | Gas (Historical Use) | 10000 | Cathodically Protected Steel | 1971-04-27 | 1989-07-07 | Galvanized Steel
PENNINGTON & SEED INC | 1280 ATLANTA HWY | MADISON | Morgan | 1040003 | 2 | [5 empty] | Removed from Ground | Gas (Historical Use) | 3000 | Bare Steel | 1971-05-10 | 1980-01-01 | Galvanized Steel
BUS MAINTENANCE SHOP | 933 COLLEGE ST BEHIND HIGH SCHOO | MADISON | Morgan | 1040015 | 2 |  | 2001-05-10 | FALSE | 2001-05-10 | FALSE | Removed from Ground | Diesel | 10000 | Composite | 2001-05-01 | 2017-07-18 | Fiberglass Reinforced Plastic | Suction (American)
JOE'S STORE | 4481 EATONTON RD | MADISON | Morgan | 1040051 | 1 | Flapper Valve | 1999-03-15 |  | 1999-03-15 |  | Removed from Ground | Gas (Historical Use) | 2000 | Steel-Impressed Current | 1957-05-30 | 2016-11-18 | Steel (Impressed Current) | Suction (American)
RaceWay #6905 - Madison | 1981 EATONTON HWY | MADISON | Morgan | 1040045 | 3 |  | 1986-01-01 |  | 1986-01-01 |  | Removed from Ground | Gas (Historical Use) | 12000 | Fiberglass | 1986-05-08 | 2004-04-08 | Fiberglass Reinforced Plastic | Pressurized
BELLSOUTH TELECOMMUNICATIONS MAD | 192 N MAIN ST | MADISON | Morgan | 1040049 | 1 | [5 empty] | Removed from Ground | Other | 1000 | Bare Steel | 1967-01-06 | 1995-10-06 | Galvanized Steel | Suction (American)
BUCKHEAD GROCERY | 1000 SEVEN ISLAND RD | BUCKHEAD | Morgan | 1040037 | 5 |  | 1998-10-17 | FALSE | 1998-10-17 | FALSE | Temporarily out of use | Gas (Historical Use) | 2000 | Composite | 1998-10-17 |  | Fiberglass Reinforced Plastic | Safe Suction (Euro)
BUCKHEAD GROCERY | 1000 SEVEN ISLAND RD | BUCKHEAD | Morgan | 1040037 | 4 | [5 empty] | Removed from Ground | Used Oil | 180 | Bare Steel | 1986-05-01 | 1998-10-15 | Galvanized Steel
CHEVRON MART 102 RETAIL #43787 | 1990 EATONTON RD | MADISON | Morgan | 9000301 | 1 | [5 empty] | Removed from Ground | Gas (Historical Use) | 5000 | Cathodically Protected Steel | 1971-04-27 | 1989-07-07 | Galvanized Steel
169 Madison LLC | 169 N MAIN | MADISON | Morgan | 1040005 | 6 |  |  | TRUE |  | TRUE | Removed from Ground | Used Oil | 560 | Bare Steel | 1961-05-12 | 1999-01-20 | Galvanized Steel
169 Madison LLC | 169 N MAIN | MADISON | Morgan | 1040005 | 9 |  | 1999-01-28 |  | 1999-01-28 |  | Temporarily out of use | Gas (Historical Use) | 3000 | Composite | 1999-01-28 |  | Fiberglass Reinforced Plastic | Suction (American)
169 Madison LLC | 169 N MAIN | MADISON | Morgan | 1040005 | 8 |  | 1999-01-28 | FALSE | 1999-01-28 | FALSE | Currently in Use | Premium | 3000 | Composite | 1999-01-28 |  | Fiberglass Reinforced Plastic | Suction (American)
TRAVELCENTERS OF AMERICA SITE #045 | 2021 EATONTON RD | MADISON | Morgan | 9104028 | 5 | Flapper Valve | 1997-02-25 | FALSE | 1997-02-25 | FALSE | Currently in Use | Diesel | 20000 | Steel-Impressed Current | 1978-01-01 |  | Double-Walled Fiberglass | Pressurized
JONES & TURNER FUNERAL HOME | 484 BURNEY STREET | MADISON | Morgan | 10000589 | 1 |  |  | FALSE |  | FALSE | Removed from Ground | Gas (Historical Use) | 3000 | Bare Steel | 1955-01-01 | 2004-02-11
CITY OF MADISON - PUBLIC WORKS | 401 BURNEY ST | MADISON | Morgan | 10000827 | 2 |  | 1993-10-01 | FALSE | 1993-10-01 | FALSE | Removed from Ground | Diesel | 6000 | Fiberglass | 1993-10-01 | 2007-10-19 | Cathodically Protected | Suction (American)
CITGO FOOD MART | 1960 EATONTON RD | MADISON | Morgan | 9104030 | 2 | Flapper Valve | 1998-12-01 | FALSE | 1998-12-01 | FALSE | Currently in Use | Diesel | 10000 | Steel-Impressed Current | 1986-05-01 |  | Fiberglass Reinforced Plastic | Pressurized
1241 Madison LLC, | 1241 EATONTON RD | MADISON | Morgan | 9104024 | 3 | [5 empty] | Removed from Ground | Gas (Historical Use) | 8000 | Cathodically Protected Steel | 1987-01-01 | 1998-11-01 | Galvanized Steel | Pressurized
ROBERT F CARTER | PO BOX 897 | MADISON | Morgan | 9104001 | 3 | [5 empty] | Removed from Ground | Gas (Historical Use) | 2000 | Bare Steel | 1991-09-12 | 1991-09-12 | Unknown
CHEVRON MART 102 RETAIL #43787 | 1990 EATONTON RD | MADISON | Morgan | 9000301 | 6 | Ball Float | 1991-01-22 | FALSE | 1991-01-22 | FALSE | Currently in Use | Regular | 10000 | Galvanic (STIP-3) | 1991-01-22 |  | Fiberglass Reinforced Plastic | Pressurized
CHEVRON MART 102 RETAIL #43787 | 1990 EATONTON RD | MADISON | Morgan | 9000301 | 8 | Ball Float | 1991-01-22 | FALSE | 1991-01-22 | FALSE | Currently in Use | Diesel | 10000 | Galvanic (STIP-3) | 1991-01-22 |  | Fiberglass Reinforced Plastic | Pressurized
H&J GROCERY | BETHANY RD | MADISON | Morgan | 1040007 | 2 | [5 empty] | Removed from Ground | Kerosene | 8000 | Bare Steel | 1978-05-08 | 1996-09-24 | Cathodically Protected
169 Madison LLC | 169 N MAIN | MADISON | Morgan | 1040005 | 3 | [5 empty] | Removed from Ground | Gas (Historical Use) | 3000 | Bare Steel | 1961-05-12 | 1999-01-20 | Galvanized Steel | Safe Suction (Euro)
LEES BI RITE | 811 BETHANY RD | MADISON | Morgan | 1040046 | 1 | [5 empty] | Removed from Ground | Empty | 8000 | Bare Steel | 1974-05-10 | 1995-01-31 | Galvanized Steel
BUCKHEAD GA F/O RPTR | F I-20 EXIT 52 NOF 1.3 MI | BUCKHEAD | Morgan | 9104003 | 2 | Overfill Alarm | 1994-01-01 | FALSE | 1994-01-01 | FALSE | Currently in Use | Diesel | 600 | Fiberglass Double Walled | 1994-01-15 |  | Fiberglass Reinforced Plastic | Suction (American)
SANDHU FOOD MART LLC | 2550 PARKS MILL RD | BUCKHEAD | Morgan | 9104017 | 1 | Flapper Valve | 1999-05-01 | FALSE | 1999-05-01 | FALSE | Currently in Use | Regular | 1000 | Steel-Impressed Current | 2016-05-31 |  | Steel (Impressed Current) | Suction (American)
1241 Madison LLC, | 1241 EATONTON RD | MADISON | Morgan | 9104024 | 5 | [5 empty] | Removed from Ground | Kerosene | 2000 | Cathodically Protected Steel | 1987-01-01 | 1998-11-01 | Galvanized Steel | Suction (American)
BP COUNTRY STORE | 3571 SANDY CREEK RD | MADISON | Morgan | 9147055 | 3 | Flapper Valve | 2023-08-08 | FALSE | 1991-01-01 | FALSE | Currently in Use | Gas (Historical Use) | 6000 | Galvanic (STIP-3) | 1991-01-01 |  | Fiberglass Reinforced Plastic | Pressurized
FORMER PETROLEUM STATION | 374 WEST WASHINGTON STREET | MADISON | Morgan | 10002588 | 4 |  |  | FALSE |  | FALSE | Removed from Ground | Not Marked/Tank Removed | 0 | Bare Steel |  | 1899-12-31
FORMER PETROLEUM STATION | 374 WEST WASHINGTON STREET | MADISON | Morgan | 10002588 | 5 |  |  | FALSE |  | FALSE | Removed from Ground | Not Marked/Tank Removed | 600 | Unknown | 2017-01-05 | 2017-01-05
BUS MAINTENANCE SHOP | 933 COLLEGE ST BEHIND HIGH SCHOO | MADISON | Morgan | 1040015 | 1 |  | 1998-09-14 | FALSE | 1998-09-14 | FALSE | Removed from Ground | Empty | 10000 | Steel-Impressed Current | 1965-01-11 | 2017-11-22 |  | Suction (American)
JOE'S STORE | 4481 EATONTON RD | MADISON | Morgan | 1040051 | 2 | Flapper Valve | 1999-03-15 |  | 1999-03-15 |  | Removed from Ground | Gas (Historical Use) | 1000 | Steel-Impressed Current | 1957-05-30 | 2016-11-18 | Steel (Impressed Current) | Suction (American)
QUICK PANTRY | 1330 EATONTON RD | MADISON | Morgan | 1040055 | 3 |  | 1998-12-12 | FALSE | 1998-12-12 | FALSE | Removed from Ground |  | 10000 |  | 2001-08-23 | 2017-06-13 | Fiberglass Reinforced Plastic | Pressurized
Yana Enterprises LLC | 5931 BOSTWICK DR | BOSTWICK | Morgan | 1040013 | 2 |  | 1997-10-30 |  | 1997-10-30 |  | Currently in Use | Gas (Historical Use) | 6047 | Steel-Impressed Current | 1978-04-19 |  | Cathodically Protected | Pressurized
CIRCLE FOUR INC | 2090 EATONTON RD | MADISON | Morgan | 1040023 | 7 | [5 empty] | Removed from Ground | Diesel | 20000 | Bare Steel | 1989-11-01 | 1989-11-01 | Galvanized Steel
CIRCLE FOUR INC | 2090 EATONTON RD | MADISON | Morgan | 1040023 | 4 |  | 1990-06-01 | FALSE | 1990-06-01 | FALSE | Removed from Ground | Diesel | 10000 | Lined Interior | 1977-01-01 | 2017-07-18 | Fiberglass Reinforced Plastic | Pressurized
CIRCLE FOUR INC | 2090 EATONTON RD | MADISON | Morgan | 1040023 | 5 |  | 1990-06-01 | FALSE | 1990-06-01 | FALSE | Removed from Ground | Diesel | 10000 | Lined Interior | 1977-01-01 | 2017-07-18 | Fiberglass Reinforced Plastic | Pressurized
MAIN ST PANTRY | 244 S MAIN ST | MADISON | Morgan | 1040047 | 2 | Flapper Valve | 1998-03-10 | FALSE | 1998-03-10 | FALSE | Currently in Use | Premium | 8000 | Steel-Impressed Current | 1974-05-10 |  | Fiberglass Reinforced Plastic | Pressurized
257 N MAIN STREET | 257 NORTH MAIN STREET | MADISON | Morgan | 10000323 | 2 |  |  | FALSE |  | FALSE | Removed from Ground | Gas (Historical Use) | 0 | Unknown |  | 1899-12-31
SUGAR CREEK MARINA | 353 PARKS MILL RD | BUCKHEAD | Morgan | 1170042 | 1 | Flapper Valve | 1999-02-01 | FALSE | 1999-02-01 | FALSE | Currently in Use | Diesel On Road | 8000 | Steel-Impressed Current | 1983-05-07 |  | Steel (Impressed Current) | Pressurized
CIRCLE FOUR INC | 2090 EATONTON RD | MADISON | Morgan | 1040023 | 3 |  | 1990-06-01 | FALSE | 1990-06-01 | FALSE | Removed from Ground | Gas (Historical Use) | 10000 | Lined Interior | 1977-01-01 | 2017-07-18 | Fiberglass Reinforced Plastic | Pressurized
GA DOT #10223 MORGAN CO MAINT HQ | 1570 BETHANY RD | MADISON | Morgan | 1040010 | 10223-2 | [5 empty] | Removed from Ground | Gas (Historical Use) | 1020 | Bare Steel | 1976-05-01 | 1987-07-02 | Galvanized Steel
WELLINGTON LEISURE PRODUCTS INC | 1251 LIONS CLUB RD | MADISON | Morgan | 1040012 | 1 | [5 empty] | Removed from Ground | Hazardous Substance | 3000 | Bare Steel | 1980-04-18 | 1990-01-01 | Bare Steel
SCHNADIG CORP | 1330 ATL HWY | MADISON | Morgan | 1040225 | 2 | [5 empty] | Removed from Ground | Diesel | 10000 | Bare Steel | 1974-04-26 | 1992-01-01 | Unknown
BUCKHEAD GROCERY | 1000 SEVEN ISLAND RD | BUCKHEAD | Morgan | 1040037 | 2 | [5 empty] | Removed from Ground | Gas (Historical Use) | 2000 | Bare Steel | 1986-05-01 | 1998-10-15 | Galvanized Steel | Suction (American)
BUCKHEAD GA F/O RPTR | F I-20 EXIT 52 NOF 1.3 MI | BUCKHEAD | Morgan | 9104003 | 1 | [5 empty] | Closed in Ground | Diesel | 500 | Fiberglass | 1986-06-01 | 1994-01-12 | Secondary Containment | Suction (American)
SANDHU FOOD MART LLC | 2550 PARKS MILL RD | BUCKHEAD | Morgan | 9104017 | 2 | Flapper Valve | 1999-05-01 | FALSE | 1999-05-01 | FALSE | Currently in Use | Diesel | 1000 | Steel-Impressed Current | 2016-05-31 |  | Steel (Impressed Current) | Suction (American)
SERVICE INDUSTRIES INC | 1121 DIXIE HWY | MADISON | Morgan | 9104029 | 3 |  |  | FALSE |  | FALSE | Temporarily out of use | Diesel | 550 | Bare Steel | 1979-01-01 |  | Galvanized Steel | Suction (American)
BULLDOG BP | HWY 83 & I-20 | MADISON | Morgan | 9104031 | 1 | Flapper Valve | 1998-12-01 | FALSE | 1998-12-01 | FALSE | Currently in Use | Diesel | 10086 | Steel-Impressed Current | 1978-04-01 |  | Fiberglass Reinforced Plastic | Pressurized
MORGAN CO ROAD DEPT | 2370 ATHENS HWY | MADISON | Morgan | 9104035 | 1 |  | 1993-06-09 | FALSE | 1993-06-09 | FALSE | Removed from Ground | Gas (Historical Use) | 6000 | Composite | 1993-03-01 | 2018-07-10 | Fiberglass Reinforced Plastic | Suction (American)
MORGAN CO ROAD DEPT | 2370 ATHENS HWY | MADISON | Morgan | 9104035 | 4 |  | 1998-07-08 |  | 1998-07-08 |  | Removed from Ground | Gas (Historical Use) | 6000 | Bare Steel | 1998-06-10 | 1998-06-10 | Galvanized Steel | Safe Suction (Euro)
FORMER PETROLEUM STATION | 374 WEST WASHINGTON STREET | MADISON | Morgan | 10002588 | 2 |  |  | FALSE |  | FALSE | Removed from Ground | Not Marked/Tank Removed | 0 | Unknown |  | 1899-12-31
FORMER PETROLEUM SERVICE STATION | 410 WEST WASHINGTON STREET | MADISON | Morgan | 10002649 | 2 |  |  | FALSE |  | FALSE | Removed from Ground | Not Marked/Tank Removed | 1000 | Bare Steel | 2017-01-04 | 2017-01-04
169 Madison LLC | 169 N MAIN | MADISON | Morgan | 1040005 | 2 | [5 empty] | Removed from Ground | Gas (Historical Use) | 3000 | Bare Steel | 1961-05-12 | 1999-01-20 | Galvanized Steel | Safe Suction (Euro)
CIRCLE FOUR INC | 2090 EATONTON RD | MADISON | Morgan | 1040023 | 1 |  | 1990-06-01 | FALSE | 1990-06-01 | FALSE | Removed from Ground | Gas (Historical Use) | 6000 | Lined Interior | 1977-01-01 | 2017-07-18 | Fiberglass Reinforced Plastic | Pressurized
QUICKSHOP #466 | 1030 CONFEDERATE RD | MADISON | Morgan | 1040026 | 3 |  | 1996-06-01 |  | 1996-06-01 |  | Currently in Use | Gas (Historical Use) | 8000 | Steel-Impressed Current | 1980-05-02 |  | Cathodically Protected | Pressurized
FOOD POINT | HWY 83 | MADISON | Morgan | 1040048 | 1 | [5 empty] | Closed in Ground | Empty | 8000 | Bare Steel | 1966-05-12 | 1971-11-01 | Galvanized Steel
CIRCLE FOUR INC | 2090 EATONTON RD | MADISON | Morgan | 1040023 | 9 | [5 empty] | Removed from Ground | Diesel | 20000 | Bare Steel | 1989-11-01 | 1989-11-01 | Galvanized Steel
CIRCLE FOUR INC | 2090 EATONTON RD | MADISON | Morgan | 1040023 | 8 | [5 empty] | Removed from Ground | Diesel | 20000 | Bare Steel | 1989-11-01 | 1989-11-01 | Galvanized Steel
CIRCLE FOUR INC | 2090 EATONTON RD | MADISON | Morgan | 1040023 | 6 | [5 empty] | Removed from Ground | Gas (Historical Use) | 20000 | Bare Steel | 1989-11-01 | 1989-11-01 | Galvanized Steel
THE RIVER STORE | 4281 GREENSBORO RD | MADISON | Morgan | 1040009 | 3 | [5 empty] | Removed from Ground | Gas (Historical Use) | 560 | Bare Steel | 1966-05-11 | 1999-05-11 | Unknown | Safe Suction (Euro)
QUICK PANTRY | 1330 EATONTON RD | MADISON | Morgan | 1040055 | 4 |  | 1998-12-12 | FALSE | 1998-12-12 | FALSE | Removed from Ground |  | 10000 |  | 2000-03-01 | 2017-06-12 | Fiberglass Reinforced Plastic | Pressurized
MAIN ST PANTRY | 244 S MAIN ST | MADISON | Morgan | 1040047 | 4 | Flapper Valve | 1998-03-10 | FALSE | 1998-03-10 | FALSE | Currently in Use | E-0 | 9000 | Steel-Impressed Current | 1974-05-10 |  | Fiberglass Reinforced Plastic | Safe Suction (Euro)
MADISON MUNICIPAL AIRPORT | 1245 AIRPORT INDUSTRIAL BLVD | MADISON | Morgan | 10000828 | 1 |  | 1998-01-01 | FALSE | 1998-01-01 | FALSE | Removed from Ground | Aviation Gas/AV Gas | 10000 | Cathodically Protected Steel | 1987-01-01 | 2007-09-26 | Cathodically Protected | Suction (American)
Yana Enterprises LLC | 5931 BOSTWICK DR | BOSTWICK | Morgan | 1040013 | 1 |  | 1997-10-30 |  | 1997-10-30 |  | Currently in Use | Gas (Historical Use) | 6047 | Steel-Impressed Current | 1978-04-19 |  | Cathodically Protected | Pressurized
MAIN ST PANTRY | 244 S MAIN ST | MADISON | Morgan | 1040047 | 1 | Flapper Valve | 1998-03-10 | FALSE | 1998-03-10 | FALSE | Currently in Use | Regular | 8000 | Steel-Impressed Current | 1974-05-10 |  | Fiberglass Reinforced Plastic | Pressurized
BST/AUTO OPRNS R3186 | 192 NORTH MAIN ST | MADISON | Morgan | 1040050 | 1 | [5 empty] | Removed from Ground | Gas (Historical Use) | 12000 | Bare Steel | 1980-01-03 | 1990-12-03 | Galvanized Steel | Pressurized
257 N MAIN STREET | 257 NORTH MAIN STREET | MADISON | Morgan | 10000323 | 1 |  |  | FALSE |  | FALSE | Removed from Ground | Gas (Historical Use) | 0 | Unknown |  | 1899-12-31
INGLES GAS EXPRESS #444 | 1461 EATONTON RD | MADISON | Morgan | 10001374 | 1 | Flapper Valve | 2007-06-13 | FALSE | 2007-08-14 | FALSE | Currently in Use | Regular | 25000 | Fiberglass Double Walled | 2007-06-06 |  | Double-Walled Flex | Pressurized
CIRCLE FOUR INC | 2090 EATONTON RD | MADISON | Morgan | 1040023 | 2 |  | 1990-06-01 | FALSE | 1990-06-01 | FALSE | Removed from Ground | Gas (Historical Use) | 10000 | Lined Interior | 1977-01-01 | 2017-07-18 | Fiberglass Reinforced Plastic | Pressurized
CIRCLE FOUR INC | 2090 EATONTON RD | MADISON | Morgan | 1040023 | 10 | [5 empty] | Removed from Ground | Gas (Historical Use) | 1000 | Bare Steel | 1989-11-01 | 1989-11-01 | Galvanized Steel
JOE'S STORE | 4481 EATONTON RD | MADISON | Morgan | 1040051 | 5 | Flapper Valve | 2001-01-04 | FALSE | 2001-01-04 | FALSE | Removed from Ground | Kerosene | 1000 | Composite | 2001-01-04 | 2020-01-28 | Fiberglass Reinforced Plastic | Suction (American)
JOE'S STORE | 4481 EATONTON RD | MADISON | Morgan | 1040051 | 4 | Flapper Valve | 2001-01-04 | FALSE | 2001-01-04 | FALSE | Removed from Ground | Diesel | 2000 | Composite | 2001-01-04 | 2020-01-28 | Fiberglass Reinforced Plastic | Suction (American)
QUICK PANTRY | 1330 EATONTON RD | MADISON | Morgan | 1040055 | 1 |  | 1998-12-12 | FALSE | 1998-12-12 | FALSE | Removed from Ground |  | 10000 |  | 2000-03-01 | 2017-06-13 | Fiberglass Reinforced Plastic | Pressurized
FOOD POINT | HWY 83 | MADISON | Morgan | 1040048 | 2 | [5 empty] | Closed in Ground | Empty | 8000 | Bare Steel | 1966-05-12 | 1971-11-01 | Galvanized Steel
Yana Enterprises LLC | 5931 BOSTWICK DR | BOSTWICK | Morgan | 1040013 | 4 |  | 1997-10-30 |  | 1997-10-30 |  | Currently in Use | Diesel | 6047 | Steel-Impressed Current | 1978-04-19 |  | Cathodically Protected | Pressurized
BUCKHEAD GROCERY | 1000 SEVEN ISLAND RD | BUCKHEAD | Morgan | 1040037 | 1 | [5 empty] | Removed from Ground | Gas (Historical Use) | 2000 | Bare Steel | 1986-05-01 | 1998-10-15 | Galvanized Steel | Suction (American)
CHEVRON MART 102 RETAIL #43787 | 1990 EATONTON RD | MADISON | Morgan | 9000301 | 7 | Ball Float | 1991-01-22 | FALSE | 1991-01-22 | FALSE | Currently in Use | Premium | 10000 | Galvanic (STIP-3) | 1991-01-22 |  | Fiberglass Reinforced Plastic | Pressurized
CHEVRON MART 102 RETAIL #43787 | 1990 EATONTON RD | MADISON | Morgan | 9000301 | 5 | [5 empty] | Removed from Ground | Diesel | 10000 | Fiberglass | 1982-04-24 | 1989-07-07 | Fiberglass Reinforced Plastic
INGLES GAS EXPRESS #444 | 1461 EATONTON RD | MADISON | Morgan | 10001374 | 2 | Flapper Valve | 2007-06-13 | FALSE | 2007-08-14 | FALSE | Currently in Use | Premium | 7000 | Fiberglass Double Walled | 2007-06-06 |  | Double-Walled Flex | Pressurized
CITY OF MADISON PUBLIC WORKS | 1501 FAIRGROUND RD | MADISON | Morgan | 10001622 | 2 | Flapper Valve | 2008-08-01 | FALSE | 2008-08-01 | FALSE | Currently in Use | Diesel | 12000 | Composite Double Walled | 2008-08-01 |  | Double-Walled Fiberglass | Pressurized
GA DOT #10223 MORGAN CO MAINT HQ | 1570 BETHANY RD | MADISON | Morgan | 1040010 | 223D1 | [5 empty] | Removed from Ground | Diesel | 2000 | Cathodically Protected Steel | 1987-01-01 | 2004-01-08 | Galvanized Steel | Suction (American)
JOE'S STORE | 4481 EATONTON RD | MADISON | Morgan | 1040051 | 3 | Flapper Valve | 2001-01-04 | FALSE | 2001-01-04 | FALSE | Removed from Ground | Diesel | 2000 | Composite | 2001-01-04 | 2020-01-28 | Fiberglass Reinforced Plastic | Suction (American)
GEORGIA PACIFIC CORP | 1400 WOODKRAFT RD | MADISON | Morgan | 1040043 | 1 | [5 empty] | Removed from Ground | Diesel | 10000 | Bare Steel | 1980-05-09 | 1899-12-31 | Galvanized Steel
BUCKHEAD GROCERY | 1000 SEVEN ISLAND RD | BUCKHEAD | Morgan | 1040037 | 6 |  | 1998-10-17 | FALSE | 1998-10-17 | FALSE | Temporarily out of use | Gas (Historical Use) | 1000 | Composite | 1998-10-17 |  | Fiberglass Reinforced Plastic | Safe Suction (Euro)
SUGAR CREEK MARINA | 353 PARKS MILL RD | BUCKHEAD | Morgan | 1170042 | 2 | Flapper Valve | 1999-02-01 | FALSE | 1999-02-01 | FALSE | Currently in Use | E-0 | 10000 | Steel-Impressed Current | 1983-05-06 |  | Steel (Impressed Current) | Pressurized
SUGAR CREEK MARINA | 353 PARKS MILL RD | BUCKHEAD | Morgan | 1170042 | 3 | Flapper Valve | 1999-02-01 | FALSE | 1999-02-01 | FALSE | Temporarily out of use | Regular | 10000 | Steel-Impressed Current | 1986-05-06 |  | Steel (Impressed Current) | Pressurized
LEES BI RITE | 811 BETHANY RD | MADISON | Morgan | 1040046 | 2 | [5 empty] | Removed from Ground | Empty | 8000 | Bare Steel | 1974-05-10 | 1996-01-31 | Galvanized Steel
JAZ C-STORE | 1641 A MONTICELLO RD | MADISON | Morgan | 10000425 | 2 |  | 2003-08-10 | FALSE | 2003-08-10 | FALSE | Currently in Use | Gas (Historical Use) | 8000 | Composite | 2003-08-02 |  | Fiberglass Reinforced Plastic | Pressurized
OCONEE ONE STOP | 1001 BALDWIN DAIRY ROAD | BUCKHEAD | Morgan | 9104018 | 1 | [5 empty] | Removed from Ground | Gas (Historical Use) | 550 | Bare Steel | 1964-01-01 | 1899-12-31 | Galvanized Steel
RaceWay #6905 - Madison | 1981 EATONTON HWY | MADISON | Morgan | 1040045 | 6 | Overfill Alarm | 2004-05-13 | FALSE | 2004-05-13 | FALSE | Currently in Use | Diesel | 12000 | Composite Double Walled | 2004-05-13 |  | Double-Walled Fiberglass | Pressurized
CITY OF MADISON - PUBLIC WORKS | 401 BURNEY ST | MADISON | Morgan | 10000827 | 1 |  | 1993-10-01 | FALSE | 1993-10-01 | FALSE | Removed from Ground | Gas (Historical Use) | 10000 | Cathodically Protected Steel | 1985-01-01 | 2007-10-23 | Cathodically Protected | Suction (American)
RaceWay #6905 - Madison | 1981 EATONTON HWY | MADISON | Morgan | 1040045 | 2 |  | 1986-01-01 |  | 1986-01-01 |  | Removed from Ground | Gas (Historical Use) | 12000 | Cathodically Protected Steel | 1986-05-08 | 2004-04-08 | Fiberglass Reinforced Plastic | Pressurized
JAZ C-STORE | 1641 A MONTICELLO RD | MADISON | Morgan | 10000425 | 3 |  | 2003-08-10 | FALSE | 2003-08-10 | FALSE | Currently in Use | Diesel | 4000 | Composite | 2003-08-02 |  | Fiberglass Reinforced Plastic | Pressurized
OCONEE ONE STOP | 1001 BALDWIN DAIRY ROAD | BUCKHEAD | Morgan | 9104018 | 2 | [5 empty] | Removed from Ground | Gas (Historical Use) | 550 | Bare Steel | 1964-01-01 | 1899-12-31 | Galvanized Steel
HARD LABOR CREEK STATE PK | KNOX CHAPEL RD | RUTLEDGE | Morgan | 1040054 | 3 | [5 empty] | Removed from Ground | Gas (Historical Use) | 1000 | Bare Steel | 1986-01-01 | 1996-12-10 | Unknown | Suction (American)
RUTLEDGE CROSSING LLC | 148 W ATLANTA HWY | RUTLEDGE | Morgan | 10001319 | 2 |  | 2006-07-10 | FALSE | 2006-07-10 | FALSE | Currently in Use | Gas (Historical Use) | 10000 | Composite | 2006-07-10 |  | Fiberglass Reinforced Plastic | Pressurized
GOLDEN PANTRY #56 | 176 NEWBORN RD | RUTLEDGE | Morgan | 9000385 | 2 | [5 empty] | Removed from Ground | Gas (Historical Use) | 8000 | Bare Steel | 1989-08-31 | 1989-08-31 | Galvanized Steel | Pressurized
CITGO FOOD MART | 1960 EATONTON RD | MADISON | Morgan | 9104030 | 3 | Flapper Valve | 1998-12-01 | FALSE | 1998-12-01 | FALSE | Currently in Use | Premium | 10000 | Steel-Impressed Current | 1986-05-01 |  | Fiberglass Reinforced Plastic | Pressurized
CAMPBELL & SONS | 2100 ATHENS HWY | MADISON | Morgan | 9104036 | 1 | [5 empty] | Removed from Ground | Gas (Historical Use) | 500 | Not Marked/Unknown | 1988-01-01 | 1996-04-19 | Bare Steel | Suction (American)
J&K QUIK STOP | 1801 ATLANTA WAY | MADISON | Morgan | 9104019 | 1 | [5 empty] | Removed from Ground | Empty | 1000 | Bare Steel | 1964-01-01 | 1899-12-31 | Galvanized Steel | Suction (American)
1241 Madison LLC, | 1241 EATONTON RD | MADISON | Morgan | 9104024 | 8A |  | 2015-01-02 | FALSE | 2015-01-02 | FALSE | Currently in Use | Diesel | 4000 | Fiberglass Double Walled | 2015-01-02 |  | Double-Walled Flex | Pressurized
PENNINGTON & SEED INC | 1280 ATLANTA HWY | MADISON | Morgan | 1040003 | 3 |  | 1990-02-01 |  | 1990-02-01 |  | Removed from Ground | Gas (Historical Use) | 10000 | Steel-Impressed Current | 1990-02-28 | 2005-06-28 | Steel (Impressed Current) | Pressurized
THE RIVER STORE | 4281 GREENSBORO RD | MADISON | Morgan | 1040009 | 1 | [5 empty] | Removed from Ground | Gas (Historical Use) | 560 | Bare Steel | 1966-05-11 | 1999-05-11 | Unknown | Safe Suction (Euro)
QUICK PANTRY | 1330 EATONTON RD | MADISON | Morgan | 1040055 | 2 |  | 1998-12-12 | FALSE | 1998-12-12 | FALSE | Removed from Ground |  | 10000 |  | 2000-03-01 | 2017-06-13 | Fiberglass Reinforced Plastic | Pressurized
THE RIVER STORE | 4281 GREENSBORO RD | MADISON | Morgan | 1040009 | 5 |  | 1999-09-07 | FALSE | 1999-09-07 | FALSE | Currently in Use | Diesel | 6000 | Composite | 1999-09-07 |  | Fiberglass Reinforced Plastic | Pressurized
THE RIVER STORE | 4281 GREENSBORO RD | MADISON | Morgan | 1040009 | 4 |  | 1999-09-07 | FALSE | 1999-09-07 | FALSE | Currently in Use | Regular | 10000 | Composite | 1999-09-07 |  | Fiberglass Reinforced Plastic | Pressurized
GA DOT #10223 MORGAN CO MAINT HQ | 1570 BETHANY RD | MADISON | Morgan | 1040010 | 223G1 | [5 empty] | Removed from Ground | Gas (Historical Use) | 4000 | Cathodically Protected Steel | 1987-01-01 | 2004-01-08 | Galvanized Steel | Suction (American)
GA STATE PATROL POST 8 | 1060 MONTICELLO RD | MADISON | Morgan | 1040016 | 1 | [5 empty] | Removed from Ground | Gas (Historical Use) | 3000 | Bare Steel | 1974-03-09 | 2002-05-01 | Galvanized Steel
FLOWERS INDUSTRIES INC | SULGRAVE DR | MADISON | Morgan | 1040039 | 1 | [5 empty] | Removed from Ground | Gas (Historical Use) | 2000 | Bare Steel | 1973-05-08 | 1990-01-01 | Unknown
Yana Enterprises LLC | 5931 BOSTWICK DR | BOSTWICK | Morgan | 1040013 | 3 |  | 1997-10-30 |  | 1997-10-30 |  | Currently in Use | Gas (Historical Use) | 6047 | Steel-Impressed Current | 1978-04-19 |  | Cathodically Protected | Pressurized
BUCKHEAD GROCERY | 1000 SEVEN ISLAND RD | BUCKHEAD | Morgan | 1040037 | 3 | [5 empty] | Removed from Ground | Diesel | 1000 | Bare Steel | 1986-05-01 | 1998-10-15 | Galvanized Steel | Suction (American)
PIT STOP | 1740 SEVEN ISLANDS RD | BUCKHEAD | Morgan | 9104016 | 1 | Flapper Valve | 2005-09-26 | FALSE | 2022-05-27 | FALSE | Currently in Use | Regular | 8000 | Steel-Impressed Current | 1979-01-01 |  | Fiberglass Reinforced Plastic | Pressurized
PIT STOP | 1740 SEVEN ISLANDS RD | BUCKHEAD | Morgan | 9104016 | 3 | Flapper Valve | 2005-09-26 |  | 2005-09-26 |  | Currently in Use | Diesel | 5000 | Cathodically Protected Steel | 1979-01-01 |  | Fiberglass Reinforced Plastic | Pressurized
OCONEE ONE STOP | 1001 BALDWIN DAIRY ROAD | BUCKHEAD | Morgan | 9104018 | 5 |  | 1999-10-01 | FALSE | 1995-01-01 | FALSE | Removed from Ground |  | 550 | Composite | 2010-01-15 |  | Fiberglass Reinforced Plastic | Safe Suction (Euro)
OCONEE ONE STOP | 1001 BALDWIN DAIRY ROAD | BUCKHEAD | Morgan | 9104018 | 4 |  | 1999-10-01 | FALSE | 1995-01-01 | FALSE | Removed from Ground |  | 5000 | Composite | 2010-01-15 |  | Fiberglass Reinforced Plastic | Safe Suction (Euro)
OCONEE ONE STOP | 1001 BALDWIN DAIRY ROAD | BUCKHEAD | Morgan | 9104018 | 3 | [5 empty] | Removed from Ground | Gas (Historical Use) | 550 | Bare Steel | 1964-01-01 | 1899-12-31 | Galvanized Steel
BLUE SPRINGS MARINA | 1271 BLUE SPRINGS DR | BUCKHEAD | Morgan | 9104039 | 1 |  | 1999-12-22 |  | 1999-12-22 |  | Removed from Ground | Gas (Historical Use) | 1000 | Steel-Impressed Current | 1999-12-22 | 2005-04-05 | Cathodically Protected | Safe Suction (Euro)
FAIRPLAY GENERAL STORE | 2700 FAIRPLAY RD | RUTLEDGE | Morgan | 1040044 | 1 |  | 1998-12-23 |  | 1998-12-23 |  | Currently in Use | Gas (Historical Use) | 1000 | Galvanic (STIP-3) | 1981-05-09 |  | Steel (Impressed Current) | Suction (American)
VERNER FARM | 4990 DAVIS ACADEMY RD | RUTLEDGE | Morgan | 10003305 | 1 |  |  | FALSE |  | FALSE | Removed from Ground | Gas (Historical Use) | 425 |  |  | 2022-10-21
VERNER FARM | 4990 DAVIS ACADEMY RD | RUTLEDGE | Morgan | 10003305 | 3 |  |  | FALSE |  | FALSE | Removed from Ground |  | 425 |  |  | 2022-10-21
VERNER FARM | 4990 DAVIS ACADEMY RD | RUTLEDGE | Morgan | 10003305 | 2 |  |  | FALSE |  | FALSE | Removed from Ground | Diesel | 425 |  |  | 2022-10-21
SARAS ARTS & CRAFTS | GODFREY RD | GODFREY | Morgan | 9104049 | 1 | [5 empty] | Removed from Ground | Gas (Historical Use) | 0 | Marked Unknown | 1993-01-01 | 1993-01-01 | Unknown
Love's Travel Stop #781 | 1500 Monticello Rd | Madison | Morgan | 10003130 | 4 | Flapper Valve |  | FALSE |  | FALSE | Currently in Use | Regular | 20000 | Fiberglass Double Walled | 2020-03-09 |  | Double-Walled Fiberglass | Pressurized
Love's Travel Stop #781 | 1500 Monticello Rd | Madison | Morgan | 10003130 | 6C | Flapper Valve |  | FALSE |  | FALSE | Currently in Use | New Oil | 3000 | Fiberglass Double Walled | 2020-03-09 |  | Double-Walled Fiberglass | Pressurized
Love's Travel Stop #781 | 1500 Monticello Rd | Madison | Morgan | 10003130 | 1 | Flapper Valve |  | FALSE |  | FALSE | Currently in Use | Diesel | 30000 | Fiberglass Double Walled | 2020-03-09 |  | Double-Walled Fiberglass | Pressurized
COMMERCIAL PROPERTY | 298 HANCOCK ST | MADISON | Morgan | 10002909 | 1 |  |  | FALSE |  | FALSE | Removed from Ground | Used Oil | 500 |  |  | 1991-08-20
Love's Travel Stop #781 | 1500 Monticello Rd | Madison | Morgan | 10003130 | 5A | Flapper Valve |  | FALSE |  | FALSE | Currently in Use | Regular | 12000 | Fiberglass Double Walled | 2020-03-09 |  | Double-Walled Fiberglass | Pressurized
Love's Travel Stop #781 | 1500 Monticello Rd | Madison | Morgan | 10003130 | 7A | Flapper Valve |  | FALSE |  | FALSE | Currently in Use | New Oil | 3000 | Fiberglass Double Walled | 2020-03-09 |  | Double-Walled Fiberglass | Pressurized
Love's Travel Stop #781 | 1500 Monticello Rd | Madison | Morgan | 10003130 | 6B | Flapper Valve |  | FALSE |  | FALSE | Currently in Use | New Oil | 8000 | Fiberglass Double Walled | 2020-03-09 |  | Double-Walled Fiberglass | Pressurized
Love's Travel Stop #781 | 1500 Monticello Rd | Madison | Morgan | 10003130 | 6A | Flapper Valve |  | FALSE |  | FALSE | Currently in Use | Used Oil | 7000 | Fiberglass Double Walled | 2020-03-09 |  | Double-Walled Fiberglass | Pressurized
COMMERCIAL PROPERTY | 298 HANCOCK ST | MADISON | Morgan | 10002909 | 3 |  |  | FALSE |  | FALSE | Removed from Ground |  |  |  |  | 1991-08-20
Love's Travel Stop #781 | 1500 Monticello Rd | Madison | Morgan | 10003130 | 7D | Flapper Valve |  | FALSE |  | FALSE | Currently in Use | New Oil | 3000 | Fiberglass Double Walled | 2020-03-09 |  | Double-Walled Fiberglass | Pressurized
Love's Travel Stop #781 | 1500 Monticello Rd | Madison | Morgan | 10003130 | 3 | Flapper Valve |  | FALSE |  | FALSE | Currently in Use | Diesel | 20000 | Fiberglass Double Walled | 2020-03-09 |  | Double-Walled Fiberglass | Pressurized
Love's Travel Stop #781 | 1500 Monticello Rd | Madison | Morgan | 10003130 | 7B | Flapper Valve |  | FALSE |  | FALSE | Currently in Use | New Oil | 8000 | Fiberglass Double Walled | 2020-03-09 |  | Double-Walled Fiberglass | Pressurized
Love's Travel Stop #781 | 1500 Monticello Rd | Madison | Morgan | 10003130 | 7C | Flapper Valve |  | FALSE |  | FALSE | Currently in Use | New Oil | 3000 | Fiberglass Double Walled | 2020-03-09 |  | Double-Walled Fiberglass | Pressurized
Love's Travel Stop #781 | 1500 Monticello Rd | Madison | Morgan | 10003130 | 5B | Flapper Valve |  | FALSE |  | FALSE | Currently in Use | Premium | 8000 | Fiberglass Double Walled | 2020-03-09 |  | Double-Walled Fiberglass | Pressurized
Love's Travel Stop #781 | 1500 Monticello Rd | Madison | Morgan | 10003130 | 2 | Flapper Valve |  | FALSE |  | FALSE | Currently in Use | Diesel | 30000 | Fiberglass Double Walled | 2020-03-09 |  | Double-Walled Fiberglass | Pressurized
COMMERCIAL PROPERTY | 298 HANCOCK ST | MADISON | Morgan | 10002909 | 2 |  |  | FALSE |  | FALSE | Removed from Ground |  | 2000 |  |  | 1991-08-20
ARNOLDS #2 | US HWY 411 NORTH | CHATSWORTH | Murray | 1050052 | 10 |  | 1991-08-01 |  | 1991-08-01 |  | Removed from Ground | Gas (Historical Use) | 6000 | Composite | 1991-01-01 | 2004-01-20 | Fiberglass Reinforced Plastic | Suction (American)
C D GOSWICK GROCERY | GA HWY 286 | CHATSWORTH | Murray | 1050054 | 1 | [5 empty] | Removed from Ground | Gas (Historical Use) | 1000 | Bare Steel | 1966-05-18 | 1991-01-23 | Galvanized Steel
JACKS FOOD MART | 7530 HWY 225 | CHATSWORTH | Murray | 10001121 | 2A | Ball Float | 2006-03-15 | FALSE | 2006-03-15 | FALSE | Currently in Use | Diesel | 10000 | Composite | 2006-03-15 |  | Fiberglass Reinforced Plastic | Pressurized
GALAXY HEAT SET DIV | DUVALL RD | CHATSWORTH | Murray | 1050049 | 1 | [5 empty] | Removed from Ground | Diesel | 10000 | Bare Steel | 1977-01-03 | 1984-01-15 | Bare Steel
H&K SUPERETTE | US HWY 76 | CHATSWORTH | Murray | 1050055 | 3 | [5 empty] | Removed from Ground | Empty | 1000 | Bare Steel | 1974-05-16 | 2001-12-12 | Galvanized Steel
ARNOLDS #2 | US HWY 411 NORTH | CHATSWORTH | Murray | 1050052 | 9 |  | 1991-08-01 |  | 1991-08-01 |  | Removed from Ground | Gas (Historical Use) | 6000 | Composite | 1991-01-01 | 2004-01-20 | Fiberglass Reinforced Plastic | Suction (American)
ARNOLDS #2 | US HWY 411 NORTH | CHATSWORTH | Murray | 1050052 | 8 |  | 1991-08-01 |  | 1991-08-01 |  | Removed from Ground | Gas (Historical Use) | 6000 | Composite | 1991-01-01 | 2004-01-20 | Fiberglass Reinforced Plastic | Suction (American)
C D GOSWICK GROCERY | GA HWY 286 | CHATSWORTH | Murray | 1050054 | 2 | [5 empty] | Removed from Ground | Gas (Historical Use) | 550 | Bare Steel | 1966-05-18 | 1991-01-23 | Galvanized Steel
MAPCO EXPRESS 3610 | 1010 NORTH THIRD AVE | CHATSWORTH | Murray | 1050057 | 2 | Ball Float | 1996-01-08 | FALSE | 1996-01-08 | FALSE | Currently in Use | Plus | 10000 | Steel-Impressed Current | 1986-06-19 |  | Steel (Impressed Current) | Pressurized
Circle K 2709341 | 630 S 3RD AVE | CHATSWORTH | Murray | 10000818 | 3 | Ball Float | 2005-01-06 | FALSE | 2005-01-06 | FALSE | Currently in Use | Diesel | 10000 | Composite | 2004-12-01 |  | Fiberglass Reinforced Plastic | Pressurized
JACKS FOOD MART | 7530 HWY 225 | CHATSWORTH | Murray | 10001121 | 1B | Ball Float | 2006-03-15 | FALSE | 2006-03-15 | FALSE | Currently in Use | Premium | 6000 | Composite | 2006-03-15 |  | Fiberglass Reinforced Plastic | Pressurized
MAPCO EXPRESS 3610 | 1010 NORTH THIRD AVE | CHATSWORTH | Murray | 1050057 | 1 | Ball Float | 1996-01-08 | FALSE | 1996-01-08 | FALSE | Currently in Use | Regular | 10000 | Steel-Impressed Current | 1986-06-19 |  | Steel (Impressed Current) | Pressurized
Circle K 2709341 | 630 S 3RD AVE | CHATSWORTH | Murray | 10000818 | 1 | Ball Float | 2005-01-06 | FALSE | 2005-01-06 | FALSE | Currently in Use | Regular | 12000 | Composite | 2004-12-01 |  | Fiberglass Reinforced Plastic | Pressurized
JACKS FOOD MART | 7530 HWY 225 | CHATSWORTH | Murray | 10001121 | 1A | Flapper Valve | 2021-03-10 | FALSE | 2006-03-15 | FALSE | Currently in Use | Regular | 14000 | Composite | 2006-03-15 |  | Fiberglass Reinforced Plastic | Pressurized
ARNOLDS SERV STA | US HWY 411 SOUTH P O BOX 241 | CHATSWORTH | Murray | 1050053 | 1 | [5 empty] | Removed from Ground | Gas (Historical Use) | 1 | Bare Steel | 1958-05-15 | 1899-12-31 | Galvanized Steel
Circle K 2709341 | 630 S 3RD AVE | CHATSWORTH | Murray | 10000818 | 4 | Ball Float | 2005-01-06 | FALSE | 2005-01-06 | FALSE | Currently in Use | Diesel | 6000 | Composite | 2004-12-01 |  | Fiberglass Reinforced Plastic | Pressurized
Circle K 2709341 | 630 S 3RD AVE | CHATSWORTH | Murray | 10000818 | 5 | Ball Float | 2005-01-06 | FALSE | 2005-01-06 | FALSE | Currently in Use | Diesel | 4000 | Composite | 2004-12-01 |  | Fiberglass Reinforced Plastic | Pressurized
H&K SUPERETTE | US HWY 76 | CHATSWORTH | Murray | 1050055 | 1 | [5 empty] | Removed from Ground | Empty | 1000 | Bare Steel | 1974-05-16 | 2001-12-12 | Galvanized Steel
ARNOLDS #2 | US HWY 411 NORTH | CHATSWORTH | Murray | 1050052 | 2 |  |  | FALSE |  | FALSE | Removed from Ground | Gas (Historical Use) | 0 | Bare Steel | 1956-05-15 | 1998-09-03 | Galvanized Steel
ARNOLDS SERV STA | US HWY 411 SOUTH P O BOX 241 | CHATSWORTH | Murray | 1050053 | 4 | [5 empty] | Removed from Ground | Gas (Historical Use) | 1 | Bare Steel | 1958-05-15 | 1899-12-31 | Galvanized Steel
BEAULIEU CARPETS | GA HWY 225 SOUTH/SPRINGS PLACE | CHATSWORTH | Murray | 1050061 | 1 | [5 empty] | Removed from Ground | Gas (Historical Use) | 1000 | Bare Steel | 1975-01-01 | 1991-12-27 | Galvanized Steel | Pressurized
KWIK STOP #2 | 905 HWY 52 | CHATSWORTH | Murray | 1050032 | 6 | Flapper Valve | 1990-11-01 | FALSE | 1990-11-01 | FALSE | Currently in Use | Kerosene | 1000 | Galvanic (STIP-3) | 1990-11-01 |  | Fiberglass Reinforced Plastic | Safe Suction (Euro)
HIWASSEE LAND COMPANY CARTERS NU | ROUTE 4 BOX 211 | CHATSWORTH | Murray | 1050021 | 3 | [5 empty] | Removed from Ground | Other | 8000 | Bare Steel | 1973-05-02 | 1899-12-31 | Galvanized Steel
INGLES GAS EXPRESS #86 | 964 G I MADOX PKWY | CHATSWORTH | Murray | 10000357 | 1A | Ball Float | 2003-05-23 | FALSE | 2003-05-23 | FALSE | Currently in Use | Regular | 20000 | Fiberglass Double Walled | 2003-05-23 |  | Double-Walled Fiberglass | Pressurized
ETON | LOWY DR | CHATSWORTH | Murray | 1050044 | 185-3 |  |  | TRUE |  | TRUE | Removed from Ground | Used Oil | 1 | Bare Steel | 1984-05-08 | 1988-05-01 | Unknown
KWIK STOP #2 | 905 HWY 52 | CHATSWORTH | Murray | 1050032 | 9 | Ball Float | 2002-01-10 | FALSE | 2002-01-10 | FALSE | Currently in Use | Regular | 6000 | Galvanic (STIP-3) | 2002-01-10 |  | Fiberglass Reinforced Plastic | Pressurized
KWIK STOP #2 | 905 HWY 52 | CHATSWORTH | Murray | 1050032 | 8 |  | 1990-11-01 |  | 1990-11-01 |  | Removed from Ground | Gas (Historical Use) | 5000 | Galvanic (STIP-3) | 1990-11-01 | 2002-01-15 | Fiberglass Reinforced Plastic | Suction (American)
KWIK STOP #2 | 905 HWY 52 | CHATSWORTH | Murray | 1050032 | 2 | [5 empty] | Removed from Ground | Gas (Historical Use) | 1000 | Bare Steel | 1986-05-08 | 1990-11-01 | Galvanized Steel
CHATSWORTH CHEVRON | FORT ST & THIRD AVE | CHATSWORTH | Murray | 1050038 | 3 | [5 empty] | Removed from Ground | Gas (Historical Use) | 2000 | Bare Steel | 1983-05-09 | 1987-07-17 | Galvanized Steel
STOVERS MUFFLER SHOP | HWY 51 & HWY 225 | CHATSWORTH | Murray | 1050040 | 2 | [5 empty] | Removed from Ground | Gas (Historical Use) | 1000 | Bare Steel | 1986-05-08 | 1993-12-01 | Galvanized Steel
JIMS SERVICE STATION & MUFFLER S | 106 THIRD AVE | CHATSWORTH | Murray | 1050028 | 6 |  |  | TRUE |  | TRUE | Removed from Ground | Used Oil | 500 | Bare Steel | 1955-05-16 | 1998-10-05 | Galvanized Steel
ALLTEL/GTE/CHATSWORTH WAREHOUSE | 220 NORTH SECOND AVE | CHATSWORTH | Murray | 1050013 | 2 | [5 empty] | Removed from Ground | Diesel | 2000 | Bare Steel | 1994-12-28 | 1994-12-28 | Not Marked
MAPCO EXPRESS INC #3514 | 1217 N 3RD AVE HWY 411 N | CHATSWORTH | Murray | 1050001 | 2 | Flapper Valve | 1994-10-12 | FALSE | 1994-10-12 | FALSE | Temporarily out of use | Diesel | 10000 | Steel-Impressed Current | 1984-05-08 |  | Steel (Impressed Current) | Pressurized
INGLES GAS EXPRESS #86 | 964 G I MADOX PKWY | CHATSWORTH | Murray | 10000357 | 1B | Ball Float | 2003-05-23 | FALSE | 2003-05-23 | FALSE | Currently in Use | Premium | 12000 | Fiberglass Double Walled | 2003-05-23 |  | Double-Walled Fiberglass | Pressurized
ARNOLDS SERV STA | US HWY 411 SOUTH P O BOX 241 | CHATSWORTH | Murray | 1050053 | 3 | [5 empty] | Removed from Ground | Gas (Historical Use) | 1 | Bare Steel | 1958-05-15 | 1899-12-31 | Galvanized Steel
MAPCO EXPRESS 3610 | 1010 NORTH THIRD AVE | CHATSWORTH | Murray | 1050057 | 4 | Flapper Valve | 1996-01-08 | FALSE | 1996-01-08 | FALSE | Temporarily out of use | Kerosene | 2000 | Steel-Impressed Current | 1986-06-19 |  | Steel (Impressed Current) | Pressurized
KWIK STOP #2 | 905 HWY 52 | CHATSWORTH | Murray | 1050032 | 3 | [5 empty] | Removed from Ground | Gas (Historical Use) | 1000 | Bare Steel | 1986-05-08 | 1990-11-01 | Galvanized Steel
CHATSWORTH | FORT MOUNTAIN OFF HWY GA 52 | CHATSWORTH | Murray | 1050034 | 1 | [5 empty] | Removed from Ground | Kerosene | 2000 | Bare Steel | 1957-01-01 | 1992-04-22 | Copper | Suction (American)
CHATSWORTH CHEVRON | FORT ST & THIRD AVE | CHATSWORTH | Murray | 1050038 | 2 | [5 empty] | Removed from Ground | Gas (Historical Use) | 3000 | Bare Steel | 1978-05-10 | 1987-07-17 | Galvanized Steel
STOVERS MUFFLER SHOP | HWY 51 & HWY 225 | CHATSWORTH | Murray | 1050040 | 3 | [5 empty] | Removed from Ground | Gas (Historical Use) | 1000 | Bare Steel | 1986-05-08 | 1993-12-01 | Galvanized Steel
JIMS SERVICE STATION & MUFFLER S | 106 THIRD AVE | CHATSWORTH | Murray | 1050028 | 4 | [5 empty] | Removed from Ground | Gas (Historical Use) | 5000 | Bare Steel | 1955-05-16 | 1986-04-01 | Galvanized Steel
JIMS SERVICE STATION & MUFFLER S | 106 THIRD AVE | CHATSWORTH | Murray | 1050028 | 7 |  | 1998-10-05 |  | 1987-10-02 |  | Removed from Ground | Gas (Historical Use) | 5000 | Steel-Impressed Current | 1987-10-02 | 2010-10-21 | Steel (Impressed Current) | Safe Suction (Euro)
FAVORITE MARKET #6 | US HWY 411 NORTH | CHATSWORTH | Murray | 1050025 | R | [5 empty] | Removed from Ground | Gas (Historical Use) | 10000 | Bare Steel | 1980-05-09 | 1997-05-01 | Galvanized Steel | Pressurized
FORT MOUNTAIN STATE PARK | 181 FORT MOUNTAIN PARK RD | CHATSWORTH | Murray | 1050005 | 14 | Flapper Valve | 2002-11-01 | FALSE | 2002-11-01 | FALSE | Temporarily out of use | Empty | 2500 | Fiberglass Double Walled | 2002-11-01 |  | Double-Walled Fiberglass | Safe Suction (Euro)
ARNOLDS #2 | US HWY 411 NORTH | CHATSWORTH | Murray | 1050052 | 3 | [5 empty] | Removed from Ground | Gas (Historical Use) | 6000 | Bare Steel | 1966-05-13 | 1998-09-03 | Galvanized Steel
H&K SUPERETTE | US HWY 76 | CHATSWORTH | Murray | 1050055 | 2 | [5 empty] | Removed from Ground | Empty | 1000 | Bare Steel | 1974-05-16 | 2001-12-12 | Galvanized Steel
GLADDEN SPRINGS SUPERETTE | RT 2 | CHATSWORTH | Murray | 1050060 | 1 | [5 empty] | Removed from Ground | Empty | 4000 | Bare Steel | 1981-05-22 | 1999-02-17 | Galvanized Steel
MURRAY COUNTY PUBLIC WORKS | 684 HWY 52 E | CHATSWORTH | Murray | 1050043 | 2 | Flapper Valve | 1998-07-23 | FALSE | 1998-07-23 | FALSE | Currently in Use | Regular | 10000 | Epoxy | 1993-07-25 |  | Fiberglass Reinforced Plastic | Safe Suction (Euro)
JIMS SERVICE STATION & MUFFLER S | 106 THIRD AVE | CHATSWORTH | Murray | 1050028 | 10 |  | 1998-10-05 |  | 1987-10-02 |  | Removed from Ground | Diesel | 1000 | Steel-Impressed Current | 1987-10-01 | 2010-10-21 | Steel (Impressed Current) | Safe Suction (Euro)
FAVORITE MARKET #6 | US HWY 411 NORTH | CHATSWORTH | Murray | 1050025 | U | [5 empty] | Removed from Ground | Gas (Historical Use) | 10000 | Bare Steel | 1980-05-09 | 1997-05-01 | Galvanized Steel | Pressurized
GLADDEN SPRINGS SUPERETTE | RT 2 | CHATSWORTH | Murray | 1050019 | 1 | [5 empty] | Removed from Ground | Empty | 10000 | Bare Steel | 1983-04-30 | 1999-02-17 | Galvanized Steel
MURRAY COUNTY BOARD OF EDUCATION | 715 WEST CHESTNUT ST | CHATSWORTH | Murray | 1050007 | 3 | Flapper Valve | 1997-09-08 | FALSE | 1997-09-08 | FALSE | Currently in Use | Regular | 10000 | Steel-Impressed Current | 1983-01-17 |  | Steel (Impressed Current) | Safe Suction (Euro)
MAPCO EXPRESS INC #3514 | 1217 N 3RD AVE HWY 411 N | CHATSWORTH | Murray | 1050001 | 5 | Flapper Valve | 1994-10-12 | FALSE | 1994-10-12 | FALSE | Temporarily out of use | Diesel Off Road | 4000 | Steel-Impressed Current | 1984-05-08 |  | Steel (Impressed Current) | Pressurized
MAPCO EXPRESS INC #3514 | 1217 N 3RD AVE HWY 411 N | CHATSWORTH | Murray | 1050001 | 4 | Flapper Valve | 1994-10-12 | FALSE | 1994-10-12 | FALSE | Currently in Use | Premium | 6000 | Steel-Impressed Current | 1984-05-08 |  | Steel (Impressed Current) | Pressurized
KING'S OIL #371 | 5312 HWY 411 S | CHATSWORTH | Murray | 10001346 | 6 | Flapper Valve | 2007-01-02 | FALSE | 2007-01-02 | FALSE | Currently in Use | Kerosene | 2000 | Composite | 2006-12-15 |  | Fiberglass Reinforced Plastic | Safe Suction (Euro)
GA0104 | 102 E Fort St | Chatsworth | Murray | 1050064 | 1 | Flapper Valve | 1998-01-01 | FALSE | 1998-01-01 | FALSE | Currently in Use | Premium | 10000 | Steel-Impressed Current | 1979-01-03 |  | Steel (Impressed Current) | Pressurized
GA0104 | 102 E Fort St | Chatsworth | Murray | 1050064 | 4 | Flapper Valve | 1998-01-01 | FALSE | 1998-01-01 | FALSE | Currently in Use | E-0 | 2000 | Steel-Impressed Current | 1986-01-01 |  | Fiberglass Reinforced Plastic | Pressurized
ETON | LOWY DR | CHATSWORTH | Murray | 1050044 | 185-2 | [5 empty] | Removed from Ground | Other | 1 | Bare Steel | 1984-05-08 | 1988-05-01 | Galvanized Steel
CHATSWORTH FOOD & TOBACCO | 318 S 3RD AVE | CHATSWORTH | Murray | 1050023 | 3B | Ball Float | 1993-02-08 | FALSE | 1993-02-08 | FALSE | Currently in Use | Premium | 4137 | Composite | 1992-01-15 |  | Fiberglass Reinforced Plastic | Pressurized
CHATSWORTH FOOD & TOBACCO | 318 S 3RD AVE | CHATSWORTH | Murray | 1050023 | 1 | [5 empty] | Removed from Ground | Gas (Historical Use) | 8000 | Bare Steel | 1972-05-11 | 1992-12-15 | Galvanized Steel
MURRAY CO MAINT HQ (CHATSWORTH) | 515 LEONARD BRIDGE RD | CHATSWORTH | Murray | 1050016 | 2 | Flapper Valve | 1997-08-01 | FALSE | 1997-08-01 | FALSE | Currently in Use | Regular | 2500 | Fiberglass Double Walled | 1997-08-01 |  | Double-Walled Fiberglass | Safe Suction (Euro)
GA0104 | 102 E Fort St | Chatsworth | Murray | 1050064 | 3 | Flapper Valve | 1998-01-01 | FALSE | 1998-01-01 | FALSE | Currently in Use | Diesel | 10000 | Steel-Impressed Current | 1979-01-03 |  | Steel (Impressed Current) | Pressurized
TATE'S #2 | HWY 411 | CHATSWORTH | Murray | 1050033 | 3 | [5 empty] | Removed from Ground | Diesel | 500 | Bare Steel | 1986-05-08 | 1997-04-22 | Galvanized Steel | Suction (American)
ALADDIN MANUFACTURING CORP | DUVALL RD | CHATSWORTH | Murray | 1050014 | 3 | [5 empty] | Removed from Ground | Gas (Historical Use) | 1000 | Cathodically Protected Steel | 1976-01-01 | 1988-11-26 | Galvanized Steel
MURRAY COUNTY BOARD OF EDUCATION | 715 WEST CHESTNUT ST | CHATSWORTH | Murray | 1050007 | 1 | [5 empty] | Removed from Ground | Empty | 2000 | Bare Steel | 1976-01-19 | 1983-01-01 | Galvanized Steel | Suction (American)
FORT MOUNTAIN STATE PARK | 181 FORT MOUNTAIN PARK RD | CHATSWORTH | Murray | 1050005 | 11 | [5 empty] | Removed from Ground | Gas (Historical Use) | 250 | Bare Steel | 1984-01-23 | 1995-08-01 | Unknown
CIRCLE K #2723516 | 3120 HWY 52 ALT | CHATSWORTH | Murray | 1050010 | 7 | Ball Float | 1996-09-13 | FALSE | 1996-09-13 | FALSE | Currently in Use | Premium | 10000 | Composite | 1996-09-13 |  | Double-Walled Flex | Pressurized
CIRCLE K #2723516 | 3120 HWY 52 ALT | CHATSWORTH | Murray | 1050010 | 1 |  |  | FALSE |  | FALSE | Removed from Ground |  | 10000 | Bare Steel | 1978-03-26 | 1899-12-31 | Galvanized Steel | Pressurized
CENTRAL PIT STOP | 2865 US HWY 76 | CHATSWORTH | Murray | 9105014 | 4 | Ball Float | 1993-07-20 | FALSE | 1993-07-20 | FALSE | Currently in Use | Diesel | 8000 | Composite | 1993-07-20 |  | Fiberglass Reinforced Plastic | Pressurized
CENTRAL PIT STOP | 2865 US HWY 76 | CHATSWORTH | Murray | 9105014 | 5 | Ball Float | 1993-07-20 | FALSE | 1993-07-20 | FALSE | Currently in Use | Diesel Off Road | 3000 | Composite | 1993-07-20 |  | Fiberglass Reinforced Plastic | Pressurized
ALLTEL/GTE/CHATSWORTH WAREHOUSE | 220 NORTH SECOND AVE | CHATSWORTH | Murray | 1050013 | 379051-1 | [5 empty] | Removed from Ground | Gas (Historical Use) | 12000 | Fiberglass | 1979-03-22 | 1993-10-15 | Bare Steel | Pressurized
CIRCLE K #2723516 | 3120 HWY 52 ALT | CHATSWORTH | Murray | 1050010 | 3 |  |  | FALSE |  | FALSE | Removed from Ground |  | 10000 | Bare Steel | 1978-03-26 | 1899-12-31 | Galvanized Steel | Pressurized
MAPCO EXPRESS INC #3514 | 1217 N 3RD AVE HWY 411 N | CHATSWORTH | Murray | 1050001 | 1 |  | 1994-10-12 | FALSE | 1994-10-12 | FALSE | Closed in Ground | Gas (Historical Use) | 10000 |  | 1984-05-08 | 1899-12-31 |  | Pressurized
TRIPLE C MARKET #2 | 6110 US HWY 411 N | CHATSWORTH | Murray | 9105012 | 3 | Ball Float | 1997-04-01 | FALSE | 1997-04-01 | FALSE | Currently in Use | Regular | 6000 | Steel-Impressed Current | 1984-02-01 |  | Fiberglass Reinforced Plastic | Pressurized
SHOTSYS GAS & GOSSIP | 2667 OLD HWY 411 | CHATSWORTH | Murray | 9105022 | 3 | Ball Float | 1997-03-01 | FALSE | 1997-03-01 | FALSE | Currently in Use | Regular | 10000 | Galvanic (STIP-3) | 1986-10-01 |  | Fiberglass Reinforced Plastic | Pressurized
COUNTRY JUNCTION | 2035 SMYRNA CHURCH RD | CHATSWORTH | Murray | 9105027 | 1 | Ball Float | 1991-10-10 | FALSE | 1991-10-10 | FALSE | Currently in Use | Regular | 10000 | STIP-3/Impressed Current | 1991-10-10 |  | Fiberglass Reinforced Plastic | Pressurized
CHATSWORTH WATER WORKS | 220 NORTH 1ST AVE NE | CHATSWORTH | Murray | 9105008 | 296055 | Overfill Alarm | 1991-07-15 |  | 1991-07-15 |  | Removed from Ground | Diesel | 1000 | Composite | 1991-07-15 | 2012-06-20 | Fiberglass Reinforced Plastic | Safe Suction (Euro)
QUEEN CARPET CORP | 616 DUVALL RD | CHATSWORTH | Murray | 9105034 | 2 | [5 empty] | Closed in Ground | Diesel | 10000 | Epoxy | 1996-12-15 | 1996-12-15 | Bare Steel | Safe Suction (Euro)
KWIK STOP #2 | 905 HWY 52 | CHATSWORTH | Murray | 1050032 | 1 | [5 empty] | Removed from Ground | Gas (Historical Use) | 5000 | Bare Steel | 1984-05-08 | 1990-11-01 | Galvanized Steel
TATE'S #2 | HWY 411 | CHATSWORTH | Murray | 1050033 | 2 |  |  |  | 1993-06-01 |  | Removed from Ground | Gas (Historical Use) | 3000 | Bare Steel | 1986-05-08 | 1997-04-22 | Galvanized Steel | Suction (American)
STOVERS MUFFLER SHOP | HWY 51 & HWY 225 | CHATSWORTH | Murray | 1050040 | 1 | [5 empty] | Removed from Ground | Gas (Historical Use) | 1000 | Bare Steel | 1986-05-08 | 1993-12-01 | Galvanized Steel
MURRAY CO MAINT HQ (CHATSWORTH) | 515 LEONARD BRIDGE RD | CHATSWORTH | Murray | 1050016 | 621G1 | [5 empty] | Removed from Ground | Gas (Historical Use) | 1000 | Cathodically Protected Steel | 1987-02-01 | 1997-09-29 | Galvanized Steel | Safe Suction (Euro)
ABC MARKET | 24 NEW HOPE CHURCH RD | CHATSWORTH | Murray | 1050018 | 1 |  | 1999-01-05 |  | 1999-01-05 |  | Currently in Use | Gas (Historical Use) | 5000 | Steel-Impressed Current | 1976-05-03 |  | Steel (Impressed Current) | Suction (American)
ALADDIN MANUFACTURING CORP | DUVALL RD | CHATSWORTH | Murray | 1050014 | 4 | [5 empty] | Removed from Ground | Gas (Historical Use) | 1000 | Cathodically Protected Steel | 1976-01-01 | 1988-11-26 | Galvanized Steel
THE BROTHERS SHOP | 2909 HWY 76 | CHATSWORTH | Murray | 1050009 | 5 | Flapper Valve | 1995-08-18 | FALSE | 1995-08-18 | FALSE | Temporarily out of use | Diesel | 4000 | Steel-Impressed Current | 1986-01-01 |  | Fiberglass Reinforced Plastic | Pressurized
THE BROTHERS SHOP | 2909 HWY 76 | CHATSWORTH | Murray | 1050009 | 4 | Flapper Valve | 1995-08-18 | FALSE | 1995-08-18 | FALSE | Temporarily out of use | Kerosene | 2000 | Steel-Impressed Current | 1986-01-01 |  | Fiberglass Reinforced Plastic | Pressurized
ALLTEL GEORGIA INC | 220 N SECOND AVE | CHATSWORTH | Murray | 1050003 | 379052-1 | [5 empty] | Removed from Ground | Diesel | 2000 | Concrete | 1994-12-23 | 1994-12-23 | Galvanized Steel
CROSSROADS | 1520 OLD CCC CAMP RD | CHATSWORTH | Murray | 9105020 | 1 | Flapper Valve | 1998-07-28 | FALSE | 1998-07-28 | FALSE | Currently in Use | E-0 | 2000 | Steel-Impressed Current | 1980-10-01 |  | Steel (Impressed Current) | Safe Suction (Euro)
Sunshine Foodmart | 2773 GA HWY 286 | CHATSWORTH | Murray | 9105024 | 4 |  | 1998-11-01 | FALSE | 1998-11-01 | FALSE | Temporarily out of use | Diesel | 1000 | Fiberglass | 1987-07-01 |  | Fiberglass Reinforced Plastic | Suction (American)
RIGHT WAY TRANSPORT INC | 449 LOWY RD | CHATSWORTH | Murray | 9105002 | 2 | [5 empty] | Removed from Ground | Other | 8000 | Bare Steel | 1985-01-01 | 1997-01-01 | Galvanized Steel
JACKS FOOD MART | 7530 HWY 225 | CHATSWORTH | Murray | 10001121 | 2B | Ball Float | 2006-03-15 | FALSE | 2006-03-15 | FALSE | Currently in Use | Diesel Off Road | 5000 | Composite | 2006-03-15 |  | Fiberglass Reinforced Plastic | Pressurized
GLADDEN SPRINGS SUPERETTE | RT 2 | CHATSWORTH | Murray | 1050060 | 2 | [5 empty] | Removed from Ground | Empty | 4000 | Bare Steel | 1981-05-22 | 1999-02-17 | Galvanized Steel
CENTER HILL GROCERY | HWY 225 | CHATSWORTH | Murray | 1050039 | 1 | [5 empty] | Removed from Ground | Gas (Historical Use) | 4000 | Bare Steel | 1976-05-10 | 2000-09-20 | Galvanized Steel | Safe Suction (Euro)
CENTRAL PIT STOP | 2865 US HWY 76 | CHATSWORTH | Murray | 9105014 | 1 | Ball Float | 1993-07-20 | FALSE | 1993-07-20 | FALSE | Currently in Use | Diesel | 15000 | Composite | 1993-07-20 |  | Double-Walled Fiberglass | Pressurized
Circle K 2709348 | 1194 HIGHWAY 76 | CHATSWORTH | Murray | 9105011 | L338057 | Ball Float | 1993-02-08 | FALSE | 1993-02-08 | FALSE | Currently in Use | Premium | 8000 | Composite | 1993-02-08 |  | Double-Walled Fiberglass | Pressurized
RTK ENTERPRISES/BP | GA HWY 52 | CHATSWORTH | Murray | 9105013 | 3 |  |  | TRUE |  | TRUE | Removed from Ground | Used Oil | 3000 | Bare Steel | 1970-01-01 | 1993-04-20 | Galvanized Steel | Gravity Fed
COHUTTA WORK CENTER | HOLLY CREED RD/4 MI EAST OF TOWN | ETON | Murray | 1050002 | 1 |  |  | FALSE |  | FALSE | Removed from Ground | Gas (Historical Use) | 1000 | Bare Steel | 1979-02-15 | 1899-12-31
COLVARDS GROCERY | HWY 225 | CRANDALL | Murray | 1050037 | 1 | [5 empty] | Closed in Ground | Gas (Historical Use) | 560 | Bare Steel | 1986-05-08 | 1988-12-01 | Galvanized Steel
TEMPLE GROCERY STORE | 2915 HALLS CHAPEL RD AT TEMPLE G | CRANDALL | Murray | 1050046 | 3 | [5 empty] | Removed from Ground | Diesel | 3000 | Bare Steel | 1979-05-10 | 1998-12-22 | Galvanized Steel | Safe Suction (Euro)
TRIPLE C MARKET | 14450 HIGHWAY 225 N | CRANDALL | Murray | 9105003 | 1 | Ball Float | 1996-07-01 | FALSE | 1996-07-01 | FALSE | Currently in Use | Kerosene | 3000 | Steel-Impressed Current | 1984-01-01 |  | Double-Walled Flex | Pressurized
CHATSWORTH TUFTING MACHINERY | 37 SOUTH STREET | CHATSWORTH | Murray | 1050045 | 1 | [5 empty] | Removed from Ground | Gas (Historical Use) | 0 | Bare Steel | 1983-05-09 | 1899-12-31 | Galvanized Steel
TATE'S #2 | HWY 411 | CHATSWORTH | Murray | 1050033 | 1 |  |  |  | 1993-06-01 |  | Removed from Ground | Gas (Historical Use) | 3000 | Bare Steel | 1986-05-08 | 1997-04-22 | Galvanized Steel | Suction (American)
TATE'S #2 | HWY 411 | CHATSWORTH | Murray | 1050033 | 4 |  |  | TRUE |  | TRUE | Removed from Ground | Used Oil | 500 | Bare Steel | 1986-05-08 | 1997-04-22 | Galvanized Steel
MURRAY CO MAINT HQ (CHATSWORTH) | 515 LEONARD BRIDGE RD | CHATSWORTH | Murray | 1050016 | 621D1 | [5 empty] | Removed from Ground | Diesel | 1000 | Bare Steel | 1953-05-07 | 1997-09-29 | Galvanized Steel | Safe Suction (Euro)
MAPCO EXPRESS 3610 | 1010 NORTH THIRD AVE | CHATSWORTH | Murray | 1050057 | 3 | Ball Float | 1996-01-08 | FALSE | 1996-01-08 | FALSE | Currently in Use | Premium | 10000 | Steel-Impressed Current | 1986-06-19 |  | Steel (Impressed Current) | Pressurized
AST GROUP USA INC DBA COUNTRY CORNER | 5339 HWY 411 SOUTH | CHATSWORTH | Murray | 1050062 | 3104 | Flapper Valve | 1987-01-01 |  | 1998-11-01 |  | Currently in Use | Diesel | 10000 | Fiberglass | 1987-01-01 |  | Fiberglass Reinforced Plastic | Pressurized
AST GROUP USA INC DBA COUNTRY CORNER | 5339 HWY 411 SOUTH | CHATSWORTH | Murray | 1050062 | 3105 | Flapper Valve | 1987-01-01 |  | 1998-11-01 |  | Currently in Use | Kerosene | 2000 | Fiberglass | 1987-01-01 |  | Fiberglass Reinforced Plastic | Pressurized
KWIK STOP #2 | 905 HWY 52 | CHATSWORTH | Murray | 1050032 | 4 | Ball Float | 1990-11-01 | FALSE | 1990-11-01 | FALSE | Currently in Use | Regular | 6000 | Galvanic (STIP-3) | 1990-11-01 |  | Fiberglass Reinforced Plastic | Pressurized
KWIK STOP #2 | 905 HWY 52 | CHATSWORTH | Murray | 1050032 | 5 | Ball Float | 1990-11-01 | FALSE | 1990-11-01 | FALSE | Currently in Use | Regular | 6000 | Galvanic (STIP-3) | 1990-11-01 |  | Fiberglass Reinforced Plastic | Pressurized
KWIK STOP #2 | 905 HWY 52 | CHATSWORTH | Murray | 1050032 | 7 | Flapper Valve | 1990-11-01 | FALSE | 1990-11-01 | FALSE | Currently in Use | Diesel | 1000 | Galvanic (STIP-3) | 1990-11-01 |  | Fiberglass Reinforced Plastic | Safe Suction (Euro)
JIMS SERVICE STATION & MUFFLER S | 106 THIRD AVE | CHATSWORTH | Murray | 1050028 | 3 | [5 empty] | Removed from Ground | Gas (Historical Use) | 5000 | Bare Steel | 1955-05-16 | 1986-04-01 | Galvanized Steel
ALADDIN MANUFACTURING CORP | DUVALL RD | CHATSWORTH | Murray | 1050014 | 1 | [5 empty] | Currently in Use | Other | 20000 | Bare Steel | 1978-04-18 |  | Bare Steel
FORT MOUNTAIN STATE PARK | 181 FORT MOUNTAIN PARK RD | CHATSWORTH | Murray | 1050005 | 12 | [5 empty] | Removed from Ground | Gas (Historical Use) | 500 | Bare Steel | 1979-01-24 | 1995-08-01 | Unknown
THE BROTHERS SHOP | 2909 HWY 76 | CHATSWORTH | Murray | 1050009 | 1 | Flapper Valve | 1995-08-18 | FALSE | 1995-08-18 | FALSE | Currently in Use | Regular | 10000 | Steel-Impressed Current | 1980-01-03 |  | Fiberglass Reinforced Plastic | Pressurized
CENTRAL PIT STOP | 2865 US HWY 76 | CHATSWORTH | Murray | 9105014 | 2 | Ball Float | 1993-07-20 | FALSE | 1993-07-20 | FALSE | Currently in Use | Regular | 12000 | Composite | 1993-07-20 |  | Fiberglass Reinforced Plastic | Pressurized
SUNRISE CARPETS/VICTORY CARPETS | WILLIAMS RD | CHATSWORTH | Murray | 9105019 | 1 | [5 empty] | Removed from Ground | Diesel | 10000 | Not Marked/Unknown | 1995-06-12 | 1995-06-12 | Unknown
JA CO SERVICE CENTER | 508 S THIRD AVE | CHATSWORTH | Murray | 9105021 | D |  | 1998-12-01 |  | 1998-12-01 |  | Removed from Ground | Diesel | 4000 | Steel-Impressed Current | 1998-12-01 | 2005-07-27 | Cathodically Protected | Safe Suction (Euro)
QUICK CHECK GROCERY | 2816 HWY 441 S | CHATSWORTH | Murray | 9105033 | RU |  | 1988-09-01 |  | 1988-09-01 |  | Removed from Ground | Gas (Historical Use) | 1000 | Bare Steel | 1988-10-01 | 1998-12-15 | Galvanized Steel | Safe Suction (Euro)
MERCHANT INC DBA SHELL | 5040 HWY 76 | CHATSWORTH | Murray | 9105026 | 3 | Ball Float | 1989-05-01 | FALSE | 1989-05-01 | FALSE | Currently in Use | Diesel | 10000 | Fiberglass | 1989-05-01 |  | Fiberglass Reinforced Plastic | Pressurized
US FOREST SERVICE-HOLLY CREEK WO | FS HWY 18 GRASSY MTN RD | CHATSWORTH | Murray | 9105001 | 41 | [5 empty] | Removed from Ground | Gas (Historical Use) | 1000 | Bare Steel | 1978-01-01 | 1988-12-21 | Galvanized Steel
US FOREST SERVICE-HOLLY CREEK WO | FS HWY 18 GRASSY MTN RD | CHATSWORTH | Murray | 9105001 | 47 | [5 empty] | Removed from Ground | Diesel | 500 | Bare Steel | 1971-01-01 | 1987-01-01 | Galvanized Steel
CHATSWORTH WATER WORKS | 220 NORTH 1ST AVE NE | CHATSWORTH | Murray | 9105008 | 4 | [5 empty] | Removed from Ground | Gas (Historical Use) | 1000 | Marked Unknown | 1992-02-28 | 1992-02-28 | Unknown
CHATSWORTH WATER WORKS | 220 NORTH 1ST AVE NE | CHATSWORTH | Murray | 9105008 | 5 | [5 empty] | Removed from Ground | Diesel | 1000 | Marked Unknown | 1992-02-28 | 1992-02-28 | Unknown
COHUTTA WORK CENTER | HOLLY CREED RD/4 MI EAST OF TOWN | ETON | Murray | 1050002 | 3 |  |  | FALSE |  | FALSE |  |  | 500 | Bare Steel | 1971-02-17 | 1899-12-31
FLOYD PIKE ELECT CONTR INC | US HWY 411 NORTH | ETON | Murray | 1050048 | 1 | [5 empty] | Removed from Ground | Diesel | 10000 | Fiberglass | 1985-05-08 | 1988-06-01 | Galvanized Steel
ABC #3 | 10692 HWY 411 N | CRANDALL | Murray | 9105023 | 1 | Flapper Valve | 1997-12-12 | FALSE | 1997-12-12 | FALSE | Currently in Use | Regular | 3000 | Steel-Impressed Current | 1984-09-18 |  | Steel (Impressed Current) | Safe Suction (Euro)
TRIPLE C MARKET #2 | 6110 US HWY 411 N | CHATSWORTH | Murray | 9105012 | 4 | Ball Float | 1997-04-01 | FALSE | 1997-04-01 | FALSE | Currently in Use | Diesel On Road | 3000 | Steel-Impressed Current | 1984-02-01 |  | Fiberglass Reinforced Plastic | Pressurized
ARNOLDS #2 | US HWY 411 NORTH | CHATSWORTH | Murray | 1050052 | 1 |  |  | FALSE |  | FALSE | Removed from Ground | Gas (Historical Use) | 6000 | Bare Steel | 1958-05-15 | 1998-09-03 | Galvanized Steel
ARNOLDS SERV STA | US HWY 411 SOUTH P O BOX 241 | CHATSWORTH | Murray | 1050053 | 2 | [5 empty] | Removed from Ground | Gas (Historical Use) | 1 | Bare Steel | 1958-05-15 | 1899-12-31 | Galvanized Steel
NO FACILITY NAME | THIRD AVE & FORT ST | CHATSWORTH | Murray | 9105006 | 2 | [5 empty] | Removed from Ground | Gas (Historical Use) | 1000 | Bare Steel | 1963-01-01 | 1987-11-16 | Unknown
KANKUS EXPRESS | 1607 HWY 411 N | CHATSWORTH | Murray | 9105039 | 3 | Ball Float | 1997-10-01 | FALSE | 1997-10-01 | FALSE | Currently in Use | Diesel | 12000 | Composite | 1997-10-01 |  | Fiberglass Reinforced Plastic | Pressurized
CROSSROADS | 1520 OLD CCC CAMP RD | CHATSWORTH | Murray | 9105020 | 4 | Flapper Valve | 1998-07-28 | FALSE | 1998-07-28 | FALSE | Currently in Use | Diesel | 8000 | Fiberglass | 1998-07-28 |  | Double-Walled Fiberglass | Safe Suction (Euro)
JA CO SERVICE CENTER | 508 S THIRD AVE | CHATSWORTH | Murray | 9105021 | SU |  | 1998-12-01 |  | 1998-12-01 |  | Removed from Ground | Gas (Historical Use) | 4000 | Steel-Impressed Current | 1998-12-01 | 2005-07-07 | Cathodically Protected | Safe Suction (Euro)
DOUG REED | 1958 SMYRNA CHURCH RD | CHATSWORTH | Murray | 9105032 | 1 | [5 empty] | Removed from Ground | Diesel | 2000 | Not Marked/Unknown | 1987-04-01 | 1899-12-31 | Not Marked
FAST FUEL | 3080 HWY 52 ALT | CHATSWORTH | Murray | 9105005 | 4404 | Flapper Valve | 2021-09-27 | FALSE | 1991-10-22 | FALSE | Currently in Use | Diesel | 8000 | Composite | 1991-10-22 |  | Fiberglass Reinforced Plastic | Pressurized
ZAHA PROPERTIES | 15186 HWY 411 | TENNGA | Murray | 9105040 | 1A |  | 1998-10-05 | FALSE | 1998-10-05 | FALSE | Abandoned-No Known Release | Gas (Historical Use) | 10000 | Composite | 1998-10-05 |  |  | Pressurized
SUTTON BROS LUMBER | 574 TENNGA RD | TENNGA | Murray | 1050041 | 3 | [5 empty] | Removed from Ground | Gas (Historical Use) | 3000 | Cathodically Protected Steel | 1987-05-21 | 1998-12-10 | Galvanized Steel | Suction (American)
AST GROUP USA INC DBA COUNTRY CORNER | 5339 HWY 411 SOUTH | CHATSWORTH | Murray | 1050062 | 3103 | Flapper Valve | 1987-01-01 |  | 1998-11-01 |  | Currently in Use | Gas (Historical Use) | 8000 | Fiberglass | 1987-01-01 |  | Fiberglass Reinforced Plastic | Pressurized
CENTER HILL GROCERY | HWY 225 | CHATSWORTH | Murray | 1050039 | 2 |  | 1996-05-10 |  | 1996-05-10 |  | Removed from Ground | Gas (Historical Use) | 2000 | Cathodically Protected Steel | 1996-05-10 | 2000-09-20 | Galvanized Steel | Safe Suction (Euro)
FORT MOUNTAIN STATE PARK | 181 FORT MOUNTAIN PARK RD | CHATSWORTH | Murray | 1050005 | 13 | [5 empty] | Removed from Ground | Gas (Historical Use) | 300 | Bare Steel | 1995-08-01 | 1995-08-01 | Not Marked
THE BROTHERS SHOP | 2909 HWY 76 | CHATSWORTH | Murray | 1050009 | 3 | Flapper Valve | 1995-08-18 | FALSE | 1995-08-18 | FALSE | Currently in Use | Premium | 10000 | Steel-Impressed Current | 1980-01-03 |  | Fiberglass Reinforced Plastic | Pressurized
HORNE & WALLACE HATCHERY | HWY 75 & 52 ALT | CHATSWORTH | Murray | 9105017 | 1 | [5 empty] | Removed from Ground | Gas (Historical Use) | 2000 | Bare Steel | 1973-01-01 | 1996-07-27 | Galvanized Steel | Suction (American)
TRIPLE C MARKET #2 | 6110 US HWY 411 N | CHATSWORTH | Murray | 9105012 | 2 | Ball Float | 1997-04-01 | FALSE | 1997-04-01 | FALSE | Currently in Use | Regular | 6000 | Steel-Impressed Current | 1984-02-01 |  | Fiberglass Reinforced Plastic | Pressurized
TRIPLE C MARKET #2 | 6110 US HWY 411 N | CHATSWORTH | Murray | 9105012 | 5 | Ball Float | 1997-04-01 | FALSE | 1997-04-01 | FALSE | Currently in Use | Diesel Off Road | 2000 | Steel-Impressed Current | 1984-02-01 |  | Fiberglass Reinforced Plastic | Pressurized
SHOTSYS GAS & GOSSIP | 2667 OLD HWY 411 | CHATSWORTH | Murray | 9105022 | 8 | Ball Float | 1997-03-01 | FALSE | 1997-03-01 | FALSE | Currently in Use | E-0 | 4000 | Galvanic (STIP-3) | 1997-03-01 |  | Fiberglass Reinforced Plastic | Pressurized
SHOTSYS GAS & GOSSIP | 2667 OLD HWY 411 | CHATSWORTH | Murray | 9105022 | 6 | [5 empty] | Removed from Ground | Gas (Historical Use) | 3000 | Cathodically Protected Steel | 1986-10-01 | 1997-03-01 | Galvanized Steel | Pressurized
CROSSROADS | 1520 OLD CCC CAMP RD | CHATSWORTH | Murray | 9105020 | 2 | Flapper Valve | 1998-07-28 | FALSE | 1998-07-28 | FALSE | Currently in Use | E-0 | 2000 | Steel-Impressed Current | 1980-10-01 |  | Steel (Impressed Current) | Safe Suction (Euro)
SMITH SERVICE STATION | 700 SOUTH 3RD AVENUE | CHATSWORTH | Murray | 9105029 | 2 | [5 empty] | Removed from Ground | Gas (Historical Use) | 6000 | Not Marked/Unknown | 1995-09-06 | 1899-12-31 | Not Marked
CITGO QUICK LUBE | 305 N 3RD AVE | CHATSWORTH | Murray | 9105030 | R-2 |  | 1999-01-01 |  | 1999-01-01 |  | Removed from Ground | Gas (Historical Use) | 1000 | Steel-Impressed Current | 1999-01-01 | 2012-10-11 | Cathodically Protected | Safe Suction (Euro)
MAPCO EXPRESS INC #3516 | 3405 US HWY 411 S | CHATSWORTH | Murray | 9105010 | 1 | Flapper Valve | 1998-01-01 | FALSE | 1998-01-01 | FALSE | Currently in Use | Regular | 8000 | STIP-3/Impressed Current | 2001-09-11 |  | Fiberglass Reinforced Plastic | Pressurized
MAPCO EXPRESS INC #3516 | 3405 US HWY 411 S | CHATSWORTH | Murray | 9105010 | 4 | Flapper Valve | 1998-01-01 | FALSE | 1998-01-01 | FALSE | Currently in Use | Diesel | 6000 | STIP-3/Impressed Current | 2001-09-11 |  | Fiberglass Reinforced Plastic | Pressurized
CARTER DAM STORE | 3644 CARTER RD | CHATSWORTH | Murray | 9105036 | 1 | [5 empty] | Removed from Ground | Gas (Historical Use) | 550 | Bare Steel | 1996-12-18 | 1996-12-18 | Bare Steel | Safe Suction (Euro)
BEAULIEU UNITED | HWY 411 NORTH | ETON | Murray | 1050015 | 2 | [5 empty] | Removed from Ground | Gas (Historical Use) | 1000 | Bare Steel | 1980-04-17 | 1985-01-01 | Galvanized Steel
KENNETH HEADRICK ESTATE | 12890 HWY 411 NORTH | CRANDALL | Murray | 10000395 | 2 |  |  | FALSE |  | FALSE | Removed from Ground | Not Marked/Tank Removed | 1000 | Unknown | 2003-03-11 | 2003-03-11
MURRAY COUNTY PUBLIC WORKS | 684 HWY 52 E | CHATSWORTH | Murray | 1050043 | 1 | Flapper Valve | 1998-07-23 | FALSE | 1998-07-23 | FALSE | Currently in Use | Diesel | 10000 | Epoxy | 1993-07-25 |  | Fiberglass Reinforced Plastic | Safe Suction (Euro)
CHATSWORTH | FORT MOUNTAIN OFF HWY GA 52 | CHATSWORTH | Murray | 1050034 | 2 | [5 empty] | Removed from Ground | Kerosene | 560 | Bare Steel | 1957-01-01 | 1992-04-22 | Copper | Suction (American)
CHATSWORTH FOOD & TOBACCO | 318 S 3RD AVE | CHATSWORTH | Murray | 1050023 | 3A | Ball Float | 1993-02-08 | FALSE | 1993-02-08 | FALSE | Currently in Use | Regular | 7961 | Composite | 1993-01-15 |  | Fiberglass Reinforced Plastic | Pressurized
MURRAY CO MAINT HQ (CHATSWORTH) | 515 LEONARD BRIDGE RD | CHATSWORTH | Murray | 1050016 | 62102 | [5 empty] | Removed from Ground | Gas (Historical Use) | 1000 | Bare Steel | 1986-04-29 | 1989-06-27 | Galvanized Steel | Safe Suction (Euro)
GEORGIA CARPET FINISHERS INC | 134 HIGHLAND RD | CHATSWORTH | Murray | 1050006 | 2 | [5 empty] | Removed from Ground | Diesel | 10000 | Bare Steel | 1980-02-07 | 1997-11-04 | Bare Steel
Circle K 2709341 | 630 S 3RD AVE | CHATSWORTH | Murray | 10000818 | 2 | Ball Float | 2005-01-06 | FALSE | 2005-01-06 | FALSE | Currently in Use | Premium | 8000 | Composite | 2004-12-01 |  | Fiberglass Reinforced Plastic | Pressurized
ARNOLDS #2 | US HWY 411 NORTH | CHATSWORTH | Murray | 1050052 | 4 | [5 empty] | Removed from Ground | Diesel | 1000 | Bare Steel | 1975-05-11 | 1998-08-31 | Galvanized Steel
ARNOLDS #2 | US HWY 411 NORTH | CHATSWORTH | Murray | 1050052 | 5 | [5 empty] | Removed from Ground | Diesel | 4000 | Bare Steel | 1979-05-10 | 1998-08-31 | Galvanized Steel
ARNOLDS #2 | US HWY 411 NORTH | CHATSWORTH | Murray | 1050052 | 7 | [5 empty] | Removed from Ground | Gas (Historical Use) | 3000 | Bare Steel | 1998-08-31 | 1998-08-31 | Bare Steel | Suction (American)
AST GROUP USA INC DBA COUNTRY CORNER | 5339 HWY 411 SOUTH | CHATSWORTH | Murray | 1050062 | 3102 | Flapper Valve | 1987-01-01 |  | 1998-11-01 |  | Currently in Use | Gas (Historical Use) | 10000 | Fiberglass | 1987-01-01 |  | Fiberglass Reinforced Plastic | Pressurized
CHATSWORTH CHEVRON | FORT ST & THIRD AVE | CHATSWORTH | Murray | 1050038 | 1 | [5 empty] | Removed from Ground | Gas (Historical Use) | 3000 | Bare Steel | 1978-05-10 | 1987-07-17 | Galvanized Steel
HIWASSEE LAND COMPANY CARTERS NU | ROUTE 4 BOX 211 | CHATSWORTH | Murray | 1050021 | 1 | [5 empty] | Removed from Ground | Gas (Historical Use) | 1000 | Bare Steel | 1973-05-02 | 1899-12-31 | Galvanized Steel
JIMS SERVICE STATION & MUFFLER S | 106 THIRD AVE | CHATSWORTH | Murray | 1050028 | 5 | [5 empty] | Removed from Ground | Diesel | 550 | Bare Steel | 1955-05-16 | 1986-04-01 | Galvanized Steel
ABC MARKET | 24 NEW HOPE CHURCH RD | CHATSWORTH | Murray | 1050018 | 2 |  | 1999-01-05 |  | 1999-01-05 |  | Currently in Use | Gas (Historical Use) | 5000 | Steel-Impressed Current | 1976-05-03 |  | Steel (Impressed Current) | Suction (American)
KING'S OIL #371 | 5312 HWY 411 S | CHATSWORTH | Murray | 10001346 | 1 | Ball Float | 2007-01-02 | FALSE | 2007-01-02 | FALSE | Currently in Use | Regular | 12000 | Composite | 2006-12-15 |  | Fiberglass Reinforced Plastic | Pressurized
CIRCLE K #2723516 | 3120 HWY 52 ALT | CHATSWORTH | Murray | 1050010 | 2 |  |  | FALSE |  | FALSE | Removed from Ground |  | 10000 | Bare Steel | 1978-03-26 | 1899-12-31 | Galvanized Steel | Pressurized
SHOTSYS GAS & GOSSIP | 2667 OLD HWY 411 | CHATSWORTH | Murray | 9105022 | 2 | [5 empty] | Removed from Ground | Gas (Historical Use) | 4000 | Cathodically Protected Steel | 1986-10-01 | 1997-02-01 | Galvanized Steel | Pressurized
GALLONS-2-GO | 321 NORTH THIRD AVE | CHATSWORTH | Murray | 9105031 | 3 | Flapper Valve | 1997-06-01 | FALSE | 1997-06-01 | FALSE | Temporarily out of use | Diesel | 8000 | Steel-Impressed Current | 1984-08-01 |  | Steel (Impressed Current) | Pressurized
CSX TRANSPORTATION | E MARKET ST | CHATSWORTH | Murray | 9105009 | 1 | [5 empty] | Removed from Ground | Gas (Historical Use) | 500 | Bare Steel | 1993-02-22 | 1993-02-22 | Bare Steel
FLOYD PIKE ELECT CONTR INC | US HWY 411 NORTH | ETON | Murray | 1050048 | 2 |  |  | TRUE |  | TRUE | Removed from Ground | Used Oil | 500 | Bare Steel | 1978-05-10 | 1988-06-01 | Bare Steel
TEMPLE GROCERY STORE | 2915 HALLS CHAPEL RD AT TEMPLE G | CRANDALL | Murray | 1050046 | 4 | [5 empty] | Removed from Ground | Gas (Historical Use) | 3000 | Bare Steel | 1983-05-09 | 1998-12-22 | Galvanized Steel | Safe Suction (Euro)
TEMPLE GROCERY STORE | 2915 HALLS CHAPEL RD AT TEMPLE G | CRANDALL | Murray | 1050046 | 5 | [5 empty] | Removed from Ground | Gas (Historical Use) | 6000 | Cathodically Protected Steel | 1985-05-08 | 1998-12-22 | Galvanized Steel | Safe Suction (Euro)
MURRAY CO MAINT HQ (CHATSWORTH) | 515 LEONARD BRIDGE RD | CHATSWORTH | Murray | 1050016 | 1 | Flapper Valve | 1997-08-01 | FALSE | 1997-08-01 | FALSE | Currently in Use | Diesel | 1000 | Fiberglass Double Walled | 1997-08-01 |  | Double-Walled Fiberglass | Safe Suction (Euro)
Circle K 2709348 | 1194 HIGHWAY 76 | CHATSWORTH | Murray | 9105011 | L338063 | Flapper Valve | 1993-02-08 | FALSE | 1993-02-08 | FALSE | Currently in Use | Diesel | 2000 | Composite | 1993-02-08 |  | Double-Walled Fiberglass | Safe Suction (Euro)
MURRAY COUNTY HOSPITAL | 707 OLD ELLIJAY RD | CHATSWORTH | Murray | 9105018 | DUMMY | [5 empty] | Currently in Use | Diesel | 0 | Not Marked/Unknown |  |  | Not Marked
CITGO QUICK LUBE | 305 N 3RD AVE | CHATSWORTH | Murray | 9105030 | 1 |  | 1999-01-01 |  | 1999-01-01 |  | Removed from Ground | Gas (Historical Use) | 3000 | Steel-Impressed Current | 1999-01-01 | 2012-10-11 | Cathodically Protected | Safe Suction (Euro)
CHATSWORTH WATER WORKS | 220 NORTH 1ST AVE NE | CHATSWORTH | Murray | 9105008 | 1 | [5 empty] | Removed from Ground | Gas (Historical Use) | 1000 | Marked Unknown | 1992-02-28 | 1992-02-28 | Unknown
CHATSWORTH WATER WORKS | 220 NORTH 1ST AVE NE | CHATSWORTH | Murray | 9105008 | 296054 | Overfill Alarm | 1991-07-12 |  | 1991-07-13 |  | Removed from Ground | Gas (Historical Use) | 10000 | Composite | 1991-07-13 | 2012-06-20 | Fiberglass Reinforced Plastic | Safe Suction (Euro)
COUNTRY JUNCTION | 2035 SMYRNA CHURCH RD | CHATSWORTH | Murray | 9105027 | 2 | Ball Float | 1991-10-10 | FALSE | 1991-10-10 | FALSE | Currently in Use | Diesel | 5000 | STIP-3/Impressed Current | 1991-10-10 |  | Fiberglass Reinforced Plastic | Pressurized
NO FACILITY NAME | THIRD AVE & FORT ST | CHATSWORTH | Murray | 9105006 | 3 |  |  | TRUE |  | TRUE | Closed in Ground | Used Oil | 1000 | Bare Steel | 1963-01-01 | 1987-11-16 | Unknown
CHATSWORTH WATER WORKS | 220 NORTH 1ST AVE NE | CHATSWORTH | Murray | 9105008 | 2 | [5 empty] | Removed from Ground | Other | 1000 | Marked Unknown | 1992-02-28 | 1992-02-28 | Unknown
KANKUS EXPRESS | 1607 HWY 411 N | CHATSWORTH | Murray | 9105039 | 2 | Ball Float | 1997-10-01 | FALSE | 1997-10-01 | FALSE | Currently in Use | Premium | 8000 | Composite | 1997-10-01 |  | Fiberglass Reinforced Plastic | Pressurized
QUEEN CARPET CORP | 616 DUVALL RD | CHATSWORTH | Murray | 9105034 | 1 | [5 empty] | Closed in Ground | Gas (Historical Use) | 10000 | Epoxy | 1996-12-15 | 1996-12-15 | Bare Steel | Safe Suction (Euro)
MOHAWK-ALADDIN ETON FACILITIES | 4140 NORTH HWY 411 | ETON | Murray | 9105037 | 2 |  |  | TRUE |  | TRUE | Removed from Ground | Used Oil | 5000 | Not Marked/Unknown | 1998-05-14 | 1998-05-14 | Not Marked | Gravity Fed
MAPCO EXPRESS 3628 | 3405 US HWY 411 @ GA HWY 286 | ETON | Murray | 1050058 | 4 | Flapper Valve | 1994-05-26 | FALSE | 1994-05-26 | FALSE | Closed in Ground | Kerosene | 2000 | Steel-Impressed Current | 1986-06-19 |  | Steel (Impressed Current) | Pressurized
SUNRISE GROCERY | 2110 HWY 2 E | CRANDALL | Murray | 9105035 | 2 | Overfill Alarm | 1998-12-28 | FALSE | 1998-12-28 | FALSE | Closed in Ground | Regular | 1000 | Steel-Impressed Current | 1982-01-01 | 2019-07-03 | Steel (Impressed Current) | Safe Suction (Euro)
Circle K 2709348 | 1194 HIGHWAY 76 | CHATSWORTH | Murray | 9105011 | L338066 | Ball Float | 1993-02-08 | FALSE | 1993-02-08 | FALSE | Currently in Use | Regular | 12000 | Composite | 1993-02-08 |  | Double-Walled Fiberglass | Pressurized
CHATSWORTH FOOD & TOBACCO | 318 S 3RD AVE | CHATSWORTH | Murray | 1050023 | 2 | [5 empty] | Removed from Ground | Gas (Historical Use) | 8000 | Bare Steel | 1972-05-11 | 1992-12-15 | Galvanized Steel
MURRAY COUNTY BOARD OF EDUCATION | 715 WEST CHESTNUT ST | CHATSWORTH | Murray | 1050007 | 2 | Flapper Valve | 1997-09-08 | FALSE | 1997-09-08 | FALSE | Currently in Use | Diesel | 10000 | Steel-Impressed Current | 1983-01-17 |  | Steel (Impressed Current) | Safe Suction (Euro)
CIRCLE K #2723516 | 3120 HWY 52 ALT | CHATSWORTH | Murray | 1050010 | 6 | Ball Float | 1996-09-13 | FALSE | 1996-09-13 | FALSE | Currently in Use | Diesel | 10000 | Composite | 1996-09-13 |  | Double-Walled Flex | Pressurized
NORTHWEST ELEMENTARY SCHOOL | 110 MCENTIRE CIRCLE | CHATSWORTH | Murray | 1050008 | 1 | [5 empty] | Removed from Ground | Diesel | 1 | Bare Steel | 1986-01-16 | 1899-12-31 | Galvanized Steel
KING'S OIL #371 | 5312 HWY 411 S | CHATSWORTH | Murray | 10001346 | 4 | Ball Float | 2007-01-02 | FALSE | 2007-01-02 | FALSE | Currently in Use | Diesel Off Road | 4000 | Composite | 2006-12-15 |  | Fiberglass Reinforced Plastic | Pressurized
KING'S OIL #371 | 5312 HWY 411 S | CHATSWORTH | Murray | 10001346 | 5 | Flapper Valve | 2007-01-02 | FALSE | 2007-01-02 | FALSE | Currently in Use | Racing Fuel | 2000 | Composite | 2006-12-15 |  | Fiberglass Reinforced Plastic | Safe Suction (Euro)
FORMER CHEVROLET DEALER | 2402 US HIGHWAY 76 | CHATSWORTH | Murray | 10002152 | 1 |  |  | TRUE |  | TRUE | Removed from Ground | Not Marked/Tank Removed | 375 | Epoxy | 2012-10-03 | 2012-10-03 | Flex
CENTRAL PIT STOP | 2865 US HWY 76 | CHATSWORTH | Murray | 9105014 | 3 | Ball Float | 1993-07-20 | FALSE | 1993-07-20 | FALSE | Currently in Use | Premium | 10000 | Composite | 1993-07-20 |  | Fiberglass Reinforced Plastic | Pressurized
RTK ENTERPRISES/BP | GA HWY 52 | CHATSWORTH | Murray | 9105013 | 4 | [5 empty] | Removed from Ground | Diesel | 10000 | Bare Steel | 1986-01-01 | 1993-04-20 | Galvanized Steel | Pressurized
CITGO QUICK LUBE | 305 N 3RD AVE | CHATSWORTH | Murray | 9105030 | R-1 |  | 1999-01-01 |  | 1999-01-01 |  | Removed from Ground | Gas (Historical Use) | 1000 | Steel-Impressed Current | 1999-01-01 | 2012-10-11 | Cathodically Protected | Safe Suction (Euro)
MERCHANT INC DBA SHELL | 5040 HWY 76 | CHATSWORTH | Murray | 9105026 | 2 | Ball Float | 1989-05-01 | FALSE | 1989-05-01 | FALSE | Currently in Use | Premium | 10000 | Fiberglass | 1989-05-01 |  | Fiberglass Reinforced Plastic | Pressurized
CHATSWORTH WATER WORKS | 220 NORTH 1ST AVE NE | CHATSWORTH | Murray | 9105008 | 3 | [5 empty] | Removed from Ground | Diesel | 1000 | Marked Unknown | 1992-02-28 | 1992-02-28 | Unknown
CARTER DAM STORE | 3644 CARTER RD | CHATSWORTH | Murray | 9105036 | 2 | [5 empty] | Removed from Ground | Gas (Historical Use) | 550 | Bare Steel | 1996-12-18 | 1996-12-18 | Bare Steel | Safe Suction (Euro)
SUNRISE GROCERY | 2110 HWY 2 E | CRANDALL | Murray | 9105035 | 3 | [5 empty] | Removed from Ground | Gas (Historical Use) | 550 | Bare Steel | 1983-01-01 | 1998-12-01 | Galvanized Steel | Safe Suction (Euro)
ARNOLDS #2 | US HWY 411 NORTH | CHATSWORTH | Murray | 1050052 | 6 | [5 empty] | Removed from Ground | Diesel | 4000 | Bare Steel | 1983-05-09 | 1998-08-31 | Galvanized Steel
GA0104 | 102 E Fort St | Chatsworth | Murray | 1050064 | 2 | Flapper Valve | 1998-01-01 | FALSE | 1998-01-01 | FALSE | Currently in Use | Regular | 10000 | Steel-Impressed Current | 1979-01-03 |  | Steel (Impressed Current) | Pressurized
AST GROUP USA INC DBA COUNTRY CORNER | 5339 HWY 411 SOUTH | CHATSWORTH | Murray | 1050062 | 3101 | Flapper Valve | 1987-01-01 |  | 1998-11-01 |  | Currently in Use | Gas (Historical Use) | 10000 | Fiberglass | 1987-01-01 |  | Fiberglass Reinforced Plastic | Pressurized
RTK ENTERPRISES/BP | GA HWY 52 | CHATSWORTH | Murray | 9105013 | 1 | [5 empty] | Removed from Ground | Gas (Historical Use) | 10000 | Bare Steel | 1970-01-01 | 1993-04-20 | Galvanized Steel | Pressurized
SMITH SERVICE STATION | 700 SOUTH 3RD AVENUE | CHATSWORTH | Murray | 9105029 | 1 | [5 empty] | Removed from Ground | Kerosene | 6000 | Not Marked/Unknown | 1995-09-06 | 1899-12-31 | Not Marked
DOUG REED | 1958 SMYRNA CHURCH RD | CHATSWORTH | Murray | 9105032 | 2 | [5 empty] | Removed from Ground | Gas (Historical Use) | 2000 | Not Marked/Unknown | 1987-04-01 | 1899-12-31 | Not Marked
Sunshine Foodmart | 2773 GA HWY 286 | CHATSWORTH | Murray | 9105024 | 3 | Ball Float | 1998-11-01 | FALSE | 1998-11-01 | FALSE | Currently in Use | Regular | 8000 | Fiberglass | 1987-07-01 |  | Fiberglass Reinforced Plastic | Pressurized
FAST FUEL | 3080 HWY 52 ALT | CHATSWORTH | Murray | 9105005 | 4401 | Flapper Valve | 2021-09-27 | FALSE | 1991-10-22 | FALSE | Currently in Use | Regular | 10000 | Composite | 1991-10-22 |  | Fiberglass Reinforced Plastic | Pressurized
RIGHT WAY TRANSPORT INC | 449 LOWY RD | CHATSWORTH | Murray | 9105002 | 1 | [5 empty] | Removed from Ground | Diesel | 20000 | Bare Steel | 1985-01-01 | 1997-01-01 | Galvanized Steel
NO FACILITY NAME | THIRD AVE & FORT ST | CHATSWORTH | Murray | 9105006 | 4 | [5 empty] | Closed in Ground | Empty | 500 | Bare Steel | 1963-01-01 | 1987-11-16 | Unknown
MAPCO EXPRESS INC #3516 | 3405 US HWY 411 S | CHATSWORTH | Murray | 9105010 | 3 | Flapper Valve | 1998-01-01 | FALSE | 1998-01-01 | FALSE | Currently in Use | Premium | 8000 | STIP-3/Impressed Current | 2001-09-11 |  | Fiberglass Reinforced Plastic | Pressurized
KANKUS EXPRESS | 1607 HWY 411 N | CHATSWORTH | Murray | 9105039 | 1 | Ball Float | 1997-10-01 | FALSE | 1997-10-01 | FALSE | Currently in Use | Regular | 15000 | Composite | 1997-10-01 |  | Fiberglass Reinforced Plastic | Pressurized
MOHAWK-ALADDIN ETON FACILITIES | 4140 NORTH HWY 411 | ETON | Murray | 9105037 | 1 | [5 empty] | Removed from Ground | Gas (Historical Use) | 1000 | Bare Steel | 1998-05-13 | 1998-05-13 | Not Marked | Safe Suction (Euro)
MAPCO EXPRESS 3628 | 3405 US HWY 411 @ GA HWY 286 | ETON | Murray | 1050058 | 2 | Ball Float | 1994-05-26 | FALSE | 1994-05-26 | FALSE | Currently in Use | Plus | 10000 | Steel-Impressed Current | 1986-06-19 |  | Steel (Impressed Current) | Pressurized
SUTTON BROS LUMBER | 574 TENNGA RD | TENNGA | Murray | 1050041 | 2 | [5 empty] | Removed from Ground | Gas (Historical Use) | 1000 | Bare Steel | 1975-05-11 | 1987-11-06 | Galvanized Steel
CENTER HILL GROCERY | HWY 225 | CHATSWORTH | Murray | 1050039 | 3 | [5 empty] | Removed from Ground | Diesel | 1000 | Bare Steel | 1976-05-10 | 2000-09-20 | Galvanized Steel
ALADDIN MANUFACTURING CORP | DUVALL RD | CHATSWORTH | Murray | 1050014 | 2 | [5 empty] | Currently in Use | Other | 20000 | Bare Steel | 1978-04-18 |  | Bare Steel
GEORGIA CARPET FINISHERS INC | 134 HIGHLAND RD | CHATSWORTH | Murray | 1050006 | 1 | [5 empty] | Removed from Ground | Gas (Historical Use) | 3000 | Bare Steel | 1978-02-07 | 1997-11-04 | Bare Steel
THE BROTHERS SHOP | 2909 HWY 76 | CHATSWORTH | Murray | 1050009 | 2 | Flapper Valve | 1995-08-18 | FALSE | 1995-08-18 | FALSE | Currently in Use | Plus | 10000 | Steel-Impressed Current | 1980-01-03 |  | Fiberglass Reinforced Plastic | Pressurized
SHAW INDUSTRIES PLANT #84 | IND BLVD | CHATSWORTH | Murray | 9000727 | 1 | [5 empty] | Removed from Ground | Diesel | 0 | Marked Unknown | 1990-07-03 | 1990-07-03 | Unknown
RTK ENTERPRISES/BP | GA HWY 52 | CHATSWORTH | Murray | 9105013 | 2 | [5 empty] | Removed from Ground | Gas (Historical Use) | 10000 | Bare Steel | 1970-01-01 | 1993-04-20 | Galvanized Steel | Pressurized
CITGO QUICK LUBE | 305 N 3RD AVE | CHATSWORTH | Murray | 9105030 | P-1 |  | 1999-01-01 |  | 1999-01-01 |  | Removed from Ground | Gas (Historical Use) | 1000 | Steel-Impressed Current | 1999-01-01 | 2012-10-11 | Cathodically Protected | Safe Suction (Euro)
MERCHANT INC DBA SHELL | 5040 HWY 76 | CHATSWORTH | Murray | 9105026 | 4 | Ball Float | 1989-05-01 | FALSE | 1989-05-01 | FALSE | Currently in Use | Diesel | 10000 | Fiberglass | 1989-05-01 |  | Fiberglass Reinforced Plastic | Pressurized
COHUTTA WORK CENTER | HOLLY CREED RD/4 MI EAST OF TOWN | ETON | Murray | 1050002 | 2 |  |  | FALSE |  | FALSE | Removed from Ground | Diesel | 560 | Bare Steel | 1971-02-17 | 1899-12-31
TEMPLE GROCERY STORE | 2915 HALLS CHAPEL RD AT TEMPLE G | CRANDALL | Murray | 1050046 | 6 | [5 empty] | Removed from Ground | Kerosene | 1000 | Bare Steel | 1984-01-01 | 1998-12-22 | Galvanized Steel | Safe Suction (Euro)
TRIPLE C MARKET | 14450 HIGHWAY 225 N | CRANDALL | Murray | 9105003 | 4 | Ball Float | 1996-07-01 | FALSE | 1996-07-01 | FALSE | Currently in Use | Diesel Off Road | 2000 | Steel-Impressed Current | 1984-01-01 |  | Double-Walled Flex | Safe Suction (Euro)
ABC #3 | 10692 HWY 411 N | CRANDALL | Murray | 9105023 | 3 | Flapper Valve | 1997-12-12 | FALSE | 1997-12-12 | FALSE | Currently in Use | Premium | 3000 | Steel-Impressed Current | 1984-09-18 |  | Steel (Impressed Current) | Safe Suction (Euro)
SUTTON BROS LUMBER | 574 TENNGA RD | TENNGA | Murray | 1050041 | 1 | [5 empty] | Removed from Ground | Diesel | 1000 | Bare Steel | 1975-05-11 | 1987-11-06 | Galvanized Steel
JIMS SERVICE STATION & MUFFLER S | 106 THIRD AVE | CHATSWORTH | Murray | 1050028 | 2 | [5 empty] | Removed from Ground | Gas (Historical Use) | 1000 | Bare Steel | 1955-05-16 | 1986-04-01 | Galvanized Steel
JIMS SERVICE STATION & MUFFLER S | 106 THIRD AVE | CHATSWORTH | Murray | 1050028 | 9 |  | 1998-10-05 |  | 1987-10-02 |  | Removed from Ground | Gas (Historical Use) | 5000 | Steel-Impressed Current | 1987-10-02 | 2010-10-21 | Steel (Impressed Current) | Safe Suction (Euro)
JIMS SERVICE STATION & MUFFLER S | 106 THIRD AVE | CHATSWORTH | Murray | 1050028 | 8 |  | 1998-10-05 |  | 1987-10-02 |  | Removed from Ground | Gas (Historical Use) | 5000 | Steel-Impressed Current | 1987-10-02 | 2010-10-21 | Steel (Impressed Current) | Safe Suction (Euro)
KING'S OIL #371 | 5312 HWY 411 S | CHATSWORTH | Murray | 10001346 | 3 | Ball Float | 2007-01-02 | FALSE | 2007-01-02 | FALSE | Currently in Use | Premium | 8000 | Composite | 2006-12-15 |  | Fiberglass Reinforced Plastic | Pressurized
TRIPLE C MARKET #2 | 6110 US HWY 411 N | CHATSWORTH | Murray | 9105012 | 1 | Ball Float | 1997-04-01 | FALSE | 1997-04-01 | FALSE | Currently in Use | Premium | 4000 | Steel-Impressed Current | 1984-02-01 |  | Fiberglass Reinforced Plastic | Pressurized
SUNRISE CARPETS/VICTORY CARPETS | WILLIAMS RD | CHATSWORTH | Murray | 9105019 | 2 | [5 empty] | Removed from Ground | Diesel | 10000 | Not Marked/Unknown | 1995-06-12 | 1995-06-12 | Unknown
GALLONS-2-GO | 321 NORTH THIRD AVE | CHATSWORTH | Murray | 9105031 | 2 | Flapper Valve | 1997-06-01 | FALSE | 1997-06-01 | FALSE | Currently in Use | Regular | 8000 | Steel-Impressed Current | 1984-08-01 |  | Steel (Impressed Current) | Pressurized
QUICK CHECK GROCERY | 2816 HWY 441 S | CHATSWORTH | Murray | 9105033 | SU |  | 1988-09-01 |  | 1988-09-01 |  | Removed from Ground | Gas (Historical Use) | 1000 | Bare Steel | 1988-10-01 | 1998-12-15 | Galvanized Steel | Safe Suction (Euro)
ETON | LOWY DR | CHATSWORTH | Murray | 1050044 | 185-1 | [5 empty] | Removed from Ground | Diesel | 1 | Bare Steel | 1984-05-08 | 1988-05-01 | Unknown
HIWASSEE LAND COMPANY CARTERS NU | ROUTE 4 BOX 211 | CHATSWORTH | Murray | 1050021 | 2 | [5 empty] | Removed from Ground | Diesel | 2000 | Bare Steel | 1973-05-02 | 1899-12-31 | Galvanized Steel
JIMS SERVICE STATION & MUFFLER S | 106 THIRD AVE | CHATSWORTH | Murray | 1050028 | 1 | [5 empty] | Removed from Ground | Gas (Historical Use) | 5000 | Bare Steel | 1955-05-16 | 1986-04-01 | Galvanized Steel
CIRCLE K #2723516 | 3120 HWY 52 ALT | CHATSWORTH | Murray | 1050010 | 4 | Flapper Valve | 1996-09-13 | FALSE | 1996-09-13 | FALSE | Currently in Use | Kerosene | 2000 | Galvanic (STIP-3) | 1985-03-24 |  | Double-Walled Flex | Pressurized
CIRCLE K #2723516 | 3120 HWY 52 ALT | CHATSWORTH | Murray | 1050010 | 5 | Ball Float | 1996-09-13 | FALSE | 1996-09-13 | FALSE | Currently in Use | Regular | 10000 | Composite | 1996-09-13 |  | Double-Walled Flex | Pressurized
KING'S OIL #371 | 5312 HWY 411 S | CHATSWORTH | Murray | 10001346 | 2 | Ball Float | 2007-01-02 | FALSE | 2007-01-02 | FALSE | Currently in Use | Diesel | 12000 | Composite | 2006-12-15 |  | Fiberglass Reinforced Plastic | Pressurized
SHOTSYS GAS & GOSSIP | 2667 OLD HWY 411 | CHATSWORTH | Murray | 9105022 | 4 | Ball Float | 1997-03-01 | FALSE | 1997-03-01 | FALSE | Currently in Use | Premium | 10000 | Galvanic (STIP-3) | 1986-10-01 |  | Fiberglass Reinforced Plastic | Pressurized
SHOTSYS GAS & GOSSIP | 2667 OLD HWY 411 | CHATSWORTH | Murray | 9105022 | 5 |  | 1997-03-01 |  | 1997-03-01 |  | Removed from Ground | Diesel | 4000 | Cathodically Protected Steel | 1986-10-01 | 1997-03-01 | Cathodically Protected | Pressurized
Sunshine Foodmart | 2773 GA HWY 286 | CHATSWORTH | Murray | 9105024 | 2 | Ball Float | 1998-11-01 | FALSE | 1998-11-01 | FALSE | Currently in Use | Diesel | 8000 | Fiberglass | 1987-07-01 |  | Fiberglass Reinforced Plastic | Pressurized
MAPCO EXPRESS INC #3516 | 3405 US HWY 411 S | CHATSWORTH | Murray | 9105010 | 2 | Flapper Valve | 1998-01-01 | FALSE | 1998-01-01 | FALSE | Currently in Use | Plus | 8000 | STIP-3/Impressed Current | 2001-09-11 |  | Fiberglass Reinforced Plastic | Pressurized
MAPCO EXPRESS 3628 | 3405 US HWY 411 @ GA HWY 286 | ETON | Murray | 1050058 | 1 | Ball Float | 1994-05-26 | FALSE | 1994-05-26 | FALSE | Currently in Use | Regular | 10000 | Steel-Impressed Current | 1986-06-19 |  | Steel (Impressed Current) | Pressurized
KENNETH HEADRICK ESTATE | 12890 HWY 411 NORTH | CRANDALL | Murray | 10000395 | 1 |  |  | FALSE |  | FALSE | Removed from Ground | Not Marked/Tank Removed | 1000 | Unknown | 2003-03-11 | 2003-03-11
TRIPLE C MARKET | 14450 HIGHWAY 225 N | CRANDALL | Murray | 9105003 | 5 | Ball Float | 1996-07-01 | FALSE | 1996-07-01 | FALSE | Currently in Use | Diesel | 8000 | Steel-Impressed Current | 1984-01-01 |  | Double-Walled Flex | Pressurized
BEAULIEU UNITED | HWY 411 NORTH | ETON | Murray | 1050015 | 3 | [5 empty] | Removed from Ground | Gas (Historical Use) | 2000 | Bare Steel | 1997-09-16 | 1997-09-16 | Bare Steel | Suction (American)
GEORGIA FOOD MART LOTTO | 1317 HWY 76 | CHATSWORTH | Murray | 1052000 | 3 | Flapper Valve |  | FALSE | 1998-10-01 | FALSE | Currently in Use | Premium | 8000 | Galvanic (STIP-3) | 1987-11-04 |  | Fiberglass Reinforced Plastic | Pressurized
MAPCO EXPRESS 3611 | 6305 GA HWY 225 N RTE 1 @ NORTON BRIDGE | CRANDALL | Murray | 1050022 | 2-UL | Ball Float | 1995-06-05 | FALSE | 1995-06-05 | FALSE | Currently in Use | Diesel | 7896 | Steel-Impressed Current | 1985-05-08 |  | Steel (Impressed Current) | Pressurized
TEMPLE GROCERY STORE | 2915 HALLS CHAPEL RD AT TEMPLE G | CRANDALL | Murray | 1050046 | 9B | Flapper Valve |  | FALSE |  | FALSE | Currently in Use | Kerosene | 3000 | Epoxy | 1999-03-23 |  | Fiberglass Reinforced Plastic | Pressurized
FAST FUEL | 3080 HWY 52 ALT | CHATSWORTH | Murray | 9105005 | 4403 | Flapper Valve | 2021-09-27 | FALSE | 1991-10-22 | FALSE | Currently in Use | Premium | 10000 | Composite | 1991-10-22 |  | Fiberglass Reinforced Plastic | Pressurized
US FOREST SERVICE-HOLLY CREEK WO | FS HWY 18 GRASSY MTN RD | CHATSWORTH | Murray | 9105001 | 46 | [5 empty] | Removed from Ground | Diesel | 500 | Bare Steel | 1971-01-01 | 1987-01-01 | Galvanized Steel
MAPCO EXPRESS INC #3516 | 3405 US HWY 411 S | CHATSWORTH | Murray | 9105010 | 5 | Flapper Valve | 1998-01-01 | FALSE | 1998-01-01 | FALSE | Currently in Use | Kerosene | 6000 | STIP-3/Impressed Current | 2001-09-11 |  | Fiberglass Reinforced Plastic | Safe Suction (Euro)
Sunshine Foodmart | 2773 GA HWY 286 | CHATSWORTH | Murray | 9105024 | 1 | Ball Float | 1998-11-01 | FALSE | 1998-11-01 | FALSE | Currently in Use | Premium | 8000 | Fiberglass | 1987-07-01 |  | Fiberglass Reinforced Plastic | Pressurized
MERCHANT INC DBA SHELL | 5040 HWY 76 | CHATSWORTH | Murray | 9105026 | 1 | Ball Float | 1989-05-01 | FALSE | 1989-05-01 | FALSE | Currently in Use | Regular | 10000 | Fiberglass | 1989-05-01 |  | Fiberglass Reinforced Plastic | Pressurized
COUNTRY JUNCTION | 2035 SMYRNA CHURCH RD | CHATSWORTH | Murray | 9105027 | 3 | Ball Float | 1991-10-10 | FALSE | 1991-10-10 | FALSE | Currently in Use | Regular | 10000 | STIP-3/Impressed Current | 1991-10-10 |  | Fiberglass Reinforced Plastic | Pressurized
CHATSWORTH HEALTH CARE CENTER IN | 102 HOSPITAL DRIVE | CHATSWORTH | Murray | 9105038 | 1 | Flapper Valve | 1998-12-17 | FALSE | 1998-12-17 | TRUE | Currently in Use | Diesel | 550 | STIP-3/Impressed Current | 1980-01-01 |  | Copper | Safe Suction (Euro)
GEORGIA FOOD MART LOTTO | 1317 HWY 76 | CHATSWORTH | Murray | 1052000 | 1 | Flapper Valve |  | FALSE | 1998-10-01 | FALSE | Currently in Use | Regular | 10000 | Galvanic (STIP-3) | 1987-11-04 |  | Fiberglass Reinforced Plastic | Pressurized
FAVORITE MARKET #11 |  | ETON | Murray | 1050050 | UL | [5 empty] | Removed from Ground | Gas (Historical Use) | 8000 | Bare Steel | 1973-01-04 | 1899-12-31 | Galvanized Steel
TEMPLE GROCERY STORE | 2915 HALLS CHAPEL RD AT TEMPLE G | CRANDALL | Murray | 1050046 | 2 | [5 empty] | Removed from Ground | Gas (Historical Use) | 2000 | Bare Steel | 1979-05-10 | 1998-12-22 | Galvanized Steel | Pressurized
TEMPLE GROCERY STORE | 2915 HALLS CHAPEL RD AT TEMPLE G | CRANDALL | Murray | 1050046 | 8 | Flapper Valve |  | FALSE |  | FALSE | Currently in Use | Plus | 6000 | Epoxy | 1999-03-23 |  | Fiberglass Reinforced Plastic | Pressurized
TRIPLE C MARKET | 14450 HIGHWAY 225 N | CRANDALL | Murray | 9105003 | 2 | Ball Float | 1996-07-01 | FALSE | 1996-07-01 | FALSE | Currently in Use | Premium | 5000 | Steel-Impressed Current | 1984-01-01 |  | Double-Walled Flex | Pressurized
CITGO QUICK LUBE | 305 N 3RD AVE | CHATSWORTH | Murray | 9105030 | D-1 |  | 1999-01-01 |  | 1999-01-01 |  | Removed from Ground | Diesel | 500 | Steel-Impressed Current | 1999-01-01 | 2012-10-11 | Cathodically Protected | Safe Suction (Euro)
NO FACILITY NAME | THIRD AVE & FORT ST | CHATSWORTH | Murray | 9105006 | 1 | [5 empty] | Removed from Ground | Gas (Historical Use) | 1000 | Bare Steel | 1963-01-01 | 1987-11-16 | Unknown
GEORGIA FOOD MART LOTTO | 1317 HWY 76 | CHATSWORTH | Murray | 1052000 | 2 | Flapper Valve |  | FALSE | 1998-10-01 | FALSE | Currently in Use | Regular | 10000 | Galvanic (STIP-3) | 1987-11-04 |  | Fiberglass Reinforced Plastic | Pressurized
MAPCO EXPRESS 3611 | 6305 GA HWY 225 N RTE 1 @ NORTON BRIDGE | CRANDALL | Murray | 1050022 | 3-SUL | Ball Float | 1995-06-05 | FALSE | 1995-06-05 | FALSE | Currently in Use | Premium | 5000 | Steel-Impressed Current | 1985-05-08 |  | Steel (Impressed Current) | Pressurized
MAPCO EXPRESS 3628 | 3405 US HWY 411 @ GA HWY 286 | ETON | Murray | 1050058 | 3 | Ball Float | 1994-05-26 | FALSE | 1994-05-26 | FALSE | Currently in Use | Premium | 10000 | Steel-Impressed Current | 1986-06-19 |  | Steel (Impressed Current) | Pressurized
FAVORITE MARKET #11 |  | ETON | Murray | 1050050 | R | [5 empty] | Removed from Ground | Gas (Historical Use) | 8000 | Bare Steel | 1973-01-04 | 1899-12-31 | Galvanized Steel
BEAULIEU UNITED | HWY 411 NORTH | ETON | Murray | 1050015 | 1 | [5 empty] | Removed from Ground | Gas (Historical Use) | 1000 | Bare Steel | 1980-04-17 | 1985-01-01 | Galvanized Steel
MAPCO EXPRESS 3611 | 6305 GA HWY 225 N RTE 1 @ NORTON BRIDGE | CRANDALL | Murray | 1050022 | 4-K | Ball Float | 1995-06-05 | FALSE | 1995-06-05 | FALSE | Currently in Use | Biodiesel | 2005 | Steel-Impressed Current | 1992-09-30 |  | Steel (Impressed Current) | Pressurized
ZAHA PROPERTIES | 15186 HWY 411 | TENNGA | Murray | 9105040 | 2B |  | 1998-10-05 | FALSE | 1998-10-05 | FALSE | Abandoned-No Known Release | Diesel | 6000 | Composite | 1998-10-05 |  |  | Pressurized
ABC #3 | 10692 HWY 411 N | CRANDALL | Murray | 9105023 | 2 | Flapper Valve | 1997-12-12 | FALSE | 1997-12-12 | FALSE | Currently in Use | Plus | 3000 | Steel-Impressed Current | 1984-09-18 |  | Steel (Impressed Current) | Safe Suction (Euro)
TEMPLE GROCERY STORE | 2915 HALLS CHAPEL RD AT TEMPLE G | CRANDALL | Murray | 1050046 | 1 | [5 empty] | Removed from Ground | Diesel | 1000 | Bare Steel | 1982-05-09 | 1997-10-10 | Galvanized Steel | Safe Suction (Euro)
TEMPLE GROCERY STORE | 2915 HALLS CHAPEL RD AT TEMPLE G | CRANDALL | Murray | 1050046 | 7 | Flapper Valve |  | FALSE |  | FALSE | Currently in Use | Regular | 6000 | Epoxy | 1999-03-23 |  | Fiberglass Reinforced Plastic | Pressurized
TEMPLE GROCERY STORE | 2915 HALLS CHAPEL RD AT TEMPLE G | CRANDALL | Murray | 1050046 | 9A | Flapper Valve |  | FALSE |  | FALSE | Currently in Use | Diesel | 3000 | Epoxy | 1999-03-23 |  | Fiberglass Reinforced Plastic | Pressurized
ZAHA PROPERTIES | 15186 HWY 411 | TENNGA | Murray | 9105040 | 2A |  | 1998-10-05 | FALSE | 1998-10-05 | FALSE | Abandoned-No Known Release | Diesel | 6000 | Composite | 1998-10-05 |  |  | Pressurized
SUNRISE GROCERY | 2110 HWY 2 E | CRANDALL | Murray | 9105035 | 1 |  | 1998-12-28 | FALSE | 1998-12-28 | FALSE | Closed in Ground | Empty | 2000 | Steel-Impressed Current | 1980-01-01 | 2019-07-03 | Steel (Impressed Current) | Safe Suction (Euro)
TRIPLE C MARKET | 14450 HIGHWAY 225 N | CRANDALL | Murray | 9105003 | 3 | Ball Float | 1996-07-01 | FALSE | 1996-07-01 | FALSE | Currently in Use | Premium | 5000 | Steel-Impressed Current | 1984-01-01 |  | Double-Walled Flex | Pressurized
MAPCO EXPRESS INC #3514 | 1217 N 3RD AVE HWY 411 N | CHATSWORTH | Murray | 1050001 | 3 | Flapper Valve | 1994-10-12 | FALSE | 1994-10-12 | FALSE | Currently in Use | Regular | 8000 | Steel-Impressed Current | 1984-05-08 |  | Steel (Impressed Current) | Pressurized
SHOTSYS GAS & GOSSIP | 2667 OLD HWY 411 | CHATSWORTH | Murray | 9105022 | 7 | Ball Float | 1997-03-01 | FALSE | 1997-03-01 | FALSE | Currently in Use | Diesel | 4000 | Galvanic (STIP-3) | 1997-03-01 |  | Fiberglass Reinforced Plastic | Pressurized
SHOTSYS GAS & GOSSIP | 2667 OLD HWY 411 | CHATSWORTH | Murray | 9105022 | 1 | [5 empty] | Removed from Ground | Gas (Historical Use) | 4000 | Cathodically Protected Steel | 1986-10-01 | 1997-02-01 | Galvanized Steel | Pressurized
CROSSROADS | 1520 OLD CCC CAMP RD | CHATSWORTH | Murray | 9105020 | 3 | Flapper Valve | 1998-07-28 | FALSE | 1998-07-28 | FALSE | Currently in Use | E-0 | 2000 | Epoxy | 1988-06-01 |  | Fiberglass Reinforced Plastic | Safe Suction (Euro)
JA CO SERVICE CENTER | 508 S THIRD AVE | CHATSWORTH | Murray | 9105021 | RU |  | 1998-12-01 |  | 1998-12-01 |  | Removed from Ground | Gas (Historical Use) | 4000 | Steel-Impressed Current | 1998-12-01 | 2005-07-27 | Cathodically Protected | Safe Suction (Euro)
GALLONS-2-GO | 321 NORTH THIRD AVE | CHATSWORTH | Murray | 9105031 | 1 | Flapper Valve | 1997-06-01 | FALSE | 1997-06-01 | FALSE | Currently in Use | Regular | 8000 | Steel-Impressed Current | 1984-08-01 |  | Steel (Impressed Current) | Pressurized
FAST FUEL | 3080 HWY 52 ALT | CHATSWORTH | Murray | 9105005 | 4402 | Flapper Valve | 2021-09-27 | FALSE | 1991-10-22 | FALSE | Currently in Use | Regular | 10000 | Composite | 1991-10-22 |  | Fiberglass Reinforced Plastic | Pressurized
MAPCO EXPRESS 3611 | 6305 GA HWY 225 N RTE 1 @ NORTON BRIDGE | CRANDALL | Murray | 1050022 | 1-R | Ball Float | 1995-06-05 | FALSE | 1995-06-05 | FALSE | Currently in Use | Regular | 7896 | Steel-Impressed Current | 1985-05-08 |  | Steel (Impressed Current) | Pressurized
TRIPLE C MARKET | 14450 HIGHWAY 225 N | CRANDALL | Murray | 9105003 | 6B | Ball Float | 1996-07-01 | FALSE | 1996-07-01 | FALSE | Currently in Use | Plus | 5000 | Composite | 1996-07-01 |  | Double-Walled Flex | Pressurized
TRIPLE C MARKET | 14450 HIGHWAY 225 N | CRANDALL | Murray | 9105003 | 6A | Ball Float | 1996-07-01 | FALSE | 1996-07-01 | FALSE | Currently in Use | Regular | 12000 | Composite | 1996-07-01 |  | Double-Walled Flex | Pressurized
ZAHA PROPERTIES | 15186 HWY 411 | TENNGA | Murray | 9105040 | 1B |  | 1998-10-05 | FALSE | 1998-10-05 | FALSE | Abandoned-No Known Release | Gas (Historical Use) | 10000 | Composite | 1998-10-05 |  |  | Pressurized
RIVERSIDE GROCERY | 3677 BROWN BRIDGE RD | DALTON | Murray | 9105028 | 2 | Flapper Valve | 1990-06-01 | FALSE | 1990-06-01 | FALSE | Currently in Use | Diesel Off Road | 3000 | Galvanic (STIP-3) | 1990-11-01 |  | Fiberglass Reinforced Plastic | Safe Suction (Euro)
RIVERSIDE GROCERY | 3677 BROWN BRIDGE RD | DALTON | Murray | 9105028 | 1 | Flapper Valve | 1990-06-01 | FALSE | 1990-06-01 | FALSE | Currently in Use | Diesel Off Road | 3000 | Galvanic (STIP-3) | 1990-11-01 |  | Fiberglass Reinforced Plastic | Safe Suction (Euro)
CISCO MART INC | 20 HWY 2 EAST | CISCO | Murray | 9105025 | 3 | Flapper Valve | 1998-11-01 | FALSE | 1998-11-01 | FALSE | Removed from Ground | E-0 | 2000 | Steel-Impressed Current | 1986-01-01 |  | Steel (Impressed Current) | Pressurized
EARLS EXXON (KEVIN DEFOOR) | US HWY 411 | CISCO | Murray | 1050026 | 2 | [5 empty] | Removed from Ground | Gas (Historical Use) | 1000 | Bare Steel | 1971-05-12 | 2009-12-10 | Galvanized Steel
EARLS EXXON (KEVIN DEFOOR) | US HWY 411 | CISCO | Murray | 1050026 | 3 | [5 empty] | Removed from Ground | Gas (Historical Use) | 1000 | Bare Steel | 1971-05-12 | 2009-12-10 | Galvanized Steel
RIVERSIDE GROCERY | 3677 BROWN BRIDGE RD | DALTON | Murray | 9105028 | 4 | Flapper Valve | 2014-07-08 | FALSE | 2014-07-08 | FALSE | Currently in Use | Regular | 10000 | Composite Double Walled | 2014-07-01 |  | Double-Walled Fiberglass | Pressurized
RIVERSIDE GROCERY | 3677 BROWN BRIDGE RD | DALTON | Murray | 9105028 | 7 | Flapper Valve | 2014-07-08 | FALSE | 2014-07-08 | FALSE | Currently in Use | Diesel | 4000 | Composite Double Walled | 2014-07-01 |  | Double-Walled Fiberglass | Pressurized
RIVERSIDE GROCERY | 3677 BROWN BRIDGE RD | DALTON | Murray | 9105028 | 5 | Flapper Valve | 2014-07-08 | FALSE | 2014-07-08 | FALSE | Currently in Use | Premium | 4000 | Composite Double Walled | 2014-07-01 |  | Double-Walled Fiberglass | Pressurized
CISCO MART INC | 20 HWY 2 EAST | CISCO | Murray | 9105025 | 1 | Flapper Valve | 1998-11-01 | FALSE | 1998-11-01 | FALSE | Removed from Ground | E-0 | 2000 | Steel-Impressed Current | 1986-01-01 |  | Steel (Impressed Current) | Pressurized
EARLS EXXON (KEVIN DEFOOR) | US HWY 411 | CISCO | Murray | 1050026 | 1 | [5 empty] | Removed from Ground | Gas (Historical Use) | 1000 | Bare Steel | 1971-05-12 | 2009-12-10 | Galvanized Steel
CISCO MART INC | 20 HWY 2 EAST | CISCO | Murray | 9105025 | 2 | Flapper Valve | 1998-11-01 | FALSE | 1998-11-01 | FALSE | Removed from Ground | E-0 | 2000 | Steel-Impressed Current | 1986-01-01 |  | Steel (Impressed Current) | Pressurized
RIVERSIDE GROCERY | 3677 BROWN BRIDGE RD | DALTON | Murray | 9105028 | 6 | Flapper Valve | 2014-07-08 | FALSE | 2014-07-08 | FALSE | Currently in Use | E-10 | 4000 | Composite Double Walled | 2014-07-01 |  | Double-Walled Fiberglass | Pressurized
RIVERSIDE GROCERY | 3677 BROWN BRIDGE RD | DALTON | Murray | 9105028 | 3 | Flapper Valve | 1990-06-01 | FALSE | 1990-06-01 | FALSE | Currently in Use | E-0 | 1000 | Galvanic (STIP-3) | 1990-11-01 |  | Fiberglass Reinforced Plastic | Pressurized
GEORGIA MOUNTAINS HEALTH | 1008 NORTH 3RD Avenue | CHATSWORTH | Murray | 10002798 | 2 |  |  | FALSE |  | FALSE | Removed from Ground |  |  |  |  | 2016-07-19
GEORGIA MOUNTAINS HEALTH | 1008 NORTH 3RD Avenue | CHATSWORTH | Murray | 10002798 | 2 |  |  | FALSE |  | FALSE | Removed from Ground |  |  |  |  | 2016-07-20
GEORGIA MOUNTAINS HEALTH | 1008 NORTH 3RD Avenue | CHATSWORTH | Murray | 10002798 | 5 |  |  | FALSE |  | FALSE | Removed from Ground |  |  |  |  | 2016-07-20
GEORGIA MOUNTAINS HEALTH | 1008 NORTH 3RD Avenue | CHATSWORTH | Murray | 10002798 | 4 | [10 empty] | 2016-07-20
GEORGIA MOUNTAINS HEALTH | 1008 NORTH 3RD Avenue | CHATSWORTH | Murray | 10002798 | 1 |  |  | FALSE |  | FALSE | Removed from Ground |  |  |  |  | 2016-07-19
Gas N Go #230 | 502 GI Maddox Pkwy | Chatsworth | Murray | 10003140 | 1 | Flapper Valve | 2021-09-17 | FALSE | 2021-07-14 | FALSE | Currently in Use | Regular | 20000 | Fiberglass Double Walled | 2021-07-01 |  | Double-Walled Flex | Pressurized
Gas N Go #230 | 502 GI Maddox Pkwy | Chatsworth | Murray | 10003140 | 2A | Flapper Valve | 2021-09-17 | FALSE | 2021-07-14 | FALSE | Currently in Use | Premium | 10000 | Fiberglass Double Walled | 2021-07-01 |  | Double-Walled Flex | Pressurized
ETON GENERAL | 25 OLD CCC CAMP RD | ETON | Murray | 10003102 | 2B | Flapper Valve | 2021-02-19 | FALSE | 2021-01-20 | FALSE | Currently in Use | Diesel | 4000 | Composite Double Walled | 2021-01-28 |  | Double-Walled Flex | Pressurized
ETON GENERAL | 25 OLD CCC CAMP RD | ETON | Murray | 10003102 | 2C | Flapper Valve | 2021-02-19 | FALSE | 2021-01-20 | FALSE | Currently in Use | Premium | 4000 | Composite Double Walled | 2021-01-28 |  | Double-Walled Flex | Pressurized
ETON GENERAL | 25 OLD CCC CAMP RD | ETON | Murray | 10003102 | 2A | Flapper Valve | 2021-02-19 | FALSE | 2021-01-20 | FALSE | Currently in Use | E-0 | 4000 | Composite Double Walled | 2021-01-28 |  | Double-Walled Flex | Pressurized
ETON GENERAL | 25 OLD CCC CAMP RD | ETON | Murray | 10003102 | 1 | Flapper Valve | 2021-02-19 | FALSE | 2021-01-20 | FALSE | Currently in Use | Regular | 12000 | Composite Double Walled | 2021-01-28 |  | Double-Walled Flex | Pressurized
Gas N Go #230 | 502 GI Maddox Pkwy | Chatsworth | Murray | 10003140 | 2B | Flapper Valve | 2021-09-17 | FALSE | 2021-07-14 | FALSE | Currently in Use | Diesel | 10000 | Fiberglass Double Walled | 2021-07-01 |  | Double-Walled Flex | Pressurized
CLOSED MIDWAY SHELL | 1300 MIDWAY DR | COLUMBUS | Muscogee | 1060357 | 1 | [5 empty] | Currently in Use | Gas (Historical Use) | 2000 | Bare Steel | 1974-05-11 |  | Galvanized Steel
NORFOLK SOUTHERN/CARPENTER & HEN | 736 7TH ST | COLUMBUS | Muscogee | 1060297 | 3 | [5 empty] | Removed from Ground | Gas (Historical Use) | 1000 | Not Marked/Unknown | 1994-11-10 | 1994-11-10 | Not Marked
BLACO FUEL TECH #1 | 1634 THIRTEENTH AVE | COLUMBUS | Muscogee | 1060335 | 5 | [5 empty] | Permanently Out of Use - historical purposes | Gas (Historical Use) | 2000 | Bare Steel | 1971-05-12 | 1899-12-31 | Galvanized Steel
STEWART'S AUTOMOTIVE | 1347 SIXTH AVE | COLUMBUS | Muscogee | 1060253 | 8 |  |  | TRUE |  | TRUE | Closed in Ground | Used Oil | 500 | Not Marked/Unknown | 2000-02-08 | 2000-02-08 | Not Marked
COLUMBUS TOWEL MILL | 1412 FRONT AVE | COLUMBUS | Muscogee | 1060199 | 9 | [5 empty] | Removed from Ground | Other | 500 | Bare Steel | 1966-05-04 | 1988-12-01 | Galvanized Steel
COLUMBUS TOWEL MILL | 1412 FRONT AVE | COLUMBUS | Muscogee | 1060199 | 6 | [5 empty] | Removed from Ground | Other | 18000 | Bare Steel | 1956-05-06 | 1988-12-01 | Galvanized Steel
COLUMBUS TOWEL MILL | 1412 FRONT AVE | COLUMBUS | Muscogee | 1060199 | 8 | [5 empty] | Removed from Ground | Other | 30000 | Bare Steel | 1966-05-04 | 1988-12-01 | Galvanized Steel
CLOSED MIDWAY SHELL | 1300 MIDWAY DR | COLUMBUS | Muscogee | 1060357 | 3 | [5 empty] | Currently in Use | Gas (Historical Use) | 2000 | Bare Steel | 1974-05-11 |  | Galvanized Steel
RIVERSIDE BUICK CADILLAC INC | 1501 FIRST AVE | COLUMBUS | Muscogee | 1060229 | 5 | [5 empty] | Removed from Ground | Other | 5000 | Not Marked/Unknown | 1997-07-09 | 1997-07-09 | Not Marked
RIVERSIDE BUICK CADILLAC INC | 1501 FIRST AVE | COLUMBUS | Muscogee | 1060229 | 4 | [5 empty] | Removed from Ground | Gas (Historical Use) | 500 | Bare Steel | 1963-04-29 | 1992-11-01 | Galvanized Steel
GA NATIONAL GUARD | 2505 VICTORY DRIVE | COLUMBUS | Muscogee | 1060241 | 1 | [5 empty] | Permanently Out of Use - historical purposes | Diesel | 1000 | Bare Steel | 1956-05-08 | 1899-12-31 | Unknown
FIRESTONE STORE #6381 | 1221 4TH AVE | COLUMBUS | Muscogee | 1060210 | 1 |  |  | TRUE |  | TRUE | Removed from Ground | Used Oil | 800 | Bare Steel | 1959-04-02 | 1995-01-25 | Unknown
COLUMBUS TOWEL MILL | 1412 FRONT AVE | COLUMBUS | Muscogee | 1060199 | 3 | [5 empty] | Removed from Ground | Other | 18000 | Bare Steel | 1956-05-06 | 1988-12-01 | Galvanized Steel
EAGLE-PHENIX PLANT | 1412 FRONT AVE | COLUMBUS | Muscogee | 1060201 | 5 | [5 empty] | Removed from Ground | Diesel | 15000 | Bare Steel | 1966-05-04 | 1991-01-01 | Galvanized Steel
EAGLE-PHENIX PLANT | 1412 FRONT AVE | COLUMBUS | Muscogee | 1060201 | 4 | [5 empty] | Removed from Ground | Diesel | 5000 | Bare Steel | 1966-05-04 | 1991-01-01 | Galvanized Steel
E J KNIGHT SCRAP MATERIAL CO | 440 TENTH AVE | COLUMBUS | Muscogee | 1060354 | 2 | [5 empty] | Closed in Ground | Gas (Historical Use) | 560 | Bare Steel | 1976-05-10 | 1899-12-31 | Galvanized Steel
GEORGE MCCASKILL | TWELFTH AVE & TWENTY SECOND ST | COLUMBUS | Muscogee | 1060298 | 2 | [5 empty] | Removed from Ground | Gas (Historical Use) | 6000 | Bare Steel | 1966-05-13 | 1899-12-31 | Galvanized Steel
FLOCO INC DBA QUICK CHANGE FOOD | 940 FOURTH AVE | COLUMBUS | Muscogee | 1060301 | 5 |  |  | TRUE |  | TRUE | Removed from Ground | Used Oil | 530 | Bare Steel | 1961-05-14 | 1996-09-30 | Galvanized Steel
FLOCO INC DBA QUICK CHANGE FOOD | 940 FOURTH AVE | COLUMBUS | Muscogee | 1060301 | 4 | [5 empty] | Removed from Ground | Gas (Historical Use) | 3000 | Bare Steel | 1972-05-11 | 1996-09-30 | Galvanized Steel | Suction (American)
ROBERT CLEVELAND PROPERTY | 408 ANDREWS RD | COLUMBUS | Muscogee | 1060348 | 2 | [5 empty] | Removed from Ground | Gas (Historical Use) | 1000 | Bare Steel | 1973-05-11 | 1998-12-01 | Galvanized Steel
TORCH HILL SHELL | 2303 FORT BENNING RD | COLUMBUS | Muscogee | 1060346 | 2#NEW | [5 empty] | Removed from Ground | Gas (Historical Use) | 3000 | Cathodically Protected Steel | 1991-07-10 | 1997-09-16 | Fiberglass Reinforced Plastic | Safe Suction (Euro)
FOURTH AVE CAR WASH | 1020 4TH AVE | COLUMBUS | Muscogee | 1060331 | 2 | [5 empty] | Removed from Ground | Gas (Historical Use) | 6000 | Bare Steel | 1971-05-12 | 1988-11-01 | Galvanized Steel
RIVERSIDE BUICK CADILLAC INC | 1501 FIRST AVE | COLUMBUS | Muscogee | 1060229 | 6 | [5 empty] | Removed from Ground | Other | 5000 | Not Marked/Unknown | 1997-07-09 | 1997-07-09 | Not Marked
W C BRADLEY CO | 4501 RIVER RD | COLUMBUS | Muscogee | 1060376 | 2 | [5 empty] | Permanently Out of Use - historical purposes | Gas (Historical Use) | 0 | Marked Unknown | 1986-05-07 | 1899-12-31 | Unknown
FLOCO INC DBA QUICK CHANGE FOOD | 940 FOURTH AVE | COLUMBUS | Muscogee | 1060301 | 2 | [5 empty] | Removed from Ground | Gas (Historical Use) | 2000 | Bare Steel | 1961-05-14 | 1996-09-30 | Galvanized Steel | Suction (American)
RIVERSIDE BUICK CADILLAC INC | 1501 FIRST AVE | COLUMBUS | Muscogee | 1060229 | 3 | [5 empty] | Removed from Ground | Empty | 250 | Bare Steel | 1963-04-29 | 1992-11-01 | Unknown
FIRESTONE STORE #6381 | 1221 4TH AVE | COLUMBUS | Muscogee | 1060210 | 3 | [5 empty] | Removed from Ground | Gas (Historical Use) | 800 | Bare Steel | 1959-04-02 | 1995-02-08 | Unknown
TRANSUS INC/COLUMBUS GA TERMINAL | 2500 BLANCHARD BLVD | COLUMBUS | Muscogee | 1060125 | 1 | [5 empty] | Removed from Ground | Diesel | 2000 | Bare Steel | 1972-04-18 | 1989-12-29 | Galvanized Steel
GEORGE MCCASKILL | TWELFTH AVE & TWENTY SECOND ST | COLUMBUS | Muscogee | 1060298 | 1 | [5 empty] | Removed from Ground | Gas (Historical Use) | 6000 | Bare Steel | 1966-05-13 | 1899-12-31 | Galvanized Steel
FLOCO INC DBA QUICK CHANGE FOOD | 940 FOURTH AVE | COLUMBUS | Muscogee | 1060301 | 3 | [5 empty] | Removed from Ground | Gas (Historical Use) | 2000 | Bare Steel | 1961-05-14 | 1996-09-30 | Galvanized Steel | Suction (American)
FOURTH AVE CAR WASH | 1020 4TH AVE | COLUMBUS | Muscogee | 1060331 | 1 | [5 empty] | Removed from Ground | Gas (Historical Use) | 6000 | Bare Steel | 1971-05-12 | 1988-11-01 | Galvanized Steel
ROYAL OLDS MOBILE ISUZU | 1300 5TH AVE | COLUMBUS | Muscogee | 1060232 | 3 |  |  | TRUE |  | TRUE | Closed in Ground | Used Oil | 1000 | Bare Steel | 1976-05-01 | 1899-12-31 | Galvanized Steel
INSTRUCTIONAL MATERIAL CENTER | 2412 13TH AVE | COLUMBUS | Muscogee | 1060133 | 1 | [5 empty] | Removed from Ground | Gas (Historical Use) | 1000 | Bare Steel | 1969-04-25 | 1989-12-20 | Galvanized Steel
N R BOYD | 1332 17TH ST | COLUMBUS | Muscogee | 1060070 | 1 | [5 empty] | Removed from Ground | Empty | 1000 | Bare Steel | 1983-02-27 | 1990-05-01 | Galvanized Steel | Suction (American)
COLUMBUS TRANSIT FACILITY | 814 LINWOOD BLVD | COLUMBUS | Muscogee | 1060089 | 5 | [5 empty] | Removed from Ground | Diesel | 8000 | Bare Steel | 1975-01-01 | 1899-12-31 | Galvanized Steel
EAGLE-PHENIX PLANT | 1412 FRONT AVE | COLUMBUS | Muscogee | 1060201 | 6 | [5 empty] | Currently in Use | Diesel | 8000 | Bare Steel | 1956-05-06 |  | Galvanized Steel
EAGLE-PHENIX PLANT | 1412 FRONT AVE | COLUMBUS | Muscogee | 1060201 | 8 | [5 empty] | Removed from Ground | Gas (Historical Use) | 1000 | Bare Steel | 1956-05-06 | 1899-12-31 | Galvanized Steel
BROGDON GULF STATION | 3436 VICTORY DR | COLUMBUS | Muscogee | 1060278 | 4 | [5 empty] | Removed from Ground | Gas (Historical Use) | 6000 | Bare Steel | 1966-05-13 | 1987-12-01 | Galvanized Steel
BROGDON GULF STATION | 3436 VICTORY DR | COLUMBUS | Muscogee | 1060278 | 5 |  |  | TRUE |  | TRUE | Removed from Ground | Used Oil | 550 | Bare Steel | 1966-05-13 | 1987-12-01 | Galvanized Steel
U HAUL #77953 | 930 TENTH AVE | COLUMBUS | Muscogee | 1060256 | 1 | [5 empty] | Removed from Ground | Gas (Historical Use) | 10000 | Bare Steel | 1977-05-07 | 1899-12-31 | Bare Steel
PEKOR PUMPS INC | 1000 EAST 9TH ST | COLUMBUS | Muscogee | 1060159 | 1 | [5 empty] | Removed from Ground | Empty | 500 | Bare Steel | 1985-04-10 | 1995-09-25 | Galvanized Steel
COLUMBUS TRANSIT FACILITY | 814 LINWOOD BLVD | COLUMBUS | Muscogee | 1060089 | 3 | [5 empty] | Removed from Ground | Diesel | 20000 | Bare Steel | 1975-01-01 | 1899-12-31 | Galvanized Steel
METROPOLITAN TRACTOR CO/METRAC | 2400 VICTORY DR | COLUMBUS | Muscogee | 1060010 | 1 | [5 empty] | Removed from Ground | Gas (Historical Use) | 1000 | Marked Unknown | 1993-02-11 | 1993-02-11 | Not Marked
CHEVRON STATION #40223 | 1246 Veteran Pkwy. | COLUMBUS | Muscogee | 1060061 | 3 |  | 1988-08-01 | FALSE | 1988-08-01 | FALSE | Currently in Use | Diesel | 10000 | Fiberglass Double Walled | 2015-04-14 |  | Double-Walled Fiberglass | Pressurized
COLUMBUS DISTRICT OPERATING HEAD | 3610 GENETIAN BLVD | COLUMBUS | Muscogee | 1060015 | DIESEL | [5 empty] | Removed from Ground | Diesel | 10000 | Bare Steel | 1975-01-01 | 1992-01-16 | Galvanized Steel | Pressurized
COLUMBUS DISTRICT OPERATING HEAD | 3610 GENETIAN BLVD | COLUMBUS | Muscogee | 1060015 | 3 | [5 empty] | Closed in Ground | Gas (Historical Use) | 6000 | Bare Steel | 1966-05-12 | 1990-11-28 | Bare Steel
CLOSED MIDWAY SHELL | 1300 MIDWAY DR | COLUMBUS | Muscogee | 1060357 | 2 | [5 empty] | Currently in Use | Gas (Historical Use) | 2000 | Bare Steel | 1974-05-11 |  | Galvanized Steel
NORFOLK SOUTHERN/CARPENTER & HEN | 736 7TH ST | COLUMBUS | Muscogee | 1060297 | 1 | [5 empty] | Removed from Ground | Gas (Historical Use) | 550 | Bare Steel | 1970-05-12 | 1899-12-31 | Galvanized Steel
ROBERT CLEVELAND PROPERTY | 408 ANDREWS RD | COLUMBUS | Muscogee | 1060348 | 1 | [5 empty] | Removed from Ground | Gas (Historical Use) | 1000 | Bare Steel | 1973-05-11 | 1998-12-01 | Galvanized Steel
GA NATIONAL GUARD | 2505 VICTORY DRIVE | COLUMBUS | Muscogee | 1060241 | 2 | [5 empty] | Permanently Out of Use - historical purposes | Diesel | 1200 | Bare Steel | 1966-05-06 | 1899-12-31 | Unknown
EAGLE-PHENIX PLANT | 1412 FRONT AVE | COLUMBUS | Muscogee | 1060201 | 7 | [5 empty] | Currently in Use | Diesel | 8000 | Bare Steel | 1956-05-06 |  | Galvanized Steel
CIRCLE K 6748 | 1445 VETERANS PKWY | COLUMBUS | Muscogee | 1060168 | 1 | Flapper Valve | 1989-11-01 | FALSE | 1989-11-01 | FALSE | Removed from Ground | Premium | 10270 | Steel-Impressed Current | 1977-04-06 |  | Fiberglass Reinforced Plastic | Pressurized
COLUMBUS TRANSIT FACILITY | 814 LINWOOD BLVD | COLUMBUS | Muscogee | 1060089 | OLD#4 | [5 empty] | Removed from Ground | Diesel | 3500 | Bare Steel | 1971-02-01 | 1990-03-01 | Galvanized Steel | Suction (American)
FREEWAY RD INC | 2025 BOX RD | COLUMBUS | Muscogee | 1060020 | 2 | [5 empty] | Removed from Ground | Other | 0 | Marked Unknown | 1992-03-20 | 1992-03-20 | Unknown
BETTER BRANDS INC | 602 6TH ST | COLUMBUS | Muscogee | 1060281 | 1 | [5 empty] | Removed from Ground | Empty | 1000 | Bare Steel | 1966-05-13 | 1993-01-01 | Galvanized Steel
STEWART'S AUTOMOTIVE | 1347 SIXTH AVE | COLUMBUS | Muscogee | 1060253 | 5 |  | 1990-04-30 |  | 1990-04-30 |  | Removed from Ground | Gas (Historical Use) | 4000 | Cathodically Protected Steel | 1990-10-02 | 2005-11-22 | Cathodically Protected | Pressurized
STEWART'S AUTOMOTIVE | 1347 SIXTH AVE | COLUMBUS | Muscogee | 1060253 | 7 |  | 1991-10-29 |  | 1991-10-29 |  | Removed from Ground | Gas (Historical Use) | 4000 | Cathodically Protected Steel | 1991-10-29 | 2005-11-22 | Cathodically Protected | Pressurized
STEWART'S AUTOMOTIVE | 1347 SIXTH AVE | COLUMBUS | Muscogee | 1060253 | 4 |  |  | TRUE |  | TRUE | Closed in Ground | Used Oil | 500 | Bare Steel | 1961-05-11 | 1991-10-29 | Galvanized Steel
COLUMBUS TOWEL MILL | 1412 FRONT AVE | COLUMBUS | Muscogee | 1060199 | 5 | [5 empty] | Removed from Ground | Other | 18000 | Bare Steel | 1956-05-06 | 1988-12-01 | Galvanized Steel
COLUMBUS TOWEL MILL | 1412 FRONT AVE | COLUMBUS | Muscogee | 1060199 | 4 | [5 empty] | Removed from Ground | Other | 18000 | Bare Steel | 1956-05-06 | 1988-12-01 | Galvanized Steel
CIRCLE K 6748 | 1445 VETERANS PKWY | COLUMBUS | Muscogee | 1060168 | 2 | Flapper Valve | 1989-11-01 | FALSE | 1989-11-01 | FALSE | Removed from Ground | Regular | 10270 | Steel-Impressed Current | 1977-04-06 |  | Fiberglass Reinforced Plastic | Pressurized
MUSCOGEE COUNTY JAIL | 700 10TH ST | COLUMBUS | Muscogee | 1060090 | 2 | [5 empty] | Removed from Ground | Diesel | 1000 | Bare Steel | 1984-01-29 | 1999-02-01 | Galvanized Steel
RUTLEDGE STATE PRISON | 7175 MANOR RD | COLUMBUS | Muscogee | 1060014 | 2 |  |  | FALSE |  | FALSE | Removed from Ground | Diesel | 1500 | Marked Unknown | 1997-05-30 | 1997-05-30 | Unknown | Safe Suction (Euro)
COLUMBUS DISTRICT OPERATING HEAD | 3610 GENETIAN BLVD | COLUMBUS | Muscogee | 1060015 | L235027 | Ball Float | 1990-07-02 | FALSE | 1990-07-02 | FALSE | Removed from Ground | Diesel | 10000 | Composite | 1990-08-02 | 2019-04-30 | Fiberglass Reinforced Plastic | Pressurized
JONES TRUCK LINES | 709 SIXTH AVE | COLUMBUS | Muscogee | 1060309 | 1 | [5 empty] | Removed from Ground | Gas (Historical Use) | 1000 | Bare Steel | 1968-05-12 | 1991-08-01 | Galvanized Steel
ROYAL OLDS MOBILE ISUZU | 1300 5TH AVE | COLUMBUS | Muscogee | 1060232 | 2 | [5 empty] | Closed in Ground | Diesel | 2000 | Bare Steel | 1976-05-01 | 1899-12-31 | Galvanized Steel
EAGLE-PHENIX PLANT | 1412 FRONT AVE | COLUMBUS | Muscogee | 1060201 | 2 | [5 empty] | Currently in Use | Diesel | 30000 | Bare Steel | 1971-05-03 |  | Galvanized Steel
TORCH HILL SHELL | 2303 FORT BENNING RD | COLUMBUS | Muscogee | 1060346 | 3#NEW | [5 empty] | Removed from Ground | Gas (Historical Use) | 4000 | Cathodically Protected Steel | 1991-07-10 | 1997-09-16 | Fiberglass Reinforced Plastic | Safe Suction (Euro)
FLOCO INC DBA QUICK CHANGE FOOD | 940 FOURTH AVE | COLUMBUS | Muscogee | 1060301 | 1 | [5 empty] | Removed from Ground | Gas (Historical Use) | 2000 | Bare Steel | 1961-05-14 | 1996-09-30 | Galvanized Steel | Suction (American)
FLOCO INC | 520 SIXTH AVE | COLUMBUS | Muscogee | 1060291 | 1 | [5 empty] | Removed from Ground | Gas (Historical Use) | 500 | Bare Steel | 1966-05-13 | 1999-01-16 | Galvanized Steel
FOURTH AVE CAR WASH | 1020 4TH AVE | COLUMBUS | Muscogee | 1060331 | 3 | [5 empty] | Removed from Ground | Gas (Historical Use) | 8000 | Bare Steel | 1971-05-12 | 1988-11-01 | Galvanized Steel
ROYAL OLDS MOBILE ISUZU | 1300 5TH AVE | COLUMBUS | Muscogee | 1060232 | 1 | [5 empty] | Closed in Ground | Gas (Historical Use) | 4000 | Bare Steel | 1979-05-01 | 1899-12-31 | Galvanized Steel
ROYAL CROWN BOTTLING CO OF COLUM | WYNNTON RD | COLUMBUS | Muscogee | 1060204 | 2 |  | 1990-06-01 |  | 1990-06-01 |  | Removed from Ground | Diesel | 10000 | Bare Steel | 1981-03-28 | 1997-06-24 | Unknown
TRANSUS INC/COLUMBUS GA TERMINAL | 2500 BLANCHARD BLVD | COLUMBUS | Muscogee | 1060125 | 2 | [5 empty] | Removed from Ground | Gas (Historical Use) | 2000 | Bare Steel | 1972-04-18 | 1989-12-29 | Galvanized Steel
GOLDEN'S FOUNDRY & MACHINE CO | 600 12TH ST | COLUMBUS | Muscogee | 1060094 | 1 | [5 empty] | Closed in Ground | Gas (Historical Use) | 1000 | Bare Steel | 1969-03-07 | 1997-09-07 | Bare Steel | Safe Suction (Euro)
COLUMBUS TRANSIT FACILITY | 814 LINWOOD BLVD | COLUMBUS | Muscogee | 1060089 | 8 |  |  | TRUE |  | TRUE | Removed from Ground | Used Oil | 1500 | Bare Steel | 1971-02-01 | 1998-06-10 | Galvanized Steel | Gravity Fed
COLUMBUS TRANSIT FACILITY | 814 LINWOOD BLVD | COLUMBUS | Muscogee | 1060089 | 2 | Ball Float | 1990-11-07 | FALSE | 1990-11-07 | FALSE | Currently in Use | Diesel | 20000 | Fiberglass Double Walled | 1990-11-07 |  | Double-Walled Fiberglass | Pressurized
TORCH HILL SHELL | 2303 FORT BENNING RD | COLUMBUS | Muscogee | 1060346 | 3 | [5 empty] | Removed from Ground | Gas (Historical Use) | 2000 | Bare Steel | 1974-05-11 | 1991-05-01 | Galvanized Steel
GREYHOUND LINES INC | 818 FOURTH AVE | COLUMBUS | Muscogee | 1060221 | 1 | [5 empty] | Removed from Ground | Diesel | 8068 | Bare Steel | 1967-05-04 | 1992-04-27 | Galvanized Steel
STEWART'S AUTOMOTIVE | 1347 SIXTH AVE | COLUMBUS | Muscogee | 1060253 | 1 | [5 empty] | Closed in Ground | Gas (Historical Use) | 1000 | Bare Steel | 1961-05-11 | 1990-05-14 | Galvanized Steel
COLUMBUS TOWEL MILL | 1412 FRONT AVE | COLUMBUS | Muscogee | 1060199 | 7 | [5 empty] | Removed from Ground | Other | 30000 | Bare Steel | 1966-05-04 | 1988-12-01 | Galvanized Steel
COLUMBUS TOWEL MILL | 1412 FRONT AVE | COLUMBUS | Muscogee | 1060199 | 1 | [5 empty] | Removed from Ground | Other | 18000 | Bare Steel | 1956-05-06 | 1988-12-01 | Galvanized Steel
SHELL FOOD MART | 401 VETERANS PKWY | COLUMBUS | Muscogee | 1060044 | 3 | Ball Float | 2000-02-23 | FALSE | 1996-06-10 | FALSE | Currently in Use | Diesel | 10000 | Steel-Impressed Current | 1985-05-08 |  | Double-Walled Fiberglass | Pressurized
COLUMBUS TRANSIT FACILITY | 814 LINWOOD BLVD | COLUMBUS | Muscogee | 1060089 | OLD#3 | [5 empty] | Removed from Ground | Diesel | 3500 | Bare Steel | 1971-02-01 | 1990-03-01 | Galvanized Steel
BROGDON GULF STATION | 3436 VICTORY DR | COLUMBUS | Muscogee | 1060278 | 3 | [5 empty] | Removed from Ground | Gas (Historical Use) | 6000 | Bare Steel | 1966-05-13 | 1987-12-01 | Galvanized Steel
FIRESTONE STORE #6381 | 1221 4TH AVE | COLUMBUS | Muscogee | 1060210 | 2 | [5 empty] | Removed from Ground | Gas (Historical Use) | 800 | Bare Steel | 1959-04-02 | 1995-02-08 | Unknown
EAGLE-PHENIX PLANT | 1412 FRONT AVE | COLUMBUS | Muscogee | 1060201 | 3 | [5 empty] | Currently in Use | Diesel | 30000 | Bare Steel | 1971-05-03 |  | Galvanized Steel
FUSSELL ENTERPRISES | 1111 4TH ST | COLUMBUS | Muscogee | 1060135 | 3 |  |  | TRUE |  | TRUE | Permanently Out of Use - historical purposes | Used Oil | 1000 | Bare Steel | 1970-04-15 | 1899-12-31 | Galvanized Steel
COLUMBUS TRANSIT FACILITY | 814 LINWOOD BLVD | COLUMBUS | Muscogee | 1060089 | 4 | [5 empty] | Removed from Ground | Diesel | 8000 | Bare Steel | 1975-01-01 | 1899-12-31 | Galvanized Steel
COLUMBUS TRANSIT FACILITY | 814 LINWOOD BLVD | COLUMBUS | Muscogee | 1060089 | 7 | [5 empty] | Removed from Ground | Diesel | 6000 | Bare Steel | 1971-02-01 | 1990-03-15 | Galvanized Steel
MUSCOGEE COUNTY JAIL | 700 10TH ST | COLUMBUS | Muscogee | 1060090 | 1 | [5 empty] | Removed from Ground | Diesel | 3000 | Bare Steel | 1984-01-29 | 1998-02-06 | Galvanized Steel
TORCH HILL SHELL | 2303 FORT BENNING RD | COLUMBUS | Muscogee | 1060346 | 2 | [5 empty] | Removed from Ground | Gas (Historical Use) | 6000 | Bare Steel | 1974-05-11 | 1991-05-01 | Galvanized Steel
GEORGE MCCASKILL | TWELFTH AVE & TWENTY SECOND ST | COLUMBUS | Muscogee | 1060298 | 5 |  |  | TRUE |  | TRUE | Removed from Ground | Used Oil | 550 | Bare Steel | 1966-05-13 | 1899-12-31 | Galvanized Steel
GEORGE MCCASKILL | TWELFTH AVE & TWENTY SECOND ST | COLUMBUS | Muscogee | 1060298 | 4 | [5 empty] | Removed from Ground | Gas (Historical Use) | 3000 | Bare Steel | 1966-05-13 | 1899-12-31 | Galvanized Steel
BLACO FUEL TECH #1 | 1634 THIRTEENTH AVE | COLUMBUS | Muscogee | 1060335 | 2 |  | 1990-01-01 |  | 1990-01-01 |  | Removed from Ground | Gas (Historical Use) | 4000 | Cathodically Protected Steel | 1990-01-01 | 2004-06-26 | Fiberglass Reinforced Plastic | Pressurized
FOURTH AVE CAR WASH | 1020 4TH AVE | COLUMBUS | Muscogee | 1060331 | 4 | [5 empty] | Removed from Ground | Diesel | 1000 | Bare Steel | 1981-05-09 | 1988-11-01 | Galvanized Steel
COLUMBUS RECYCLING INC | 756 LINDSEY DR | COLUMBUS | Muscogee | 1060172 | 1 | [5 empty] | Removed from Ground | Gas (Historical Use) | 500 | Bare Steel | 1986-03-28 | 1997-06-12 | Galvanized Steel | Safe Suction (Euro)
COLUMBUS TRANSIT FACILITY | 814 LINWOOD BLVD | COLUMBUS | Muscogee | 1060089 | OLD#5 | [5 empty] | Removed from Ground | Diesel | 3500 | Bare Steel | 1971-02-01 | 1990-03-01 | Galvanized Steel | Suction (American)
COLUMBUS TRANSIT FACILITY | 814 LINWOOD BLVD | COLUMBUS | Muscogee | 1060089 | OLD#1 | [5 empty] | Removed from Ground | Diesel | 15000 | Bare Steel | 1975-01-31 | 1990-03-01 | Galvanized Steel
CHEVRON STATION #40223 | 1246 Veteran Pkwy. | COLUMBUS | Muscogee | 1060061 | 1 | Ball Float | 1988-08-01 | FALSE | 1988-08-01 | FALSE | Currently in Use | Premium | 10000 | Fiberglass Double Walled | 2015-04-14 |  | Double-Walled Fiberglass | Pressurized
STARMOUNT FIRESTONE TIRE CENTER | 4013 BUENA VISTA RD | COLUMBUS | Muscogee | 1060107 | 1 |  |  | TRUE |  | TRUE | Removed from Ground | Used Oil | 300 | Bare Steel | 1972-03-01 | 1995-01-26 | Unknown
TORCH HILL SHELL | 2303 FORT BENNING RD | COLUMBUS | Muscogee | 1060346 | 1#NEW | [5 empty] | Removed from Ground | Gas (Historical Use) | 2000 | Cathodically Protected Steel | 1991-07-10 | 1997-09-16 | Fiberglass Reinforced Plastic
NORFOLK SOUTHERN/CARPENTER & HEN | 736 7TH ST | COLUMBUS | Muscogee | 1060297 | 2 | [5 empty] | Removed from Ground | Gas (Historical Use) | 1000 | Not Marked/Unknown | 1994-11-10 | 1994-11-10 | Not Marked
BLACO FUEL TECH #1 | 1634 THIRTEENTH AVE | COLUMBUS | Muscogee | 1060335 | 3 |  | 1990-01-01 |  | 1990-01-01 |  | Removed from Ground | Gas (Historical Use) | 4000 | Cathodically Protected Steel | 1990-01-01 | 2004-06-26 | Fiberglass Reinforced Plastic | Pressurized
STEWART'S AUTOMOTIVE | 1347 SIXTH AVE | COLUMBUS | Muscogee | 1060253 | 3 | [5 empty] | Closed in Ground | Gas (Historical Use) | 1000 | Bare Steel | 1961-05-11 | 1991-10-29 | Galvanized Steel
EAGLE-PHENIX PLANT | 1412 FRONT AVE | COLUMBUS | Muscogee | 1060201 | 1 | [5 empty] | Currently in Use | Diesel | 30000 | Bare Steel | 1971-05-03 |  | Galvanized Steel
ROYAL CROWN BOTTLING CO OF COLUM | 2429 VICTORY DR | COLUMBUS | Muscogee | 1060203 | 1 |  | 1990-06-01 |  | 1990-06-01 |  | Removed from Ground | Gas (Historical Use) | 1500 | Bare Steel | 1957-04-03 | 1997-06-03 | Fiberglass Reinforced Plastic | Suction (American)
COLUMBUS TRANSIT FACILITY | 814 LINWOOD BLVD | COLUMBUS | Muscogee | 1060089 | 9 | [5 empty] | Removed from Ground | Other | 1500 | Bare Steel | 1971-02-01 | 1998-06-10 | Galvanized Steel | Gravity Fed
CHEVRON STATION #40223 | 1246 Veteran Pkwy. | COLUMBUS | Muscogee | 1060061 | 2 | Ball Float | 1988-08-01 | FALSE | 1988-08-01 | FALSE | Currently in Use | Regular | 10000 | Fiberglass Double Walled | 2015-04-14 |  | Double-Walled Fiberglass | Pressurized
RUTLEDGE STATE PRISON | 7175 MANOR RD | COLUMBUS | Muscogee | 1060014 | 4 | Flapper Valve | 1997-06-01 | TRUE | 1997-06-01 | FALSE | Currently in Use | Diesel | 1000 | Fiberglass Double Walled | 1997-06-01 |  | Fiberglass Reinforced Plastic | Safe Suction (Euro)
COLUMBUS FIRE STATION #9 | 4070 JAY ST | COLUMBUS | Muscogee | 1060085 | 1 | [5 empty] | Removed from Ground | Diesel | 300 | Not Marked/Unknown | 1995-04-24 | 1995-04-24 | Not Marked
DELTA #2097 | 4104 BUENA VISTA RD | COLUMBUS | Muscogee | 1060098 | 2 | [5 empty] | Removed from Ground | Gas (Historical Use) | 8000 | Bare Steel | 1976-01-26 | 1992-12-07 | Galvanized Steel
CLOSED PREMIUM OIL STATION INC | 4222 RIVER RD | COLUMBUS | Muscogee | 1060036 | 4 | [5 empty] | Removed from Ground | Gas (Historical Use) | 3000 | Bare Steel | 1951-05-17 | 1994-03-17 | Galvanized Steel
LIBERTY FOOD MART | 2650 MANCHESTER EXPWY | COLUMBUS | Muscogee | 1060141 | 1 | [5 empty] | Removed from Ground | Gas (Historical Use) | 4000 | Bare Steel | 1958-04-28 | 1992-06-25 | Unknown
LIBERTY FOOD MART | 2650 MANCHESTER EXPWY | COLUMBUS | Muscogee | 1060141 | 4 |  |  | TRUE |  | TRUE | Removed from Ground | Used Oil | 560 | Bare Steel | 1958-04-28 | 1992-06-25 | Unknown
ROBINSON'S STA | 4104 FORREST RD | COLUMBUS | Muscogee | 1060144 | 1 | [5 empty] | Removed from Ground | Diesel | 3000 | Bare Steel | 1957-04-28 | 1992-06-25 | Unknown
FARAHS FOOD EXPRESS | 5506 FORREST RD | COLUMBUS | Muscogee | 1060280 | 3 | [5 empty] | Removed from Ground | Gas (Historical Use) | 10000 | Bare Steel | 1973-05-11 | 1998-06-01 | Galvanized Steel | Pressurized
NAPPER'S GROCERY | MACON & SCHATULGA RDS | COLUMBUS | Muscogee | 1060292 | 1 | [5 empty] | Removed from Ground | Empty | 1000 | Bare Steel | 1970-05-12 | 1986-01-01 | Galvanized Steel
FLOCO INC DBA QUICK CHANGE FOOD (QUICK CHANGE #45) | 2750 MANCHESTER EXPY | COLUMBUS | Muscogee | 1060287 | 3 | Flapper Valve | 1997-06-01 |  | 1997-06-01 |  | Removed from Ground | Gas (Historical Use) | 10000 | Steel-Impressed Current | 1969-05-12 | 2009-05-26 | Steel (Impressed Current) | Pressurized
QUICK CHANGE #37 (M & P FOOD MART) | 4126 ST MARYS RD | COLUMBUS | Muscogee | 1060279 | 3 |  | 1998-12-08 |  | 1998-12-08 |  | Removed from Ground | Gas (Historical Use) | 10000 | Steel-Impressed Current | 1973-05-11 | 2003-09-24 | Cathodically Protected | Pressurized
OLD VMF/1858 MIDTOWN DR | 1858 MIDTOWN DR | COLUMBUS | Muscogee | 1060018 | 3 | [5 empty] | Removed from Ground | Empty | 4000 | Bare Steel | 1967-01-06 | 1994-08-10 | Galvanized Steel
COLUMBUS CONSOLIDATED GOVERNMENT | 3950 SCHATULGA RD | COLUMBUS | Muscogee | 1060076 | 2 | [5 empty] | Removed from Ground | Diesel | 3500 | Bare Steel | 1976-01-31 | 1899-12-31 | Galvanized Steel
ROBINSON'S STA | 4104 FORREST RD | COLUMBUS | Muscogee | 1060144 | 2 | [5 empty] | Removed from Ground | Gas (Historical Use) | 3000 | Bare Steel | 1957-04-28 | 1992-06-25 | Unknown
WEATHERLY'S CHEVRON/#43374 | 3711 MACON RD | COLUMBUS | Muscogee | 1060152 | 2 | Ball Float | 1988-04-01 | FALSE | 1988-04-01 | FALSE | Currently in Use | Premium | 10000 | Fiberglass | 1983-04-24 |  | Fiberglass Reinforced Plastic | Pressurized
QUICK CHANGE #37 (M & P FOOD MART) | 4126 ST MARYS RD | COLUMBUS | Muscogee | 1060279 | 1 |  | 1998-12-08 | FALSE | 1998-12-08 | FALSE | Currently in Use | Regular | 10000 | Steel-Impressed Current | 1973-05-11 |  | Steel (Impressed Current) | Pressurized
QUICK CHANGE #37 (M & P FOOD MART) | 4126 ST MARYS RD | COLUMBUS | Muscogee | 1060279 | 4 |  |  | TRUE |  | TRUE | Removed from Ground | Used Oil | 550 | Bare Steel | 1973-05-11 | 1998-12-17 | Galvanized Steel
CIRCLE K 6743 | 5435 FORREST RD | COLUMBUS | Muscogee | 1060240 | 4 |  | 1998-07-01 |  | 1998-07-01 |  | Removed from Ground | Gas (Historical Use) | 12000 | Steel-Impressed Current | 1982-03-18 | 2012-10-31 | Fiberglass Reinforced Plastic | Pressurized
METROPOLITAN TRACTOR CO/METRAC | 2400 VICTORY DR | COLUMBUS | Muscogee | 1060010 | 2 | [5 empty] | Removed from Ground | Diesel | 1000 | Marked Unknown | 1993-02-11 | 1993-02-11 | Not Marked
COLUMBUS DISTRICT OPERATING HEAD | 3610 GENETIAN BLVD | COLUMBUS | Muscogee | 1060015 | 5# |  |  | TRUE |  | TRUE | Removed from Ground | Used Oil | 270 | Bare Steel | 1987-01-01 | 1987-11-02
FREEWAY RD INC | 2025 BOX RD | COLUMBUS | Muscogee | 1060020 | 1 | [5 empty] | Removed from Ground | Gas (Historical Use) | 500 | Marked Unknown | 1976-05-24 | 1992-03-20 | Unknown
PETROL PANTRY #7 | 936 AMBER DR | COLUMBUS | Muscogee | 1060127 | 3 |  |  | FALSE |  | FALSE | Orphan- Contamination | Gas (Historical Use) | 5000 | Bare Steel | 1988-11-01 | 2015-06-18 | Galvanized Steel
LIBERTY FOOD MART | 2650 MANCHESTER EXPWY | COLUMBUS | Muscogee | 1060141 | 3 | [5 empty] | Removed from Ground | Gas (Historical Use) | 3000 | Bare Steel | 1958-04-28 | 1992-06-25 | Unknown
LIBERTY FOOD MART | 2650 MANCHESTER EXPWY | COLUMBUS | Muscogee | 1060141 | 5A | Ball Float | 1997-05-13 | FALSE | 1997-05-13 | FALSE | Currently in Use | Regular | 12000 | Composite | 1997-05-13 |  | Fiberglass Reinforced Plastic | Pressurized
TYLERS GRP & S S/JACK TYLER GROC | RT 2 6869 BUENA VISTA | COLUMBUS | Muscogee | 1060267 | 2 | [5 empty] | Removed from Ground | Gas (Historical Use) | 550 | Bare Steel | 1974-05-11 | 1993-02-28 | Galvanized Steel
SHELL FOOD MART | 401 VETERANS PKWY | COLUMBUS | Muscogee | 1060044 | 1 | Ball Float | 1996-06-10 | FALSE | 1996-06-10 | FALSE | Currently in Use | Premium | 10000 | Steel-Impressed Current | 1985-05-08 |  | Double-Walled Fiberglass | Pressurized
GOVERNMENT CENTER | 100 TENTH ST | COLUMBUS | Muscogee | 1060088 | 1 | [5 empty] | Removed from Ground | Diesel | 10000 | Bare Steel | 1986-01-28 | 1999-01-25 | Galvanized Steel
RUTLEDGE STATE PRISON | 7175 MANOR RD | COLUMBUS | Muscogee | 1060014 | 1 | [5 empty] | Removed from Ground | Gas (Historical Use) | 2005 | Marked Unknown | 1975-01-04 | 1997-06-19 | Unknown | Suction (American)
PETROL PANTRY #7 | 936 AMBER DR | COLUMBUS | Muscogee | 1060127 | 1 |  |  | FALSE |  | FALSE | Orphan- Contamination | Gas (Historical Use) | 8084 | Bare Steel | 1977-04-17 | 2015-06-18 | Galvanized Steel
ROBINSON'S STA | 4104 FORREST RD | COLUMBUS | Muscogee | 1060144 | 5 |  |  | TRUE |  | TRUE | Removed from Ground | Used Oil | 560 | Bare Steel | 1957-04-28 | 1992-06-25 | Unknown
ROBINSON'S STA | 4104 FORREST RD | COLUMBUS | Muscogee | 1060144 | 4 | [5 empty] | Removed from Ground | Gas (Historical Use) | 3000 | Bare Steel | 1957-04-28 | 1992-06-25 | Unknown
UNIJAX INC | 1553 BLANCHARD BLVD | COLUMBUS | Muscogee | 1060039 | 1 | [5 empty] | Removed from Ground | Diesel | 1000 | Marked Unknown | 1968-05-12 | 1899-12-31 | Unknown
Super C Food Store | 1538 FORT BENNING RD | COLUMBUS | Muscogee | 1060023 | 3 | Flapper Valve | 1996-08-01 | FALSE | 1996-08-01 | FALSE | Currently in Use | Diesel | 10000 | Steel-Impressed Current | 1982-05-09 |  | Fiberglass Reinforced Plastic | Pressurized
KEEBLER SUNSHINE | 3700 VICTORY DR | COLUMBUS | Muscogee | 1060108 | 3 | [5 empty] | Removed from Ground | Diesel | 1000 | Bare Steel | 1958-01-03 | 1989-01-01 | Bare Steel
CITGO FOOD MART 2-01 | 2362 S LUMPKIN RD | COLUMBUS | Muscogee | 1060026 | 1 | Flapper Valve | 1998-10-01 |  | 1998-10-01 |  | Removed from Ground | Gas (Historical Use) | 8000 | Steel-Impressed Current | 1971-05-12 | 2007-03-12 | Steel (Impressed Current) | Suction (American)
CITGO FOOD MART 2-01 | 2362 S LUMPKIN RD | COLUMBUS | Muscogee | 1060026 | 4 | Ball Float | 2007-05-15 | FALSE | 2014-08-05 | FALSE | Currently in Use | Regular | 12000 | Composite Double Walled | 2007-05-15 |  | Double-Walled Fiberglass | Pressurized
CHAD'S INC | 1657 SOUTH LUMPKIN RD | COLUMBUS | Muscogee | 1060276 | MISS10 | [5 empty] | Removed from Ground | Gas (Historical Use) | 3000 | Bare Steel | 1986-05-08 | 1899-12-31 | Galvanized Steel
ROBINSON OIL CO | 3139 VICTORY DR | COLUMBUS | Muscogee | 1060233 | 1 | [5 empty] | Removed from Ground | Gas (Historical Use) | 4000 | Bare Steel | 1961-05-05 | 1995-07-25 | Galvanized Steel
ROBINSON OIL CO | 3139 VICTORY DR | COLUMBUS | Muscogee | 1060233 | 4 | [5 empty] | Removed from Ground | Diesel | 1000 | Cathodically Protected Steel | 1985-04-29 | 1995-07-25 | Galvanized Steel
R&W AUTO SVC/WALTER VINYARD | 3673 VICTORY DR | COLUMBUS | Muscogee | 1060213 | 4 |  |  | TRUE |  | TRUE | Removed from Ground | Used Oil | 500 | Bare Steel | 1962-04-06 | 1993-02-01 | Unknown
CORNER CUPBOARD #2 | 3475 VICTORY DR | COLUMBUS | Muscogee | 1060324 | 7 |  | 1998-12-01 |  | 1983-05-01 |  | Removed from Ground | Diesel | 3000 | Steel-Impressed Current | 1982-05-03 | 2001-03-27 | Cathodically Protected
DELTA #3098 (FORMER) | 4280 MACON RD | COLUMBUS | Muscogee | 1060097 | 3 | [5 empty] | Removed from Ground | Gas (Historical Use) | 8000 | Bare Steel | 1975-01-26 | 1991-12-01 | Galvanized Steel
WEATHERLY'S CHEVRON/#43374 | 3711 MACON RD | COLUMBUS | Muscogee | 1060152 | 1 | Ball Float | 1988-04-01 | FALSE | 1988-04-01 | FALSE | Currently in Use | Regular | 10000 | Fiberglass | 1983-04-24 |  | Fiberglass Reinforced Plastic | Pressurized
STARMOUNT CITGO | 3911 BUENA VISTA RD | COLUMBUS | Muscogee | 1060182 | 3 | [5 empty] | Removed from Ground | Gas (Historical Use) | 4000 | Bare Steel | 1969-05-10 | 1996-03-01 | Galvanized Steel | Pressurized
BRYANTS GROCERY & SVC STATION | 3125 SCHATULGA RD | COLUMBUS | Muscogee | 1060266 | 2 | [5 empty] | Removed from Ground | Gas (Historical Use) | 500 | Not Marked/Unknown | 1974-05-11 | 1993-03-25 | Not Marked
CIRCLE K 6743 | 5435 FORREST RD | COLUMBUS | Muscogee | 1060240 | 2 |  | 1998-07-01 |  | 1998-07-01 |  | Removed from Ground | Diesel | 10000 | Steel-Impressed Current | 1982-03-18 | 2012-10-31 | Fiberglass Reinforced Plastic | Pressurized
COLUMBUS RECYCLING INC | 756 LINDSEY DR | COLUMBUS | Muscogee | 1060172 | 2 | [5 empty] | Removed from Ground | Diesel | 500 | Bare Steel | 1986-03-28 | 1997-06-12 | Galvanized Steel | Safe Suction (Euro)
GOVERNMENT CENTER | 100 TENTH ST | COLUMBUS | Muscogee | 1060088 | 2 |  | 1999-01-28 |  | 1999-01-28 |  | Currently in Use | Diesel | 5000 | Composite | 1999-01-28 |  | Not Marked | Suction (American)
JAY & GENES CPD INC | 1800 BOX RD | COLUMBUS | Muscogee | 1060011 | 1 |  |  | TRUE |  | TRUE | Removed from Ground | Used Oil | 500 | Bare Steel | 1979-01-03 | 1989-01-03 | Bare Steel
CRYSTAL VALLEY SHELL | 6005 MACON RD | COLUMBUS | Muscogee | 1060091 | 2 |  | 1998-07-28 |  | 1998-07-28 |  | Removed from Ground | Gas (Historical Use) | 6000 | Steel-Impressed Current | 1986-02-18 | 1899-12-31 | Cathodically Protected | Pressurized
KEEBLER SUNSHINE | 3700 VICTORY DR | COLUMBUS | Muscogee | 1060108 | 1 | [5 empty] | Removed from Ground | Diesel | 8000 | Bare Steel | 1985-12-27 | 1989-01-01 | Bare Steel
CORNER CUPBOARD #2 | 3475 VICTORY DR | COLUMBUS | Muscogee | 1060324 | 5 |  | 1998-12-01 |  | 1983-05-01 |  | Removed from Ground | Gas (Historical Use) | 10000 | Steel-Impressed Current | 1983-05-03 | 2001-03-23 | Cathodically Protected
CORNER CUPBOARD #2 | 3475 VICTORY DR | COLUMBUS | Muscogee | 1060324 | 4 |  | 1998-12-01 |  | 1983-05-01 |  | Removed from Ground | Gas (Historical Use) | 10000 | Steel-Impressed Current | 1983-05-03 | 2001-03-23 | Cathodically Protected
CIRCLE K 2706686 | 3274 VICTORY DR | COLUMBUS | Muscogee | 1060326 | 2 | Ball Float | 1996-10-15 | FALSE | 1996-10-15 | FALSE | Currently in Use | Plus | 10000 | Galvanic (STIP-3) | 1985-05-08 |  | Fiberglass Reinforced Plastic | Pressurized
PETROL PANTRY | 4361 VICTORY DR | COLUMBUS | Muscogee | 1060336 | 6 | [5 empty] | Removed from Ground | Kerosene | 560 | Bare Steel | 1984-05-08 | 1999-01-01 | Galvanized Steel
CITGO FOOD MART 2-01 | 2362 S LUMPKIN RD | COLUMBUS | Muscogee | 1060026 | 3 | Flapper Valve | 1998-10-01 |  | 1998-10-01 |  | Removed from Ground | Gas (Historical Use) | 8000 | Steel-Impressed Current | 1971-05-12 | 2007-03-12 | Steel (Impressed Current) | Suction (American)
LOWTHER'S SVC STA | 4307 VICTORY DR | COLUMBUS | Muscogee | 1060143 | 2 | [5 empty] | Removed from Ground | Gas (Historical Use) | 3000 | Bare Steel | 1957-04-28 | 1992-06-25 | Unknown
LIBITY FOOD MART | 2103 SOUTH LUMPKIN RD | COLUMBUS | Muscogee | 1060118 | 7 |  | 1989-03-01 | FALSE | 1989-03-01 | FALSE | Currently in Use | Regular | 8000 | Fiberglass | 1989-03-01 |  | Fiberglass Reinforced Plastic | Pressurized
LIBITY FOOD MART | 2103 SOUTH LUMPKIN RD | COLUMBUS | Muscogee | 1060118 | 5 | [5 empty] | Removed from Ground | Gas (Historical Use) | 3000 | Bare Steel | 1956-03-14 | 1988-06-15 | Galvanized Steel
LIBITY FOOD MART | 2103 SOUTH LUMPKIN RD | COLUMBUS | Muscogee | 1060118 | 4 | [5 empty] | Removed from Ground | Gas (Historical Use) | 3000 | Bare Steel | 1956-03-14 | 1988-06-15 | Galvanized Steel
DANIELS SERVICE STATION | 2336 CUSSETA RD | COLUMBUS | Muscogee | 1060034 | 2 | [5 empty] | Removed from Ground | Kerosene | 2000 | Bare Steel | 1956-05-15 | 1993-03-02 | Unknown
Shay's Mart | 2936 NORTH LUMPKIN RD | COLUMBUS | Muscogee | 1060025 | 4A | Ball Float | 2004-11-05 | FALSE | 2004-11-05 | FALSE | Currently in Use | Gas (Historical Use) | 8000 | Composite | 2004-11-05 |  | Double-Walled Fiberglass | Pressurized
SPECTORS CLEANERS INC | 1707 SOUTH LUMPKIN RD | COLUMBUS | Muscogee | 1060177 | 2 | [5 empty] | Permanently Out of Use - historical purposes | Other | 1000 | Bare Steel | 1971-04-27 | 1899-12-31 | Galvanized Steel
LESTERS BP GARAGE | 4229 CUSSETA RD | COLUMBUS | Muscogee | 1060285 | 4 | [5 empty] | Removed from Ground | Gas (Historical Use) | 6000 | Bare Steel | 1971-05-12 | 2001-05-15 | Galvanized Steel
LESTERS BP GARAGE | 4229 CUSSETA RD | COLUMBUS | Muscogee | 1060285 | 5 |  |  | TRUE |  | TRUE | Removed from Ground | Used Oil | 550 | Bare Steel | 1966-05-13 | 2001-05-15 | Galvanized Steel
ROBINSON OIL CO | 3139 VICTORY DR | COLUMBUS | Muscogee | 1060233 | 3 | [5 empty] | Removed from Ground | Gas (Historical Use) | 4000 | Bare Steel | 1961-05-05 | 1995-07-25 | Galvanized Steel
CORNER CUPBOARD #2 | 3475 VICTORY DR | COLUMBUS | Muscogee | 1060324 | 8 |  | 1998-12-01 |  | 1983-05-01 |  | Removed from Ground | Kerosene | 1000 | Steel-Impressed Current | 1983-05-03 | 2001-03-19 | Cathodically Protected
S COLUMBUS WPC PLANT | 2350 BROADMOOR DR | COLUMBUS | Muscogee | 1060411 | 1 | [5 empty] | Removed from Ground | Gas (Historical Use) | 4000 | Bare Steel | 1973-01-04 | 1987-12-01 | Galvanized Steel
CLOSED SHELL STAT/LUMPKIN RD SHE | 1965 SOUTH LUMPKIN RD | COLUMBUS | Muscogee | 1060370 | 3 | [5 empty] | Removed from Ground | Gas (Historical Use) | 2000 | Bare Steel | 1975-05-11 | 1992-12-02 | Galvanized Steel
THONI OIL MAGIC BENZOL GAS STATI | 2210 VICTORY DR | COLUMBUS | Muscogee | 1060387 | 1 | [5 empty] | Removed from Ground | Gas (Historical Use) | 6000 | Fiberglass | 1981-05-09 | 1991-08-16 | Fiberglass Reinforced Plastic
PETROL PANTRY INC | 2015 BENNING RD | COLUMBUS | Muscogee | 1060394 | 1 | [5 empty] | Removed from Ground | Gas (Historical Use) | 6000 | Epoxy | 1974-05-23 | 1988-09-01 | Cathodically Protected | Pressurized
One Stop Shop | 2109 CUSSETA RD | COLUMBUS | Muscogee | 9106174 | 1 | Ball Float | 1998-03-01 | FALSE | 1998-03-01 | FALSE | Currently in Use | Premium | 10000 | Composite | 1998-03-01 |  | Fiberglass Reinforced Plastic | Pressurized
CLOSED GULF OIL | 3233 CUSSETA RD | COLUMBUS | Muscogee | 9106090 | 1 | [5 empty] | Removed from Ground | Gas (Historical Use) | 560 | Bare Steel | 1994-12-01 | 1994-12-01 | Bare Steel | Suction (American)
ABANDONED GAS STATION | 2324 CUSSETA RD | COLUMBUS | Muscogee | 9106061 | 1 | [5 empty] | Removed from Ground | Gas (Historical Use) | 1000 | Bare Steel | 1993-03-02 | 1993-03-02 | Galvanized Steel
LIBITY FOOD MART | 2103 SOUTH LUMPKIN RD | COLUMBUS | Muscogee | 1060118 | 9 |  | 1989-03-01 | FALSE | 1989-03-01 | FALSE | Temporarily out of use | Gas (Historical Use) | 8000 | Fiberglass | 1989-03-01 |  | Fiberglass Reinforced Plastic | Pressurized
LIBITY FOOD MART | 2103 SOUTH LUMPKIN RD | COLUMBUS | Muscogee | 1060118 | 8 |  | 1989-03-01 | FALSE | 1989-03-01 | FALSE | Currently in Use | Premium | 8000 | Fiberglass | 1989-03-01 |  | Fiberglass Reinforced Plastic | Pressurized
FLOWERS BAKING CO | 1080 MLK JR BLVD | COLUMBUS | Muscogee | 1060116 | 1 | [5 empty] | Removed from Ground | Empty | 10000 | Bare Steel | 1966-03-15 | 1985-09-01 | Unknown
LIBITY FOOD MART | 2103 SOUTH LUMPKIN RD | COLUMBUS | Muscogee | 1060118 | 1 | [5 empty] | Removed from Ground | Gas (Historical Use) | 2000 | Bare Steel | 1956-03-14 | 1988-06-15 | Galvanized Steel
SPECTORS CLEANERS INC | 1707 SOUTH LUMPKIN RD | COLUMBUS | Muscogee | 1060177 | 1 | [5 empty] | Permanently Out of Use - historical purposes | Other | 1000 | Bare Steel | 1982-04-24 | 1899-12-31 | Galvanized Steel
TEXACO | 3639 VICTORY DR | COLUMBUS | Muscogee | 1060193 | 4 | [5 empty] | Removed from Ground | Gas (Historical Use) | 4000 | Marked Unknown |  | 1899-12-31 | Unknown
TEXACO | 3639 VICTORY DR | COLUMBUS | Muscogee | 1060193 | 5 | [5 empty] | Removed from Ground | Gas (Historical Use) | 4000 | Marked Unknown |  | 1899-12-31 | Unknown
WATKINS MOTOR LINES INC | 222 22ND AVE | COLUMBUS | Muscogee | 1060179 | 1 | [5 empty] | Removed from Ground | Diesel | 10000 | Bare Steel | 1970-04-26 | 1899-12-31 | Unknown
WASTE AWAY GROUP INC | 3941 CUSSETA RD | COLUMBUS | Muscogee | 1060254 | 1 | [5 empty] | Removed from Ground | Diesel | 10000 | Bare Steel | 1979-05-07 | 1991-06-13 | Bare Steel
LIBERTY ON FORT BENNING RD | 1103 FORT BENNING RD | COLUMBUS | Muscogee | 1060139 | 1 | Flapper Valve | 1988-06-01 | FALSE | 1988-06-01 | FALSE | Currently in Use | Regular | 10000 | Fiberglass | 1983-04-18 |  | Fiberglass Reinforced Plastic | Pressurized
KEEBLER SUNSHINE | 3700 VICTORY DR | COLUMBUS | Muscogee | 1060108 | 2 | [5 empty] | Removed from Ground | Diesel | 8000 | Bare Steel | 1953-01-04 | 1989-01-01 | Bare Steel
COX & SONS SVC STA | 2119 SOUTH LUMPKIN RD | COLUMBUS | Muscogee | 1060142 | 4 |  |  | TRUE |  | TRUE | Removed from Ground | Used Oil | 560 | Bare Steel | 1957-04-28 | 1992-06-25 | Unknown
CHAD'S INC | 1657 SOUTH LUMPKIN RD | COLUMBUS | Muscogee | 1060276 | 5 |  |  | TRUE |  | TRUE | Removed from Ground | Used Oil | 550 | Bare Steel | 1960-01-01 | 1899-12-31 | Galvanized Steel
CORNER CUPBOARD #2 | 3475 VICTORY DR | COLUMBUS | Muscogee | 1060324 | A | [5 empty] | Removed from Ground | Gas (Historical Use) | 1000 | Not Marked/Unknown | 2001-05-03 | 2001-05-03 | Not Marked
PETROL PANTRY | 4361 VICTORY DR | COLUMBUS | Muscogee | 1060336 | 4 | [5 empty] | Permanently Out of Use - historical purposes | Gas (Historical Use) | 4000 | Bare Steel | 1971-05-12 | 1899-12-31 | Galvanized Steel
PETROL PANTRY | 4361 VICTORY DR | COLUMBUS | Muscogee | 1060336 | 5 | [5 empty] | Removed from Ground | Diesel | 3000 | Bare Steel | 1984-05-08 | 1999-01-01 | Galvanized Steel
PETROL PANTRY | 4361 VICTORY DR | COLUMBUS | Muscogee | 1060336 | 7 |  |  | TRUE |  | TRUE | Removed from Ground | Used Oil | 560 | Bare Steel | 1971-05-12 | 1999-01-01 | Galvanized Steel
DANIELS SERVICE STATION | 2336 CUSSETA RD | COLUMBUS | Muscogee | 1060034 | 3 | [5 empty] | Removed from Ground | Gas (Historical Use) | 6000 | Bare Steel | 1956-05-15 | 1993-03-02 | Unknown
Super C Food Store | 1538 FORT BENNING RD | COLUMBUS | Muscogee | 1060023 | 1 | Flapper Valve | 1996-08-01 | FALSE | 1996-08-01 | FALSE | Currently in Use | Regular | 10000 | Steel-Impressed Current | 1982-05-09 |  | Fiberglass Reinforced Plastic | Pressurized
Shay's Mart | 2936 NORTH LUMPKIN RD | COLUMBUS | Muscogee | 1060025 | 3 |  | 1996-08-01 |  | 1996-08-01 |  | Removed from Ground | Gas (Historical Use) | 6000 | Steel-Impressed Current | 1971-05-12 | 2004-09-30 | Cathodically Protected | Safe Suction (Euro)
CITGO FOOD MART 2-01 | 2362 S LUMPKIN RD | COLUMBUS | Muscogee | 1060026 | 5 | Ball Float | 2007-05-15 | FALSE | 2014-08-05 | FALSE | Currently in Use | Plus | 4000 | Composite Double Walled | 2007-05-15 |  | Double-Walled Fiberglass | Pressurized
SUNRAY CLEANERS INC | 3502 VICTORY DR | COLUMBUS | Muscogee | 1060178 | 2 | [5 empty] | Removed from Ground | Other | 560 | Bare Steel | 1971-04-27 | 1998-08-23 | Galvanized Steel | Gravity Fed
ROBINSON OIL CO | 3139 VICTORY DR | COLUMBUS | Muscogee | 1060233 | 5 |  |  | TRUE |  | TRUE | Removed from Ground | Used Oil | 560 | Not Marked/Unknown | 1995-07-25 | 1995-07-25 | Unknown
CORNER CUPBOARD #2 | 3475 VICTORY DR | COLUMBUS | Muscogee | 1060324 | 1 |  | 1998-12-01 |  | 1983-05-01 |  | Removed from Ground | Gas (Historical Use) | 10000 | Steel-Impressed Current | 1976-05-04 | 2001-03-19 | Cathodically Protected
CORNER CUPBOARD #2 | 3475 VICTORY DR | COLUMBUS | Muscogee | 1060324 | 9A | Flapper Valve | 2001-04-19 | FALSE | 2001-04-19 | FALSE | Currently in Use | Premium | 12000 | Composite | 2001-04-05 |  | Fiberglass Reinforced Plastic | Pressurized
LESTERS BP GARAGE | 4229 CUSSETA RD | COLUMBUS | Muscogee | 1060285 | 3 | [5 empty] | Removed from Ground | Gas (Historical Use) | 5000 | Bare Steel | 1966-05-13 | 2001-05-15 | Galvanized Steel
GA0102 | 2233 FT BENNING RD | COLUMBUS | Muscogee | 1060064 | 3 | Flapper Valve | 1985-04-01 | FALSE | 1985-04-01 | FALSE | Currently in Use | Plus | 10000 | Fiberglass | 1983-04-24 |  | Fiberglass Reinforced Plastic | Pressurized
LOWTHER'S SVC STA | 4307 VICTORY DR | COLUMBUS | Muscogee | 1060143 | 4 | [5 empty] | Removed from Ground | Gas (Historical Use) | 3000 | Bare Steel | 1957-04-28 | 1992-06-25 | Unknown
CITGO FOOD MART 2-01 | 2362 S LUMPKIN RD | COLUMBUS | Muscogee | 1060026 | 6 | Ball Float | 2007-05-15 | FALSE | 2014-08-05 | FALSE | Currently in Use | Diesel | 4000 | Composite Double Walled | 2007-05-15 |  | Double-Walled Fiberglass | Pressurized
DANIELS SERVICE STATION | 2336 CUSSETA RD | COLUMBUS | Muscogee | 1060034 | 4 | [5 empty] | Removed from Ground | Gas (Historical Use) | 6000 | Bare Steel | 1956-05-15 | 1993-03-02 | Unknown
Super C Food Store | 1538 FORT BENNING RD | COLUMBUS | Muscogee | 1060023 | 2 | Flapper Valve | 1996-08-01 | FALSE | 1996-08-01 | FALSE | Currently in Use | Premium | 10000 | Steel-Impressed Current | 1982-05-09 |  | Fiberglass Reinforced Plastic | Pressurized
Shay's Mart | 2936 NORTH LUMPKIN RD | COLUMBUS | Muscogee | 1060025 | 4B | Ball Float | 2004-11-05 | FALSE | 2004-11-05 | FALSE | Currently in Use | Gas (Historical Use) | 4000 | Composite | 2004-11-05 |  | Double-Walled Fiberglass | Pressurized
TRIPLE A CUSTOM BUILDERS INC | 4332 OLD CUSSETA RD | COLUMBUS | Muscogee | 1060124 | 1 | [5 empty] | Removed from Ground | Diesel | 1000 | Marked Unknown | 1976-03-21 | 1993-12-02 | Galvanized Steel
CHAD'S INC | 1657 SOUTH LUMPKIN RD | COLUMBUS | Muscogee | 1060276 | 3 | [5 empty] | Removed from Ground | Gas (Historical Use) | 3000 | Bare Steel |  | 1899-12-31 | Galvanized Steel
CORNER CUPBOARD #2 | 3475 VICTORY DR | COLUMBUS | Muscogee | 1060324 | 2 |  | 1998-12-01 |  | 1983-05-01 |  | Removed from Ground | Gas (Historical Use) | 10000 | Steel-Impressed Current | 1976-05-04 | 2001-03-19 | Cathodically Protected
CAMELLIA APARTMENTS MAINTENANCE | 88 MATHESON RD | COLUMBUS | Muscogee | 1060295 | 1 | [5 empty] | Removed from Ground | Gas (Historical Use) | 550 | Bare Steel | 1965-05-13 | 1990-05-14 | Galvanized Steel
RaceWay #6725 - Victory Drive | 4421 VICTORY DR | COLUMBUS | Muscogee | 1060390 | 1 |  | 1982-01-01 | FALSE | 1982-01-01 | FALSE | Removed from Ground | Gas (Historical Use) | 11600 | Fiberglass | 1982-05-09 | 1996-09-01 | Fiberglass Reinforced Plastic | Pressurized
RaceWay #6725 - Victory Drive | 4421 VICTORY DR | COLUMBUS | Muscogee | 1060390 | 7 | Overfill Alarm | 1996-06-01 | FALSE | 1996-06-01 | FALSE | Currently in Use | Premium | 12000 | Composite Double Walled | 1996-06-01 |  | Double-Walled Fiberglass | Pressurized
ACTION BLDG | 312 BRENNAN RD | COLUMBUS | Muscogee | 9106124 | 1 | [5 empty] | Removed from Ground | Diesel | 1000 | Bare Steel | 1997-09-15 | 1997-09-15 | Galvanized Steel | Suction (American)
GULF OIL (CLOSED) | 3361 VICTORY DR | COLUMBUS | Muscogee | 9106089 | 3 | [5 empty] | Removed from Ground | Gas (Historical Use) | 6000 | Bare Steel | 1994-09-01 | 1994-09-01 | Galvanized Steel
ABANDONED GAS STATION | 2324 CUSSETA RD | COLUMBUS | Muscogee | 9106061 | 2 | [5 empty] | Removed from Ground | Gas (Historical Use) | 1000 | Bare Steel | 1993-03-02 | 1993-03-02 | Unknown
LIBITY FOOD MART | 2103 SOUTH LUMPKIN RD | COLUMBUS | Muscogee | 1060118 | 3 | [5 empty] | Removed from Ground | Gas (Historical Use) | 6000 | Bare Steel | 1956-03-14 | 1988-06-15 | Galvanized Steel
SUNRAY CLEANERS INC | 3502 VICTORY DR | COLUMBUS | Muscogee | 1060178 | 1 | [5 empty] | Closed in Ground | Empty | 560 | Bare Steel | 1966-04-28 | 1998-08-23 | Galvanized Steel | Gravity Fed
TEXACO | 3639 VICTORY DR | COLUMBUS | Muscogee | 1060193 | 2 | [5 empty] | Removed from Ground | Gas (Historical Use) | 4000 | Marked Unknown |  | 1899-12-31 | Unknown
LESTERS BP GARAGE | 4229 CUSSETA RD | COLUMBUS | Muscogee | 1060285 | 1 | [5 empty] | Removed from Ground | Gas (Historical Use) | 5000 | Bare Steel | 1966-05-13 | 2001-05-15 | Galvanized Steel
CORNER CUPBOARD #2 | 3475 VICTORY DR | COLUMBUS | Muscogee | 1060324 | 6 |  | 1998-12-01 |  | 1983-05-01 |  | Removed from Ground | Gas (Historical Use) | 10000 | Steel-Impressed Current | 1983-05-03 | 2001-03-23 | Cathodically Protected
CORNER CUPBOARD #2 | 3475 VICTORY DR | COLUMBUS | Muscogee | 1060324 | C | [5 empty] | Removed from Ground | Gas (Historical Use) | 1000 | Not Marked/Unknown | 2001-05-03 | 2001-05-03 | Not Marked
CORNER CUPBOARD #2 | 3475 VICTORY DR | COLUMBUS | Muscogee | 1060324 | 9B | Ball Float | 2001-04-19 | FALSE | 2001-04-19 | FALSE | Currently in Use | Plus | 3000 | Composite | 2001-04-05 |  | Fiberglass Reinforced Plastic | Pressurized
THONI OIL MAGIC BENZOL GAS STATI | 2210 VICTORY DR | COLUMBUS | Muscogee | 1060387 | 5 | [5 empty] | Removed from Ground | Diesel | 3000 | Fiberglass | 1978-05-10 | 1991-08-16 | Fiberglass Reinforced Plastic
THONI OIL MAGIC BENZOL GAS STATI | 2210 VICTORY DR | COLUMBUS | Muscogee | 1060387 | 4 | [5 empty] | Removed from Ground | Gas (Historical Use) | 10000 | Fiberglass | 1981-05-09 | 1991-08-16 | Fiberglass Reinforced Plastic
GULF OIL (CLOSED) | 3361 VICTORY DR | COLUMBUS | Muscogee | 9106089 | 5 | [5 empty] | Removed from Ground | Diesel | 275 | Bare Steel | 1994-09-01 | 1994-09-01 | Galvanized Steel
BST/COLUMBUS MAIN R3208 | 1324 VETERANS PKWY | COLUMBUS | Muscogee | 106002 | 2 |  |  | TRUE |  | TRUE | Removed from Ground | Used Oil | 280 | Bare Steel | 1971-01-05 | 1989-07-24 | Galvanized Steel | Suction (American)
AT&T COLUMBUS FACILITY (GAB840) | 1325 5TH AVE | COLUMBUS | Muscogee | 9106119 | 3 | Overfill Alarm | 1999-09-10 | FALSE | 1999-09-10 | FALSE | Removed from Ground | Diesel | 2000 | Galvanic (STIP-3) | 1999-09-01 | 2020-01-21 | Fiberglass Reinforced Plastic | Suction (American)
RaceWay #6725 - Victory Drive | 4421 VICTORY DR | COLUMBUS | Muscogee | 1060390 | 2 |  | 1982-01-01 | FALSE | 1982-01-01 | FALSE | Removed from Ground | Gas (Historical Use) | 11600 | Fiberglass | 1982-05-09 | 1996-09-01 | Fiberglass Reinforced Plastic | Pressurized
SUNRAY CLEANERS INC | 2312 FRANCIS ST | COLUMBUS | Muscogee | 106176 | 1 | [5 empty] | Removed from Ground | Other | 1000 | Bare Steel | 1971-04-27 | 1995-06-06 | Galvanized Steel
ADVANCE AUTO PARTS | 3593 VICTORY DR | COLUMBUS | Muscogee | 10001864 | 1 |  |  | FALSE |  | FALSE | Removed from Ground |  | 0 | Unknown |  | 1899-12-31
TEXACO | 3639 VICTORY DR | COLUMBUS | Muscogee | 1060193 | 1 | [5 empty] | Removed from Ground | Gas (Historical Use) | 4000 | Marked Unknown |  | 1899-12-31 | Unknown
CLOSED JENKINS UPHOLSTERY | 815 /817 FT BENNING RD | COLUMBUS | Muscogee | 7106002 | 2 | [5 empty] | Removed from Ground | Gas (Historical Use) | 3000 | Not Marked/Unknown | 1993-08-12 | 1993-08-12 | Not Marked
R&W AUTO SVC/WALTER VINYARD | 3673 VICTORY DR | COLUMBUS | Muscogee | 1060213 | 3 | [5 empty] | Removed from Ground | Gas (Historical Use) | 3000 | Bare Steel | 1962-04-06 | 1993-02-01 | Unknown
LOWTHER'S SVC STA | 4307 VICTORY DR | COLUMBUS | Muscogee | 1060143 | 1 | [5 empty] | Removed from Ground | Diesel | 1000 | Bare Steel | 1957-04-28 | 1992-06-25 | Unknown
YATES GARAGE & BODY WORKS | 1696 SOUTH LUMPKIN RD | COLUMBUS | Muscogee | 1060140 | 1 |  |  | TRUE |  | TRUE | Removed from Ground | Used Oil | 500 | Bare Steel | 1977-04-20 | 1992-01-01 | Galvanized Steel
WASTE AWAY GROUP INC | 3941 CUSSETA RD | COLUMBUS | Muscogee | 1060254 | 3 |  |  | TRUE |  | TRUE | Removed from Ground | Used Oil | 2000 | Bare Steel | 1973-05-08 | 1991-06-13 | Bare Steel
CHAD'S INC | 1657 SOUTH LUMPKIN RD | COLUMBUS | Muscogee | 1060276 | 2 | [5 empty] | Removed from Ground | Diesel | 6000 | Bare Steel | 1977-05-10 | 1899-12-31 | Galvanized Steel
CLOSED JENKINS UPHOLSTERY | 815 /817 FT BENNING RD | COLUMBUS | Muscogee | 7106002 | 1 | [5 empty] | Removed from Ground | Gas (Historical Use) | 5000 | Not Marked/Unknown | 1993-08-12 | 1993-08-12 | Not Marked
WALTER SHARP GULF SERVICE | 4200 VICTORY DR | COLUMBUS | Muscogee | 1060308 | 2 | [5 empty] | Removed from Ground | Gas (Historical Use) | 5000 | Bare Steel | 1962-05-14 | 1899-12-31 | Galvanized Steel
CLOSED SHELL STAT/LUMPKIN RD SHE | 1965 SOUTH LUMPKIN RD | COLUMBUS | Muscogee | 1060370 | 2 | [5 empty] | Removed from Ground | Gas (Historical Use) | 2000 | Bare Steel | 1975-05-11 | 1992-12-02 | Galvanized Steel
VICTORY DRIVE SHELL | 3207 VICTORY DR | COLUMBUS | Muscogee | 1060371 | 1 | [5 empty] | Removed from Ground | Gas (Historical Use) | 3000 | Bare Steel | 1974-05-11 | 1999-02-01 | Galvanized Steel
RaceWay #6725 - Victory Drive | 4421 VICTORY DR | COLUMBUS | Muscogee | 1060390 | 6 | Overfill Alarm | 1996-06-01 | FALSE | 1996-06-01 | FALSE | Currently in Use | Diesel | 12000 | Composite Double Walled | 1996-06-01 |  | Double-Walled Fiberglass | Pressurized
LIBERTY ON FORT BENNING RD | 1103 FORT BENNING RD | COLUMBUS | Muscogee | 1060139 | 3 | Flapper Valve | 1988-06-01 | FALSE | 1988-06-01 | FALSE | Currently in Use | Premium | 10000 | Fiberglass | 1983-04-18 |  | Fiberglass Reinforced Plastic | Pressurized
LOWTHER'S SVC STA | 4307 VICTORY DR | COLUMBUS | Muscogee | 1060143 | 5 | [5 empty] | Removed from Ground | Gas (Historical Use) | 4000 | Bare Steel | 1957-04-28 | 1992-06-25 | Unknown
COX & SONS SVC STA | 2119 SOUTH LUMPKIN RD | COLUMBUS | Muscogee | 1060142 | 3 | [5 empty] | Removed from Ground | Gas (Historical Use) | 4000 | Bare Steel | 1957-04-28 | 1992-06-25 | Unknown
TRIPLE A CUSTOM BUILDERS INC | 4332 OLD CUSSETA RD | COLUMBUS | Muscogee | 1060124 | 2 | [5 empty] | Removed from Ground | Gas (Historical Use) | 1000 | Marked Unknown | 1976-03-21 | 1993-12-02 | Galvanized Steel
LIBITY FOOD MART | 2103 SOUTH LUMPKIN RD | COLUMBUS | Muscogee | 1060118 | 2 | [5 empty] | Removed from Ground | Gas (Historical Use) | 8000 | Bare Steel | 1956-03-14 | 1988-06-15 | Galvanized Steel
CORNER CUPBOARD #2 | 3475 VICTORY DR | COLUMBUS | Muscogee | 1060324 | B | [5 empty] | Removed from Ground | Gas (Historical Use) | 1000 | Not Marked/Unknown | 2001-05-03 | 2001-05-03 | Not Marked
S COLUMBUS WPC PLANT | 2350 BROADMOOR DR | COLUMBUS | Muscogee | 1060411 | 3 | Flapper Valve | 1991-01-01 | FALSE | 1991-01-01 | FALSE | Currently in Use | Diesel | 6000 | Fiberglass | 1988-01-01 |  | Fiberglass Reinforced Plastic | Pressurized
VICTORY DRIVE SHELL | 3207 VICTORY DR | COLUMBUS | Muscogee | 1060371 | 2 | [5 empty] | Removed from Ground | Gas (Historical Use) | 3000 | Bare Steel | 1974-05-11 | 1999-02-01 | Galvanized Steel
PETROL PANTRY INC | 2015 BENNING RD | COLUMBUS | Muscogee | 1060394 | 3 | [5 empty] | Removed from Ground | Gas (Historical Use) | 6000 | Epoxy | 1974-05-23 | 1988-09-01 | Cathodically Protected | Pressurized
FOLD-PAK | 3961 CUSSETA RD | COLUMBUS | Muscogee | 9106164 | 1 | [5 empty] | Removed from Ground | Gas (Historical Use) | 0 | Not Marked/Unknown | 1985-01-01 | 1985-01-01 | Not Marked
CLOSED GULF OIL | 3233 CUSSETA RD | COLUMBUS | Muscogee | 9106090 | 3 |  |  | TRUE |  | TRUE | Removed from Ground | Used Oil | 560 | Bare Steel | 1994-12-01 | 1994-12-01 | Bare Steel | Suction (American)
FT BENNING ROAD LIBERTY STORE | 1628 FT BENNING RD | COLUMBUS | Muscogee | 9106078 | 1 | [5 empty] | Currently in Use | Gas (Historical Use) | 8000 | Not Marked/Unknown |  |  | Not Marked
CHAR-REN | 2240 FT BENNING RD | COLUMBUS | Muscogee | 1060334 | 1 | [5 empty] | Removed from Ground | Gas (Historical Use) | 4000 | Bare Steel | 1950-05-17 | 2002-10-03 | Galvanized Steel
C MART | 4206 VICTORY DR | COLUMBUS | Muscogee | 10001932 | 2 | Ball Float | 2007-09-13 | FALSE | 2007-09-13 | FALSE | Currently in Use | Premium | 5000 | Fiberglass | 2007-09-13 |  | Double-Walled Fiberglass | Pressurized
WALMART SUPERCENTER #1338 | 3515 VICTORY DR | COLUMBUS | Muscogee | 10002572 | 1 | Ball Float | 2016-02-23 | FALSE | 2016-02-23 | FALSE | Currently in Use | Regular | 20000 | Fiberglass Double Walled | 2015-12-02 |  | Double-Walled Fiberglass | Pressurized
AT&T COLUMBUS FACILITY (GAB840) | 1325 5TH AVE | COLUMBUS | Muscogee | 9106119 | 1 | [5 empty] | Removed from Ground | Diesel | 5000 | Cathodically Protected Steel | 1986-01-01 | 1996-04-23 | Copper | Suction (American)
TEXACO | 3639 VICTORY DR | COLUMBUS | Muscogee | 1060193 | 3 | [5 empty] | Removed from Ground | Gas (Historical Use) | 4000 | Marked Unknown |  | 1899-12-31 | Unknown
WATKINS MOTOR LINES INC | 222 22ND AVE | COLUMBUS | Muscogee | 1060179 | 2 | [5 empty] | Removed from Ground | Diesel | 10000 | Bare Steel | 1970-04-26 | 1899-12-31 | Unknown
R&W AUTO SVC/WALTER VINYARD | 3673 VICTORY DR | COLUMBUS | Muscogee | 1060213 | 1 | [5 empty] | Removed from Ground | Gas (Historical Use) | 6000 | Bare Steel | 1962-04-06 | 1993-02-01 | Unknown | Suction (American)
CIRCLE K 2706686 | 3274 VICTORY DR | COLUMBUS | Muscogee | 1060326 | 6 | Ball Float | 1997-06-05 | FALSE | 1997-06-05 | FALSE | Currently in Use | Kerosene | 1000 | Galvanic (STIP-3) | 1997-06-01 |  | Fiberglass Reinforced Plastic | Suction (American)
PETROL PANTRY | 4361 VICTORY DR | COLUMBUS | Muscogee | 1060336 | 2 | [5 empty] | Temporarily out of use | Gas (Historical Use) | 4000 | Bare Steel | 1971-05-12 |  | Galvanized Steel
SHERMAN CONCRETE PIPE | 201 BRENNAN RD | COLUMBUS | Muscogee | 1060406 | 2 | [5 empty] | Removed from Ground | Diesel | 2000 | Bare Steel | 1961-04-29 | 1995-09-01 | Bare Steel
VICTORY DRIVE SHELL | 3207 VICTORY DR | COLUMBUS | Muscogee | 1060371 | 4 | [5 empty] | Removed from Ground | Diesel | 1000 | Bare Steel | 1986-05-08 | 1999-02-01 | Galvanized Steel
VICTORY DRIVE SHELL | 3207 VICTORY DR | COLUMBUS | Muscogee | 1060371 | 5 | [5 empty] | Removed from Ground | Diesel | 560 | Bare Steel | 1986-05-08 | 1999-02-01 | Galvanized Steel
SUNRAY CLEANERS INC | 2312 FRANCIS ST | COLUMBUS | Muscogee | 106176 | 2 | [5 empty] | Removed from Ground | Other | 500 | Bare Steel | 1971-04-27 | 1995-06-06 | Galvanized Steel
LIBITY FOOD MART | 2103 SOUTH LUMPKIN RD | COLUMBUS | Muscogee | 1060118 | 6 |  |  | TRUE |  | TRUE | Removed from Ground | Used Oil | 500 | Bare Steel | 1956-03-14 | 1988-06-15 | Galvanized Steel
LESTERS BP GARAGE | 4229 CUSSETA RD | COLUMBUS | Muscogee | 1060285 | 2 | [5 empty] | Removed from Ground | Gas (Historical Use) | 5000 | Bare Steel | 1966-05-13 | 2001-05-15 | Galvanized Steel
CIRCLE K 2706686 | 3274 VICTORY DR | COLUMBUS | Muscogee | 1060326 | 5 | [5 empty] | Removed from Ground | Kerosene | 1000 | Cathodically Protected Steel | 1985-05-08 | 1997-06-04 | Galvanized Steel | Pressurized
CIRCLE K 2706686 | 3274 VICTORY DR | COLUMBUS | Muscogee | 1060326 | 4 | Ball Float | 1996-10-15 | FALSE | 1996-10-15 | FALSE | Currently in Use | Diesel | 10000 | Galvanic (STIP-3) | 1985-05-08 |  | Fiberglass Reinforced Plastic | Pressurized
S COLUMBUS WPC PLANT | 2350 BROADMOOR DR | COLUMBUS | Muscogee | 1060411 | 2 | Flapper Valve | 2004-02-12 | FALSE | 1991-01-01 | FALSE | Currently in Use | Regular | 12000 | Fiberglass | 1988-01-01 |  | Fiberglass Reinforced Plastic | Pressurized
PETROL PANTRY INC | 2015 BENNING RD | COLUMBUS | Muscogee | 1060394 | 5 | [5 empty] | Removed from Ground | Gas (Historical Use) | 6000 | Bare Steel | 1974-05-23 | 1988-09-01 | Galvanized Steel
PETROL PANTRY INC | 2015 BENNING RD | COLUMBUS | Muscogee | 1060394 | 7 |  | 1988-10-01 | FALSE | 1988-10-01 | FALSE | Removed from Ground |  | 6000 | Galvanic (STIP-3) | 2014-03-18 | 2014-03-18 | Cathodically Protected | Pressurized
PETROL PANTRY INC | 2015 BENNING RD | COLUMBUS | Muscogee | 1060394 | 4 | [5 empty] | Removed from Ground | Kerosene | 2000 | Epoxy | 1974-05-23 | 1988-09-01 | Cathodically Protected | Pressurized
CHAR-REN | 2240 FT BENNING RD | COLUMBUS | Muscogee | 1060334 | 2 | [5 empty] | Removed from Ground | Gas (Historical Use) | 3000 | Bare Steel | 1950-05-17 | 2002-10-03 | Galvanized Steel
C MART | 4206 VICTORY DR | COLUMBUS | Muscogee | 10001932 | 3 | Ball Float | 2007-09-13 | FALSE | 2007-09-13 | FALSE | Currently in Use | Diesel | 5000 | Fiberglass | 2007-09-13 |  | Double-Walled Fiberglass | Pressurized
FORMER PURE STATION | 3123 VICTORY DRIVE | COLUMBUS | Muscogee | 10001738 | 2 |  |  | FALSE |  | FALSE | Removed from Ground | Gas (Historical Use) | 6000 | Bare Steel | 2009-06-19 | 2009-06-19
FORMER UST SYSTEM | 3960 CUSSETA RD | COLUMBUS | Muscogee | 10002577 | 1 |  |  | FALSE |  | FALSE | Removed from Ground | Not Marked/Tank Removed | 0 | Unknown |  | 1899-12-31 | Unknown
SHIV COLUMBUS HOTEL | 1325 VETERANS PARKWAY | COLUMBUS | Muscogee | 10002540 | 1 |  |  | FALSE |  | FALSE | Removed from Ground | Diesel | 2000 | Bare Steel | 2016-02-16 | 2016-02-16 | Bare Steel
NORFOLK SOUTHERN/CENTRAL OF GA R | 10 TH ST & 8TH AVE | COLUMBUS | Muscogee | 9106047 | 1 | [5 empty] | Removed from Ground | Gas (Historical Use) | 3000 | Marked Unknown | 1992-04-06 | 1992-04-06 | Unknown
W C BRADLEY CO | 4501 RIVER RD | COLUMBUS | Muscogee | 1060376 | 1 | [5 empty] | Removed from Ground | Gas (Historical Use) | 0 | Marked Unknown | 1986-05-01 | 1986-05-01 | Unknown
TORCH HILL SHELL | 2303 FORT BENNING RD | COLUMBUS | Muscogee | 1060346 | 1 | [5 empty] | Removed from Ground | Gas (Historical Use) | 6000 | Bare Steel | 1974-05-11 | 1991-05-01 | Galvanized Steel
SUPERIOR ELECTRIC CO/COLUMBUS | 2218 12TH AVE | COLUMBUS | Muscogee | 1060410 | 1 | [5 empty] | Removed from Ground | Gas (Historical Use) | 1000 | Bare Steel | 1976-04-16 | 1997-09-30 | Galvanized Steel
GEORGE MCCASKILL | TWELFTH AVE & TWENTY SECOND ST | COLUMBUS | Muscogee | 1060298 | 3 | [5 empty] | Removed from Ground | Gas (Historical Use) | 3000 | Bare Steel | 1966-05-13 | 1899-12-31 | Galvanized Steel
BLACO FUEL TECH #1 | 1634 THIRTEENTH AVE | COLUMBUS | Muscogee | 1060335 | 1 |  | 1990-01-01 |  | 1990-01-01 |  | Removed from Ground | Gas (Historical Use) | 4000 | Cathodically Protected Steel | 1990-01-01 | 2004-06-26 | Fiberglass Reinforced Plastic | Pressurized
BLACO FUEL TECH #1 | 1634 THIRTEENTH AVE | COLUMBUS | Muscogee | 1060335 | 4 |  | 1990-01-01 |  | 1990-01-01 |  | Removed from Ground | Diesel | 4000 | Cathodically Protected Steel | 1990-01-01 | 2004-06-26 | Fiberglass Reinforced Plastic | Pressurized
STEWART'S AUTOMOTIVE | 1347 SIXTH AVE | COLUMBUS | Muscogee | 1060253 | 2 | [5 empty] | Closed in Ground | Gas (Historical Use) | 1000 | Bare Steel | 1961-05-11 | 1990-05-14 | Galvanized Steel
COLUMBUS TOWEL MILL | 1412 FRONT AVE | COLUMBUS | Muscogee | 1060199 | 2 | [5 empty] | Removed from Ground | Other | 18000 | Bare Steel | 1956-05-06 | 1988-12-01 | Galvanized Steel
LIBERTY ON FORT BENNING RD | 1103 FORT BENNING RD | COLUMBUS | Muscogee | 1060139 | 2 | Flapper Valve | 1988-06-01 | FALSE | 1988-06-01 | FALSE | Currently in Use | Plus | 10000 | Fiberglass | 1983-04-18 |  | Fiberglass Reinforced Plastic | Pressurized
CHAD'S INC | 1657 SOUTH LUMPKIN RD | COLUMBUS | Muscogee | 1060276 | 1 | [5 empty] | Removed from Ground | Gas (Historical Use) | 6000 | Bare Steel | 1977-05-10 | 1899-12-31 | Galvanized Steel
PETROL PANTRY | 4361 VICTORY DR | COLUMBUS | Muscogee | 1060336 | 1 | [5 empty] | Temporarily out of use | Gas (Historical Use) | 4000 | Bare Steel | 1971-05-12 |  | Galvanized Steel
J & M METALS FABRICATING | 466 ANDREWS ROAD | COLUMBUS | Muscogee | 9106122 | 1 | [5 empty] | Removed from Ground | Gas (Historical Use) | 1000 | Marked Unknown | 1995-09-11 | 1995-09-11 | Galvanized Steel | Safe Suction (Euro)
GULF OIL (CLOSED) | 3361 VICTORY DR | COLUMBUS | Muscogee | 9106089 | 4 |  |  | TRUE |  | TRUE | Removed from Ground | Used Oil | 1000 | Bare Steel | 1994-08-30 | 1994-08-30 | Galvanized Steel
GULF OIL (CLOSED) | 3361 VICTORY DR | COLUMBUS | Muscogee | 9106089 | 1 | [5 empty] | Removed from Ground | Gas (Historical Use) | 8000 | Bare Steel | 1994-08-30 | 1994-08-30 | Galvanized Steel
BST/BAKER VILLAGE CO R3204 | 1104 BENNING DR | COLUMBUS | Muscogee | 106001 | 1 | [5 empty] | Removed from Ground | Diesel | 1000 | Bare Steel | 1980-01-03 | 1994-01-07 | Copper | Suction (American)
SUNRAY CLEANERS INC | 2312 FRANCIS ST | COLUMBUS | Muscogee | 106176 | 3 | [5 empty] | Removed from Ground | Other | 500 | Bare Steel | 1971-04-27 | 1995-06-06 | Galvanized Steel
SEARS ROEBUCK & CO #8016 | 4307 OLD CUSSETA RD | COLUMBUS | Muscogee | 1060379 | 1 | [5 empty] | Removed from Ground | Gas (Historical Use) | 8000 | Bare Steel | 1966-05-12 | 1994-08-10 | Galvanized Steel
THONI OIL MAGIC BENZOL GAS STATI | 2210 VICTORY DR | COLUMBUS | Muscogee | 1060387 | 3 | [5 empty] | Removed from Ground | Gas (Historical Use) | 10000 | Fiberglass | 1981-05-09 | 1991-08-16 | Fiberglass Reinforced Plastic
PETROL PANTRY INC | 2015 BENNING RD | COLUMBUS | Muscogee | 1060394 | 2 | [5 empty] | Removed from Ground | Gas (Historical Use) | 6000 | Epoxy | 1974-05-23 | 1988-09-01 | Cathodically Protected | Pressurized
FT BENNING ROAD LIBERTY STORE | 1628 FT BENNING RD | COLUMBUS | Muscogee | 9106078 | 4 | [5 empty] | Currently in Use | Gas (Historical Use) | 8000 | Not Marked/Unknown |  |  | Not Marked
FT BENNING ROAD LIBERTY STORE | 1628 FT BENNING RD | COLUMBUS | Muscogee | 9106078 | 7 | Overfill Alarm | 2016-08-22 | FALSE |  | FALSE | Currently in Use | Regular | 15000 | Composite | 2016-08-22 |  | Double-Walled Fiberglass | Pressurized
FT BENNING ROAD LIBERTY STORE | 1628 FT BENNING RD | COLUMBUS | Muscogee | 9106078 | 5 | Overfill Alarm | 2016-08-22 | FALSE |  | FALSE | Currently in Use | Diesel | 4000 | Composite | 2016-08-22 |  | Double-Walled Fiberglass | Pressurized
C MART | 4206 VICTORY DR | COLUMBUS | Muscogee | 10001932 | 1 | Ball Float | 2007-09-13 | FALSE | 2007-09-13 | FALSE | Currently in Use | Regular | 10000 | Fiberglass | 2007-09-13 |  | Double-Walled Fiberglass | Pressurized
SUMMIT STORE NO #54 | 2218 VICTORY DR | COLUMBUS | Muscogee | 10000126 | 2 | Ball Float | 2002-07-31 | FALSE | 2002-07-31 | FALSE | Currently in Use | Premium | 12000 | Fiberglass Double Walled | 2002-07-31 |  | Double-Walled Fiberglass | Pressurized
UNITED CITIES GAS CO | 1003 BAY AVE | COLUMBUS | Muscogee | 9106053 | 2 | [5 empty] | Removed from Ground | Gas (Historical Use) | 0 | Not Marked/Unknown | 1991-10-16 | 1991-10-16 | Not Marked
AT&T COLUMBUS FACILITY (GAB840) | 1325 5TH AVE | COLUMBUS | Muscogee | 9106119 | 2 |  | 1996-04-26 |  | 1996-04-26 |  | Removed from Ground | Diesel | 1000 | Steel-Impressed Current | 1996-04-26 | 1899-12-31 | Steel/FG Secondary containment | Suction (American)
TECH MANICS DIESEL LLC | 1301 BLANCHARD BLVD | COLUMBUS | Muscogee | 9106020 | 2 |  | 1993-01-26 |  | 1993-01-26 |  | Removed from Ground | Diesel | 10000 | Cathodically Protected Steel | 1993-01-26 | 2009-07-15 | Fiberglass Reinforced Plastic | Pressurized
UNITED OIL 13TH ST STATION | 1339 13TH ST | COLUMBUS | Muscogee | 9106014 | 2 | [5 empty] | Removed from Ground | Gas (Historical Use) | 2000 | Bare Steel | 1974-05-11 | 1988-01-13 | Galvanized Steel
PETROL PANTRY INC | 2015 BENNING RD | COLUMBUS | Muscogee | 1060394 | 9 |  | 1988-10-01 | FALSE | 1988-10-01 | FALSE | Removed from Ground | Kerosene | 2000 | Galvanic (STIP-3) | 2014-03-18 | 2014-03-18 | Cathodically Protected | Pressurized
PETROL PANTRY INC | 2015 BENNING RD | COLUMBUS | Muscogee | 1060394 | 8 |  | 1988-10-01 | FALSE | 1988-10-01 | FALSE | Removed from Ground |  | 6000 | Galvanic (STIP-3) | 2014-03-18 | 2014-03-18 | Cathodically Protected | Pressurized
MCKESSON WINE & SPIRITS | 829 12TH ST | COLUMBUS | Muscogee | 1060351 | 1 | [5 empty] | Removed from Ground | Gas (Historical Use) | 1000 | Bare Steel | 1975-01-01 | 2005-09-20 | Galvanized Steel
BST/COLUMBUS MAIN R3208 | 1324 VETERANS PKWY | COLUMBUS | Muscogee | 106002 | 6 | [5 empty] | Removed from Ground | Gas (Historical Use) | 550 | Not Marked/Unknown | 1995-03-15 | 1995-03-15 | Not Marked
CHARLES LEVY YUGO | 1101 4TH AVE | COLUMBUS | Muscogee | 9106108 | 1 |  |  | TRUE |  | TRUE | Removed from Ground | Used Oil | 560 | Marked Unknown | 1995-08-03 | 1995-08-03 | Galvanized Steel | Gravity Fed
DOLLY MADISON BAKERY/INTERSTATE BRANDS CORP | 1969 VICTORY DR | COLUMBUS | Muscogee | 9000522 | F897877 | [5 empty] | Closed in Ground | Diesel | 10000 | Bare Steel | 1990-03-22 | 1990-03-22 | Bare Steel
FT BENNING ROAD LIBERTY STORE | 1628 FT BENNING RD | COLUMBUS | Muscogee | 9106078 | 3 | [5 empty] | Currently in Use | Gas (Historical Use) | 8000 | Not Marked/Unknown |  |  | Not Marked
LOTTO MART | 400 3RD AVE | COLUMBUS | Muscogee | 10001968 | 2 | Ball Float | 2010-11-18 | FALSE | 2010-11-18 | FALSE | Currently in Use | Diesel | 8000 | Fiberglass Double Walled | 2010-11-18 |  | Double-Walled Fiberglass | Pressurized
Shay's Mart | 2936 NORTH LUMPKIN RD | COLUMBUS | Muscogee | 1060025 | 2 |  | 1996-08-01 |  | 1996-08-01 |  | Removed from Ground | Gas (Historical Use) | 8000 | Steel-Impressed Current | 1971-05-12 | 2004-09-30 | Cathodically Protected | Safe Suction (Euro)
COX & SONS SVC STA | 2119 SOUTH LUMPKIN RD | COLUMBUS | Muscogee | 1060142 | 1 | [5 empty] | Removed from Ground | Gas (Historical Use) | 3000 | Bare Steel | 1957-04-28 | 1992-06-25 | Unknown
SUNRAY CLEANERS INC | 3502 VICTORY DR | COLUMBUS | Muscogee | 1060178 | 3 | [5 empty] | Closed in Ground | Other | 560 | Bare Steel | 1971-04-27 | 1998-08-23 | Galvanized Steel | Gravity Fed
CLOSED SHELL STAT/LUMPKIN RD SHE | 1965 SOUTH LUMPKIN RD | COLUMBUS | Muscogee | 1060370 | 1 | [5 empty] | Removed from Ground | Gas (Historical Use) | 2000 | Bare Steel | 1975-05-11 | 1992-12-02 | Galvanized Steel
MCGAHA'S SERVICE STATION | 1435 FT BENNING RD | COLUMBUS | Muscogee | 9106159 | 2 | [5 empty] | Removed from Ground | Diesel | 0 | Not Marked/Unknown |  | 1899-12-31 | Not Marked
SUMMIT STORE NO #54 | 2218 VICTORY DR | COLUMBUS | Muscogee | 10000126 | 1 | Ball Float | 2002-07-31 | FALSE | 2002-07-31 | FALSE | Currently in Use | Regular | 20000 | Fiberglass Double Walled | 2002-07-31 |  | Double-Walled Fiberglass | Pressurized
COTT CONCENTRATES | 1000 TENTH AVENUE | COLUMBUS | Muscogee | 10000217 | 1 |  |  | FALSE |  | FALSE | Removed from Ground | Gas (Historical Use) | 550 | Unknown | 1993-11-15 | 1993-11-15
UNITED CITIES GAS CO | 1003 BAY AVE | COLUMBUS | Muscogee | 9106053 | 1 | [5 empty] | Removed from Ground | Gas (Historical Use) | 0 | Not Marked/Unknown | 1991-10-16 | 1991-10-16 | Not Marked
CIRCLE K 6723 | 4425 2ND AVE | COLUMBUS | Muscogee | 9106091 | 4 |  | 1993-11-01 |  | 1993-11-01 |  | Removed from Ground | Kerosene | 3000 | Galvanic (STIP-3) | 1993-11-01 | 2011-07-12 | Fiberglass Reinforced Plastic | Pressurized
CIRCLE K 6723 | 4425 2ND AVE | COLUMBUS | Muscogee | 9106091 | 1 |  | 1993-11-01 |  | 1993-11-01 |  | Removed from Ground | Gas (Historical Use) | 10000 | Galvanic (STIP-3) | 1993-11-01 | 2011-07-12 | Fiberglass Reinforced Plastic | Pressurized
QUIK STOP | 2206 2ND AVENUE | COLUMBUS | Muscogee | 9106181 | 4 | Flapper Valve | 1998-04-09 | FALSE | 1998-04-09 | TRUE | Currently in Use | Diesel | 5000 | Steel-Impressed Current | 2000-11-30 |  | Fiberglass Reinforced Plastic | Pressurized
DOLLY MADISON BAKERY/INTERSTATE BRANDS CORP | 1969 VICTORY DR | COLUMBUS | Muscogee | 9000522 | 1 | [5 empty] | Removed from Ground | Diesel | 34120 | Bare Steel | 1971-03-29 | 1992-07-01 | Cathodically Protected
DOLLY MADISON BAKERY/INTERSTATE BRANDS CORP | 1969 VICTORY DR | COLUMBUS | Muscogee | 9000522 | 4 | [5 empty] | Removed from Ground | Other | 1000 | Bare Steel | 1971-03-29 | 1995-07-12 | Galvanized Steel
DOLLY MADISON BAKERY/INTERSTATE BRANDS CORP | 1969 VICTORY DR | COLUMBUS | Muscogee | 9000522 | 7 |  | 1992-04-01 |  | 1992-04-01 |  | Removed from Ground | Diesel | 15000 | Galvanic (STIP-3) | 1992-04-01 | 2009-08-25 | Fiberglass Reinforced Plastic | Pressurized
CIRCLE K 6700 | 5732 MILGEN RD | COLUMBUS | Muscogee | 9106041 | 1 | Ball Float | 1990-05-02 | FALSE | 1990-05-02 | FALSE | Removed from Ground | Gas (Historical Use) | 10000 | Galvanic (STIP-3) | 1990-05-02 | 2015-01-07 | Fiberglass Reinforced Plastic | Pressurized
BROOKS & THOMAS DBA MIKE COLLINS | 1825 MIDTOWN DR | COLUMBUS | Muscogee | 9106130 | 3 |  |  | FALSE |  | FALSE | Removed from Ground | Gas (Historical Use) | 550 | Bare Steel | 2005-11-29 | 2005-11-29
KING LUBE #4 | 6028 VETERANS PARKWAY | COLUMBUS | Muscogee | 9106113 | 2 |  |  | TRUE |  | TRUE | Removed from Ground | Used Oil | 1000 | Cathodically Protected Steel | 1988-03-28 | 1996-11-14 | Galvanized Steel
PETROL PANTRY INC | 2015 BENNING RD | COLUMBUS | Muscogee | 1060394 | 6 |  | 1988-10-01 | FALSE | 1988-10-01 | FALSE | Removed from Ground |  | 6000 | Galvanic (STIP-3) | 2014-03-18 | 2014-03-18 | Cathodically Protected | Pressurized
FORMER PURE STATION | 3123 VICTORY DRIVE | COLUMBUS | Muscogee | 10001738 | 1 |  |  | FALSE |  | FALSE | Removed from Ground | Gas (Historical Use) | 6000 | Bare Steel | 2009-03-19 | 2009-03-19
LOTTO MART | 400 3RD AVE | COLUMBUS | Muscogee | 10001968 | 3 | Ball Float | 2010-11-18 | FALSE | 2010-11-18 | FALSE | Currently in Use | Regular | 4000 | Fiberglass Double Walled | 2010-11-18 |  | Double-Walled Fiberglass | Pressurized
PEEBLES CONSTRUCTION CO | 1126 VIRGINIA ST | COLUMBUS | Muscogee | 9106009 | 1 | [5 empty] | Removed from Ground | Gas (Historical Use) | 560 | Bare Steel | 1983-01-01 | 1991-04-29 | Galvanized Steel
METRAC | PO BOX 2448 | COLUMBUS | Muscogee | 9106037 | 1 | [5 empty] | Removed from Ground | Other | 1000 | Not Marked/Unknown | 1978-01-01 | 1993-02-11 | Not Marked
'SIXTH & EIGHTH' AUTO SERVICE | 800 SIXTH AVE | COLUMBUS | Muscogee | 9000531 | 3 | [5 empty] | Removed from Ground | Gas (Historical Use) | 7300 | Bare Steel | 1964-04-09 | 1997-08-25 | Bare Steel | Suction (American)
'SIXTH & EIGHTH' AUTO SERVICE | 800 SIXTH AVE | COLUMBUS | Muscogee | 9000531 | OLD#4 | [5 empty] | Permanently Out of Use - historical purposes | Gas (Historical Use) | 5000 | Bare Steel | 1981-04-05 | 1899-12-31 | Galvanized Steel
TIMES SQUARE/MIKES STORE/CITY OF | 4600 WARM SPRINGS RD | COLUMBUS | Muscogee | 9106044 | 1 | [5 empty] | Removed from Ground | Gas (Historical Use) | 500 | Marked Unknown | 1949-01-01 | 1989-05-15 | Unknown
HADA COULUMBUS FOOD MART | 3454 UNIVERSITY AVE | COLUMBUS | Muscogee | 9106139 | SUPU/L | Ball Float | 1993-09-06 | FALSE | 1993-09-06 | FALSE | Currently in Use | Regular | 8000 | Galvanic (STIP-3) | 1993-09-06 |  | Fiberglass Reinforced Plastic | Pressurized
KING LUBE #5 | 3638 GENTIAN BLVD | COLUMBUS | Muscogee | 9106114 | 2 |  | 1993-06-10 |  | 1993-06-10 |  | Removed from Ground | Gas (Historical Use) | 2000 | Cathodically Protected Steel | 1993-06-10 | 1996-11-05 | Galvanized Steel
CIRCLE K 2706702 | 4420 SECOND AVE | COLUMBUS | Muscogee | 9106046 | 4 |  | 1990-03-05 | FALSE | 1990-03-05 | FALSE | Removed from Ground | Gas (Historical Use) | 10000 | Galvanic (STIP-3) | 1990-01-01 | 2019-01-09 | Fiberglass Reinforced Plastic | Pressurized
WALTER SHARP GULF SERVICE | 4200 VICTORY DR | COLUMBUS | Muscogee | 1060308 | 5 |  |  | TRUE |  | TRUE | Removed from Ground | Used Oil | 550 | Bare Steel | 1962-05-14 | 1899-12-31 | Galvanized Steel
WALTER SHARP GULF SERVICE | 4200 VICTORY DR | COLUMBUS | Muscogee | 1060308 | 4 | [5 empty] | Removed from Ground | Gas (Historical Use) | 6000 | Bare Steel | 1968-05-12 | 1899-12-31 | Galvanized Steel
THONI OIL MAGIC BENZOL GAS STATI | 2210 VICTORY DR | COLUMBUS | Muscogee | 1060387 | 2 | [5 empty] | Removed from Ground | Gas (Historical Use) | 10000 | Fiberglass | 1981-05-09 | 1991-08-16 | Fiberglass Reinforced Plastic
GULF OIL (CLOSED) | 3361 VICTORY DR | COLUMBUS | Muscogee | 9106089 | 2 | [5 empty] | Removed from Ground | Gas (Historical Use) | 6000 | Bare Steel | 1994-09-01 | 1994-09-01 | Galvanized Steel
FT BENNING ROAD LIBERTY STORE | 1628 FT BENNING RD | COLUMBUS | Muscogee | 9106078 | 6 | Overfill Alarm | 2016-08-22 | FALSE |  | FALSE | Currently in Use | Premium | 4000 | Composite | 2016-08-22 |  | Double-Walled Fiberglass | Pressurized
BST/COLUMBUS MAIN R3208 | 1324 VETERANS PKWY | COLUMBUS | Muscogee | 106002 | 5 | [5 empty] | Permanently Out Of Use | Diesel | 10000 | Not Marked/Unknown | 1994-10-31 | 1994-10-31 | Not Marked
REAVES WRECKING CO | 701 10TH ST | COLUMBUS | Muscogee | 106265 | 1 | [5 empty] | Removed from Ground | Gas (Historical Use) | 1000 | Bare Steel | 1975-05-11 | 1988-11-01 | Galvanized Steel
FULLER AUTO & TRUCK SHOP | 536 SIXTH AVE | COLUMBUS | Muscogee | 9106059 | 1 | [5 empty] | Removed from Ground | Gas (Historical Use) | 1000 | Marked Unknown | 1993-01-01 | 1993-01-01 | Unknown
PINKY DINKY (CLOSED) | 513 /517 FIFTEENTH ST | COLUMBUS | Muscogee | 9106072 | 1 | [5 empty] | Removed from Ground | Gas (Historical Use) | 2000 | Bare Steel | 1993-10-05 | 1993-10-05 | Bare Steel
COLUMBUS FIRE & SAFETY EQUIP CO | 901 SIXTH AVE | COLUMBUS | Muscogee | 9106074 | 1 | [5 empty] | Removed from Ground | Gas (Historical Use) | 2000 | Bare Steel | 1993-11-04 | 1993-11-04 | Galvanized Steel
UNITED OIL 13TH ST STATION | 1339 13TH ST | COLUMBUS | Muscogee | 9106014 | 3 | [5 empty] | Removed from Ground | Gas (Historical Use) | 2000 | Bare Steel | 1974-05-11 | 1988-01-13 | Galvanized Steel
TOTAL SYSTEM SERVICES | 1000 5TH AVENUE | COLUMBUS | Muscogee | 9106176 | 2 | [5 empty] | Closed in Ground | Other | 500 | Bare Steel | 1998-12-03 | 1998-12-03 | Bare Steel
CIRCLE K 6723 | 4425 2ND AVE | COLUMBUS | Muscogee | 9106091 | 3 |  | 1993-11-01 |  | 1993-11-01 |  | Removed from Ground | Diesel | 3000 | Galvanic (STIP-3) | 1993-11-01 | 2011-07-12 | Fiberglass Reinforced Plastic | Pressurized
SERVICE STATION (FORMER) | 1043 FIRST AVE | COLUMBUS | Muscogee | 9106002 | 2 | [5 empty] | Removed from Ground | Gas (Historical Use) | 6000 | Not Marked/Unknown | 1990-10-30 | 1990-10-30 | Not Marked
FORMER SHAYS ANTIQUES | SE CORNER 16TH & FIRST | COLUMBUS | Muscogee | 9106167 | 1 |  |  | TRUE |  | TRUE | Removed from Ground | Used Oil | 550 | Bare Steel | 1998-04-22 | 1998-04-22 | Not Marked
GA0102 | 2233 FT BENNING RD | COLUMBUS | Muscogee | 1060064 | 2 | Flapper Valve | 1985-04-01 | FALSE | 1985-04-01 | FALSE | Currently in Use | Regular | 10000 | Fiberglass | 1983-04-24 |  | Fiberglass Reinforced Plastic | Pressurized
LOWTHER'S SVC STA | 4307 VICTORY DR | COLUMBUS | Muscogee | 1060143 | 6 |  |  | TRUE |  | TRUE | Removed from Ground | Used Oil | 560 | Bare Steel | 1957-04-28 | 1992-06-25 | Unknown
WASTE AWAY GROUP INC | 3941 CUSSETA RD | COLUMBUS | Muscogee | 1060254 | 2 | [5 empty] | Removed from Ground | Diesel | 2000 | Bare Steel | 1973-05-08 | 1991-06-13 | Bare Steel
CORNER CUPBOARD #2 | 3475 VICTORY DR | COLUMBUS | Muscogee | 1060324 | 10 | Flapper Valve | 2001-04-19 | FALSE | 2001-04-19 | FALSE | Currently in Use | Regular | 6000 | Composite | 2001-04-05 |  | Fiberglass Reinforced Plastic | Pressurized
TOTAL SYSTEM SERVICES | 1000 5TH AVENUE | COLUMBUS | Muscogee | 9106176 | 3 | [5 empty] | Closed in Ground | Diesel | 8000 | Bare Steel | 1998-12-03 | 1998-12-03 | Bare Steel
'SIXTH & EIGHTH' AUTO SERVICE | 800 SIXTH AVE | COLUMBUS | Muscogee | 9000531 | 2 | [5 empty] | Removed from Ground | Gas (Historical Use) | 6000 | Cathodically Protected Steel | 1990-01-16 | 1997-08-25 | Bare Steel | Suction (American)
TIMES SQUARE/MIKES STORE/CITY OF | 4600 WARM SPRINGS RD | COLUMBUS | Muscogee | 9106044 | 9239 | [5 empty] | Removed from Ground | Gas (Historical Use) | 4000 | Cathodically Protected Steel | 1989-05-15 | 2001-07-25 | Galvanized Steel | Safe Suction (Euro)
CIRCLE K 6700 | 5732 MILGEN RD | COLUMBUS | Muscogee | 9106041 | 3 | Ball Float | 1990-05-02 | FALSE | 1990-05-02 | FALSE | Removed from Ground | Regular | 10000 | Galvanic (STIP-3) | 1990-05-02 | 2020-03-13 | Fiberglass Reinforced Plastic | Pressurized
CIRCLE K 2706701 | 3010 BUENA VISTA RD | COLUMBUS | Muscogee | 9106024 | 2 | Ball Float | 1990-03-05 | FALSE | 1990-03-05 | FALSE | Removed from Ground | Plus | 10000 | Galvanic (STIP-3) | 1990-01-01 | 2020-08-07 | Fiberglass Reinforced Plastic | Pressurized
HADA COULUMBUS FOOD MART | 3454 UNIVERSITY AVE | COLUMBUS | Muscogee | 9106139 | U/L | Ball Float | 1993-09-06 | FALSE | 1993-09-06 | FALSE | Currently in Use | Premium | 8000 | Galvanic (STIP-3) | 1993-09-06 |  | Fiberglass Reinforced Plastic | Pressurized
CITGO FOOD MART 2-01 | 2362 S LUMPKIN RD | COLUMBUS | Muscogee | 1060026 | 2 | Flapper Valve | 1998-10-01 |  | 1998-10-01 |  | Removed from Ground | Gas (Historical Use) | 8000 | Steel-Impressed Current | 1971-05-12 | 2007-03-12 | Steel (Impressed Current) | Suction (American)
GA0102 | 2233 FT BENNING RD | COLUMBUS | Muscogee | 1060064 | 1 | Flapper Valve | 1985-04-01 | FALSE | 1985-04-01 | FALSE | Currently in Use | Premium | 10000 | Fiberglass | 1983-04-24 |  | Fiberglass Reinforced Plastic | Pressurized
LOWTHER'S SVC STA | 4307 VICTORY DR | COLUMBUS | Muscogee | 1060143 | 3 | [5 empty] | Removed from Ground | Gas (Historical Use) | 3000 | Bare Steel | 1957-04-28 | 1992-06-25 | Unknown
TEXACO | 3639 VICTORY DR | COLUMBUS | Muscogee | 1060193 | 6 |  |  | TRUE |  | TRUE | Removed from Ground | Used Oil | 550 | Marked Unknown |  | 1899-12-31 | Unknown
R&W AUTO SVC/WALTER VINYARD | 3673 VICTORY DR | COLUMBUS | Muscogee | 1060213 | 2 | [5 empty] | Removed from Ground | Gas (Historical Use) | 6000 | Bare Steel | 1962-04-06 | 1993-02-01 | Unknown
CORNER CUPBOARD #2 | 3475 VICTORY DR | COLUMBUS | Muscogee | 1060324 | 3 |  | 1998-12-01 |  | 1983-05-01 |  | Removed from Ground | Gas (Historical Use) | 10000 | Steel-Impressed Current | 1976-05-04 | 2001-03-19 | Cathodically Protected
CIRCLE K 2706686 | 3274 VICTORY DR | COLUMBUS | Muscogee | 1060326 | 1 | Ball Float | 1996-10-15 | FALSE | 1996-10-15 | FALSE | Currently in Use | Regular | 10000 | Galvanic (STIP-3) | 1985-05-08 |  | Fiberglass Reinforced Plastic | Pressurized
WALTER SHARP GULF SERVICE | 4200 VICTORY DR | COLUMBUS | Muscogee | 1060308 | 1 | [5 empty] | Removed from Ground | Gas (Historical Use) | 5000 | Bare Steel | 1962-05-14 | 1899-12-31 | Galvanized Steel
WALMART SUPERCENTER #1338 | 3515 VICTORY DR | COLUMBUS | Muscogee | 10002572 | 2B | Ball Float | 2016-02-23 | FALSE | 2016-02-23 | FALSE | Currently in Use | Diesel | 8000 | Fiberglass Double Walled | 2015-12-02 |  | Double-Walled Fiberglass | Pressurized
COLUMBUS WATER TREATMENT | 6709 COLE DRIVE | COLUMBUS | Muscogee | 10001868 | 1 |  |  | FALSE |  | FALSE | Removed from Ground | Diesel | 600 | Unknown | 2010-05-06 | 2010-05-06 | Unknown
TOTAL SYSTEM SERVICES | 1000 5TH AVENUE | COLUMBUS | Muscogee | 9106176 | 1 |  |  | TRUE |  | TRUE | Closed in Ground | Used Oil | 500 | Bare Steel | 1998-12-03 | 1998-12-03 | Bare Steel
DOLLY MADISON BAKERY/INTERSTATE BRANDS CORP | 1969 VICTORY DR | COLUMBUS | Muscogee | 9000522 | 3 |  | 1996-12-01 |  | 1996-12-01 |  | Removed from Ground | Gas (Historical Use) | 10000 | Composite | 1988-01-01 | 2009-08-26 | Double-Walled Fiberglass | Pressurized
KING LUBE #2 | 4012 BUENA VISTA ROAD | COLUMBUS | Muscogee | 9106115 | 6 | [5 empty] | Removed from Ground | Gas (Historical Use) | 560 | Cathodically Protected Steel | 1987-07-28 | 1996-11-12 | Galvanized Steel
WALTER SHARP GULF SERVICE | 4200 VICTORY DR | COLUMBUS | Muscogee | 1060308 | 3 | [5 empty] | Removed from Ground | Gas (Historical Use) | 5000 | Bare Steel | 1962-05-14 | 1899-12-31 | Galvanized Steel
S COLUMBUS WPC PLANT | 2350 BROADMOOR DR | COLUMBUS | Muscogee | 1060411 | 4 |  | 2003-07-08 | TRUE | 1991-01-01 | TRUE | Removed from Ground | Used Oil | 1000 | Fiberglass | 1988-01-01 | 2016-01-26 | Fiberglass Reinforced Plastic | Gravity Fed
SHERMAN CONCRETE PIPE | 201 BRENNAN RD | COLUMBUS | Muscogee | 1060406 | 1 | [5 empty] | Removed from Ground | Gas (Historical Use) | 1000 | Bare Steel | 1961-04-29 | 1995-09-01 | Bare Steel
VICTORY DRIVE SHELL | 3207 VICTORY DR | COLUMBUS | Muscogee | 1060371 | 6 |  |  | TRUE |  | TRUE | Removed from Ground | Used Oil | 560 | Bare Steel | 1999-02-01 | 1999-02-01 | Not Marked
RaceWay #6725 - Victory Drive | 4421 VICTORY DR | COLUMBUS | Muscogee | 1060390 | 3 |  | 1982-01-01 | FALSE | 1982-01-01 | FALSE | Removed from Ground | Gas (Historical Use) | 11600 | Fiberglass | 1982-05-09 | 1996-09-01 | Fiberglass Reinforced Plastic | Pressurized
CHAR-REN | 2240 FT BENNING RD | COLUMBUS | Muscogee | 1060334 | 4 | [5 empty] | Removed from Ground | Gas (Historical Use) | 3000 | Bare Steel | 1970-05-12 | 2002-10-03 | Galvanized Steel
TEXACO STATION(FORMER) | 801 FOURTH AVE | COLUMBUS | Muscogee | 9106077 | 2 | [5 empty] | Removed from Ground | Gas (Historical Use) | 4000 | Not Marked/Unknown | 1993-01-25 | 1993-01-25 | Not Marked
GATEWAY LINCOLN | 219 13TH ST | COLUMBUS | Muscogee | 9106019 | 2 | [5 empty] | Removed from Ground | Gas (Historical Use) | 560 | Bare Steel | 1961-01-01 | 1991-01-01 | Bare Steel
QUIK STOP | 2206 2ND AVENUE | COLUMBUS | Muscogee | 9106181 | 1 | Flapper Valve | 1998-04-09 | FALSE | 1998-04-09 | TRUE | Currently in Use | Regular | 8200 | Steel-Impressed Current | 2000-11-30 |  | Fiberglass Reinforced Plastic | Pressurized
TIMES SQUARE/MIKES STORE/CITY OF | 4600 WARM SPRINGS RD | COLUMBUS | Muscogee | 9106044 | 9241 | [5 empty] | Removed from Ground | Diesel | 4000 | Cathodically Protected Steel | 1989-05-15 | 2001-07-25 | Galvanized Steel | Safe Suction (Euro)
CIRCLE K 2706686 | 3274 VICTORY DR | COLUMBUS | Muscogee | 1060326 | 3 | Ball Float | 1996-10-15 | FALSE | 1996-10-15 | FALSE | Currently in Use | Premium | 10000 | Galvanic (STIP-3) | 1985-05-08 |  | Fiberglass Reinforced Plastic | Pressurized
One Stop Shop | 2109 CUSSETA RD | COLUMBUS | Muscogee | 9106174 | 2 | Ball Float | 1998-03-01 | FALSE | 1998-03-01 | FALSE | Currently in Use | Regular | 5000 | Composite | 1998-03-01 |  | Fiberglass Reinforced Plastic | Pressurized
WALMART SUPERCENTER #1338 | 3515 VICTORY DR | COLUMBUS | Muscogee | 10002572 | 2A | Ball Float | 2016-02-23 | FALSE | 2016-02-23 | FALSE | Currently in Use | Premium | 12000 | Fiberglass Double Walled | 2015-12-02 |  | Double-Walled Fiberglass | Pressurized
COLUMBUS WATER TREATMENT | 6709 COLE DRIVE | COLUMBUS | Muscogee | 10001868 | 2 |  |  | FALSE |  | FALSE | Removed from Ground | Diesel | 600 | Unknown | 2010-05-09 | 2010-05-09
LOTTO MART | 400 3RD AVE | COLUMBUS | Muscogee | 10001968 | 1 | Ball Float | 2010-11-18 | FALSE | 2010-11-18 | FALSE | Currently in Use | Premium | 12000 | Fiberglass Double Walled | 2010-11-18 |  | Double-Walled Fiberglass | Pressurized
CIRCLE K 6723 | 4425 2ND AVE | COLUMBUS | Muscogee | 9106091 | 2 |  | 1993-11-01 |  | 1993-11-01 |  | Removed from Ground | Gas (Historical Use) | 8000 | Galvanic (STIP-3) | 1993-11-01 | 2011-07-12 | Fiberglass Reinforced Plastic | Pressurized
SERVICE STATION (FORMER) | 1043 FIRST AVE | COLUMBUS | Muscogee | 9106002 | 3 | [5 empty] | Removed from Ground | Gas (Historical Use) | 3000 | Not Marked/Unknown | 1990-10-30 | 1990-10-30 | Not Marked
OMS 5 | 2505 VICTORY DR | COLUMBUS | Muscogee | 9106021 | 1 | [5 empty] | Removed from Ground | Diesel | 1000 | Bare Steel | 1990-01-01 | 1990-01-01 | Unknown
QUIK STOP | 2206 2ND AVENUE | COLUMBUS | Muscogee | 9106181 | 2 | Flapper Valve | 1998-04-09 | FALSE | 1998-04-09 | TRUE | Currently in Use | Premium | 8200 | Steel-Impressed Current | 2000-11-30 |  | Fiberglass Reinforced Plastic | Pressurized
DOLLY MADISON BAKERY/INTERSTATE BRANDS CORP | 1969 VICTORY DR | COLUMBUS | Muscogee | 9000522 | F897873 | [5 empty] | Closed in Ground | Diesel | 10000 | Bare Steel | 1990-03-22 | 1990-03-22 | Bare Steel
DOLLY MADISON BAKERY/INTERSTATE BRANDS CORP | 1969 VICTORY DR | COLUMBUS | Muscogee | 9000522 | 2 |  | 1996-12-01 |  | 1996-12-01 |  | Removed from Ground | Gas (Historical Use) | 10000 | Composite | 1988-01-01 | 2009-08-26 | Double-Walled Fiberglass | Pressurized
DRYVIT SYSTEMS INC | 4843 MILGEN RD | COLUMBUS | Muscogee | 9106034 | 1 | [5 empty] | Removed from Ground | Empty | 1000 | Bare Steel | 1990-02-20 | 1990-02-20 | Galvanized Steel
KING LUBE #2 | 4012 BUENA VISTA ROAD | COLUMBUS | Muscogee | 9106115 | 1 |  |  | TRUE |  | TRUE | Removed from Ground | Used Oil | 2000 | Cathodically Protected Steel | 1986-07-03 | 1996-11-12 | Galvanized Steel
SERVICE STATION (FORMER) | 1043 FIRST AVE | COLUMBUS | Muscogee | 9106002 | 1 | [5 empty] | Removed from Ground | Diesel | 6000 | Not Marked/Unknown | 1990-10-30 | 1990-10-30 | Not Marked
TECH MANICS DIESEL LLC | 1301 BLANCHARD BLVD | COLUMBUS | Muscogee | 9106020 | 1 | [5 empty] | Removed from Ground | Gas (Historical Use) | 0 | Marked Unknown |  | 1899-12-31 | Unknown
UNITED OIL 13TH ST STATION | 1339 13TH ST | COLUMBUS | Muscogee | 9106014 | 1 | [5 empty] | Removed from Ground | Gas (Historical Use) | 2000 | Bare Steel | 1974-05-11 | 1988-01-13 | Galvanized Steel
METRAC | PO BOX 2448 | COLUMBUS | Muscogee | 9106037 | 2 | [5 empty] | Removed from Ground | Other | 1000 | Not Marked/Unknown | 1978-01-01 | 1993-02-11 | Not Marked
DOLLY MADISON BAKERY/INTERSTATE BRANDS CORP | 1969 VICTORY DR | COLUMBUS | Muscogee | 9000522 | 5 |  |  | TRUE |  | TRUE | Removed from Ground | Used Oil | 500 | Bare Steel | 1971-03-29 | 1995-07-12 | Bare Steel
TIMES SQUARE/MIKES STORE/CITY OF | 4600 WARM SPRINGS RD | COLUMBUS | Muscogee | 9106044 | 2 | [5 empty] | Removed from Ground | Gas (Historical Use) | 500 | Marked Unknown | 1949-01-01 | 1989-05-15 | Unknown
CIRCLE K 2706701 | 3010 BUENA VISTA RD | COLUMBUS | Muscogee | 9106024 | 5 | Ball Float | 1990-03-05 | FALSE | 1990-03-05 | FALSE | Removed from Ground | Diesel | 10000 | Galvanic (STIP-3) | 1990-01-01 | 2020-08-07 | Fiberglass Reinforced Plastic | Pressurized
VICTORY DRIVE SHELL | 3207 VICTORY DR | COLUMBUS | Muscogee | 1060371 | 3 | [5 empty] | Removed from Ground | Gas (Historical Use) | 3000 | Bare Steel | 1974-05-11 | 1999-02-01 | Galvanized Steel
CLOSED GULF OIL | 3233 CUSSETA RD | COLUMBUS | Muscogee | 9106090 | 2 | [5 empty] | Removed from Ground | Gas (Historical Use) | 560 | Bare Steel | 1994-12-01 | 1994-12-01 | Bare Steel | Suction (American)
FT BENNING ROAD LIBERTY STORE | 1628 FT BENNING RD | COLUMBUS | Muscogee | 9106078 | 2 | [5 empty] | Currently in Use | Gas (Historical Use) | 8000 | Not Marked/Unknown |  |  | Not Marked
Piedmont Columbus Regional Midtown | 616 19TH ST | COLUMBUS | Muscogee | 10002332 | 1 |  | 1991-12-31 | FALSE | 2014-09-01 | FALSE | Currently in Use | Diesel | 3000 | Fiberglass Double Walled | 1991-01-01 |  | Fiberglass Reinforced Plastic | Pressurized
OMS 5 | 2505 VICTORY DR | COLUMBUS | Muscogee | 9106021 | 2 | [5 empty] | Removed from Ground | Gas (Historical Use) | 1200 | Bare Steel | 1990-01-01 | 1990-01-01 | Unknown
GEORGIA POWER CO COLUMBUS TELECO | 1800 FIRST AVE | COLUMBUS | Muscogee | 9106186 | 1 | [5 empty] | Removed from Ground | Diesel | 550 | Bare Steel | 2001-12-10 | 2001-12-10 | Galvanized Steel
DOLLY MADISON BAKERY/INTERSTATE BRANDS CORP | 1969 VICTORY DR | COLUMBUS | Muscogee | 9000522 | 8 |  | 1992-04-01 |  | 1992-04-01 |  | Removed from Ground | Diesel | 15000 | Galvanic (STIP-3) | 1992-04-01 | 2009-08-25 | Fiberglass Reinforced Plastic | Pressurized
KING LUBE #5 | 3638 GENTIAN BLVD | COLUMBUS | Muscogee | 9106114 | 3 |  | 1993-06-10 |  | 1993-06-10 |  | Removed from Ground | Gas (Historical Use) | 2000 | Cathodically Protected Steel | 1993-06-10 | 1996-11-05 | Fiberglass Reinforced Plastic
NO FACILITY NAME | 4200 MACON RD | COLUMBUS | Muscogee | 9106060 | 1 | [5 empty] | Removed from Ground | Gas (Historical Use) | 1000 | Bare Steel | 1992-11-14 | 1992-11-14 | Bare Steel | Suction (American)
'SIXTH & EIGHTH' AUTO SERVICE | 800 SIXTH AVE | COLUMBUS | Muscogee | 9000531 | 1 | [5 empty] | Removed from Ground | Gas (Historical Use) | 6000 | Cathodically Protected Steel | 1990-01-16 | 1997-08-25 | Bare Steel | Suction (American)
AIR PRODUCTS AND CHEMICALS INC | 1236 MIDWAY DR | COLUMBUS | Muscogee | 1060381 | 1 | [5 empty] | Removed from Ground | Diesel | 1000 | Bare Steel | 1974-05-11 | 1987-12-07 | Bare Steel
TIMES SQUARE/MIKES STORE/CITY OF | 4600 WARM SPRINGS RD | COLUMBUS | Muscogee | 9106044 | 9240 | [5 empty] | Removed from Ground | Gas (Historical Use) | 4000 | Cathodically Protected Steel | 1989-05-15 | 2001-07-25 | Galvanized Steel | Safe Suction (Euro)
COLUMBUS ROOFING | 3928 FISHER DR | COLUMBUS | Muscogee | 9106117 | 1 | [5 empty] | Removed from Ground | Diesel | 1000 | Cathodically Protected Steel | 1987-02-18 | 2004-03-15 | Galvanized Steel | Safe Suction (Euro)
COLUMBUS STATE UNIV | 4225 UNIVERSITY AVE | COLUMBUS | Muscogee | 9106093 | 2 |  | 1991-05-09 |  | 1991-05-09 |  | Removed from Ground | Diesel | 2000 | Cathodically Protected Steel | 1991-05-09 | 2003-02-20 | Double-Walled Fiberglass | Pressurized
4191 MACON ROAD | 4191 MACON ROAD | COLUMBUS | Muscogee | 10001343 | 1 |  |  | FALSE |  | FALSE | Removed from Ground | Used Oil | 1000 | Bare Steel | 1982-01-01 | 2007-01-26 | Bare Steel
ROYAL CROWN BOTTLING CO OF COLUM | 2429 VICTORY DR | COLUMBUS | Muscogee | 1060203 | 3 | [5 empty] | Removed from Ground | Gas (Historical Use) | 10000 | Not Marked/Unknown | 1972-01-01 | 1997-06-01 | Not Marked
SHELL FOOD MART | 401 VETERANS PKWY | COLUMBUS | Muscogee | 1060044 | 2 | Ball Float | 1996-06-10 | FALSE | 1996-06-10 | FALSE | Currently in Use | Regular | 10000 | Steel-Impressed Current | 1985-05-08 |  | Double-Walled Fiberglass | Pressurized
FUSSELL ENTERPRISES | 1111 4TH ST | COLUMBUS | Muscogee | 1060135 | 1 | [5 empty] | Permanently Out of Use - historical purposes | Gas (Historical Use) | 8200 | Bare Steel | 1970-04-15 | 1899-12-31 | Galvanized Steel
COLUMBUS TRANSIT FACILITY | 814 LINWOOD BLVD | COLUMBUS | Muscogee | 1060089 | OLD#2 | [5 empty] | Removed from Ground | Diesel | 5000 | Bare Steel | 1975-01-31 | 1990-03-01 | Galvanized Steel
CIRCLE K 2706701 | 3010 BUENA VISTA RD | COLUMBUS | Muscogee | 9106024 | 4 | Ball Float | 1990-03-05 | FALSE | 1990-03-05 | FALSE | Removed from Ground | Regular | 10000 | Galvanic (STIP-3) | 1990-01-01 | 2020-08-07 | Fiberglass Reinforced Plastic | Pressurized
KING LUBE #5 | 3638 GENTIAN BLVD | COLUMBUS | Muscogee | 9106114 | 1 |  |  | TRUE | 1993-06-10 | TRUE | Removed from Ground | Used Oil | 3000 | Cathodically Protected Steel | 1993-06-10 | 1996-11-05 | Galvanized Steel
ROBINSON PAVING CO | 5425 SCHATULGA RD | COLUMBUS | Muscogee | 106184 | 3 |  | 1998-12-17 | FALSE | 1998-12-17 | FALSE | Currently in Use | Diesel Off Road | 5000 | Steel-Impressed Current | 1983-04-24 |  | Steel (Impressed Current) | Pressurized
OLD VMF/1858 MIDTOWN DR | 1858 MIDTOWN DR | COLUMBUS | Muscogee | 1060018 | 1 | [5 empty] | Removed from Ground | Empty | 4000 | Bare Steel | 1967-01-06 | 1994-08-10 | Galvanized Steel
DELTA #2097 | 4104 BUENA VISTA RD | COLUMBUS | Muscogee | 1060098 | 3 | [5 empty] | Removed from Ground | Gas (Historical Use) | 8000 | Bare Steel | 1976-01-26 | 1992-12-07 | Galvanized Steel
CLOSED PREMIUM OIL STATION INC | 4222 RIVER RD | COLUMBUS | Muscogee | 1060036 | 3 | [5 empty] | Removed from Ground | Diesel | 3000 | Bare Steel | 1951-05-17 | 1994-03-17 | Unknown
COLUMBUS CONSOLIDATED GOVERNMENT | 3950 SCHATULGA RD | COLUMBUS | Muscogee | 1060076 | 1 | [5 empty] | Removed from Ground | Diesel | 3500 | Bare Steel | 1976-01-31 | 1899-12-31 | Galvanized Steel
U HAUL #77968 | 1700 BOX RD | COLUMBUS | Muscogee | 1060255 | 1 | [5 empty] | Removed from Ground | Gas (Historical Use) | 4000 | Fiberglass | 1985-05-05 | 1899-12-31 | Bare Steel
FARAHS FOOD EXPRESS | 5506 FORREST RD | COLUMBUS | Muscogee | 1060280 | 5 | Ball Float | 1999-11-01 | FALSE | 1999-11-01 | FALSE | Currently in Use | Regular | 8000 | Composite | 1973-05-11 |  | Fiberglass Reinforced Plastic | Pressurized
NAPPER'S GROCERY | MACON & SCHATULGA RDS | COLUMBUS | Muscogee | 1060292 | 2 | [5 empty] | Removed from Ground | Empty | 500 | Bare Steel | 1956-05-15 | 1986-01-01 | Galvanized Steel
FLOCO INC DBA QUICK CHANGE FOOD (QUICK CHANGE #45) | 2750 MANCHESTER EXPY | COLUMBUS | Muscogee | 1060287 | 4 | Flapper Valve | 1997-06-01 |  | 1997-06-01 |  | Removed from Ground | Gas (Historical Use) | 10000 | Composite | 1981-05-09 | 2009-05-26 | Steel (Impressed Current) | Pressurized
FLOCO INC DBA QUICK CHANGE FOOD (QUICK CHANGE #45) | 2750 MANCHESTER EXPY | COLUMBUS | Muscogee | 1060287 | 5 |  |  | TRUE |  | TRUE | Removed from Ground | Used Oil | 1000 | Bare Steel | 1969-05-12 | 1998-12-11 | Galvanized Steel
QUICK CHANGE #37 (M & P FOOD MART) | 4126 ST MARYS RD | COLUMBUS | Muscogee | 1060279 | 2 |  | 1998-12-08 | FALSE | 1998-12-08 | FALSE | Temporarily out of use | Gas (Historical Use) | 10000 | Steel-Impressed Current | 1973-05-11 |  | Steel (Impressed Current) | Pressurized
SUMMIT STORE NO #54 | 2218 VICTORY DR | COLUMBUS | Muscogee | 10000126 | 3 | Ball Float | 2002-07-31 | FALSE | 2002-07-31 | FALSE | Currently in Use | Diesel | 12000 | Fiberglass Double Walled | 2002-07-31 |  | Double-Walled Fiberglass | Pressurized
BST/COLUMBUS MAIN R3208 | 1324 VETERANS PKWY | COLUMBUS | Muscogee | 106002 | 1 | [5 empty] | Closed in Ground | Other | 30000 | Bare Steel | 1971-01-05 | 1995-11-27 | Copper | Suction (American)
BST/COLUMBUS MAIN R3208 | 1324 VETERANS PKWY | COLUMBUS | Muscogee | 106002 | 4 |  | 1998-04-20 |  | 1998-04-20 |  | Removed from Ground | Diesel | 8000 | Double Walled | 1994-03-15 | 2002-09-10 | Copper | Suction (American)
BST/COLUMBUS MAIN R3208 | 1324 VETERANS PKWY | COLUMBUS | Muscogee | 106002 | 7 | Flapper Valve | 2002-07-12 | FALSE | 2002-07-12 | FALSE | Currently in Use | Diesel | 15000 | Fiberglass Double Walled | 2002-07-12 |  | Copper | Safe Suction (Euro)
UNITED CITIES GAS CO | 1003 BAY AVE | COLUMBUS | Muscogee | 9106053 | 3 | [5 empty] | Removed from Ground | Diesel | 0 | Not Marked/Unknown | 1991-10-16 | 1991-10-16 | Not Marked
'SIXTH & EIGHTH' AUTO SERVICE | 800 SIXTH AVE | COLUMBUS | Muscogee | 9000531 | OLD#2 | [5 empty] | Permanently Out of Use - historical purposes | Gas (Historical Use) | 3000 | Bare Steel | 1965-04-09 | 1899-12-31 | Galvanized Steel
QUICK CHANGE #47 | 3874 SAINT MARYS RD | COLUMBUS | Muscogee | 9106137 | 4 | Flapper Valve | 1988-05-04 | FALSE | 1988-05-04 | FALSE | Currently in Use | Diesel | 6000 | Galvanic (STIP-3) | 1988-05-04 |  | Fiberglass Reinforced Plastic | Pressurized
BROOKS & THOMAS DBA MIKE COLLINS | 1825 MIDTOWN DR | COLUMBUS | Muscogee | 9106130 | 1 |  |  | TRUE |  | TRUE | Removed from Ground | Used Oil | 1000 | Bare Steel | 1973-05-08 | 1999-05-19 | Galvanized Steel
KING LUBE #2 | 4012 BUENA VISTA ROAD | COLUMBUS | Muscogee | 9106115 | 4 | [5 empty] | Removed from Ground | Gas (Historical Use) | 1000 | Cathodically Protected Steel | 1986-07-03 | 1996-11-12 | Galvanized Steel
QUICK CHANGE #47 | 3874 SAINT MARYS RD | COLUMBUS | Muscogee | 9106137 | 2 | Ball Float | 1988-05-04 | FALSE | 1988-05-04 | FALSE | Currently in Use | Regular | 10000 | Galvanic (STIP-3) | 1988-05-04 |  | Fiberglass Reinforced Plastic | Pressurized
L & S SERVICES LLC | 310 FORD DR | COLUMBUS | Muscogee | 9106129 | 1 | Flapper Valve | 1998-12-18 | FALSE | 1998-12-18 | FALSE | Removed from Ground | Gas (Historical Use) | 10000 | Galvanic (STIP-3) | 1986-01-01 |  | Fiberglass Reinforced Plastic | Safe Suction (Euro)
KING LUBE #2 | 4012 BUENA VISTA ROAD | COLUMBUS | Muscogee | 9106115 | 2 | [5 empty] | Removed from Ground | Diesel | 1000 | Cathodically Protected Steel | 1986-07-03 | 1996-11-12 | Galvanized Steel
COLUMBUS STATE UNIV | 4225 UNIVERSITY AVE | COLUMBUS | Muscogee | 9106093 | 4 | Flapper Valve | 2003-02-28 | FALSE | 2003-02-28 | FALSE | Temporarily out of use | Diesel | 2500 | Fiberglass Double Walled | 2003-02-24 |  | Fiberglass Reinforced Plastic | Safe Suction (Euro)
NO FACILITY NAME | 4200 MACON RD | COLUMBUS | Muscogee | 9106060 | 3 | [5 empty] | Removed from Ground | Gas (Historical Use) | 1000 | Bare Steel | 1992-11-14 | 1992-11-14 | Bare Steel | Suction (American)
PETRO #355 | 6262 MACON RD | COLUMBUS | Muscogee | 9000367 | 1 | [5 empty] | Removed from Ground | Gas (Historical Use) | 1000 | Bare Steel | 1975-05-11 | 1988-11-01 | Galvanized Steel
ROBINSON PAVING CO | 5425 SCHATULGA RD | COLUMBUS | Muscogee | 106184 | 2 | Flapper Valve | 1998-12-17 | FALSE | 1998-12-17 | FALSE | Currently in Use | Diesel On Road | 6000 | Steel-Impressed Current | 1983-04-24 |  | Steel (Impressed Current) | Pressurized
TIMES SQUARE/MIKES STORE/CITY OF | 4600 WARM SPRINGS RD | COLUMBUS | Muscogee | 9106044 | 9242 |  |  | TRUE |  | TRUE | Removed from Ground | Kerosene | 1000 | Cathodically Protected Steel | 1989-05-15 | 2001-07-25 | Galvanized Steel | Safe Suction (Euro)
CIRCLE K 6700 | 5732 MILGEN RD | COLUMBUS | Muscogee | 9106041 | 2 | Ball Float | 1990-05-02 | FALSE | 1990-05-02 | FALSE | Removed from Ground | Premium | 10000 | Galvanic (STIP-3) | 1990-05-02 | 2020-03-13 | Fiberglass Reinforced Plastic | Pressurized
CIRCLE K 2706701 | 3010 BUENA VISTA RD | COLUMBUS | Muscogee | 9106024 | 3 | Ball Float | 1990-03-05 | FALSE | 1990-03-05 | FALSE | Removed from Ground | Premium | 10000 | Galvanic (STIP-3) | 1990-01-01 | 2020-08-07 | Fiberglass Reinforced Plastic | Pressurized
KING LUBE #5 | 3638 GENTIAN BLVD | COLUMBUS | Muscogee | 9106114 | 7 | [5 empty] | Removed from Ground | Gas (Historical Use) | 1000 | Not Marked/Unknown | 1993-06-10 | 1996-11-05 | Not Marked
KING LUBE #5 | 3638 GENTIAN BLVD | COLUMBUS | Muscogee | 9106114 | 5 |  | 1993-06-10 |  | 1993-06-10 |  | Removed from Ground | Kerosene | 1000 | Cathodically Protected Steel | 1993-06-10 | 1996-11-05 | Galvanized Steel
KING LUBE #5 | 3638 GENTIAN BLVD | COLUMBUS | Muscogee | 9106114 | 4 |  | 1993-06-10 |  | 1993-06-10 |  | Removed from Ground | Gas (Historical Use) | 2000 | Cathodically Protected Steel | 1993-06-10 | 1996-11-05 | Galvanized Steel
KK Food Mart | 4688 Buena Vista Rd. | COLUMBUS | Muscogee | 9106111 | 2B | Ball Float | 2017-10-10 | FALSE | 2017-08-28 | FALSE | Currently in Use | Premium | 4000 | Tank Jacket Double Walled | 2017-08-23 |  | Double-Walled Fiberglass | Pressurized
NO FACILITY NAME | 4200 MACON RD | COLUMBUS | Muscogee | 9106060 | 2 | [5 empty] | Removed from Ground | Gas (Historical Use) | 1000 | Bare Steel | 1992-11-14 | 1992-11-14 | Bare Steel | Suction (American)
BST/MEADOWWOOD/R3236 | 2682 REESE RD | COLUMBUS | Muscogee | 106003 | 1 | [5 empty] | Removed from Ground | Diesel | 1000 | Bare Steel | 1963-01-01 | 1994-11-21 | Copper | Suction (American)
QUIK STOP | 2206 2ND AVENUE | COLUMBUS | Muscogee | 9106181 | 3 | Flapper Valve | 1998-04-09 | FALSE | 1998-04-09 | TRUE | Currently in Use | Regular | 8200 | Steel-Impressed Current | 2000-11-30 |  | Fiberglass Reinforced Plastic | Pressurized
'SIXTH & EIGHTH' AUTO SERVICE | 800 SIXTH AVE | COLUMBUS | Muscogee | 9000531 | 5 |  |  | TRUE |  | TRUE | Removed from Ground | Used Oil | 560 | Bare Steel | 1986-10-17 | 1997-08-25 | Bare Steel | Suction (American)
'SIXTH & EIGHTH' AUTO SERVICE | 800 SIXTH AVE | COLUMBUS | Muscogee | 9000531 | OLD#3 | [5 empty] | Permanently Out of Use - historical purposes | Gas (Historical Use) | 3000 | Bare Steel | 1965-04-09 | 1899-12-31 | Galvanized Steel
'SIXTH & EIGHTH' AUTO SERVICE | 800 SIXTH AVE | COLUMBUS | Muscogee | 9000531 | 4 | [5 empty] | Removed from Ground | Kerosene | 100 | Bare Steel | 1965-04-09 | 1997-08-25 | Bare Steel | Suction (American)
TIMES SQUARE/MIKES STORE/CITY OF | 4600 WARM SPRINGS RD | COLUMBUS | Muscogee | 9106044 | 3 | [5 empty] | Removed from Ground | Gas (Historical Use) | 500 | Marked Unknown | 1949-01-01 | 1989-05-15 | Unknown
COLUMBUS ROOFING | 3928 FISHER DR | COLUMBUS | Muscogee | 9106117 | 2 | [5 empty] | Removed from Ground | Gas (Historical Use) | 1000 | Cathodically Protected Steel | 1987-02-18 | 2004-03-15 | Galvanized Steel | Safe Suction (Euro)
COLUMBUS STATE UNIV | 4225 UNIVERSITY AVE | COLUMBUS | Muscogee | 9106093 | 1 |  | 1991-05-09 |  | 1991-05-09 |  | Removed from Ground | Gas (Historical Use) | 3000 | Cathodically Protected Steel | 1991-05-09 | 2003-02-20 | Double-Walled Fiberglass | Pressurized
CORNER CUPBOARD #6 | 1118 FARR RD | COLUMBUS | Muscogee | 9106069 | 3 | Flapper Valve | 1990-10-01 | FALSE | 1990-10-01 | FALSE | Removed from Ground | Regular | 6000 | Galvanic (STIP-3) | 1990-10-01 |  | Fiberglass Reinforced Plastic | Pressurized
BELLSOUTH/FORMER SVC OPER FACILI | 5563 FORREST RD | COLUMBUS | Muscogee | 9106067 | 1 | [5 empty] | Removed from Ground | Gas (Historical Use) | 4000 | Marked Unknown | 1990-05-08 | 1990-05-08 | Unknown
CIRCLE K 2706702 | 4420 SECOND AVE | COLUMBUS | Muscogee | 9106046 | 6B | Flapper Valve | 2019-02-01 | FALSE | 2019-02-01 | FALSE | Currently in Use | Plus | 10000 | Composite Double Walled | 2019-02-01 |  | Double-Walled Flex | Pressurized
CIRCLE K 2706702 | 4420 SECOND AVE | COLUMBUS | Muscogee | 9106046 | 3 |  | 1990-03-05 | FALSE | 1990-03-05 | FALSE | Removed from Ground | Gas (Historical Use) | 10000 | Galvanic (STIP-3) | 1990-01-01 | 2019-01-09 | Fiberglass Reinforced Plastic | Pressurized
KEEBLER SUNSHINE | 3700 VICTORY DR | COLUMBUS | Muscogee | 1060108 | 4 |  | 1989-01-18 |  | 1989-01-18 |  | Removed from Ground | Diesel | 6000 | Double Walled | 1989-01-18 | 2006-04-04 | Fiberglass Reinforced Plastic | Suction (American)
DANIELS SERVICE STATION | 2336 CUSSETA RD | COLUMBUS | Muscogee | 1060034 | 1 |  |  | TRUE |  | TRUE | Removed from Ground | Used Oil | 750 | Bare Steel | 1993-03-02 | 1993-03-02 | Unknown
Shay's Mart | 2936 NORTH LUMPKIN RD | COLUMBUS | Muscogee | 1060025 | 1 |  | 1996-08-01 |  | 1996-08-01 |  | Removed from Ground | Gas (Historical Use) | 6000 | Steel-Impressed Current | 1971-05-12 | 2004-09-30 | Cathodically Protected | Safe Suction (Euro)
COX & SONS SVC STA | 2119 SOUTH LUMPKIN RD | COLUMBUS | Muscogee | 1060142 | 2 | [5 empty] | Removed from Ground | Gas (Historical Use) | 3000 | Bare Steel | 1957-04-28 | 1992-06-25 | Unknown
SUNRAY CLEANERS INC | 3502 VICTORY DR | COLUMBUS | Muscogee | 1060178 | 4 | [5 empty] | Removed from Ground | Other | 560 | Bare Steel | 1971-04-27 | 1998-08-23 | Galvanized Steel | Gravity Fed
ROBINSON OIL CO | 3139 VICTORY DR | COLUMBUS | Muscogee | 1060233 | 2 | [5 empty] | Removed from Ground | Gas (Historical Use) | 4000 | Bare Steel | 1961-05-05 | 1995-07-25 | Galvanized Steel
PETROL PANTRY | 4361 VICTORY DR | COLUMBUS | Muscogee | 1060336 | 3 | [5 empty] | Temporarily out of use | Gas (Historical Use) | 4000 | Bare Steel | 1971-05-12 |  | Galvanized Steel
RaceWay #6725 - Victory Drive | 4421 VICTORY DR | COLUMBUS | Muscogee | 1060390 | 4 |  | 1982-01-01 | FALSE | 1982-01-01 | FALSE | Removed from Ground | Diesel | 11600 | Fiberglass | 1982-05-09 | 1996-09-01 | Fiberglass Reinforced Plastic | Pressurized
RaceWay #6725 - Victory Drive | 4421 VICTORY DR | COLUMBUS | Muscogee | 1060390 | 5 | Overfill Alarm | 1996-06-01 | FALSE | 1996-06-01 | FALSE | Currently in Use | Regular | 15000 | Composite Double Walled | 1996-06-01 |  | Double-Walled Fiberglass | Pressurized
MCGAHA'S SERVICE STATION | 1435 FT BENNING RD | COLUMBUS | Muscogee | 9106159 | 1 | [5 empty] | Removed from Ground | Gas (Historical Use) | 0 | Not Marked/Unknown |  | 1899-12-31 | Not Marked
SGT BUCKNERS CARWASH | 1530 FORT BENNING ROAD | COLUMBUS | Muscogee | 9106099 | 1 | [5 empty] | Removed from Ground | Gas (Historical Use) | 0 | Not Marked/Unknown | 1989-08-30 | 1989-08-30 | Not Marked
FORMER PURE STATION | 3123 VICTORY DRIVE | COLUMBUS | Muscogee | 10001738 | 3 |  |  | FALSE |  | FALSE | Removed from Ground | Used Oil | 280 | Bare Steel | 2009-03-19 | 2009-03-19
TEXACO STATION(FORMER) | 801 FOURTH AVE | COLUMBUS | Muscogee | 9106077 | 1 | [5 empty] | Removed from Ground | Gas (Historical Use) | 4000 | Not Marked/Unknown | 1993-01-25 | 1993-01-25 | Not Marked
LUMMUS INDUSTRIES INC | 712 TENTH AVE | COLUMBUS | Muscogee | 1060353 | 1 | [5 empty] | Removed from Ground | Gas (Historical Use) | 1000 | Bare Steel | 1974-10-23 | 1991-10-22 | Bare Steel | Suction (American)
BLACO FUEL TECH #1 | 1634 THIRTEENTH AVE | COLUMBUS | Muscogee | 1060335 | 6 |  |  | TRUE |  | TRUE | Permanently Out of Use - historical purposes | Used Oil | 560 | Bare Steel | 1972-01-01 | 1899-12-31 | Galvanized Steel
RIVERSIDE BUICK CADILLAC INC | 1501 FIRST AVE | COLUMBUS | Muscogee | 1060229 | 2 | [5 empty] | Removed from Ground | Gas (Historical Use) | 500 | Bare Steel | 1963-04-29 | 1992-11-01 | Unknown
UNIJAX INC | 1553 BLANCHARD BLVD | COLUMBUS | Muscogee | 1060283 | 1 | [5 empty] | Removed from Ground | Diesel | 1 | Bare Steel | 1986-05-08 | 1988-01-01 | Galvanized Steel
STEWART'S AUTOMOTIVE | 1347 SIXTH AVE | COLUMBUS | Muscogee | 1060253 | 6 |  | 1990-04-30 |  | 1990-04-30 |  | Removed from Ground | Gas (Historical Use) | 4000 | Cathodically Protected Steel | 1990-10-02 | 2005-11-22 | Cathodically Protected | Pressurized
ROYAL CROWN BOTTLING CO OF COLUM | WYNNTON RD | COLUMBUS | Muscogee | 1060204 | 1 | [5 empty] | Removed from Ground | Gas (Historical Use) | 500 | Bare Steel | 1954-04-04 | 1990-09-01 | Unknown
ROYAL CROWN BOTTLING CO OF COLUM | 2429 VICTORY DR | COLUMBUS | Muscogee | 1060203 | 2 |  | 1990-06-01 |  | 1990-06-01 |  | Removed from Ground | Diesel | 10000 | Bare Steel | 1972-03-30 | 1997-06-01 | Unknown | Suction (American)
CIRCLE K 6748 | 1445 VETERANS PKWY | COLUMBUS | Muscogee | 1060168 | 3 | Flapper Valve | 1989-11-01 | FALSE | 1989-11-01 | FALSE | Removed from Ground | Regular | 10270 | Steel-Impressed Current | 1977-04-06 |  | Fiberglass Reinforced Plastic | Pressurized
COLUMBUS TRANSIT FACILITY | 814 LINWOOD BLVD | COLUMBUS | Muscogee | 1060089 | 1 | Ball Float | 1990-11-07 | FALSE | 1990-11-07 | FALSE | Currently in Use | Diesel | 20000 | Fiberglass Double Walled | 1990-11-07 |  | Fiberglass Reinforced Plastic | Pressurized
RUTLEDGE STATE PRISON | 7175 MANOR RD | COLUMBUS | Muscogee | 1060014 | 3 | Flapper Valve | 1997-06-01 | TRUE | 1997-06-01 | FALSE | Currently in Use | Regular | 2500 | Fiberglass Double Walled | 1997-06-01 |  | Fiberglass Reinforced Plastic | Safe Suction (Euro)
CLOSED PREMIUM OIL STATION INC | 4222 RIVER RD | COLUMBUS | Muscogee | 1060036 | 2 | [5 empty] | Removed from Ground | Gas (Historical Use) | 1000 | Bare Steel | 1951-05-17 | 1994-03-17 | Galvanized Steel
BIG TOM'S #3 | 4121 BUENA VISTA RD | COLUMBUS | Muscogee | 1060303 | 4 | [5 empty] | Closed in Ground | Gas (Historical Use) | 3000 | Bare Steel | 1966-05-13 | 1986-06-01 | Galvanized Steel
DELTA #2097 | 4104 BUENA VISTA RD | COLUMBUS | Muscogee | 1060098 | 1 | [5 empty] | Removed from Ground | Gas (Historical Use) | 10000 | Bare Steel | 1976-01-26 | 1992-12-07 | Galvanized Steel
DELTA #3098 (FORMER) | 4280 MACON RD | COLUMBUS | Muscogee | 1060097 | 2 | [5 empty] | Removed from Ground | Gas (Historical Use) | 8000 | Bare Steel | 1975-01-26 | 1991-12-01 | Galvanized Steel
PREMIUM OIL STATION | 4641 WARM SPRINGS RD | COLUMBUS | Muscogee | 1060035 | 2 | [5 empty] | Closed in Ground | Gas (Historical Use) | 500 | Bare Steel | 1956-05-15 | 1991-01-01 | Galvanized Steel
COLUMBUS CONSOLIDATED GOVERNMENT | 3950 SCHATULGA RD | COLUMBUS | Muscogee | 1060076 | 3 | Ball Float | 1999-06-01 | FALSE | 1999-06-01 | FALSE | Currently in Use | Regular | 12000 | Composite | 1999-06-01 |  | Double-Walled Flex | Pressurized
RUTLEDGE STATE PRISON | 7175 MANOR RD | COLUMBUS | Muscogee | 1060014 | 5 | Flapper Valve | 1997-06-01 | TRUE | 1997-06-01 | FALSE | Currently in Use | Diesel | 1000 | Fiberglass Double Walled | 1997-06-01 |  | Copper | Safe Suction (Euro)
COLUMBUS DISTRICT OPERATING HEAD | 3610 GENETIAN BLVD | COLUMBUS | Muscogee | 1060015 | 5 |  |  | TRUE |  | TRUE | Permanently Out of Use - historical purposes | Used Oil | 0 | Bare Steel | 1966-05-12 | 1899-12-31
CRYSTAL VALLEY SHELL | 6005 MACON RD | COLUMBUS | Muscogee | 1060091 | 3 |  | 1998-07-28 |  | 1998-07-28 |  | Removed from Ground | Gas (Historical Use) | 8000 | Steel-Impressed Current | 1986-02-18 | 1899-12-31 | Cathodically Protected | Pressurized
PREMIUM OIL STATION | 4641 WARM SPRINGS RD | COLUMBUS | Muscogee | 1060035 | 4 | [5 empty] | Closed in Ground | Gas (Historical Use) | 1000 | Bare Steel | 1956-05-15 | 1991-01-01 | Galvanized Steel
STARMOUNT CITGO | 3911 BUENA VISTA RD | COLUMBUS | Muscogee | 1060182 | 2 | [5 empty] | Removed from Ground | Gas (Historical Use) | 6000 | Bare Steel | 1969-05-10 | 1996-03-01 | Galvanized Steel | Pressurized
EASTWAY UNION 76 | 4822 BUENA VISTA RD | COLUMBUS | Muscogee | 1060270 | 2 | [5 empty] | Removed from Ground | Gas (Historical Use) | 10000 | Bare Steel | 1976-05-10 | 1993-11-01 | Galvanized Steel
RIVERSIDE BUICK CADILLAC INC | 1501 FIRST AVE | COLUMBUS | Muscogee | 1060229 | 1 | [5 empty] | Removed from Ground | Gas (Historical Use) | 5000 | Bare Steel | 1963-04-29 | 1990-01-16 | Unknown
BROGDON GULF STATION | 3436 VICTORY DR | COLUMBUS | Muscogee | 1060278 | 2 | [5 empty] | Removed from Ground | Gas (Historical Use) | 6000 | Bare Steel | 1966-05-13 | 1987-12-01 | Galvanized Steel
CIRCLE K 6748 | 1445 VETERANS PKWY | COLUMBUS | Muscogee | 1060168 | 4 | Flapper Valve | 1989-11-01 | FALSE | 1989-11-01 | FALSE | Removed from Ground | Plus | 10270 | Steel-Impressed Current | 1977-04-06 |  | Fiberglass Reinforced Plastic | Pressurized
COLUMBUS TRANSIT FACILITY | 814 LINWOOD BLVD | COLUMBUS | Muscogee | 1060089 | 6 | [5 empty] | Removed from Ground | Diesel | 6000 | Bare Steel | 1971-02-01 | 1990-03-15 | Galvanized Steel
COLUMBUS DISTRICT OPERATING HEAD | 3610 GENETIAN BLVD | COLUMBUS | Muscogee | 1060015 | 1 | [5 empty] | Closed in Ground | Gas (Historical Use) | 10000 | Bare Steel | 1981-05-08 | 1990-11-28 | Galvanized Steel
COLUMBUS DISTRICT OPERATING HEAD | 3610 GENETIAN BLVD | COLUMBUS | Muscogee | 1060015 | 4 | [5 empty] | Permanently Out of Use - historical purposes | Diesel | 10 | Bare Steel | 1982-05-08 | 1899-12-31
PREMIUM OIL STATION | 4641 WARM SPRINGS RD | COLUMBUS | Muscogee | 1060035 | 3 | [5 empty] | Closed in Ground | Gas (Historical Use) | 1000 | Bare Steel | 1956-05-15 | 1991-01-01 | Galvanized Steel
PETROL PANTRY #7 | 936 AMBER DR | COLUMBUS | Muscogee | 1060127 | 2 |  |  | FALSE |  | FALSE | Orphan- Contamination | Gas (Historical Use) | 8084 | Bare Steel | 1977-04-17 | 2015-06-18 | Galvanized Steel
LIBERTY FOOD MART | 2650 MANCHESTER EXPWY | COLUMBUS | Muscogee | 1060141 | 2 | [5 empty] | Removed from Ground | Gas (Historical Use) | 3000 | Bare Steel | 1958-04-28 | 1992-06-25 | Unknown
BPI | 3921 BUENA VISTA RD | COLUMBUS | Muscogee | 1060209 | 1 |  |  | TRUE |  | TRUE | Removed from Ground | Used Oil | 550 | Bare Steel | 1973-03-29 | 1998-12-16 | Not Marked
STARMOUNT CITGO | 3911 BUENA VISTA RD | COLUMBUS | Muscogee | 1060182 | 1 | [5 empty] | Removed from Ground | Gas (Historical Use) | 6000 | Bare Steel | 1969-05-10 | 1996-03-01 | Galvanized Steel | Pressurized
FARAHS FOOD EXPRESS | 5506 FORREST RD | COLUMBUS | Muscogee | 1060280 | 6 | Ball Float | 1999-11-01 | FALSE | 1999-11-01 | FALSE | Currently in Use | Premium | 12000 | Composite | 1973-05-11 |  | Fiberglass Reinforced Plastic | Pressurized
BRYANTS GROCERY & SVC STATION | 3125 SCHATULGA RD | COLUMBUS | Muscogee | 1060266 | 1 | [5 empty] | Removed from Ground | Diesel | 1000 | Not Marked/Unknown | 1974-05-11 | 1995-03-25 | Not Marked
BIG TOM'S #3 | 4121 BUENA VISTA RD | COLUMBUS | Muscogee | 1060303 | 1 | [5 empty] | Closed in Ground | Gas (Historical Use) | 3000 | Bare Steel | 1966-05-13 | 1986-06-01 | Galvanized Steel
EDWARD'S BROTHER 66 | 1706 FLOYD RD | COLUMBUS | Muscogee | 1060412 | 2 | [5 empty] | Removed from Ground | Gas (Historical Use) | 8000 | Bare Steel | 1966-05-04 | 1994-07-01 | Galvanized Steel
DEPARTMENT OF TRANSPORTATION #10 | IND PK RD/TRANSPORT BLVD | COLUMBUS | Muscogee | 1060163 | 326G1 | [5 empty] | Removed from Ground | Gas (Historical Use) | 557 | Bare Steel | 1982-04-30 | 2005-03-15 | Bare Steel | Safe Suction (Euro)
BPI | 3921 BUENA VISTA RD | COLUMBUS | Muscogee | 1060209 | 2 | Flapper Valve | 1987-07-13 | FALSE | 1987-07-13 | FALSE | Removed from Ground | Premium | 8000 | Steel-Impressed Current | 1987-07-13 |  | Steel (Impressed Current) | Pressurized
U HAUL #77968 | 1700 BOX RD | COLUMBUS | Muscogee | 1060255 | 3 | [5 empty] | Removed from Ground | Diesel | 550 | Bare Steel |  | 1899-12-31 | Unknown
MACON FOOD MART | 4206 MACON RD | COLUMBUS | Muscogee | 1060340 | 5 | Flapper Valve | 1998-11-28 | FALSE | 1998-11-12 | FALSE | Removed from Ground | Kerosene | 550 | Steel-Impressed Current | 1986-05-08 |  | Fiberglass Reinforced Plastic | Safe Suction (Euro)
MACON FOOD MART | 4206 MACON RD | COLUMBUS | Muscogee | 1060340 | 4 | Flapper Valve | 1998-11-28 | FALSE | 1997-12-15 | FALSE | Removed from Ground | Diesel | 2000 | Steel-Impressed Current | 1986-05-08 |  | Fiberglass Reinforced Plastic | Pressurized
EDWARD'S BROTHER 66 | 1706 FLOYD RD | COLUMBUS | Muscogee | 1060412 | 3 | [5 empty] | Removed from Ground | Gas (Historical Use) | 8000 | Bare Steel | 1966-05-04 | 1994-07-01 | Galvanized Steel
FASTEE FOOD MART | 3933 BUENA VISTA RD | COLUMBUS | Muscogee | 1060361 | 1 | [5 empty] | Removed from Ground | Gas (Historical Use) | 2000 | Bare Steel | 1978-05-10 | 1990-03-01 | Galvanized Steel
TWINS FOOD MART | 26 NORTHSTAR DR | COLUMBUS | Muscogee | 1060399 | 1 | Flapper Valve | 1998-10-18 |  | 1998-10-18 |  | Removed from Ground | Gas (Historical Use) | 10000 | Steel-Impressed Current | 1973-05-16 | 2013-04-24 | Steel (Impressed Current) | Pressurized
EVERYDAY STOP | 6125 MACON RD | COLUMBUS | Muscogee | 9106185 | 2 | Ball Float | 2001-01-01 | FALSE | 2001-01-01 | FALSE | Currently in Use | Premium | 15000 | Composite | 2001-01-01 |  | Fiberglass Reinforced Plastic | Pressurized
DEPARTMENT OF TRANSPORTATION #10 | IND PK RD/TRANSPORT BLVD | COLUMBUS | Muscogee | 1060163 | 326D1 | [5 empty] | Removed from Ground | Diesel | 1000 | Bare Steel | 1982-04-30 | 2005-03-15 | Bare Steel | Safe Suction (Euro)
COLUMBUS ROOFING CO | 1375 JACQUELINE DR | COLUMBUS | Muscogee | 1060289 | G#CO | [5 empty] | Removed from Ground | Gas (Historical Use) | 0 | Bare Steel | 1986-05-08 | 1989-01-01 | Galvanized Steel
FLOCO INC DBA QUICK CHANGE FOOD (QUICK CHANGE #45) | 2750 MANCHESTER EXPY | COLUMBUS | Muscogee | 1060287 | 2 | Ball Float | 1997-06-01 |  | 1997-06-01 |  | Removed from Ground | Gas (Historical Use) | 10000 | Steel-Impressed Current | 1969-05-12 | 2009-05-26 | Steel (Impressed Current) | Pressurized
EASTWAY UNION 76 | 4822 BUENA VISTA RD | COLUMBUS | Muscogee | 1060270 | 5 |  |  | TRUE |  | TRUE | Removed from Ground | Used Oil | 1000 | Not Marked/Unknown | 1993-11-01 | 1993-11-01 | Not Marked
EASTWAY UNION 76 | 4822 BUENA VISTA RD | COLUMBUS | Muscogee | 1060270 | 4 | [5 empty] | Removed from Ground | Diesel | 1000 | Not Marked/Unknown | 1993-11-01 | 1993-11-01 | Not Marked
CIRCLE K 6743 | 5435 FORREST RD | COLUMBUS | Muscogee | 1060240 | 3 |  | 1998-07-01 |  | 1998-07-01 |  | Removed from Ground | Gas (Historical Use) | 12000 | Steel-Impressed Current | 1982-03-18 | 2012-10-31 | Fiberglass Reinforced Plastic | Pressurized
Circle K 2706706 | 5448 FORREST RD | COLUMBUS | Muscogee | 9000538 | 3 | [5 empty] | Removed from Ground | Gas (Historical Use) | 6000 | Bare Steel | 1977-05-07 | 1993-07-09 | Galvanized Steel
Circle K 2706704 | 1100 FLOYD RD | COLUMBUS | Muscogee | 9000710 | 2 | [5 empty] | Removed from Ground | Gas (Historical Use) | 12000 | Bare Steel | 1974-05-08 | 1993-08-18 | Bare Steel
NO FACILITY NAME | 3442 MACON RD | COLUMBUS | Muscogee | 9106039 | 3 | [5 empty] | Removed from Ground | Empty | 4000 | Bare Steel | 1970-01-01 | 1990-04-20 | Galvanized Steel
E J KNIGHT SCRAP MATERIAL CO | 440 TENTH AVE | COLUMBUS | Muscogee | 1060354 | 1 | [5 empty] | Closed in Ground | Diesel | 1000 | Bare Steel | 1985-05-08 | 1899-12-31 | Galvanized Steel
HARVEY LUMBER CO | 800 15TH ST | COLUMBUS | Muscogee | 1060356 | 1 | [5 empty] | Removed from Ground | Gas (Historical Use) | 1000 | Bare Steel | 1976-05-10 | 1993-10-01 | Galvanized Steel
JONES TRUCK LINES | 709 SIXTH AVE | COLUMBUS | Muscogee | 1060309 | 2 | [5 empty] | Removed from Ground | Diesel | 1000 | Bare Steel | 1968-05-12 | 1991-08-01 | Galvanized Steel
HUGHSTON SPORTS MEDICINE HOSPITA | 6260 HAMILTON RD 2319 | COLUMBUS | Muscogee | 1060313 | 1 | [5 empty] | Removed from Ground | Diesel | 12000 | Bare Steel | 1984-05-01 | 1995-11-07 | Copper | Suction (American)
BROGDON GULF STATION | 3436 VICTORY DR | COLUMBUS | Muscogee | 1060278 | 1 | [5 empty] | Removed from Ground | Gas (Historical Use) | 6000 | Bare Steel | 1966-05-13 | 1987-12-01 | Galvanized Steel
CRYSTAL VALLEY SHELL | 6005 MACON RD | COLUMBUS | Muscogee | 1060091 | 4 | [5 empty] | Removed from Ground | Gas (Historical Use) | 8000 | Steel-Impressed Current | 1986-02-18 | 1899-12-31 | Galvanized Steel | Pressurized
DELTA #3098 (FORMER) | 4280 MACON RD | COLUMBUS | Muscogee | 1060097 | 1 | [5 empty] | Removed from Ground | Gas (Historical Use) | 10000 | Bare Steel | 1975-01-26 | 1991-12-01 | Galvanized Steel
PREMIUM OIL STATION | 4641 WARM SPRINGS RD | COLUMBUS | Muscogee | 1060035 | 1 | [5 empty] | Closed in Ground | Gas (Historical Use) | 1000 | Bare Steel | 1956-05-15 | 1991-01-01 | Galvanized Steel
PREMIUM OIL STATION | 5096 FORREST RD | COLUMBUS | Muscogee | 1060037 | 3 | [5 empty] | Removed from Ground | Gas (Historical Use) | 6000 | Bare Steel | 1970-05-12 | 1993-04-02 | Galvanized Steel
COLUMBUS LIFT SERVICE | 1404 JACQUELINE DR | COLUMBUS | Muscogee | 1060405 | 1 | [5 empty] | Removed from Ground | Gas (Historical Use) | 1000 | Bare Steel | 1978-05-10 | 1987-01-04 | Galvanized Steel
FASTEE FOOD MART | 3933 BUENA VISTA RD | COLUMBUS | Muscogee | 1060361 | 2 | [5 empty] | Removed from Ground | Gas (Historical Use) | 4000 | Bare Steel | 1978-05-10 | 1990-03-01 | Galvanized Steel
PETROL PANTRY #6 | 4124 FORREST RD | COLUMBUS | Muscogee | 1060391 | 1 | [5 empty] | Removed from Ground | Empty | 8000 | Bare Steel | 1971-05-12 | 1999-03-10 | Galvanized Steel
Circle K 2706705 | 4410 MACON RD | COLUMBUS | Muscogee | 9000533 | 1 | [5 empty] | Removed from Ground | Gas (Historical Use) | 8000 | Bare Steel | 1971-05-09 | 1993-09-16 | Galvanized Steel
Circle K 2706704 | 1100 FLOYD RD | COLUMBUS | Muscogee | 9000710 | 3 | [5 empty] | Removed from Ground | Gas (Historical Use) | 8000 | Bare Steel | 1969-05-09 | 1993-08-18 | Bare Steel
MACON FOOD MART | 4206 MACON RD | COLUMBUS | Muscogee | 1060340 | 6B | Overfill Alarm | 2023-11-03 | FALSE | 2023-11-03 | FALSE | Currently in Use | Premium | 4000 | Tank Jacket Double Walled | 2023-11-03 |  | Double-Walled Fiberglass | Pressurized
MACON FOOD MART | 4206 MACON RD | COLUMBUS | Muscogee | 1060340 | 6A | Overfill Alarm | 2023-11-03 | FALSE | 2023-11-03 | FALSE | Currently in Use | Regular | 10000 | Tank Jacket Double Walled | 2023-11-03 |  | Double-Walled Fiberglass | Pressurized
BIG TOM'S #3 | 4121 BUENA VISTA RD | COLUMBUS | Muscogee | 1060303 | 3 | [5 empty] | Closed in Ground | Gas (Historical Use) | 3000 | Bare Steel | 1966-05-13 | 1986-06-01 | Galvanized Steel
PETROL PANTRY #6 | 4124 FORREST RD | COLUMBUS | Muscogee | 1060391 | 3 | [5 empty] | Removed from Ground | Empty | 6000 | Bare Steel | 1974-05-11 | 1999-03-10 | Galvanized Steel
HOLT SERVICE CO | 4536 PEEK IND BLVD | COLUMBUS | Muscogee | 1060393 | 1 | [5 empty] | Removed from Ground | Gas (Historical Use) | 3000 | Bare Steel | 1978-11-20 | 1986-07-10 | Galvanized Steel
Circle K 2706705 | 4410 MACON RD | COLUMBUS | Muscogee | 9000533 | 3 | [5 empty] | Removed from Ground | Gas (Historical Use) | 8000 | Bare Steel | 1971-05-09 | 1993-09-16 | Galvanized Steel
CIRCLE K 6747 | 3910 MACON RD | COLUMBUS | Muscogee | 9000466 | 2 | Flapper Valve | 1989-11-01 |  | 1989-11-01 |  | Removed from Ground | Gas (Historical Use) | 10270 | Steel-Impressed Current | 1977-04-06 | 2009-06-08 | Fiberglass Reinforced Plastic | Pressurized
NO FACILITY NAME | 3442 MACON RD | COLUMBUS | Muscogee | 9106039 | 1 | [5 empty] | Removed from Ground | Empty | 6000 | Bare Steel | 1970-01-01 | 1990-04-20 | Galvanized Steel
PREMIUM OIL STATION | 5096 FORREST RD | COLUMBUS | Muscogee | 1060037 | 2 | [5 empty] | Removed from Ground | Gas (Historical Use) | 6000 | Bare Steel | 1970-05-12 | 1993-04-02 | Galvanized Steel
COLUMBUS CONSOLIDATED GOVERNMENT | 3950 SCHATULGA RD | COLUMBUS | Muscogee | 1060076 | 5 | Ball Float | 1999-06-01 | FALSE | 1999-06-01 | FALSE | Currently in Use | Diesel | 12000 | Composite | 1999-06-01 |  | Double-Walled Flex | Pressurized
COLUMBUS CONSOLIDATED GOVERNMENT | 3950 SCHATULGA RD | COLUMBUS | Muscogee | 1060076 | 4 | Ball Float | 1999-06-01 | FALSE | 1999-06-01 | FALSE | Currently in Use | Diesel | 12000 | Composite | 1999-06-01 |  | Double-Walled Flex | Pressurized
WEATHERLY'S CHEVRON/#43374 | 3711 MACON RD | COLUMBUS | Muscogee | 1060152 | 4 |  |  | TRUE |  | TRUE | Removed from Ground | Used Oil | 1000 | Fiberglass | 1983-04-24 | 2003-02-06 | Fiberglass Reinforced Plastic
FASTEE FOOD MART | 3933 BUENA VISTA RD | COLUMBUS | Muscogee | 1060361 | 1#NEW |  | 1990-04-19 |  | 1990-04-19 |  | Removed from Ground | Gas (Historical Use) | 2000 | Cathodically Protected Steel | 1990-04-19 | 2003-02-14 | Galvanized Steel | Safe Suction (Euro)
FASTEE FOOD MART | 3933 BUENA VISTA RD | COLUMBUS | Muscogee | 1060361 | 1A | Ball Float | 2003-03-21 | FALSE | 2003-03-21 | FALSE | Removed from Ground | Regular | 8000 | Fiberglass | 2003-03-21 | 2020-08-26 | Fiberglass Reinforced Plastic | Pressurized
PETROL PANTRY #6 | 4124 FORREST RD | COLUMBUS | Muscogee | 1060391 | 6 | Flapper Valve | 2014-09-01 | FALSE | 2015-07-13 | FALSE | Currently in Use | Diesel | 4000 | Composite Double Walled | 2014-09-01 |  | Double-Walled Fiberglass
FUSSELL ENTERPRISES | 1111 4TH ST | COLUMBUS | Muscogee | 1060135 | 2 | [5 empty] | Permanently Out of Use - historical purposes | Diesel | 8200 | Bare Steel | 1970-04-15 | 1899-12-31 | Galvanized Steel
OLD VMF/1858 MIDTOWN DR | 1858 MIDTOWN DR | COLUMBUS | Muscogee | 1060018 | 2 | [5 empty] | Removed from Ground | Empty | 4000 | Bare Steel | 1967-01-06 | 1994-08-10 | Galvanized Steel
#5 COLUMBUS FIRE STATION | 6700 LYNCH RD | COLUMBUS | Muscogee | 1060081 | 1 | [5 empty] | Removed from Ground | Diesel | 500 | Bare Steel | 1983-01-29 | 1995-04-27 | Galvanized Steel
CLOSED PREMIUM OIL STATION INC | 4222 RIVER RD | COLUMBUS | Muscogee | 1060036 | 1 | [5 empty] | Removed from Ground | Gas (Historical Use) | 4000 | Bare Steel | 1951-05-17 | 1994-03-17 | Galvanized Steel
ORKIN PEST CONTROL #248 | 3709 BUENA VISTA RD | COLUMBUS | Muscogee | 1060184 | 1 | [5 empty] | Removed from Ground | Gas (Historical Use) | 8000 | Bare Steel | 1965-01-01 | 1899-12-31 | Galvanized Steel
U HAUL #77968 | 1700 BOX RD | COLUMBUS | Muscogee | 1060255 | 2 | [5 empty] | Removed from Ground | Gas (Historical Use) | 4000 | Fiberglass | 1985-05-05 | 1899-12-31 | Bare Steel
EASTWAY UNION 76 | 4822 BUENA VISTA RD | COLUMBUS | Muscogee | 1060270 | 1 | [5 empty] | Removed from Ground | Gas (Historical Use) | 10000 | Bare Steel | 1976-05-10 | 1993-11-01 | Galvanized Steel
MCCARLEY MOVING & STORAGE INC | 4245 MILGEN RD | COLUMBUS | Muscogee | 1060344 | 1 | [5 empty] | Removed from Ground | Gas (Historical Use) | 1000 | Bare Steel | 1974-05-11 | 1994-04-12 | Galvanized Steel | Suction (American)
MACON FOOD MART | 4206 MACON RD | COLUMBUS | Muscogee | 1060340 | 3 | Flapper Valve | 1998-11-28 | FALSE | 1998-11-12 | FALSE | Removed from Ground | Plus | 10000 | Steel-Impressed Current | 1978-05-10 |  | Fiberglass Reinforced Plastic | Pressurized
HOLT SERVICE CO | 4536 PEEK IND BLVD | COLUMBUS | Muscogee | 1060393 | 2 | [5 empty] | Removed from Ground | Gas (Historical Use) | 3000 | Bare Steel | 1986-07-10 | 1997-07-08 | Galvanized Steel
HARR CONN CHROME | 4530 CARGO DRIVE | COLUMBUS | Muscogee | 9106170 | 1 | [5 empty] | Currently in Use | Diesel | 6000 | Marked Unknown |  |  | Not Marked
WEATHERLY'S CHEVRON/#43374 | 3711 MACON RD | COLUMBUS | Muscogee | 1060152 | 3 | Ball Float | 1988-04-01 | FALSE | 1988-04-01 | FALSE | Currently in Use | Plus | 10000 | Fiberglass | 1983-04-24 |  | Fiberglass Reinforced Plastic | Pressurized
COLUMBUS DISTRICT OPERATING HEAD | 3610 GENETIAN BLVD | COLUMBUS | Muscogee | 1060015 | L235029 | Ball Float | 1990-07-02 | FALSE | 1990-07-20 | FALSE | Removed from Ground | Gas (Historical Use) | 10000 | Composite | 1990-08-02 | 2019-04-30 | Fiberglass Reinforced Plastic | Pressurized
ROBINSON'S STA | 4104 FORREST RD | COLUMBUS | Muscogee | 1060144 | 3 | [5 empty] | Removed from Ground | Gas (Historical Use) | 3000 | Bare Steel | 1957-04-28 | 1992-06-25 | Unknown
BPI | 3921 BUENA VISTA RD | COLUMBUS | Muscogee | 1060209 | 3 | Flapper Valve | 1987-07-13 | FALSE | 1987-07-13 | FALSE | Removed from Ground | Empty | 8000 | Steel-Impressed Current | 1987-07-13 |  | Steel (Impressed Current) | Pressurized
U HAUL #77968 | 1700 BOX RD | COLUMBUS | Muscogee | 1060255 | 4 | [5 empty] | Removed from Ground | Diesel | 1000 | Bare Steel |  | 1899-12-31 | Unknown
TYLERS GRP & S S/JACK TYLER GROC | RT 2 6869 BUENA VISTA | COLUMBUS | Muscogee | 1060267 | 3 | [5 empty] | Removed from Ground | Gas (Historical Use) | 550 | Bare Steel | 1974-05-11 | 1993-02-28 | Galvanized Steel
FLOCO INC DBA QUICK CHANGE FOOD (QUICK CHANGE #45) | 2750 MANCHESTER EXPY | COLUMBUS | Muscogee | 1060287 | 1 | Ball Float | 1997-06-01 |  | 1997-06-01 |  | Removed from Ground | Diesel | 10000 | Steel-Impressed Current | 1969-05-12 | 2009-05-26 | Steel (Impressed Current) | Pressurized
EASTWAY UNION 76 | 4822 BUENA VISTA RD | COLUMBUS | Muscogee | 1060270 | 3 | [5 empty] | Removed from Ground | Gas (Historical Use) | 3000 | Bare Steel | 1984-05-08 | 1993-11-01 | Galvanized Steel
TWINS FOOD MART | 26 NORTHSTAR DR | COLUMBUS | Muscogee | 1060399 | 6 | Ball Float | 2013-04-23 | FALSE | 2013-04-23 | FALSE | Currently in Use | Premium | 4000 | Tank Jacket | 2013-04-23 |  | Double-Walled Fiberglass | Pressurized
Circle K 2706706 | 5448 FORREST RD | COLUMBUS | Muscogee | 9000538 | 6 | Ball Float | 1993-10-11 | FALSE | 1993-10-11 | FALSE | Currently in Use | Regular | 8000 | Galvanic (STIP-3) | 1993-08-10 |  | Fiberglass Reinforced Plastic | Pressurized
Circle K 2706704 | 1100 FLOYD RD | COLUMBUS | Muscogee | 9000710 | 1 | [5 empty] | Removed from Ground | Gas (Historical Use) | 12000 | Bare Steel | 1974-05-08 | 1993-08-18 | Bare Steel
FARAHS FOOD EXPRESS | 5506 FORREST RD | COLUMBUS | Muscogee | 1060280 | 1 | [5 empty] | Removed from Ground | Gas (Historical Use) | 10000 | Bare Steel | 1973-05-11 | 1998-06-01 | Galvanized Steel | Pressurized
COLUMBUS ROOFING CO | 1375 JACQUELINE DR | COLUMBUS | Muscogee | 1060289 | 1 | [5 empty] | Removed from Ground | Gas (Historical Use) | 0 | Bare Steel | 1962-05-14 | 1989-01-01 | Galvanized Steel
TWINS FOOD MART | 26 NORTHSTAR DR | COLUMBUS | Muscogee | 1060399 | 3 | Ball Float | 2013-04-23 | FALSE | 2013-04-23 | FALSE | Currently in Use | Regular | 12000 | Tank Jacket | 2013-04-23 |  | Double-Walled Fiberglass | Pressurized
EVERYDAY STOP | 6125 MACON RD | COLUMBUS | Muscogee | 9106185 | 1 | Ball Float | 2001-01-01 | FALSE | 2001-01-01 | FALSE | Currently in Use | Regular | 10000 | Composite | 2001-01-01 |  | Fiberglass Reinforced Plastic | Pressurized
CENTRAL OF GA RWY CO | 1300 6TH AVE | COLUMBUS | Muscogee | 1060057 | 1 | [5 empty] | Removed from Ground | Gas (Historical Use) | 500 | Bare Steel | 1986-05-08 | 1899-12-31 | Unknown
CHEVRON STATION #40223 | 1246 Veteran Pkwy. | COLUMBUS | Muscogee | 1060061 | 4 |  | 1998-09-01 | TRUE | 1998-12-01 | TRUE | Removed from Ground | Used Oil | 1000 | Fiberglass Double Walled | 2015-07-15 | 2015-07-15 | Double-Walled Fiberglass | Pressurized
COLUMBUS DISTRICT OPERATING HEAD | 3610 GENETIAN BLVD | COLUMBUS | Muscogee | 1060015 | 2 | [5 empty] | Closed in Ground | Gas (Historical Use) | 6000 | Bare Steel | 1966-05-12 | 1990-11-28 | Bare Steel
CRYSTAL VALLEY SHELL | 6005 MACON RD | COLUMBUS | Muscogee | 1060091 | 1 |  | 1998-07-28 |  | 1998-07-28 |  | Removed from Ground | Diesel | 6000 | Steel-Impressed Current | 1986-02-18 | 1899-12-31 | Cathodically Protected | Pressurized
PREMIUM OIL STATION | 5096 FORREST RD | COLUMBUS | Muscogee | 1060037 | 1 | [5 empty] | Removed from Ground | Gas (Historical Use) | 6000 | Bare Steel | 1970-05-12 | 1993-04-02 | Galvanized Steel
LIBERTY FOOD MART | 2650 MANCHESTER EXPWY | COLUMBUS | Muscogee | 1060141 | 5B | Ball Float | 1997-05-13 | FALSE | 1997-05-13 | FALSE | Currently in Use | Premium | 8000 | Composite | 1997-05-13 |  | Fiberglass Reinforced Plastic | Pressurized
DEPARTMENT OF TRANSPORTATION #10 | IND PK RD/TRANSPORT BLVD | COLUMBUS | Muscogee | 1060163 | 326G2 | [5 empty] | Removed from Ground | Gas (Historical Use) | 1000 | Bare Steel | 1982-04-30 | 2005-03-15 | Bare Steel | Safe Suction (Euro)
BPI | 3921 BUENA VISTA RD | COLUMBUS | Muscogee | 1060209 | 4 | Flapper Valve | 1987-07-13 | FALSE | 1987-07-13 | FALSE | Removed from Ground | Regular | 8000 | Steel-Impressed Current | 1987-07-13 |  | Steel (Impressed Current) | Pressurized
STARMOUNT CITGO | 3911 BUENA VISTA RD | COLUMBUS | Muscogee | 1060182 | 5 | [5 empty] | Removed from Ground | Diesel | 500 | Bare Steel | 1969-05-10 | 1996-03-01 | Galvanized Steel
TYLERS GRP & S S/JACK TYLER GROC | RT 2 6869 BUENA VISTA | COLUMBUS | Muscogee | 1060267 | 1 | [5 empty] | Removed from Ground | Gas (Historical Use) | 550 | Bare Steel | 1974-05-11 | 1993-02-28 | Galvanized Steel
FARAHS FOOD EXPRESS | 5506 FORREST RD | COLUMBUS | Muscogee | 1060280 | 2 | [5 empty] | Removed from Ground | Gas (Historical Use) | 10000 | Bare Steel | 1973-05-11 | 1998-06-01 | Galvanized Steel | Pressurized
TWINS FOOD MART | 26 NORTHSTAR DR | COLUMBUS | Muscogee | 1060399 | 4 | Ball Float | 2013-04-23 | FALSE | 2013-04-23 | FALSE | Currently in Use | Diesel | 4000 | Tank Jacket | 2013-04-23 |  | Double-Walled Fiberglass | Pressurized
TWINS FOOD MART | 26 NORTHSTAR DR | COLUMBUS | Muscogee | 1060399 | 5 | Ball Float | 2013-04-23 | FALSE | 2013-04-23 | FALSE | Currently in Use | Regular | 4000 | Tank Jacket | 2013-04-23 |  | Double-Walled Fiberglass | Pressurized
NO FACILITY NAME | 3442 MACON RD | COLUMBUS | Muscogee | 9106039 | 5 |  |  | TRUE |  | TRUE | Removed from Ground | Used Oil | 500 | Bare Steel | 1970-01-01 | 1990-04-20 | Galvanized Steel
NO FACILITY NAME | 3442 MACON RD | COLUMBUS | Muscogee | 9106039 | 4 | [5 empty] | Removed from Ground | Empty | 1000 | Bare Steel | 1970-01-01 | 1990-04-20 | Galvanized Steel
CIRCLE K 6743 | 5435 FORREST RD | COLUMBUS | Muscogee | 1060240 | 1 |  | 1998-07-01 |  | 1998-07-01 |  | Removed from Ground | Gas (Historical Use) | 8000 | Steel-Impressed Current | 1982-03-18 | 2012-10-31 | Fiberglass Reinforced Plastic | Pressurized
MACON FOOD MART | 4206 MACON RD | COLUMBUS | Muscogee | 1060340 | 2 | Flapper Valve | 1998-11-28 | FALSE | 1998-11-12 | FALSE | Removed from Ground | Premium | 10000 | Steel-Impressed Current | 1978-05-10 |  | Fiberglass Reinforced Plastic | Pressurized
Circle K 2706706 | 5448 FORREST RD | COLUMBUS | Muscogee | 9000538 | 7 | Ball Float | 1993-10-11 | FALSE | 1993-10-11 | FALSE | Currently in Use | Premium | 8000 | Galvanic (STIP-3) | 1993-08-10 |  | Fiberglass Reinforced Plastic | Pressurized
Circle K 2706706 | 5448 FORREST RD | COLUMBUS | Muscogee | 9000538 | 1 | [5 empty] | Removed from Ground | Gas (Historical Use) | 6000 | Bare Steel | 1977-05-07 | 1993-07-09 | Galvanized Steel
NO FACILITY NAME | 3442 MACON RD | COLUMBUS | Muscogee | 9106039 | 2 | [5 empty] | Removed from Ground | Empty | 6000 | Bare Steel | 1970-01-01 | 1990-04-20 | Galvanized Steel
FASTEE FOOD MART | 3933 BUENA VISTA RD | COLUMBUS | Muscogee | 1060361 | 1B | Ball Float | 2003-03-21 | FALSE | 2003-03-21 | FALSE | Removed from Ground | Premium | 4000 | Fiberglass | 2003-03-21 | 2020-08-26 | Fiberglass Reinforced Plastic | Pressurized
PETROL PANTRY #6 | 4124 FORREST RD | COLUMBUS | Muscogee | 1060391 | 4 | Flapper Valve | 1999-05-12 | FALSE | 1999-05-12 | FALSE | Currently in Use | Regular | 10000 | Composite | 1999-05-01 |  | Double-Walled Fiberglass | Pressurized
PETROL PANTRY #6 | 4124 FORREST RD | COLUMBUS | Muscogee | 1060391 | 5 | Flapper Valve | 1999-05-12 | FALSE | 1999-05-12 | FALSE | Currently in Use | Premium | 10000 | Composite | 1999-05-01 |  | Double-Walled Fiberglass | Pressurized
Circle K 2706705 | 4410 MACON RD | COLUMBUS | Muscogee | 9000533 | 5 | Ball Float | 1993-06-01 | FALSE | 1993-06-01 | FALSE | Currently in Use | Premium | 8000 | Galvanic (STIP-3) | 1993-08-05 |  | Fiberglass Reinforced Plastic | Pressurized
Circle K 2706705 | 4410 MACON RD | COLUMBUS | Muscogee | 9000533 | 4 | Ball Float | 1993-06-01 | FALSE | 1993-06-01 | FALSE | Currently in Use | Regular | 8000 | Galvanic (STIP-3) | 1993-08-05 |  | Fiberglass Reinforced Plastic | Pressurized
Circle K 2706706 | 5448 FORREST RD | COLUMBUS | Muscogee | 9000538 | 5 | Ball Float | 1993-10-11 | FALSE | 1993-10-11 | FALSE | Currently in Use | Regular | 8000 | Galvanic (STIP-3) | 1993-08-10 |  | Fiberglass Reinforced Plastic | Pressurized
Circle K 2706706 | 5448 FORREST RD | COLUMBUS | Muscogee | 9000538 | 4 | [5 empty] | Removed from Ground | Gas (Historical Use) | 6000 | Bare Steel | 1977-05-07 | 1993-07-09 | Galvanized Steel
CIRCLE K 6747 | 3910 MACON RD | COLUMBUS | Muscogee | 9000466 | 3 | Flapper Valve | 1989-11-01 |  | 1989-11-01 |  | Removed from Ground | Gas (Historical Use) | 10270 | Steel-Impressed Current | 1977-04-06 | 2009-06-08 | Fiberglass Reinforced Plastic | Pressurized
Circle K 2706705 | 4410 MACON RD | COLUMBUS | Muscogee | 9000533 | 6 | Ball Float | 1993-06-01 | FALSE | 1993-06-01 | FALSE | Currently in Use | Plus | 8000 | Galvanic (STIP-3) | 1993-08-05 |  | Fiberglass Reinforced Plastic | Pressurized
CIRCLE K 6747 | 3910 MACON RD | COLUMBUS | Muscogee | 9000466 | 1 |  | 1989-11-01 |  | 1989-11-01 |  | Removed from Ground | Gas (Historical Use) | 10270 | Cathodically Protected Steel | 1977-04-06 | 2005-05-25 | Fiberglass Reinforced Plastic | Pressurized
CIRCLE K 6747 | 3910 MACON RD | COLUMBUS | Muscogee | 9000466 | 4 | Flapper Valve | 1989-11-01 |  | 1989-11-01 |  | Removed from Ground | Gas (Historical Use) | 10270 | Steel-Impressed Current | 1977-04-06 | 2009-06-08 | Fiberglass Reinforced Plastic | Pressurized
BASS SMALL ENGINES | 2685 -B REESE RD | COLUMBUS | Muscogee | 1060225 | 1 |  |  | TRUE |  | TRUE | Removed from Ground | Used Oil | 180 | Bare Steel | 1967-05-04 | 1997-01-21 | Galvanized Steel
BIG TOM'S #3 | 4121 BUENA VISTA RD | COLUMBUS | Muscogee | 1060303 | 2 | [5 empty] | Closed in Ground | Gas (Historical Use) | 3000 | Bare Steel | 1966-05-13 | 1986-06-01 | Galvanized Steel
PETROL PANTRY #6 | 4124 FORREST RD | COLUMBUS | Muscogee | 1060391 | 2 | [5 empty] | Removed from Ground | Empty | 8000 | Bare Steel | 1971-05-12 | 1999-03-10 | Galvanized Steel
Circle K 2706705 | 4410 MACON RD | COLUMBUS | Muscogee | 9000533 | 2 | [5 empty] | Removed from Ground | Gas (Historical Use) | 8000 | Bare Steel | 1971-05-09 | 1993-09-16 | Galvanized Steel
Circle K 2706706 | 5448 FORREST RD | COLUMBUS | Muscogee | 9000538 | 2 | [5 empty] | Removed from Ground | Gas (Historical Use) | 6000 | Bare Steel | 1977-05-07 | 1993-07-09 | Galvanized Steel
MIKE COLLINS NISSAN | 1829 MIDTOWN DR | COLUMBUS | Muscogee | 1060248 | 3 | [5 empty] | Removed from Ground | Used Oil | 550 | Not Marked/Unknown | 1973-01-01 | 1996-07-01 | Not Marked
MACON FOOD MART | 4206 MACON RD | COLUMBUS | Muscogee | 1060340 | 1 | Flapper Valve | 1998-11-28 | FALSE | 1998-11-12 | FALSE | Removed from Ground | Regular | 10000 | Steel-Impressed Current | 1978-05-10 |  | Fiberglass Reinforced Plastic | Pressurized
FASTEE FOOD MART | 3933 BUENA VISTA RD | COLUMBUS | Muscogee | 1060361 | 2#NEW |  | 1990-04-19 |  | 1990-04-19 |  | Removed from Ground | Gas (Historical Use) | 3000 | Cathodically Protected Steel | 1990-04-19 | 2003-02-14 | Galvanized Steel | Safe Suction (Euro)
FARAHS FOOD EXPRESS | 5506 FORREST RD | COLUMBUS | Muscogee | 1060280 | 4 |  |  | TRUE |  | TRUE | Removed from Ground | Used Oil | 550 | Bare Steel | 1973-05-11 | 1998-06-01 | Galvanized Steel | Pressurized
EDWARD'S BROTHER 66 | 1706 FLOYD RD | COLUMBUS | Muscogee | 1060412 | 1 | [5 empty] | Removed from Ground | Gas (Historical Use) | 8000 | Bare Steel | 1966-05-04 | 1994-02-01 | Galvanized Steel
FASTEE FOOD MART | 3933 BUENA VISTA RD | COLUMBUS | Muscogee | 1060361 | 3#NEW |  | 1990-04-19 |  | 1990-04-19 |  | Removed from Ground | Gas (Historical Use) | 4000 | Cathodically Protected Steel | 1990-04-19 | 2003-02-14 | Galvanized Steel | Safe Suction (Euro)
FASTEE FOOD MART | 3933 BUENA VISTA RD | COLUMBUS | Muscogee | 1060361 | 3 | [5 empty] | Removed from Ground | Gas (Historical Use) | 2000 | Bare Steel | 1978-05-10 | 1990-03-01 | Galvanized Steel
BMI/FLEET SERVICE | 6639 MACON RD | COLUMBUS | Muscogee | 9000596 | 1 | [5 empty] | Removed from Ground | Diesel | 10000 | Bare Steel | 1971-05-12 | 1990-10-19 | Unknown
Circle K 2706704 | 1100 FLOYD RD | COLUMBUS | Muscogee | 9000710 | 6 | Ball Float | 1993-10-13 | FALSE | 1993-10-13 | FALSE | Currently in Use | Premium | 8000 | Galvanic (STIP-3) | 1993-08-10 |  | Fiberglass Reinforced Plastic | Pressurized
TIMES SQUARE/MIKES STORE/CITY OF | 4600 WARM SPRINGS RD | COLUMBUS | Muscogee | 9106044 | 9238 | [5 empty] | Removed from Ground | Diesel | 4000 | Cathodically Protected Steel | 1989-06-06 | 2001-07-25 | Galvanized Steel | Safe Suction (Euro)
QUICK CHANGE #47 | 3874 SAINT MARYS RD | COLUMBUS | Muscogee | 9106137 | 1 | Ball Float | 1988-05-04 | FALSE | 1988-05-04 | FALSE | Currently in Use | Regular | 10000 | Galvanic (STIP-3) | 1988-05-04 |  | Fiberglass Reinforced Plastic | Pressurized
L & S SERVICES LLC | 310 FORD DR | COLUMBUS | Muscogee | 9106129 | 2 | Flapper Valve | 1998-12-18 | FALSE | 1998-12-18 | FALSE | Removed from Ground | Diesel | 3000 | Galvanic (STIP-3) | 1986-01-01 |  | Fiberglass Reinforced Plastic | Safe Suction (Euro)
KK Food Mart | 4688 Buena Vista Rd. | COLUMBUS | Muscogee | 9106111 | 2A | Ball Float | 2017-10-10 | FALSE | 2017-08-28 | FALSE | Currently in Use | Regular | 11000 | Tank Jacket Double Walled | 2017-08-23 |  | Double-Walled Fiberglass | Pressurized
COLUMBUS STATE UNIV | 4225 UNIVERSITY AVE | COLUMBUS | Muscogee | 9106093 | 3 | Flapper Valve | 2003-02-28 | FALSE | 2003-02-28 | FALSE | Temporarily out of use | Regular | 2500 | Fiberglass Double Walled | 2003-02-24 |  | Fiberglass Reinforced Plastic | Safe Suction (Euro)
PARISIAN #12 | 3131 E MANCHESTER EXPWY | COLUMBUS | Muscogee | 9106094 | 1 |  |  | FALSE |  | FALSE | Removed from Ground | Gas (Historical Use) | 100 | Bare Steel | 1987-01-01 | 2005-01-01 | Bare Steel
CLOSED PEIRSON ELECTRIC BLDG | 2974 MLK JR BLVD | COLUMBUS | Muscogee | 9106085 | 1 | [5 empty] | Removed from Ground | Gas (Historical Use) | 1000 | Bare Steel | 1994-05-09 | 1994-05-09 | Galvanized Steel | Suction (American)
CORNER CUPBOARD #6 | 1118 FARR RD | COLUMBUS | Muscogee | 9106069 | 1 | Flapper Valve | 1990-10-01 | FALSE | 1990-10-01 | FALSE | Removed from Ground | Regular | 6000 | Galvanic (STIP-3) | 1990-10-01 |  | Fiberglass Reinforced Plastic | Pressurized
SELIG CHEMICAL | 2078 PHILLIPS DR | COLUMBUS | Muscogee | 9106150 | 1 | [5 empty] | Removed from Ground | Gas (Historical Use) | 500 | Not Marked/Unknown | 1997-08-01 | 1997-08-01 | Not Marked
CHAR-REN | 2240 FT BENNING RD | COLUMBUS | Muscogee | 1060334 | 3 | [5 empty] | Removed from Ground | Gas (Historical Use) | 3000 | Bare Steel | 1950-05-17 | 2002-10-03 | Galvanized Steel
EAST CENTRAL WAX CO INC | 1201 10TH AVENUE | COLUMBUS | Muscogee | 9106116 | 1 | [5 empty] | Removed from Ground | Diesel | 2000 | Cathodically Protected Steel | 1987-12-21 | 1994-12-05 | Cathodically Protected | Safe Suction (Euro)
SOUTHWESTERN FENCE CO | 341 FARR RD | COLUMBUS | Muscogee | 9106042 | 2 | [5 empty] | Removed from Ground | Gas (Historical Use) | 1000 | Marked Unknown |  | 1899-12-31 | Unknown
KING LUBE #4 | 6028 VETERANS PARKWAY | COLUMBUS | Muscogee | 9106113 | 3 | [5 empty] | Removed from Ground | Empty | 1000 | Cathodically Protected Steel | 1988-03-28 | 1996-11-14 | Galvanized Steel
STAFFORDS GARAGE | 3914 ST MARY'S RD | COLUMBUS | Muscogee | 9106084 | 1 | [5 empty] | Removed from Ground | Gas (Historical Use) | 4500 | Not Marked/Unknown | 1992-12-18 | 1992-12-18 | Bare Steel | Safe Suction (Euro)
CORNER CUPBOARD #6 | 1118 FARR RD | COLUMBUS | Muscogee | 9106069 | 2 | Flapper Valve | 1990-10-01 | FALSE | 1990-10-01 | FALSE | Removed from Ground | Premium | 6000 | Galvanic (STIP-3) | 1990-10-01 |  | Fiberglass Reinforced Plastic | Pressurized
CIRCLE K 2706702 | 4420 SECOND AVE | COLUMBUS | Muscogee | 9106046 | 7B | Flapper Valve | 2019-02-01 | FALSE | 2019-02-01 | FALSE | Currently in Use | E-0 | 10000 | Composite Double Walled | 2019-02-01 |  | Double-Walled Flex | Pressurized
PETRO #355 | 6262 MACON RD | COLUMBUS | Muscogee | 9000367 | 5 | Flapper Valve | 1988-11-01 | FALSE | 1988-11-01 | FALSE | Currently in Use | Regular | 8000 | Fiberglass | 1988-11-01 |  | Fiberglass Reinforced Plastic | Pressurized
PETRO #355 | 6262 MACON RD | COLUMBUS | Muscogee | 9000367 | 4 | Flapper Valve | 1988-11-01 | FALSE | 1988-11-01 | FALSE | Currently in Use | Regular | 8000 | Fiberglass | 1988-11-01 |  | Fiberglass Reinforced Plastic | Pressurized
CIRCLE K 2706702 | 4420 SECOND AVE | COLUMBUS | Muscogee | 9106046 | 5 | Flapper Valve | 2019-02-01 | FALSE | 2019-02-01 | FALSE | Currently in Use | Regular | 20000 | Composite Double Walled | 2019-02-01 |  | Double-Walled Flex | Suction (American)
KING LUBE #2 | 4012 BUENA VISTA ROAD | COLUMBUS | Muscogee | 9106115 | 7 | [5 empty] | Removed from Ground | Used Oil | 560 | Cathodically Protected Steel | 1987-07-28 | 1996-11-12 | Galvanized Steel
KING LUBE #4 | 6028 VETERANS PARKWAY | COLUMBUS | Muscogee | 9106113 | 1 |  |  | TRUE |  | TRUE | Removed from Ground | Used Oil | 2000 | Cathodically Protected Steel | 1988-03-28 | 1996-11-14 | Galvanized Steel
STAFFORDS GARAGE | 3914 ST MARY'S RD | COLUMBUS | Muscogee | 9106084 | 3 |  |  | TRUE |  | TRUE | Removed from Ground | Used Oil | 500 | Not Marked/Unknown | 1992-12-18 | 1992-12-18 | Bare Steel | Safe Suction (Euro)
ROBINSON PAVING CO | 5425 SCHATULGA RD | COLUMBUS | Muscogee | 106184 | 1 | Flapper Valve | 1998-12-17 | FALSE | 1998-12-17 | FALSE | Currently in Use | Premium | 8000 | Steel-Impressed Current | 1983-04-24 |  | Steel (Impressed Current) | Pressurized
KING LUBE #2 | 4012 BUENA VISTA ROAD | COLUMBUS | Muscogee | 9106115 | 5 | [5 empty] | Removed from Ground | Gas (Historical Use) | 560 | Cathodically Protected Steel | 1987-07-28 | 1996-11-12 | Galvanized Steel
KING LUBE #4 | 6028 VETERANS PARKWAY | COLUMBUS | Muscogee | 9106113 | 5 | [5 empty] | Removed from Ground | Diesel | 560 | Cathodically Protected Steel | 1988-03-28 | 1996-11-14 | Galvanized Steel
KING LUBE #4 | 6028 VETERANS PARKWAY | COLUMBUS | Muscogee | 9106113 | 7 | [5 empty] | Removed from Ground | Gas (Historical Use) | 560 | Not Marked/Unknown | 1988-03-28 | 1996-11-14 | Not Marked
KING LUBE #4 | 6028 VETERANS PARKWAY | COLUMBUS | Muscogee | 9106113 | 4 | [5 empty] | Removed from Ground | Gas (Historical Use) | 560 | Cathodically Protected Steel | 1988-03-28 | 1996-11-14 | Galvanized Steel
BLACO FUELTECH #3 | 3867 MILGEN RD | COLUMBUS | Muscogee | 9106068 | 2 |  | 1990-01-01 |  | 1990-01-01 |  | Removed from Ground | Gas (Historical Use) | 4000 | Cathodically Protected Steel | 1990-01-01 | 2006-03-13 | Fiberglass Reinforced Plastic | Pressurized
PETRO #355 | 6262 MACON RD | COLUMBUS | Muscogee | 9000367 | 3 | [5 empty] | Removed from Ground | Gas (Historical Use) | 2000 | Bare Steel | 1975-05-11 | 1988-11-01 | Galvanized Steel
ROBINSON PAVING CO | 5425 SCHATULGA RD | COLUMBUS | Muscogee | 106184 | 5 | Flapper Valve | 1998-12-17 | FALSE | 1998-12-17 | FALSE | Currently in Use | Diesel | 10000 | Steel-Impressed Current | 1995-11-06 |  | Steel (Impressed Current) | Pressurized
ROBINSON PAVING CO | 5425 SCHATULGA RD | COLUMBUS | Muscogee | 106184 | 4 |  |  | TRUE |  | TRUE | Removed from Ground | Used Oil | 560 | Steel-Impressed Current | 1983-04-24 | 1993-08-20 | Galvanized Steel
BST/MEADOWWOOD/R3236 | 2682 REESE RD | COLUMBUS | Muscogee | 106003 | 2 | Flapper Valve | 1997-08-29 | FALSE | 1997-08-29 | FALSE | Currently in Use | Diesel | 2500 | Tank Jacket | 1994-11-01 |  | Copper | Suction (American)
CIRCLE A FOOD MART #1 | 6959 North Macon Rd | COLUMBUS | Muscogee | 10002234 | 2 | Flapper Valve | 2016-08-23 | FALSE | 2013-04-01 | FALSE | Currently in Use | Premium | 10000 | Composite Double Walled | 2013-01-01 |  | Double-Walled Fiberglass | Pressurized
ZELMOS | 6600 FLAT ROCK RD | COLUMBUS | Muscogee | 10002245 | 3 | Overfill Alarm | 2013-07-01 | FALSE | 2013-07-01 | FALSE | Currently in Use | Diesel | 5000 | Tank Jacket Double Walled | 2013-07-01 |  | Double-Walled Fiberglass | Pressurized
BLACO FUELTECH #3 | 3867 MILGEN RD | COLUMBUS | Muscogee | 9106068 | 4 |  | 1990-01-01 |  | 1990-01-01 |  | Removed from Ground | Diesel | 4000 | Cathodically Protected Steel | 1990-01-01 | 2006-03-13 | Fiberglass Reinforced Plastic | Pressurized
CIRCLE K 2706702 | 4420 SECOND AVE | COLUMBUS | Muscogee | 9106046 | 6A | Flapper Valve | 2019-02-01 | FALSE | 2019-02-01 | FALSE | Currently in Use | Regular | 10000 | Composite Double Walled | 2019-02-01 |  | Double-Walled Flex | Pressurized
ZELMOS | 6600 FLAT ROCK RD | COLUMBUS | Muscogee | 10002245 | 1 | Overfill Alarm | 2013-07-01 | FALSE | 2013-07-01 | FALSE | Currently in Use | Regular | 15000 | Tank Jacket Double Walled | 2013-07-01 |  | Double-Walled Fiberglass | Pressurized
BLACO FUELTECH #3 | 3867 MILGEN RD | COLUMBUS | Muscogee | 9106068 | 1 |  | 1990-01-01 |  | 1990-01-01 |  | Removed from Ground | Gas (Historical Use) | 4000 | Cathodically Protected Steel | 1990-01-01 | 2006-03-13 | Fiberglass Reinforced Plastic | Pressurized
CIRCLE K 2706702 | 4420 SECOND AVE | COLUMBUS | Muscogee | 9106046 | 7A | Flapper Valve | 2019-02-01 | FALSE | 2019-02-01 | FALSE | Currently in Use | Diesel | 10000 | Composite Double Walled | 2019-02-01 |  | Double-Walled Flex | Pressurized
MAJIC MARKET | 4509 REESE RD | COLUMBUS | Muscogee | 9106049 | 2 |  | 1998-10-15 | FALSE | 1998-10-15 | FALSE | Currently in Use | Plus | 10000 | Composite | 1998-10-15 |  | Fiberglass Reinforced Plastic | Pressurized
MAJIK MARKET #21230 | 4228 /4223 BUENA VISTA RD | COLUMBUS | Muscogee | 9000319 | 1 | [5 empty] | Removed from Ground | Gas (Historical Use) | 10000 | Bare Steel | 1961-05-19 | 1995-03-13 | Galvanized Steel
CIRCLE A FOOD MART #1 | 6959 North Macon Rd | COLUMBUS | Muscogee | 10002234 | 3 | Flapper Valve | 2016-08-23 | FALSE | 2013-04-01 | FALSE | Currently in Use | Diesel | 5000 | Composite Double Walled | 2013-01-01 |  | Double-Walled Fiberglass | Pressurized
ZELMOS | 6600 FLAT ROCK RD | COLUMBUS | Muscogee | 10002245 | 2 | Overfill Alarm | 2013-07-01 | FALSE | 2013-07-01 | FALSE | Currently in Use | Premium | 7000 | Tank Jacket Double Walled | 2013-07-01 |  | Double-Walled Fiberglass | Pressurized
BST/COLUMBUS MAIN R3208 | 1324 VETERANS PKWY | COLUMBUS | Muscogee | 106002 | 3 | [5 empty] | Closed in Ground | Diesel | 1500 | Bare Steel | 1970-01-01 | 1970-01-01 | Galvanized Steel | Suction (American)
QUICK CHANGE #47 | 3874 SAINT MARYS RD | COLUMBUS | Muscogee | 9106137 | 3 | Ball Float | 1988-05-04 | FALSE | 1988-05-04 | FALSE | Currently in Use | Premium | 10000 | Galvanic (STIP-3) | 1988-05-04 |  | Fiberglass Reinforced Plastic | Pressurized
BROOKS & THOMAS DBA MIKE COLLINS | 1825 MIDTOWN DR | COLUMBUS | Muscogee | 9106130 | 2 |  |  | FALSE |  | FALSE | Removed from Ground | Gas (Historical Use) | 550 | Bare Steel | 1973-05-08 | 1899-12-31 | Galvanized Steel
PETRO #355 | 6262 MACON RD | COLUMBUS | Muscogee | 9000367 | 6 | Flapper Valve | 1988-11-01 | FALSE | 1988-11-01 | FALSE | Currently in Use | Premium | 8000 | Fiberglass | 1988-11-01 |  | Fiberglass Reinforced Plastic | Pressurized
CIRCLE K 2706701 | 3010 BUENA VISTA RD | COLUMBUS | Muscogee | 9106024 | 1 | Ball Float | 1990-03-05 | FALSE | 1990-03-05 | FALSE | Removed from Ground | Kerosene | 1000 | Galvanic (STIP-3) | 1990-01-01 | 2020-08-07 | Fiberglass Reinforced Plastic | Pressurized
KING LUBE #5 | 3638 GENTIAN BLVD | COLUMBUS | Muscogee | 9106114 | 6 | [5 empty] | Removed from Ground | Diesel | 1000 | Not Marked/Unknown | 1993-06-10 | 1996-11-05 | Not Marked
CIRCLE K 2706702 | 4420 SECOND AVE | COLUMBUS | Muscogee | 9106046 | 1 |  | 1990-03-05 | FALSE | 1990-03-05 | FALSE | Removed from Ground | Kerosene | 1000 | Galvanic (STIP-3) | 1990-01-01 | 2019-01-09 | Fiberglass Reinforced Plastic | Pressurized
MAJIK MARKET #21230 | 4228 /4223 BUENA VISTA RD | COLUMBUS | Muscogee | 9000319 | 3 | [5 empty] | Removed from Ground | Gas (Historical Use) | 10000 | Bare Steel | 1961-05-19 | 1995-03-13 | Galvanized Steel
NO FACILITY NAME | 4200 MACON RD | COLUMBUS | Muscogee | 9106060 | 4 | [5 empty] | Removed from Ground | Gas (Historical Use) | 250 | Bare Steel | 1992-11-14 | 1992-11-14 | Bare Steel | Suction (American)
BELLSOUTH/FORMER SVC OPER FACILI | 5563 FORREST RD | COLUMBUS | Muscogee | 9106067 | 2 |  |  | TRUE |  | TRUE | Removed from Ground | Used Oil | 500 | Marked Unknown | 1993-08-30 | 1993-08-30 | Unknown
MAJIC MARKET | 4509 REESE RD | COLUMBUS | Muscogee | 9106049 | 1 | Flapper Valve | 1998-10-15 | FALSE | 1998-10-15 | FALSE | Currently in Use | Regular | 10000 | Composite | 1998-10-15 |  | Fiberglass Reinforced Plastic | Pressurized
MAJIK MARKET #21230 | 4228 /4223 BUENA VISTA RD | COLUMBUS | Muscogee | 9000319 | 2 | [5 empty] | Removed from Ground | Gas (Historical Use) | 10000 | Bare Steel | 1961-05-19 | 1995-03-13 | Galvanized Steel
CIRCLE A FOOD MART #1 | 6959 North Macon Rd | COLUMBUS | Muscogee | 10002234 | 1 | Flapper Valve | 2016-08-23 | FALSE | 2013-04-01 | FALSE | Currently in Use | Regular | 10000 | Composite Double Walled | 2013-01-01 |  | Double-Walled Fiberglass | Pressurized
BUCK ICE & COAL CO | 2400 12TH AVENUE | COLUMBUS | Muscogee | 9106140 | 1 | [5 empty] | Removed from Ground | Gas (Historical Use) | 1000 | Not Marked/Unknown | 1996-08-29 | 1996-08-29 | Not Marked
GATEWAY LINCOLN | 219 13TH ST | COLUMBUS | Muscogee | 9106019 | 1 | [5 empty] | Permanently Out of Use - historical purposes | Gas (Historical Use) | 1000 | Bare Steel | 1976-01-01 | 1899-12-31 | Galvanized Steel
DOLLY MADISON BAKERY/INTERSTATE BRANDS CORP | 1969 VICTORY DR | COLUMBUS | Muscogee | 9000522 | 6 |  | 1996-12-01 |  | 1996-12-01 |  | Removed from Ground | Gas (Historical Use) | 10000 | Composite | 1988-01-01 | 2009-08-27 | Double-Walled Fiberglass | Pressurized
SOUTHWESTERN FENCE CO | 341 FARR RD | COLUMBUS | Muscogee | 9106042 | 1 | [5 empty] | Removed from Ground | Gas (Historical Use) | 1000 | Marked Unknown |  | 1899-12-31 | Unknown
KING LUBE #2 | 4012 BUENA VISTA ROAD | COLUMBUS | Muscogee | 9106115 | 3 | [5 empty] | Removed from Ground | Diesel | 1000 | Cathodically Protected Steel | 1986-07-03 | 1996-11-12 | Galvanized Steel
KING LUBE #4 | 6028 VETERANS PARKWAY | COLUMBUS | Muscogee | 9106113 | 6 | [5 empty] | Removed from Ground | Kerosene | 560 | Not Marked/Unknown | 1988-03-28 | 1996-11-14 | Not Marked
KK Food Mart | 4688 Buena Vista Rd. | COLUMBUS | Muscogee | 9106111 | 1 |  |  | TRUE |  | TRUE | Removed from Ground | Used Oil | 550 | Marked Unknown | 1995-08-02 | 1995-08-02 | Bare Steel | Gravity Fed
STAFFORDS GARAGE | 3914 ST MARY'S RD | COLUMBUS | Muscogee | 9106084 | 2 | [5 empty] | Removed from Ground | Gas (Historical Use) | 4500 | Not Marked/Unknown | 1992-12-18 | 1992-12-18 | Bare Steel | Safe Suction (Euro)
ABANDONED UST/HECHT REALTY CO | 445 ANDREWS RD | COLUMBUS | Muscogee | 9106070 | 1 | [5 empty] | Removed from Ground | Gas (Historical Use) | 8000 | Bare Steel | 1993-10-13 | 1993-10-13 | Galvanized Steel | Safe Suction (Euro)
BLACO FUELTECH #3 | 3867 MILGEN RD | COLUMBUS | Muscogee | 9106068 | 3 |  | 1990-01-01 |  | 1990-01-01 |  | Removed from Ground | Gas (Historical Use) | 4000 | Cathodically Protected Steel | 1990-01-01 | 2006-03-13 | Fiberglass Reinforced Plastic | Pressurized
CIRCLE K 2706702 | 4420 SECOND AVE | COLUMBUS | Muscogee | 9106046 | 2 |  | 1990-03-05 | FALSE | 1990-03-05 | FALSE | Removed from Ground | Gas (Historical Use) | 10000 | Galvanic (STIP-3) | 1990-01-01 | 2019-01-09 | Fiberglass Reinforced Plastic | Pressurized
MAJIC MARKET | 4509 REESE RD | COLUMBUS | Muscogee | 9106049 | 3 |  | 1998-10-15 | FALSE | 1998-10-15 | FALSE | Currently in Use | Premium | 10000 | Composite | 1984-10-01 |  | Fiberglass Reinforced Plastic | Pressurized
PETRO #355 | 6262 MACON RD | COLUMBUS | Muscogee | 9000367 | 2 | [5 empty] | Removed from Ground | Gas (Historical Use) | 2000 | Bare Steel | 1975-05-11 | 1988-11-01 | Galvanized Steel
MIKE COLLINS NISSAN | 1829 MIDTOWN DR | COLUMBUS | Muscogee | 1060248 | 2 | [5 empty] | Temporarily out of use | Gas (Historical Use) | 1000 | Not Marked/Unknown | 1973-01-01 |  | Not Marked
EDWARD'S BROTHER 66 | 1706 FLOYD RD | COLUMBUS | Muscogee | 1060412 | 4 |  |  | FALSE |  | FALSE | Removed from Ground | Used Oil | 560 | Unknown | 1994-01-01 | 1994-01-01
TWINS FOOD MART | 26 NORTHSTAR DR | COLUMBUS | Muscogee | 1060399 | 2 | Flapper Valve | 1998-10-18 |  | 1998-10-18 |  | Removed from Ground | Gas (Historical Use) | 10000 | Steel-Impressed Current | 1973-05-16 | 2013-04-24 | Steel (Impressed Current) | Pressurized
Circle K 2706704 | 1100 FLOYD RD | COLUMBUS | Muscogee | 9000710 | 5 | Ball Float | 1993-10-13 | FALSE | 1993-10-13 | FALSE | Currently in Use | Regular | 8000 | Galvanic (STIP-3) | 1993-08-10 |  | Fiberglass Reinforced Plastic | Pressurized
Circle K 2706704 | 1100 FLOYD RD | COLUMBUS | Muscogee | 9000710 | 7 | Ball Float | 1993-10-13 | FALSE | 1993-10-13 | FALSE | Currently in Use | Plus | 8000 | Galvanic (STIP-3) | 1993-08-10 |  | Fiberglass Reinforced Plastic | Pressurized
Circle K 2706704 | 1100 FLOYD RD | COLUMBUS | Muscogee | 9000710 | 4 | [5 empty] | Removed from Ground | Gas (Historical Use) | 8000 | Bare Steel | 1969-05-09 | 1993-08-18 | Bare Steel
TIRE KING | 1646 MANCHESTER EXPY | COLUMBUS | Muscogee | 9106133 | 1 |  |  | TRUE |  | TRUE | Closed in Ground | Used Oil | 250 | Concrete | 1971-01-05 | 1992-01-01 | Not Marked
BILL HEARD CHEVROLET CO | 3615 NORTH MANCHESTER EXWY | COLUMBUS | Muscogee | 1060012 | 6 | [5 empty] | Removed from Ground | Other | 2000 | Bare Steel | 1975-05-11 | 1998-12-08 | Unknown
BILL HEARD CHEVROLET CO | 3615 NORTH MANCHESTER EXWY | COLUMBUS | Muscogee | 1060012 | 2 | [5 empty] | Removed from Ground | Gas (Historical Use) | 10000 | Bare Steel | 1975-05-11 | 1999-02-09 | Unknown
BILL HEARD CHEVROLET CO | 3615 NORTH MANCHESTER EXWY | COLUMBUS | Muscogee | 1060012 | 9 | [5 empty] | Removed from Ground | Other | 2000 | Bare Steel | 1975-05-11 | 1998-12-08 | Unknown
PRESTON OIL CO | 6363 FLAT ROCK RD | COLUMBUS | Muscogee | 1060332 | 1 | [5 empty] | Removed from Ground | Gas (Historical Use) | 20000 | Bare Steel | 1981-05-09 | 1987-12-31 | Galvanized Steel
PRATT & WHITNEY | 8801 Macon Road | COLUMBUS | Muscogee | 7106001 | UST-007 | [5 empty] | Removed from Ground | Other | 6000 | Composite | 1984-01-01 | 1993-05-24 | Fiberglass Reinforced Plastic
RYDER TS #0390A | 6303 W HAMILTON PK DR | COLUMBUS | Muscogee | 1060382 | 6 | Flapper Valve | 1996-12-01 | FALSE | 1996-12-01 | FALSE | Currently in Use | Diesel | 20000 | Fiberglass Double Walled | 1996-12-01 |  | Double-Walled Fiberglass | Pressurized
PARKHILL CEMETERY | 4161 MACON RD | COLUMBUS | Muscogee | 7106003 | 1 | [5 empty] | Removed from Ground | Gas (Historical Use) | 275 | Bare Steel | 1993-03-24 | 1993-03-24 | Galvanized Steel | Suction (American)
RYDER TS #0390A | 6303 W HAMILTON PK DR | COLUMBUS | Muscogee | 1060382 | 1 | [5 empty] | Removed from Ground | Gas (Historical Use) | 10000 | Bare Steel | 1979-05-09 | 1996-12-23 | Bare Steel | Pressurized
INDUSTRIAL METAL FABRICATOR INC | 7007 FLATROCK RD | COLUMBUS | Muscogee | 9106098 | 1 | [5 empty] | Removed from Ground | Gas (Historical Use) | 3000 | Cathodically Protected Steel | 1988-04-27 | 1998-08-03 | Galvanized Steel | Safe Suction (Euro)
BURNHAM SERVICE CORP/VAN SUPPLY | 5000 BURNHAM BLVD | COLUMBUS | Muscogee | 1060216 | 2 | [5 empty] | Removed from Ground | Gas (Historical Use) | 10000 | Bare Steel | 1973-04-26 | 1899-12-31 | Galvanized Steel | Suction (American)
COCA COLA BOTTLING CO CONSOLIDAT | 6055 COCA COLA BLVD | COLUMBUS | Muscogee | 1060402 | 4 |  |  | TRUE |  | TRUE | Removed from Ground | Used Oil | 1000 | Bare Steel | 1975-06-16 | 1989-01-01 | Unknown
COCA COLA BOTTLING CO CONSOLIDAT | 6055 COCA COLA BLVD | COLUMBUS | Muscogee | 1060402 | 1 |  | 1990-06-01 |  | 1990-06-01 |  | Removed from Ground | Gas (Historical Use) | 10000 | Double Walled | 1990-06-01 | 1999-06-07 | Fiberglass Reinforced Plastic | Pressurized
SMITH ROAD LLC | 2930 SMITH RD | COLUMBUS | Muscogee | 330590 | 34-U-D |  | 1989-12-20 |  | 1989-12-20 |  | Removed from Ground | Diesel | 8000 | Fiberglass | 1989-12-20 | 2005-11-04 | Fiberglass Reinforced Plastic
SMITH ROAD LLC | 2930 SMITH RD | COLUMBUS | Muscogee | 330590 | 35-U-G |  | 1989-12-20 |  | 1989-12-20 |  | Removed from Ground | Gas (Historical Use) | 8000 | Fiberglass | 1989-12-20 | 2005-11-04 | Fiberglass Reinforced Plastic
COCA COLA BOTTLING CO CONSOLIDAT | 6055 COCA COLA BLVD | COLUMBUS | Muscogee | 1060402 | B | [5 empty] | Removed from Ground | Diesel | 10000 | Bare Steel | 1975-06-16 | 1990-07-01 | Unknown
BILL HEARD CHEVROLET CO | 3615 NORTH MANCHESTER EXWY | COLUMBUS | Muscogee | 1060012 | 8 | [5 empty] | Removed from Ground | Other | 2000 | Bare Steel | 1975-05-11 | 1998-12-08 | Unknown
COLUMBUS CABINET CO | 1223 39TH ST | COLUMBUS | Muscogee | 1060272 | 1 | [5 empty] | Removed from Ground | Gas (Historical Use) | 560 | Bare Steel | 1976-05-10 | 1993-07-08 | Bare Steel
COCA COLA BOTTLING CO CONSOLIDAT | 6055 COCA COLA BLVD | COLUMBUS | Muscogee | 1060402 | 2 |  | 1990-06-01 |  | 1990-06-01 |  | Removed from Ground | Diesel | 10000 | Double Walled | 1990-06-01 | 1999-06-07 | Fiberglass Reinforced Plastic | Pressurized
CHEVRON TERMINAL | 5131 MILLER RD | COLUMBUS | Muscogee | 1060065 | 2 |  |  | TRUE |  | TRUE | Closed in Ground | Used Oil | 3000 | Bare Steel | 1971-04-27 | 1985-11-01 | Not Marked
WESTVACO CORP | 4847 CARGO DR | COLUMBUS | Muscogee | 1060171 | 1 | [5 empty] | Removed from Ground | Diesel | 20000 | Bare Steel | 1982-03-29 | 1995-11-21 | Not Marked
SMITH ROAD LLC | 2930 SMITH RD | COLUMBUS | Muscogee | 330590 | 3 | [5 empty] | Removed from Ground | Diesel | 10000 | Bare Steel | 1989-12-21 | 1989-12-21 | Galvanized Steel
US POSTAL SERVICE COLUMBUS VECHI | 3916 MILGEN RD | COLUMBUS | Muscogee | 1060017 | 3 | [5 empty] | Removed from Ground | Other | 1000 | Bare Steel | 1975-01-04 | 1991-05-07 | Galvanized Steel
PRESTON OIL CO | 6363 FLAT ROCK RD | COLUMBUS | Muscogee | 1060332 | 5 | [5 empty] | Removed from Ground | Kerosene | 4000 | Bare Steel | 1981-05-09 | 1987-12-31 | Galvanized Steel
PRESTON OIL CO | 6363 FLAT ROCK RD | COLUMBUS | Muscogee | 1060332 | 4 | [5 empty] | Removed from Ground | Diesel | 20000 | Bare Steel | 1981-05-09 | 1987-12-31 | Galvanized Steel
PRESTON OIL CO | 6363 FLAT ROCK RD | COLUMBUS | Muscogee | 1060332 | 7 | [5 empty] | Removed from Ground | Other | 4000 | Bare Steel | 1982-05-09 | 1987-12-31 | Galvanized Steel
GA CROWN DISTRIBUTING CO | 7 CROWN CIRCLE | COLUMBUS | Muscogee | 1060051 | 1 | [5 empty] | Removed from Ground | Gas (Historical Use) | 2000 | Bare Steel | 1979-05-10 | 1995-12-13 | Galvanized Steel
COCA COLA BOTTLING CO CONSOLIDAT | 6055 COCA COLA BLVD | COLUMBUS | Muscogee | 1060402 | OLD2 | [5 empty] | Closed in Ground | Diesel | 10000 | Bare Steel | 1975-01-01 | 1990-07-01 | Unknown
US POSTAL SERVICE COLUMBUS VECHI | 3916 MILGEN RD | COLUMBUS | Muscogee | 1060017 | 7 | [5 empty] | Removed from Ground | Other | 1000 | Double Walled | 1991-05-01 | 1998-09-01 | Fiberglass Reinforced Plastic | Pressurized
US POSTAL SERVICE COLUMBUS VECHI | 3916 MILGEN RD | COLUMBUS | Muscogee | 1060017 | 5 | [5 empty] | Removed from Ground | Gas (Historical Use) | 12000 | Double Walled | 1991-05-01 | 1998-09-01 | Fiberglass Reinforced Plastic | Pressurized
US POSTAL SERVICE COLUMBUS VECHI | 3916 MILGEN RD | COLUMBUS | Muscogee | 1060017 | 4 |  |  | TRUE |  | TRUE | Removed from Ground | Used Oil | 1000 | Bare Steel | 1975-01-04 | 1991-05-07 | Galvanized Steel
PRESTON OIL CO | 6363 FLAT ROCK RD | COLUMBUS | Muscogee | 1060332 | 8 | [5 empty] | Removed from Ground | Other | 4000 | Bare Steel | 1982-05-09 | 1987-12-31 | Not Marked
PRESTON OIL CO | 6363 FLAT ROCK RD | COLUMBUS | Muscogee | 1060332 | 9 |  |  | TRUE |  | TRUE | Removed from Ground | Used Oil | 1000 | Bare Steel | 1981-05-09 | 1987-12-31 | Galvanized Steel
PRESTON OIL CO | 6363 FLAT ROCK RD | COLUMBUS | Muscogee | 1060332 | 2 | [5 empty] | Removed from Ground | Gas (Historical Use) | 20000 | Bare Steel | 1981-05-09 | 1987-12-31 | Galvanized Steel
PRATT & WHITNEY | 8801 Macon Road | COLUMBUS | Muscogee | 7106001 | UST-006 | [5 empty] | Removed from Ground | Diesel | 500 | Composite | 1984-01-01 | 1993-05-24 | Fiberglass Reinforced Plastic
RYDER TS #0390A | 6303 W HAMILTON PK DR | COLUMBUS | Muscogee | 1060382 | 4 | [5 empty] | Removed from Ground | Other | 8000 | Bare Steel | 1979-05-09 | 1996-12-27 | Bare Steel | Suction (American)
RYDER TS #0390A | 6303 W HAMILTON PK DR | COLUMBUS | Muscogee | 1060382 | 5 |  |  | TRUE |  | TRUE | Removed from Ground | Used Oil | 6000 | Bare Steel | 1975-05-09 | 1996-12-27 | Bare Steel | Gravity Fed
BURNHAM SERVICE CORP/VAN SUPPLY | 5000 BURNHAM BLVD | COLUMBUS | Muscogee | 1060216 | 3 | [5 empty] | Removed from Ground | Gas (Historical Use) | 10000 | Bare Steel | 1966-04-28 | 1899-12-31 | Galvanized Steel | Suction (American)
BILL HEARD CHEVROLET CO | 3615 NORTH MANCHESTER EXWY | COLUMBUS | Muscogee | 1060012 | 7 | [5 empty] | Removed from Ground | Other | 2000 | Bare Steel | 1975-05-11 | 1998-12-08 | Unknown
BILL HEARD CHEVROLET CO | 3615 NORTH MANCHESTER EXWY | COLUMBUS | Muscogee | 1060012 | 5 | [5 empty] | Removed from Ground | Other | 2000 | Bare Steel | 1975-05-11 | 1998-12-08 | Unknown
BILL HEARD CHEVROLET CO | 3615 NORTH MANCHESTER EXWY | COLUMBUS | Muscogee | 1060012 | 4 |  |  | TRUE |  | TRUE | Removed from Ground | Used Oil | 2000 | Bare Steel | 1975-05-11 | 1998-12-08 | Unknown
PRESTON OIL CO | 6363 FLAT ROCK RD | COLUMBUS | Muscogee | 1060332 | 6 | [5 empty] | Removed from Ground | Kerosene | 4000 | Bare Steel | 1982-05-09 | 1987-12-31 | Galvanized Steel
BILL HEARD CHEVROLET CO | 3615 NORTH MANCHESTER EXWY | COLUMBUS | Muscogee | 1060012 | 3 |  |  | TRUE |  | TRUE | Removed from Ground | Used Oil | 2000 | Bare Steel | 1975-05-11 | 1998-12-08 | Unknown
PRESTON OIL CO | 6363 FLAT ROCK RD | COLUMBUS | Muscogee | 1060332 | 3 | [5 empty] | Removed from Ground | Gas (Historical Use) | 20000 | Bare Steel | 1981-05-09 | 1987-12-31 | Galvanized Steel
GA CROWN DISTRIBUTING CO | 7 CROWN CIRCLE | COLUMBUS | Muscogee | 1060051 | 2 | [5 empty] | Removed from Ground | Diesel | 10000 | Bare Steel | 1979-05-10 | 1995-12-13 | Galvanized Steel
US POSTAL SERVICE COLUMBUS VECHI | 3916 MILGEN RD | COLUMBUS | Muscogee | 1060017 | 6 |  |  | TRUE |  | TRUE | Removed from Ground | Used Oil | 1000 | Double Walled | 1991-05-01 | 1998-09-01 | Fiberglass Reinforced Plastic | Pressurized
PRATT & WHITNEY | 8801 Macon Road | COLUMBUS | Muscogee | 7106001 | UST-005 | [5 empty] | Removed from Ground | Gas (Historical Use) | 500 | Composite | 1984-01-01 | 1993-05-24 | Fiberglass Reinforced Plastic
BURNHAM SERVICE CORP/VAN SUPPLY | 5000 BURNHAM BLVD | COLUMBUS | Muscogee | 1060216 | 5 | [5 empty] | Removed from Ground | Other | 5000 | Bare Steel | 1973-04-26 | 1997-11-21 | Galvanized Steel | Gravity Fed
BURNHAM SERVICE CORP/VAN SUPPLY | 5000 BURNHAM BLVD | COLUMBUS | Muscogee | 1060216 | 4 |  |  | TRUE |  | TRUE | Removed from Ground | Used Oil | 2000 | Bare Steel | 1973-04-26 | 1997-11-21 | Galvanized Steel | Gravity Fed
BILL HEARD CHEVROLET CO | 3615 NORTH MANCHESTER EXWY | COLUMBUS | Muscogee | 1060012 | 1 | [5 empty] | Removed from Ground | Gas (Historical Use) | 10000 | Bare Steel | 1975-05-11 | 1998-12-15 | Unknown
BURNHAM SERVICE CORP/VAN SUPPLY | 5000 BURNHAM BLVD | COLUMBUS | Muscogee | 1060216 | 1 | [5 empty] | Removed from Ground | Diesel | 10000 | Bare Steel | 1973-04-26 | 1899-12-31 | Galvanized Steel | Suction (American)
COCA COLA BOTTLING CO CONSOLIDAT | 6055 COCA COLA BLVD | COLUMBUS | Muscogee | 1060402 | A | [5 empty] | Removed from Ground | Diesel | 10000 | Bare Steel | 1975-06-16 | 1990-07-01 | Unknown
COCA COLA BOTTLING CO CONSOLIDAT | 6055 COCA COLA BLVD | COLUMBUS | Muscogee | 1060402 | 3 | [5 empty] | Removed from Ground | Other | 1000 | Bare Steel | 1975-06-16 | 1989-01-01 | Unknown
COCA COLA BOTTLING CO CONSOLIDAT | 6055 COCA COLA BLVD | COLUMBUS | Muscogee | 1060402 | OLD1 | [5 empty] | Closed in Ground | Gas (Historical Use) | 10000 | Bare Steel | 1975-01-01 | 1990-07-01 | Unknown
INDUSTRIAL METAL FABRICATOR INC | 4705 MILGEN RD | COLUMBUS | Muscogee | 1060095 | 1 | [5 empty] | Removed from Ground | Gas (Historical Use) | 5000 | Bare Steel | 1980-02-26 | 1992-01-01 | Galvanized Steel
SMITH ROAD LLC | 2930 SMITH RD | COLUMBUS | Muscogee | 330590 | 2 | [5 empty] | Removed from Ground | Gas (Historical Use) | 10000 | Bare Steel | 1989-12-21 | 1989-12-21 | Galvanized Steel
US POSTAL SERVICE COLUMBUS VECHI | 3916 MILGEN RD | COLUMBUS | Muscogee | 1060017 | 1 | [5 empty] | Removed from Ground | Gas (Historical Use) | 5000 | Bare Steel | 1975-01-04 | 1991-05-07 | Galvanized Steel
CHEVRON TERMINAL | 5131 MILLER RD | COLUMBUS | Muscogee | 1060065 | 1 |  |  | TRUE |  | TRUE | Removed from Ground | Used Oil | 1000 | Fiberglass | 1984-04-23 | 1986-06-18 | Galvanized Steel
THE LEWIS BEAR CO | 600 ANDREWS RD | COLUMBUS | Muscogee | 1060388 | 1 | [5 empty] | Removed from Ground | Diesel | 3000 | Bare Steel | 1980-05-07 | 1899-12-31 | Galvanized Steel | Safe Suction (Euro)
SMITH ROAD LLC | 2930 SMITH RD | COLUMBUS | Muscogee | 330590 | 1 | [5 empty] | Removed from Ground | Gas (Historical Use) | 6200 | Bare Steel | 1989-12-21 | 1989-12-21 | Galvanized Steel
RYDER TS #0390A | 6303 W HAMILTON PK DR | COLUMBUS | Muscogee | 1060382 | 3 | [5 empty] | Removed from Ground | Diesel | 15000 | Bare Steel | 1979-05-09 | 1996-12-23 | Not Marked
US POSTAL SERVICE COLUMBUS VECHI | 3916 MILGEN RD | COLUMBUS | Muscogee | 1060017 | 2 | [5 empty] | Removed from Ground | Gas (Historical Use) | 5000 | Bare Steel | 1975-01-04 | 1991-05-07 | Galvanized Steel
SHELL FOOD MART | 1500 VETERANS PARKWAY | COLUMBUS | Muscogee | 9000235 | 3 |  | 1998-10-15 |  | 1998-10-15 |  | Removed from Ground | Gas (Historical Use) | 12000 | Steel-Impressed Current | 1980-02-05 | 2004-04-16 | Cathodically Protected | Pressurized
CITY OF COLUMBUS-CALLAWAY PROPE | 1 ST AVE BETWEEN 14 & 15 ST | COLUMBUS | Muscogee | 9106158 | 1 | [5 empty] | Removed from Ground | Gas (Historical Use) | 0 | Not Marked/Unknown | 1998-07-20 | 1998-07-20 | Not Marked
CITY OF COLUMBUS/HARDAWAY PROPER | 1 ST AVE BETWEEN 14 & 15 ST | COLUMBUS | Muscogee | 9106157 | 1 | [5 empty] | Removed from Ground | Empty | 0 | Not Marked/Unknown |  | 1899-12-31 | Not Marked
FORMER MCLEMORE PROPERTY | SW CNR 17TH ST AND OLD 2ND AVE | COLUMBUS | Muscogee | 9106162 | 2 | [5 empty] | Removed from Ground | Kerosene | 10000 | Not Marked/Unknown | 1998-01-19 | 1998-01-19 | Not Marked
Circle K 2706678 | 215 FOURTH ST | COLUMBUS | Muscogee | 9000290 | 9A | Flapper Valve | 2015-07-29 | FALSE | 2015-07-29 | FALSE | Currently in Use | Premium | 8000 | Composite Double Walled | 2015-07-29 |  | Double-Walled Fiberglass | Pressurized
SHELL FOOD MART | 1500 VETERANS PARKWAY | COLUMBUS | Muscogee | 9000235 | 6 | Ball Float | 2004-08-03 | FALSE | 2004-08-03 | FALSE | Currently in Use | Premium | 8000 | Fiberglass Double Walled | 2004-08-03 |  | Double-Walled Fiberglass | Pressurized
Circle K 2706678 | 215 FOURTH ST | COLUMBUS | Muscogee | 9000290 | 6 | Flapper Valve | 1996-09-03 |  | 1996-09-03 |  | Removed from Ground | Gas (Historical Use) | 10000 | Steel-Impressed Current | 1980-05-09 | 2015-09-09 | Fiberglass Reinforced Plastic | Pressurized
Circle K 2706678 | 215 FOURTH ST | COLUMBUS | Muscogee | 9000290 | 9B | Flapper Valve | 2015-07-29 | FALSE | 2015-07-29 | FALSE | Currently in Use | Diesel | 12000 | Composite Double Walled | 2015-07-29 |  | Double-Walled Fiberglass | Pressurized
FORMER MCLEMORE PROPERTY | SW CNR 17TH ST AND OLD 2ND AVE | COLUMBUS | Muscogee | 9106162 | 1 | [5 empty] | Removed from Ground | Kerosene | 10000 | Not Marked/Unknown | 1998-01-19 | 1998-01-19 | Not Marked
Circle K 2706678 | 215 FOURTH ST | COLUMBUS | Muscogee | 9000290 | 4 | Flapper Valve | 1996-09-03 |  | 1996-09-03 |  | Removed from Ground | Gas (Historical Use) | 10000 | Steel-Impressed Current | 1980-05-09 | 2015-09-09 | Fiberglass Reinforced Plastic | Pressurized
Circle K 2706678 | 215 FOURTH ST | COLUMBUS | Muscogee | 9000290 | 5 | Flapper Valve | 1996-09-03 |  | 1996-09-03 |  | Removed from Ground | Gas (Historical Use) | 10000 | Steel-Impressed Current | 1980-05-09 | 2015-09-09 | Fiberglass Reinforced Plastic | Pressurized
Circle K 2706678 | 215 FOURTH ST | COLUMBUS | Muscogee | 9000290 | 7 | Flapper Valve | 1996-09-03 |  | 1996-09-03 |  | Removed from Ground | Diesel | 10000 | Steel-Impressed Current | 1980-05-09 | 2015-09-09 | Fiberglass Reinforced Plastic | Pressurized
COLUMBUS CONSOLIDATED GOVERNMENT | NW CORNER OF 1ST AVE & 14TH ST | COLUMBUS | Muscogee | 9106169 | 5 |  |  | TRUE |  | TRUE | Removed from Ground | Used Oil | 500 | Bare Steel | 1998-07-20 | 1998-07-20 | Bare Steel | Safe Suction (Euro)
COLUMBUS CONSOLIDATED GOVERNMENT | NW CORNER OF 1ST AVE & 14TH ST | COLUMBUS | Muscogee | 9106169 | 4 | [5 empty] | Removed from Ground | Gas (Historical Use) | 750 | Bare Steel | 1998-07-20 | 1998-07-20 | Bare Steel | Safe Suction (Euro)
ANGUS TAYLOR | 220 THIRTY EIGHTH ST | COLUMBUS | Muscogee | 9106109 | 4 |  |  | TRUE |  | TRUE | Removed from Ground | Used Oil | 550 | Bare Steel | 1968-05-01 | 1998-10-29 | Galvanized Steel | Suction (American)
ANGUS TAYLOR | 220 THIRTY EIGHTH ST | COLUMBUS | Muscogee | 9106109 | 5 |  |  | TRUE |  | TRUE | Removed from Ground | Used Oil | 550 | Bare Steel | 1968-05-01 | 1998-10-29 | Galvanized Steel | Suction (American)
RYDER TS #0390A | 6303 W HAMILTON PK DR | COLUMBUS | Muscogee | 1060382 | 2 | [5 empty] | Removed from Ground | Diesel | 15000 | Bare Steel | 1979-05-09 | 1996-12-23 | Bare Steel | Pressurized
STEREO WORLD | 3305 VICTORY DR | COLUMBUS | Muscogee | 1060211 | 1 | [5 empty] | Removed from Ground | Empty | 1500 | Bare Steel | 1972-04-03 | 1980-01-01 | Galvanized Steel
COLUMBUS GOVERNMENT AUTOMOTIVE S | 1011 CUSSETA RD | COLUMBUS | Muscogee | 1060075 | 12 | Flapper Valve | 1998-11-10 | FALSE | 1998-11-10 | FALSE | Currently in Use | Diesel | 15000 | Composite | 1998-11-08 |  | Double-Walled Flex | Pressurized
NATIONAL LINEN SERVICES | 905 15TH ST | COLUMBUS | Muscogee | 1060050 | 1 | [5 empty] | Removed from Ground | Diesel | 10000 | Bare Steel | 1962-05-13 | 1993-01-16 | Not Marked | Safe Suction (Euro)
TOMS FOODS INC | 900 EIGHTH ST | COLUMBUS | Muscogee | 1060207 | 3 |  |  | TRUE |  | TRUE | Removed from Ground | Used Oil | 500 | Bare Steel | 1972-04-05 | 1992-10-01 | Galvanized Steel
TRANS POWER INC | 2201 VICTORY DR | COLUMBUS | Muscogee | 1060110 | 2 | [5 empty] | Removed from Ground | Other | 3000 | Bare Steel | 1983-02-05 | 1996-04-09 | Galvanized Steel
NATIONAL LINEN SERVICES | 905 15TH ST | COLUMBUS | Muscogee | 1060050 | 4 | [5 empty] | Removed from Ground | Diesel | 10000 | Bare Steel | 1993-01-14 | 1993-01-14 | Bare Steel | Safe Suction (Euro)
NATIONAL LINEN SERVICES | 905 15TH ST | COLUMBUS | Muscogee | 1060050 | 5 |  |  | TRUE |  | TRUE | Removed from Ground | Used Oil | 500 | Bare Steel | 1993-01-16 | 1993-01-16 | Not Marked
TOMS FOODS INC | 900 EIGHTH ST | COLUMBUS | Muscogee | 1060207 | 7 | [5 empty] | Removed from Ground | Gas (Historical Use) | 1 | Marked Unknown | 1986-04-02 | 1992-10-01 | Unknown
TOMS FOODS INC | 900 EIGHTH ST | COLUMBUS | Muscogee | 1060207 | 1 | [5 empty] | Removed from Ground | Diesel | 10000 | Bare Steel | 1972-04-05 | 1992-10-01 | Galvanized Steel
TOMS FOODS INC | 900 EIGHTH ST | COLUMBUS | Muscogee | 1060207 | 13 |  |  | TRUE | 1992-10-15 | TRUE | Removed from Ground | Used Oil | 600 | Double Walled | 1992-01-01 | 2007-02-13 | Fiberglass Reinforced Plastic | Suction (American)
COLUMBUS GOVERNMENT AUTOMOTIVE S | 1011 CUSSETA RD | COLUMBUS | Muscogee | 1060075 | 4 | [5 empty] | Removed from Ground | Empty | 10026 | Composite | 1980-01-30 | 1999-03-09 | Galvanized Steel | Suction (American)
TOMS FOODS INC | 900 EIGHTH ST | COLUMBUS | Muscogee | 1060207 | 4 | [5 empty] | Removed from Ground | Gas (Historical Use) | 500 | Bare Steel | 1976-04-04 | 1992-10-01 | Galvanized Steel
TOMS FOODS INC | 900 EIGHTH ST | COLUMBUS | Muscogee | 1060207 | 11 |  | 1992-10-15 |  | 1992-10-15 |  | Removed from Ground | Diesel | 15000 | Double Walled | 1992-01-01 | 2007-02-13 | Fiberglass Reinforced Plastic | Suction (American)
GA PACIFIC CORP | 1401 BLANCHARD DR | COLUMBUS | Muscogee | 1060093 | 1 | [5 empty] | Removed from Ground | Diesel | 2000 | Bare Steel | 1971-03-09 | 1993-03-20 | Galvanized Steel | Suction (American)
NATIONAL LINEN SERVICES | 905 15TH ST | COLUMBUS | Muscogee | 1060050 | 6 | [5 empty] | Removed from Ground | Gas (Historical Use) | 12000 | Bare Steel | 1962-01-01 | 1993-01-14 | Bare Steel | Safe Suction (Euro)
CITY OF COLUMBUS | 4546 WARM SPRINGS RD | COLUMBUS | Muscogee | 1060043 | 3 | [5 empty] | Removed from Ground | Gas (Historical Use) | 5000 | Cathodically Protected Steel | 1981-05-09 | 1989-06-14 | Galvanized Steel
COLUMBUS GOVERNMENT AUTOMOTIVE S | 1011 CUSSETA RD | COLUMBUS | Muscogee | 1060075 | 10 | Flapper Valve | 1998-11-10 | FALSE | 1998-11-10 | FALSE | Currently in Use | Regular | 15000 | Composite | 1998-11-08 |  | Double-Walled Flex | Pressurized
STEREO WORLD | 3305 VICTORY DR | COLUMBUS | Muscogee | 1060211 | 2 | [5 empty] | Removed from Ground | Empty | 1500 | Bare Steel | 1972-04-03 | 1980-01-01 | Galvanized Steel
Circle K 2706713 | 1408 VETERANS PKWY | COLUMBUS | Muscogee | 1060134 | 3 |  |  | TRUE |  | TRUE | Removed from Ground | Used Oil | 1000 | Bare Steel | 1994-01-13 | 1994-01-13 | Galvanized Steel | Gravity Fed
COLUMBUS GOVERNMENT AUTOMOTIVE S | 1011 CUSSETA RD | COLUMBUS | Muscogee | 1060075 | 2 | [5 empty] | Removed from Ground | Empty | 10026 | Composite | 1980-01-30 | 1999-03-09 | Galvanized Steel | Suction (American)
TOMS FOODS INC | 900 EIGHTH ST | COLUMBUS | Muscogee | 1060207 | 10 | [5 empty] | Removed from Ground | Gas (Historical Use) | 1000 | Marked Unknown | 1966-04-07 | 1992-10-01 | Unknown
MONEY BACK #6 | 1539 FOURTH AVE | COLUMBUS | Muscogee | 1060042 | 2 |  | 1995-10-16 |  | 1995-10-16 |  | Removed from Ground | Gas (Historical Use) | 10000 | Steel-Impressed Current | 1984-05-08 | 2001-04-04 | Cathodically Protected | Pressurized
SPECTRUM #54 | 313 FOURTH ST | COLUMBUS | Muscogee | 1030312 | 1 |  | 1996-08-26 |  | 1996-08-26 |  | Removed from Ground | Gas (Historical Use) | 20000 | Steel-Impressed Current | 1972-05-11 | 2005-03-25 | Fiberglass Reinforced Plastic | Safe Suction (Euro)
TOMS FOODS INC | 900 EIGHTH ST | COLUMBUS | Muscogee | 1060207 | 12 |  | 1992-10-15 |  | 1992-10-15 |  | Removed from Ground | Gas (Historical Use) | 1000 | Double Walled | 1992-01-01 | 2007-02-13 | Fiberglass Reinforced Plastic | Suction (American)
Circle K 2706713 | 1408 VETERANS PKWY | COLUMBUS | Muscogee | 1060134 | 2 | [5 empty] | Removed from Ground | Gas (Historical Use) | 1000 | Bare Steel | 1994-01-13 | 1994-01-13 | Galvanized Steel | Suction (American)
TRANS POWER INC | 2201 VICTORY DR | COLUMBUS | Muscogee | 1060110 | 1 |  |  | TRUE |  | TRUE | Removed from Ground | Used Oil | 1000 | Bare Steel | 1983-02-05 | 1996-04-09 | Galvanized Steel
COLUMBUS GOVERNMENT AUTOMOTIVE S | 1011 CUSSETA RD | COLUMBUS | Muscogee | 1060075 | 1 | [5 empty] | Removed from Ground | Empty | 10026 | Composite | 1980-01-30 | 1999-03-09 | Galvanized Steel | Suction (American)
CITY OF COLUMBUS | 4546 WARM SPRINGS RD | COLUMBUS | Muscogee | 1060043 | 2 | [5 empty] | Removed from Ground | Gas (Historical Use) | 5000 | Cathodically Protected Steel | 1981-05-09 | 1989-06-14 | Galvanized Steel
SOUTHEASTERN FREIGHT LINES | 1075 45TH ST | COLUMBUS | Muscogee | 1060055 | 1 | [5 empty] | Removed from Ground | Diesel | 10000 | Bare Steel | 1981-05-09 | 1990-06-18 | Galvanized Steel
KINNETT DAIRIES INC | 2925 MANCHESTER EXWY | COLUMBUS | Muscogee | 1060149 | 3 | [5 empty] | Permanently Out of Use - historical purposes | Diesel | 7500 | Bare Steel | 1966-04-16 | 1899-12-31 | Galvanized Steel
TOMS FOODS INC | 900 EIGHTH ST | COLUMBUS | Muscogee | 1060207 | 2 | [5 empty] | Removed from Ground | Diesel | 10000 | Bare Steel | 1974-04-05 | 1992-10-01 | Galvanized Steel
TOMS FOODS INC | 900 EIGHTH ST | COLUMBUS | Muscogee | 1060207 | 8 | [5 empty] | Removed from Ground | Gas (Historical Use) | 1 | Marked Unknown | 1986-04-02 | 1992-10-01 | Unknown
COLUMBUS GOVERNMENT AUTOMOTIVE S | 1011 CUSSETA RD | COLUMBUS | Muscogee | 1060075 | 9 | Flapper Valve | 1998-11-10 | FALSE | 1998-11-10 | FALSE | Currently in Use | Regular | 15000 | Composite | 1998-11-08 |  | Double-Walled Flex | Pressurized
COLUMBUS GOVERNMENT AUTOMOTIVE S | 1011 CUSSETA RD | COLUMBUS | Muscogee | 1060075 | 11 | Flapper Valve | 1998-11-10 | FALSE | 1998-11-10 | FALSE | Currently in Use | Regular | 15000 | Composite | 1998-11-08 |  | Double-Walled Flex | Pressurized
COLUMBUS GOVERNMENT AUTOMOTIVE S | 1011 CUSSETA RD | COLUMBUS | Muscogee | 1060075 | 8 |  |  | TRUE |  | TRUE | Removed from Ground | Used Oil | 1500 | Composite | 1986-01-28 | 1998-08-30 | Galvanized Steel
TOMS FOODS INC | 900 EIGHTH ST | COLUMBUS | Muscogee | 1060207 | 6 | [5 empty] | Removed from Ground | Gas (Historical Use) | 1000 | Marked Unknown | 1986-04-02 | 1992-10-01 | Unknown
TOMS FOODS INC | 900 EIGHTH ST | COLUMBUS | Muscogee | 1060207 | 9 | [5 empty] | Removed from Ground | Gas (Historical Use) | 1000 | Marked Unknown | 1966-04-07 | 1992-10-01 | Unknown
Circle K 2706713 | 1408 VETERANS PKWY | COLUMBUS | Muscogee | 1060134 | 4 | Flapper Valve | 1998-09-25 | FALSE | 1998-09-25 | FALSE | Currently in Use | Regular | 12000 | Composite | 1998-09-25 |  | Double-Walled Flex | Pressurized
Circle K 2706713 | 1408 VETERANS PKWY | COLUMBUS | Muscogee | 1060134 | 5 | Flapper Valve | 1998-09-25 | FALSE | 1998-09-25 | FALSE | Currently in Use | Premium | 15000 | Composite | 1998-09-25 |  | Double-Walled Flex | Pressurized
COLUMBUS FIRE STATION #4 | 2630 OAKLEY AVE | COLUMBUS | Muscogee | 1060080 | 1 | [5 empty] | Removed from Ground | Diesel | 550 | Bare Steel | 1976-01-31 | 1899-12-31 | Galvanized Steel
COLUMBUS GOVERNMENT AUTOMOTIVE S | 1011 CUSSETA RD | COLUMBUS | Muscogee | 1060075 | 3 | [5 empty] | Removed from Ground | Empty | 10025 | Composite | 1980-01-30 | 1999-03-09 | Galvanized Steel | Suction (American)
CITY OF COLUMBUS | 4546 WARM SPRINGS RD | COLUMBUS | Muscogee | 1060043 | 5 | [5 empty] | Removed from Ground | Gas (Historical Use) | 10000 | Cathodically Protected Steel | 1985-05-08 | 1989-06-14 | Galvanized Steel
TOMS FOODS INC | 900 EIGHTH ST | COLUMBUS | Muscogee | 1060207 | 5 | [5 empty] | Removed from Ground | Gas (Historical Use) | 1000 | Bare Steel | 1976-04-04 | 1992-10-01 | Galvanized Steel
GA PACIFIC CORP | 1401 BLANCHARD DR | COLUMBUS | Muscogee | 1060093 | 2 | [5 empty] | Removed from Ground | Diesel | 10000 | Double Walled | 1993-03-20 | 1995-06-26 | Fiberglass Reinforced Plastic | Suction (American)
NATIONAL LINEN SERVICES | 905 15TH ST | COLUMBUS | Muscogee | 1060050 | 3 | [5 empty] | Removed from Ground | Gas (Historical Use) | 1000 | Bare Steel | 1993-01-15 | 1993-01-15 | Bare Steel | Safe Suction (Euro)
SPECTRUM #54 | 313 FOURTH ST | COLUMBUS | Muscogee | 1030312 | 3 |  | 1996-08-26 |  | 1996-08-26 |  | Removed from Ground | Gas (Historical Use) | 8000 | Steel-Impressed Current | 1972-05-11 | 2005-03-25 | Fiberglass Reinforced Plastic | Safe Suction (Euro)
SPECTRUM #54 | 313 FOURTH ST | COLUMBUS | Muscogee | 1030312 | 2 |  | 1996-08-26 |  | 1996-08-26 |  | Removed from Ground | Gas (Historical Use) | 20000 | Steel-Impressed Current | 1972-05-11 | 2005-03-25 | Fiberglass Reinforced Plastic | Safe Suction (Euro)
MONEY BACK #6 | 1539 FOURTH AVE | COLUMBUS | Muscogee | 1060042 | 3 |  | 1995-10-16 |  | 1995-10-16 |  | Removed from Ground | Gas (Historical Use) | 10000 | Steel-Impressed Current | 1984-05-08 | 2001-04-04 | Steel (Impressed Current) | Pressurized
1ST AVE | 1445 1ST AVE | COLUMBUS | Muscogee | 9106168 | 1 | [5 empty] | Removed from Ground | Gas (Historical Use) | 750 | Bare Steel | 1998-07-22 | 1998-07-22 | Bare Steel | Safe Suction (Euro)
STAR PETROLEUM (FORMER) | 840 SIXTH AVE | COLUMBUS | Muscogee | 9106054 | 2 | [5 empty] | Removed from Ground | Gas (Historical Use) | 8000 | Not Marked/Unknown | 1993-12-01 | 1993-12-01 | Not Marked
CROWN CENTRAL/COLUMBUS TERMINAL | 4840 MILLER RD @ WARM SPRINGS RD | COLUMBUS | Muscogee | 1060164 | 2 | [5 empty] | Permanently Out of Use - historical purposes | Other | 550 | Bare Steel | 1983-01-01 | 1899-12-31 | Bare Steel
CITY OF COLUMBUS | 4546 WARM SPRINGS RD | COLUMBUS | Muscogee | 1060043 | 4 | [5 empty] | Removed from Ground | Gas (Historical Use) | 5000 | Cathodically Protected Steel | 1981-05-09 | 1989-06-14 | Galvanized Steel
COLUMBUS HOUSING AUTHORITY | 1140 MLK JR BLVD | COLUMBUS | Muscogee | 9106010 | 2 | [5 empty] | Removed from Ground | Diesel | 1000 | Bare Steel | 1985-01-01 | 1998-06-22 | Bare Steel
NO FACILITY NAME GIVEN | 1415 10TH AVE | COLUMBUS | Muscogee | 9106056 | 1 | [5 empty] | Removed from Ground | Diesel | 20000 | Bare Steel | 1992-08-21 | 1992-08-21 | Galvanized Steel | Safe Suction (Euro)
STAR PETROLEUM (FORMER) | 840 SIXTH AVE | COLUMBUS | Muscogee | 9106054 | 3 | [5 empty] | Removed from Ground | Gas (Historical Use) | 8000 | Not Marked/Unknown | 1993-12-01 | 1993-12-01 | Not Marked
SUNRAY CLEANERS INC | 2410 HAMILTON RD | COLUMBUS | Muscogee | 1060175 | 2 | [5 empty] | Closed in Ground | Other | 500 | Bare Steel | 1971-04-27 | 1997-07-21 | Galvanized Steel | Gravity Fed
COLUMBUS GOVERNMENT AUTOMOTIVE S | 1011 CUSSETA RD | COLUMBUS | Muscogee | 1060075 | 5 | [5 empty] | Removed from Ground | Gas (Historical Use) | 10026 | Composite | 1980-01-30 | 1999-03-09 | Galvanized Steel | Suction (American)
COLUMBUS GOVERNMENT AUTOMOTIVE S | 1011 CUSSETA RD | COLUMBUS | Muscogee | 1060075 | 7 |  |  | TRUE |  | TRUE | Removed from Ground | Used Oil | 1500 | Composite | 1986-01-28 | 1998-06-12 | Galvanized Steel
Circle K 2706713 | 1408 VETERANS PKWY | COLUMBUS | Muscogee | 1060134 | 1 | [5 empty] | Removed from Ground | Diesel | 550 | Not Marked/Unknown | 1996-11-16 | 1996-11-16 | Not Marked
CITY OF COLUMBUS | 4546 WARM SPRINGS RD | COLUMBUS | Muscogee | 1060043 | 1 | [5 empty] | Removed from Ground | Gas (Historical Use) | 5000 | Cathodically Protected Steel | 1981-05-09 | 1989-06-14 | Galvanized Steel
SHELL FOOD MART | 1500 VETERANS PARKWAY | COLUMBUS | Muscogee | 9000235 | 2 |  | 1998-10-15 |  | 1998-10-15 |  | Removed from Ground | Gas (Historical Use) | 12000 | Steel-Impressed Current | 1980-02-05 | 2004-04-16 | Cathodically Protected | Safe Suction (Euro)
KEN THOMAS OF GEORGIA | 839 FOURTH AVE | COLUMBUS | Muscogee | 9106127 | 1 |  | 1995-10-09 |  | 1995-10-09 |  | Removed from Ground | Gas (Historical Use) | 1000 | Cathodically Protected Steel | 1987-07-08 | 2007-06-04 | Cathodically Protected | Suction (American)
ANGUS TAYLOR | 220 THIRTY EIGHTH ST | COLUMBUS | Muscogee | 9106109 | 2 | [5 empty] | Removed from Ground | Gas (Historical Use) | 6000 | Bare Steel | 1968-05-01 | 1998-10-29 | Galvanized Steel | Suction (American)
Circle K 2706678 | 215 FOURTH ST | COLUMBUS | Muscogee | 9000290 | 2 | Flapper Valve | 1996-09-03 |  | 1996-09-03 |  | Removed from Ground | Gas (Historical Use) | 8000 | Steel-Impressed Current | 1980-05-09 | 2015-09-09 | Fiberglass Reinforced Plastic | Pressurized
Circle K 2706678 | 215 FOURTH ST | COLUMBUS | Muscogee | 9000290 | 8 | Flapper Valve | 2015-07-29 | FALSE | 2015-07-29 | FALSE | Currently in Use | Regular | 15000 | Composite Double Walled | 2015-07-29 |  | Double-Walled Fiberglass | Pressurized
1ST AVE | 1445 1ST AVE | COLUMBUS | Muscogee | 9106168 | 4 | [5 empty] | Removed from Ground | Gas (Historical Use) | 750 | Bare Steel | 1998-07-22 | 1998-07-22 | Bare Steel | Safe Suction (Euro)
GA FENCE WHOLESALE INC | 1617 BLANCHARD BLVD | COLUMBUS | Muscogee | 9106052 | T-2 | [5 empty] | Removed from Ground | Gas (Historical Use) | 1000 | Bare Steel | 1992-05-12 | 1992-05-12 | Bare Steel | Safe Suction (Euro)
COLUMBUS TRACTOR & MACHINERY CO | 30 PARKMAN AVE | COLUMBUS | Muscogee | 1060416 | 2 |  |  | TRUE |  | TRUE | Closed in Ground | Used Oil | 1000 | Bare Steel | 1983-11-05 | 1993-11-01 | Galvanized Steel
SPECTRUM DISTRIBUTING | 601 9TH AVE | COLUMBUS | Muscogee | 1060330 | 2 | [5 empty] | Removed from Ground | Empty | 1065 | Fiberglass | 1966-05-13 | 1988-12-21 | Galvanized Steel
SHELL FOOD MART | 1500 VETERANS PARKWAY | COLUMBUS | Muscogee | 9000235 | 4 | Ball Float | 2004-08-03 | FALSE | 2004-08-03 | FALSE | Currently in Use | Regular | 10000 | Fiberglass Double Walled | 2004-08-03 |  | Fiberglass Reinforced Plastic | Pressurized
SHELL FOOD MART | 1500 VETERANS PARKWAY | COLUMBUS | Muscogee | 9000235 | 5 | Ball Float | 2004-08-03 | FALSE | 2004-08-03 | FALSE | Currently in Use | Plus | 8000 | Fiberglass Double Walled | 2004-08-03 |  | Double-Walled Fiberglass | Pressurized
GA FENCE WHOLESALE INC | 1617 BLANCHARD BLVD | COLUMBUS | Muscogee | 9106052 | T-1 | [5 empty] | Removed from Ground | Diesel | 1000 | Bare Steel | 1992-05-12 | 1992-05-12 | Bare Steel | Safe Suction (Euro)
SPECTRUM DISTRIBUTING | 601 9TH AVE | COLUMBUS | Muscogee | 1060330 | 4 | [5 empty] | Removed from Ground | Empty | 1990 | Bare Steel | 1966-05-13 | 1988-12-21 | Galvanized Steel
SPECTRUM DISTRIBUTING | 601 9TH AVE | COLUMBUS | Muscogee | 1060330 | 1 | [5 empty] | Removed from Ground | Empty | 1065 | Bare Steel | 1966-05-13 | 1988-12-21 | Galvanized Steel
SUNRAY CLEANERS INC | 2410 HAMILTON RD | COLUMBUS | Muscogee | 1060175 | 3 | [5 empty] | Closed in Ground | Other | 500 | Bare Steel | 1971-04-27 | 1997-07-21 | Galvanized Steel | Gravity Fed
KINNETT DAIRIES INC | 2925 MANCHESTER EXWY | COLUMBUS | Muscogee | 1060149 | 1 | [5 empty] | Permanently Out of Use - historical purposes | Gas (Historical Use) | 19000 | Bare Steel | 1966-04-16 | 1899-12-31 | Galvanized Steel
SHELL FOOD MART | 1500 VETERANS PARKWAY | COLUMBUS | Muscogee | 9000235 | 1 |  | 1998-10-15 |  | 1998-10-15 |  | Removed from Ground | Gas (Historical Use) | 12000 | Steel-Impressed Current | 1980-02-05 | 2004-04-16 | Cathodically Protected | Safe Suction (Euro)
CITY OF COLUMBUS-CALLAWAY PROPE | 1 ST AVE BETWEEN 14 & 15 ST | COLUMBUS | Muscogee | 9106158 | 2 | [5 empty] | Removed from Ground | Gas (Historical Use) | 750 | Bare Steel | 1998-07-20 | 1998-07-20 | Bare Steel | Safe Suction (Euro)
US POSTAL SERVICE | 120 12TH STREET | COLUMBUS | Muscogee | 9106154 | 1 | [5 empty] | Removed from Ground | Gas (Historical Use) | 880 | Not Marked/Unknown | 1956-01-01 | 1997-09-12 | Not Marked
COLUMBUS HOUSING AUTHORITY | 1140 MLK JR BLVD | COLUMBUS | Muscogee | 9106010 | 1 | [5 empty] | Removed from Ground | Gas (Historical Use) | 1000 | Bare Steel | 1972-01-01 | 1998-06-22 | Bare Steel
STAR PETROLEUM (FORMER) | 840 SIXTH AVE | COLUMBUS | Muscogee | 9106054 | 4 | [5 empty] | Removed from Ground | Gas (Historical Use) | 8000 | Not Marked/Unknown | 1993-12-01 | 1993-12-01 | Not Marked
STAR PETROLEUM (FORMER) | 840 SIXTH AVE | COLUMBUS | Muscogee | 9106054 | 1 | [5 empty] | Removed from Ground | Gas (Historical Use) | 8000 | Not Marked/Unknown | 1993-12-01 | 1993-12-01 | Not Marked
1ST AVE | 1445 1ST AVE | COLUMBUS | Muscogee | 9106168 | 5 |  |  | TRUE |  | TRUE | Removed from Ground | Used Oil | 750 | Bare Steel | 1998-07-22 | 1998-07-22 | Bare Steel | Safe Suction (Euro)
FORMER ATLANTIC ICE & COAL STORA | INTERSECTION OF FIRST & 17TH ST | COLUMBUS | Muscogee | 9106147 | 3 | [5 empty] | Removed from Ground | Gas (Historical Use) | 250 | Not Marked/Unknown | 1997-08-08 | 1997-08-08 | Not Marked
ANGUS TAYLOR | 220 THIRTY EIGHTH ST | COLUMBUS | Muscogee | 9106109 | 6 | [5 empty] | Removed from Ground | Kerosene | 550 | Bare Steel | 1968-05-01 | 1998-10-29 | Bare Steel | Suction (American)
SUNRAY CLEANERS INC | 2410 HAMILTON RD | COLUMBUS | Muscogee | 1060175 | 1 | [5 empty] | Removed from Ground | Other | 500 | Bare Steel | 1971-04-27 | 1997-07-21 | Galvanized Steel | Gravity Fed
CROWN CENTRAL/COLUMBUS TERMINAL | 4840 MILLER RD @ WARM SPRINGS RD | COLUMBUS | Muscogee | 1060164 | 6 | [5 empty] | Removed from Ground | Other | 1000 | Bare Steel | 1994-01-19 | 1994-01-19 | Bare Steel
KINNETT DAIRIES INC | 2925 MANCHESTER EXWY | COLUMBUS | Muscogee | 1060149 | 2 | [5 empty] | Permanently Out of Use - historical purposes | Diesel | 6000 | Bare Steel | 1966-04-16 | 1899-12-31 | Galvanized Steel
COVAN WORLDWIDE MOVING | 1801 BLANCHARD BLVD | COLUMBUS | Muscogee | 9106177 | 1 | [5 empty] | Removed from Ground | Gas (Historical Use) | 10000 | Bare Steel | 1999-03-16 | 1999-03-16 | Bare Steel
FORMER ATLANTIC ICE & COAL STORA | INTERSECTION OF FIRST & 17TH ST | COLUMBUS | Muscogee | 9106147 | 1 | [5 empty] | Removed from Ground | Gas (Historical Use) | 500 | Not Marked/Unknown | 1997-08-08 | 1997-08-08 | Not Marked
Circle K 2706678 | 215 FOURTH ST | COLUMBUS | Muscogee | 9000290 | 1 | Flapper Valve | 1996-09-03 |  | 1996-09-03 |  | Removed from Ground | Gas (Historical Use) | 10000 | Steel-Impressed Current | 1980-05-09 | 2015-09-09 | Fiberglass Reinforced Plastic | Pressurized
SPECTRUM DISTRIBUTING | 601 9TH AVE | COLUMBUS | Muscogee | 1060330 | 3 | [5 empty] | Removed from Ground | Empty | 1065 | Bare Steel | 1966-05-13 | 1988-12-21 | Galvanized Steel
SHERMAN'S AUTOMOTIVE | 107 15TH ST | COLUMBUS | Muscogee | 1060120 | 1 |  |  | TRUE |  | TRUE | Removed from Ground | Used Oil | 0 | Marked Unknown | 1966-03-22 | 1998-01-18 | Unknown
NATIONAL LINEN SERVICES | 905 15TH ST | COLUMBUS | Muscogee | 1060050 | 2 | [5 empty] | Removed from Ground | Diesel | 10000 | Bare Steel | 1978-05-09 | 1993-01-17 | Not Marked | Safe Suction (Euro)
Circle K 2706679 | 2536 AIRPORT THRUWAY | COLUMBUS | Muscogee | 1060328 | 1 | Flapper Valve | 1995-01-06 | FALSE | 1995-01-06 | FALSE | Currently in Use | Premium | 10000 | Steel-Impressed Current | 1984-05-08 |  | Fiberglass Reinforced Plastic | Pressurized
Circle K 2706679 | 2536 AIRPORT THRUWAY | COLUMBUS | Muscogee | 1060328 | 6 | Flapper Valve | 1995-01-06 | FALSE | 1995-01-06 | FALSE | Currently in Use | Regular | 8000 | Steel-Impressed Current | 1984-05-08 |  | Steel (Impressed Current) | Pressurized
BRASTON UNION 76 | 1954 MANCHESTER EXPRESSWAY | COLUMBUS | Muscogee | 1060273 | 1 | [5 empty] | Removed from Ground | Gas (Historical Use) | 10000 | Bare Steel | 1978-05-10 | 1995-08-22 | Galvanized Steel | Pressurized
BIBB CITY SVC STATION | 301 38TH ST | COLUMBUS | Muscogee | 1060268 | 1 | [5 empty] | Removed from Ground | Gas (Historical Use) | 6000 | Bare Steel | 1974-05-11 | 1991-04-30 | Bare Steel
BIBB CITY SVC STATION | 301 38TH ST | COLUMBUS | Muscogee | 1060268 | 4 | [5 empty] | Removed from Ground | Gas (Historical Use) | 0 | Bare Steel | 1991-04-30 | 1991-04-30 | Bare Steel
SNACK ATTACK #23 | 5426 VETERANS PKWY | COLUMBUS | Muscogee | 1060333 | 6 | [5 empty] | Removed from Ground | Gas (Historical Use) | 560 | Bare Steel | 1999-12-21 | 2000-01-01 | Unknown
CIRCLE K 2706685 | 1645 MANCHESTER EXPY | COLUMBUS | Muscogee | 1060327 | 2 | Flapper Valve | 1996-08-23 |  | 1996-08-23 |  | Closed in Ground | Gas (Historical Use) | 10000 | Steel-Impressed Current | 1985-05-08 | 2010-03-12 | Fiberglass Reinforced Plastic | Pressurized
Midtown Office & Storage | 2357 WARM SPRINGS RD | COLUMBUS | Muscogee | 1060319 | 3 | [5 empty] | Removed from Ground | Diesel | 200 | Bare Steel | 1978-05-04 | 2004-07-28 | Galvanized Steel
KING LUBE #1 | 3422 VERTERANS PARKWAY | COLUMBUS | Muscogee | 1060218 | 2 | [5 empty] | Removed from Ground | Other | 1000 | Bare Steel | 1980-07-11 | 1996-11-07 | Galvanized Steel
CIRCLE K 2706685 | 1645 MANCHESTER EXPY | COLUMBUS | Muscogee | 1060327 | 1 | Flapper Valve | 1996-08-23 |  | 1996-08-23 |  | Closed in Ground | Gas (Historical Use) | 10000 | Steel-Impressed Current | 1985-05-08 | 2010-03-12 | Fiberglass Reinforced Plastic | Pressurized
CIRCLE K 2706685 | 1645 MANCHESTER EXPY | COLUMBUS | Muscogee | 1060327 | 3 | Flapper Valve | 1996-08-23 |  | 1996-08-23 |  | Closed in Ground | Gas (Historical Use) | 10000 | Steel-Impressed Current | 1985-05-08 | 2010-03-12 | Fiberglass Reinforced Plastic | Pressurized
DOT/45TH ST SHELL | 4490 RIVER RD | COLUMBUS | Muscogee | 1060349 | 1 | [5 empty] | Removed from Ground | Gas (Historical Use) | 2000 | Bare Steel | 1972-05-11 | 1990-06-01 | Galvanized Steel
12th Ave BP | 1801 12th Ave | COLUMBUS | Muscogee | 1060372 | 3 | [5 empty] | Removed from Ground | Gas (Historical Use) | 2000 | Bare Steel | 1974-05-11 | 1992-12-04 | Bare Steel
SNACK ATTACK #23 | 5426 VETERANS PKWY | COLUMBUS | Muscogee | 1060333 | 3 |  | 1999-12-01 |  | 1999-12-01 |  | Removed from Ground | Gas (Historical Use) | 8000 | Cathodically Protected Steel | 1981-05-09 | 2005-03-30 | Double-Walled Fiberglass | Pressurized
Midtown Office & Storage | 2357 WARM SPRINGS RD | COLUMBUS | Muscogee | 1060319 | 4 |  |  | TRUE |  | TRUE | Removed from Ground | Used Oil | 280 | Bare Steel | 1979-05-04 | 1994-03-21 | Bare Steel | Gravity Fed
Midtown Office & Storage | 2357 WARM SPRINGS RD | COLUMBUS | Muscogee | 1060319 | 5 |  | 2004-01-01 | FALSE | 2004-01-01 | FALSE | Removed from Ground | Diesel | 2000 | Tank Jacket | 2004-01-01 |  | Double-Walled Flex | Safe Suction (Euro)
BRASTON UNION 76 | 1954 MANCHESTER EXPRESSWAY | COLUMBUS | Muscogee | 1060273 | 2 | [5 empty] | Removed from Ground | Gas (Historical Use) | 10000 | Bare Steel | 1978-05-10 | 1995-08-22 | Galvanized Steel | Pressurized
BIBB CITY SVC STATION | 301 38TH ST | COLUMBUS | Muscogee | 1060268 | 2 | [5 empty] | Removed from Ground | Gas (Historical Use) | 3000 | Bare Steel | 1974-05-11 | 1991-04-30 | Bare Steel
12th Ave BP | 1801 12th Ave | COLUMBUS | Muscogee | 1060372 | 4B | Ball Float | 1993-03-11 | FALSE | 1993-03-11 | FALSE | Currently in Use | Plus | 3000 | Steel-Impressed Current | 1993-03-11 |  | Fiberglass Reinforced Plastic | Pressurized
12th Ave BP | 1801 12th Ave | COLUMBUS | Muscogee | 1060372 | 1 | [5 empty] | Removed from Ground | Gas (Historical Use) | 2000 | Bare Steel | 1974-05-11 | 1992-09-01 | Bare Steel
HAMILTON RD SVC STA | 3810 HAMILTON RD | COLUMBUS | Muscogee | 1060369 | 5 |  | 1990-03-07 |  | 1990-03-07 |  | Removed from Ground | Gas (Historical Use) | 2000 | Cathodically Protected Steel | 1990-03-07 | 2004-06-07 | Cathodically Protected | Suction (American)
COUNTRY CORNER | 2117 MORRIS RD | COLUMBUS | Muscogee | 1060029 | 2 | Overfill Alarm | 1991-08-01 | FALSE | 1991-08-01 | FALSE | Currently in Use | Regular | 10000 | Galvanic (STIP-3) | 1976-05-10 |  | Fiberglass Reinforced Plastic | Pressurized
CIRCLE K 2706685 | 1645 MANCHESTER EXPY | COLUMBUS | Muscogee | 1060327 | 5 | Flapper Valve | 1996-08-23 |  | 1996-08-23 |  | Closed in Ground | Diesel | 10000 | Steel-Impressed Current | 1985-05-08 | 2010-03-12 | Steel (Impressed Current) | Pressurized
CIRCLE K 2706685 | 1645 MANCHESTER EXPY | COLUMBUS | Muscogee | 1060327 | 4 | Flapper Valve | 1996-08-23 |  | 1996-08-23 |  | Closed in Ground | Gas (Historical Use) | 10000 | Steel-Impressed Current | 1985-05-08 | 2010-03-12 | Steel (Impressed Current) | Pressurized
BILTMORE EXTERMINATING CO | 4323 HAMILTON RD | COLUMBUS | Muscogee | 1060288 | 1 | [5 empty] | Removed from Ground | Gas (Historical Use) | 2000 | Bare Steel | 1969-05-12 | 1899-12-31 | Galvanized Steel
GETZ EXTERMINATORS OF GA INC | 3902 HAMILTON RD | COLUMBUS | Muscogee | 1060235 | 2 | [5 empty] | Removed from Ground | Gas (Historical Use) | 1000 | Bare Steel | 1966-01-01 | 1993-03-22 | Bare Steel
CIRCLE K 2706685 | 1645 MANCHESTER EXPY | COLUMBUS | Muscogee | 1060327 | 7 | Flapper Valve | 1996-08-23 |  | 1996-08-23 |  | Closed in Ground | Gas (Historical Use) | 8000 | Steel-Impressed Current | 1985-05-08 | 2010-03-12 | Steel (Impressed Current) | Pressurized
Midtown Office & Storage | 2357 WARM SPRINGS RD | COLUMBUS | Muscogee | 1060319 | 1 | [5 empty] | Removed from Ground | Gas (Historical Use) | 5200 | Bare Steel | 1979-05-04 | 1994-03-21 | Bare Steel | Safe Suction (Euro)
LAFARGE BUILDING MATERIALS INC | 5118 MILLER RD | COLUMBUS | Muscogee | 1060224 | 2 | [5 empty] | Removed from Ground | Diesel | 8000 | Bare Steel | 1968-04-27 | 1993-06-01 | Galvanized Steel
HAMILTON RD SVC STA | 3810 HAMILTON RD | COLUMBUS | Muscogee | 1060369 | 4 |  | 1990-03-07 |  | 1990-03-07 |  | Removed from Ground | Gas (Historical Use) | 3000 | Cathodically Protected Steel | 1990-03-07 | 2004-06-07 | Cathodically Protected | Suction (American)
ABF FREIGHT SYSTEMS/FOUR STAR FR | 1059 CENTER ST | COLUMBUS | Muscogee | 1060392 | 3 | [5 empty] | Removed from Ground | Empty | 4000 | Bare Steel | 1992-05-27 | 1992-05-27 | Galvanized Steel
WINDSOR PARK CHEVRON/#40222 | 4001 MILLER RD | COLUMBUS | Muscogee | 1060062 | 2 | [5 empty] | Removed from Ground | Gas (Historical Use) | 3000 | Cathodically Protected Steel | 1966-04-28 | 1989-11-17 | Galvanized Steel
CIRCLE K 2706685 | 1645 MANCHESTER EXPY | COLUMBUS | Muscogee | 1060327 | 11 | Flapper Valve | 2010-02-01 | FALSE | 2010-02-01 | FALSE | Currently in Use | Diesel | 8000 | Fiberglass Double Walled | 2010-02-01 |  | Double-Walled Fiberglass | Pressurized
SHELL MART | 5900 VETERANS PKWY | COLUMBUS | Muscogee | 1060341 | 6 | Ball Float | 1994-09-16 | FALSE | 1994-09-16 | FALSE | Currently in Use | Diesel | 6000 | Galvanic (STIP-3) | 1994-09-14 |  | Fiberglass Reinforced Plastic | Pressurized
SNACK ATTACK #21 | 5088 RIVER RD | COLUMBUS | Muscogee | 1060339 | 3 |  | 1999-01-01 |  | 1999-01-01 |  | Temporarily out of use | Gas (Historical Use) | 6000 | Composite | 1975-05-11 |  | Fiberglass Reinforced Plastic | Pressurized
DOT/45TH ST SHELL | 4490 RIVER RD | COLUMBUS | Muscogee | 1060349 | 3 | [5 empty] | Removed from Ground | Gas (Historical Use) | 2000 | Bare Steel | 1972-05-11 | 1990-06-01 | Galvanized Steel
SNACK ATTACK #21 | 5088 RIVER RD | COLUMBUS | Muscogee | 1060339 | 6 |  |  | TRUE |  | TRUE | Permanently Out Of Use | Used Oil | 560 | Bare Steel | 1971-05-12 | 1998-12-01 | Galvanized Steel
BIBB CITY SVC STATION | 301 38TH ST | COLUMBUS | Muscogee | 1060268 | 3 | [5 empty] | Removed from Ground | Gas (Historical Use) | 3000 | Bare Steel | 1974-05-11 | 1991-04-30 | Bare Steel
KING LUBE #1 | 3422 VERTERANS PARKWAY | COLUMBUS | Muscogee | 1060218 | 5 | [5 empty] | Removed from Ground | Other | 560 | Cathodically Protected Steel | 1987-07-13 | 1996-11-07 | Galvanized Steel
BEALLWOOD SHELL | 5403 VETERANS PKWY | COLUMBUS | Muscogee | 1060363 | 3 |  | 1998-07-27 |  | 1998-07-27 |  | Removed from Ground | Gas (Historical Use) | 5000 | Steel-Impressed Current | 1978-05-10 | 2004-05-13 | Cathodically Protected | Suction (American)
ABF FREIGHT SYSTEMS/FOUR STAR FR | 1059 CENTER ST | COLUMBUS | Muscogee | 1060392 | 4 | [5 empty] | Removed from Ground | Gas (Historical Use) | 1000 | Marked Unknown | 1992-05-27 | 1992-05-27 | Unknown
B LEROY BURNHAM | 1716 FIRST AVE | COLUMBUS | Muscogee | 1060038 | 3 |  |  | TRUE |  | TRUE | Removed from Ground | Used Oil | 550 | Bare Steel | 1999-04-13 | 1999-04-13 | Bare Steel
RIVER ROAD LOTTO MART | 4500 RIVER RD | COLUMBUS | Muscogee | 1060022 | 4 | Flapper Valve | 1996-08-01 | FALSE | 1996-08-01 | FALSE | Currently in Use | Diesel | 10000 | Steel-Impressed Current | 1985-05-08 |  | Steel (Impressed Current) | Pressurized
COLUMBUS WATER WORKS SERVICE CEN | 1420 FIFTYFOURTH ST | COLUMBUS | Muscogee | 1060033 | 4 |  | 1991-01-01 |  | 1991-01-01 | TRUE | Currently in Use | Gas (Historical Use) | 10000 | Galvanic (STIP-3) | 1991-04-01 |  | Fiberglass Reinforced Plastic | Safe Suction (Euro)
Circle K 2706679 | 2536 AIRPORT THRUWAY | COLUMBUS | Muscogee | 1060328 | 5 | Flapper Valve | 1995-01-06 | FALSE | 1995-01-06 | FALSE | Currently in Use | Diesel | 10000 | Steel-Impressed Current | 1984-05-08 |  | Fiberglass Reinforced Plastic | Pressurized
Circle K 2706679 | 2536 AIRPORT THRUWAY | COLUMBUS | Muscogee | 1060328 | 4 | Flapper Valve | 1995-01-06 | FALSE | 1995-01-06 | FALSE | Currently in Use | Regular | 10000 | Steel-Impressed Current | 1984-05-08 |  | Fiberglass Reinforced Plastic | Pressurized
Circle K 2706679 | 2536 AIRPORT THRUWAY | COLUMBUS | Muscogee | 1060328 | 7 | Flapper Valve | 1995-01-06 | FALSE | 1995-01-06 | FALSE | Currently in Use | Premium | 8000 | Steel-Impressed Current | 1984-05-08 |  | Steel (Impressed Current) | Pressurized
SNACK ATTACK #23 | 5426 VETERANS PKWY | COLUMBUS | Muscogee | 1060333 | 4 |  | 1999-12-01 |  | 1999-12-01 |  | Removed from Ground | Diesel | 8000 | Cathodically Protected Steel | 1981-05-09 | 2005-03-30 | Double-Walled Fiberglass | Pressurized
SNACK ATTACK #23 | 5426 VETERANS PKWY | COLUMBUS | Muscogee | 1060333 | 5 | [5 empty] | Closed in Ground | Diesel | 4000 | Bare Steel | 1981-05-09 | 2000-01-01 | Galvanized Steel
SNACK ATTACK #21 | 5088 RIVER RD | COLUMBUS | Muscogee | 1060339 | 2 | [5 empty] | Temporarily out of use | Gas (Historical Use) | 3000 | Bare Steel | 1971-05-12 |  | Galvanized Steel
BRASTON UNION 76 | 1954 MANCHESTER EXPRESSWAY | COLUMBUS | Muscogee | 1060273 | 6 |  |  | TRUE |  | TRUE | Removed from Ground | Used Oil | 550 | Marked Unknown | 1995-08-22 | 1995-08-22 | Unknown
B&B BEVERAGE CO | 6401 WEST HAMILTON PARK DR | COLUMBUS | Muscogee | 1060226 | 2D | [5 empty] | Removed from Ground | Diesel | 10000 | Epoxy | 1981-04-30 | 1993-06-28 | Galvanized Steel | Suction (American)
KING LUBE #1 | 3422 VERTERANS PARKWAY | COLUMBUS | Muscogee | 1060218 | 4 | [5 empty] | Removed from Ground | Other | 560 | Cathodically Protected Steel | 1987-07-13 | 1996-11-07 | Galvanized Steel
KING LUBE #1 | 3422 VERTERANS PARKWAY | COLUMBUS | Muscogee | 1060218 | 7 | [5 empty] | Removed from Ground | Other | 560 | Cathodically Protected Steel | 1987-07-13 | 1996-11-07 | Galvanized Steel
KING LUBE #1 | 3422 VERTERANS PARKWAY | COLUMBUS | Muscogee | 1060218 | 1 |  |  | TRUE |  | TRUE | Removed from Ground | Used Oil | 2000 | Bare Steel | 1980-07-11 | 1996-11-07 | Galvanized Steel
HAMILTON RD SVC STA | 3810 HAMILTON RD | COLUMBUS | Muscogee | 1060369 | 6 |  | 1990-03-07 |  | 1990-03-07 |  | Removed from Ground | Gas (Historical Use) | 2000 | Steel-Impressed Current | 1990-03-07 | 2004-06-07 | Cathodically Protected | Suction (American)
Midtown Office & Storage | 2357 WARM SPRINGS RD | COLUMBUS | Muscogee | 1060319 | 2 | [5 empty] | Removed from Ground | Diesel | 2000 | Bare Steel | 1985-05-02 | 2004-07-27 | Galvanized Steel
SHELL MART | 5900 VETERANS PKWY | COLUMBUS | Muscogee | 1060341 | 5 | Ball Float | 1994-09-16 | FALSE | 1994-09-16 | FALSE | Currently in Use | Premium | 8000 | Galvanic (STIP-3) | 1994-09-16 |  | Fiberglass Reinforced Plastic | Pressurized
SHELL MART | 5900 VETERANS PKWY | COLUMBUS | Muscogee | 1060341 | 4 | Ball Float | 1994-09-16 | FALSE | 1994-09-16 | FALSE | Currently in Use | Regular | 10000 | Galvanic (STIP-3) | 1994-09-16 |  | Fiberglass Reinforced Plastic | Pressurized
SNACK ATTACK #21 | 5088 RIVER RD | COLUMBUS | Muscogee | 1060339 | 4 | [5 empty] | Temporarily out of use | Gas (Historical Use) | 4000 | Bare Steel | 1971-05-12 |  | Galvanized Steel
SNACK ATTACK #21 | 5088 RIVER RD | COLUMBUS | Muscogee | 1060339 | 1 | [5 empty] | Temporarily out of use | Gas (Historical Use) | 3000 | Bare Steel | 1971-05-12 |  | Galvanized Steel
BRASTON UNION 76 | 1954 MANCHESTER EXPRESSWAY | COLUMBUS | Muscogee | 1060273 | 5 |  |  | TRUE |  | TRUE | Removed from Ground | Used Oil | 1000 | Marked Unknown | 1995-08-22 | 1995-08-22 | Unknown
BRASTON UNION 76 | 1954 MANCHESTER EXPRESSWAY | COLUMBUS | Muscogee | 1060273 | 4 | [5 empty] | Removed from Ground | Diesel | 6000 | Bare Steel | 1983-05-09 | 1995-08-22 | Galvanized Steel | Pressurized
KING LUBE #1 | 3422 VERTERANS PARKWAY | COLUMBUS | Muscogee | 1060218 | 3 |  |  | TRUE |  | TRUE | Removed from Ground | Used Oil | 2000 | Bare Steel | 1981-04-24 | 1996-11-07 | Galvanized Steel
RENTAL PROPERTY | 1200 10TH AVE | COLUMBUS | Muscogee | 1060374 | 1 | [5 empty] | Removed from Ground | Gas (Historical Use) | 1000 | Bare Steel | 1971-05-11 | 1990-02-01 | Galvanized Steel
BRASTON UNION 76 | 1954 MANCHESTER EXPRESSWAY | COLUMBUS | Muscogee | 1060273 | 3 | [5 empty] | Removed from Ground | Gas (Historical Use) | 6000 | Bare Steel | 1983-05-09 | 1995-08-22 | Galvanized Steel | Pressurized
COLUMBUS WATER WORKS SERVICE CEN | 1420 FIFTYFOURTH ST | COLUMBUS | Muscogee | 1060033 | 7 |  |  | TRUE |  | TRUE | Removed from Ground | Used Oil | 500 | Bare Steel | 1976-05-10 | 1998-08-19 | Galvanized Steel | Gravity Fed
COLUMBUS WATER WORKS SERVICE CEN | 1420 FIFTYFOURTH ST | COLUMBUS | Muscogee | 1060033 | 1 | [5 empty] | Removed from Ground | Gas (Historical Use) | 12000 | Bare Steel | 1976-05-10 | 1991-04-01 | Galvanized Steel
COLUMBUS FIRE STATION #1 | 205 TENTH STREET | COLUMBUS | Muscogee | 1060077 | 1D | [5 empty] | Removed from Ground | Diesel | 300 | Bare Steel | 1976-01-31 | 1995-01-30 | Bare Steel | Safe Suction (Euro)
WINDSOR PARK CHEVRON/#40222 | 4001 MILLER RD | COLUMBUS | Muscogee | 1060062 | 1 | [5 empty] | Removed from Ground | Gas (Historical Use) | 3000 | Cathodically Protected Steel | 1966-04-28 | 1989-11-17 | Galvanized Steel
B LEROY BURNHAM | 1716 FIRST AVE | COLUMBUS | Muscogee | 1060038 | 2 | [5 empty] | Removed from Ground | Diesel | 6000 | Bare Steel | 1999-04-13 | 1999-04-13 | Bare Steel
Circle K 2706750 | 2525 AIRPORT THRUWAY & I-185 | COLUMBUS | Muscogee | 1060166 | 3 | [5 empty] | Removed from Ground | Gas (Historical Use) | 10270 | Bare Steel | 1980-04-05 | 1995-02-15 | Galvanized Steel | Pressurized
COLUMBUS MILLS | 4600 RIVER RD | COLUMBUS | Muscogee | 1060007 | 4 |  | 1999-02-08 |  | 1999-02-08 |  | Removed from Ground | Diesel | 10000 | Cathodically Protected Steel | 1990-12-01 | 2001-07-24 | Double Walled | Suction (American)
ROBERT MICHAELS INC | 5100 RIVER RD | COLUMBUS | Muscogee | 9106112 | 2 |  | 1998-01-13 | FALSE | 1998-01-13 | FALSE | Closed in Ground |  | 8000 | Steel-Impressed Current | 1998-01-13 | 2018-04-16 |  | Pressurized
B&B BEVERAGE CO | 6401 WEST HAMILTON PARK DR | COLUMBUS | Muscogee | 1060226 | 1G | [5 empty] | Removed from Ground | Gas (Historical Use) | 10000 | Epoxy | 1981-04-30 | 1993-06-28 | Galvanized Steel | Suction (American)
KING LUBE #1 | 3422 VERTERANS PARKWAY | COLUMBUS | Muscogee | 1060218 | 6 | [5 empty] | Removed from Ground | Other | 560 | Cathodically Protected Steel | 1987-07-13 | 1996-11-07 | Galvanized Steel
GUYS SERVICE CENTER | 400 38TH ST | COLUMBUS | Muscogee | 1060358 | 2 | [5 empty] | Removed from Ground | Gas (Historical Use) | 1000 | Bare Steel | 1975-05-11 | 2000-03-29 | Bare Steel | Suction (American)
W C BRADLEY CO | 1442 BELFAST AVE | COLUMBUS | Muscogee | 1060373 | 1 | [5 empty] | Removed from Ground | Gas (Historical Use) | 8000 | Bare Steel | 1974-05-10 | 1989-12-01 | Galvanized Steel
JORDAN & BRADLEY BLDG SUPPLY INC | 5515 BEALLWOOD CONNECTOR | COLUMBUS | Muscogee | 1060375 | 1 | [5 empty] | Removed from Ground | Gas (Historical Use) | 10000 | Bare Steel | 1974-05-10 | 1989-06-05 | Galvanized Steel
QUICK CHANGE FOOD MARKET #43 | 2107 MANCHESTER EXWY | COLUMBUS | Muscogee | 1060365 | 5 | Ball Float | 1990-08-17 | FALSE | 1990-08-17 | FALSE | Currently in Use | E-10 | 10000 | Galvanic (STIP-3) | 1990-08-17 |  | Fiberglass Reinforced Plastic | Pressurized
MUSCOGEE COUNTY SCHOOL DISTRICT | 5908 WHITESVILLE RD | COLUMBUS | Muscogee | 1060132 | 3 | [5 empty] | Removed from Ground | Gas (Historical Use) | 6045 | Bare Steel | 1968-04-25 | 1998-07-01 | Fiberglass Reinforced Plastic | Suction (American)
Circle K 2706750 | 2525 AIRPORT THRUWAY & I-185 | COLUMBUS | Muscogee | 1060166 | 1 | [5 empty] | Removed from Ground | Gas (Historical Use) | 10270 | Bare Steel | 1980-04-05 | 1995-02-15 | Galvanized Steel | Pressurized
Circle K 2706750 | 2525 AIRPORT THRUWAY & I-185 | COLUMBUS | Muscogee | 1060166 | 3A | Flapper Valve | 1995-05-10 | FALSE | 1995-05-10 | FALSE | Currently in Use | Regular | 10000 | Fiberglass | 1995-05-05 |  | Fiberglass Reinforced Plastic | Pressurized
COLUMBUS MILLS | 4600 RIVER RD | COLUMBUS | Muscogee | 1060007 | 3 | [5 empty] | Removed from Ground | Diesel | 2000 | Bare Steel | 1971-05-12 | 1990-01-01 | Unknown
HOP IN 100505 | 1400 DOUBLE CHURCHES RD | COLUMBUS | Muscogee | 9000711 | 7 |  | 1993-12-09 |  | 1993-12-09 | TRUE | Currently in Use | Diesel | 8000 | Fiberglass | 1993-12-09 |  | Fiberglass Reinforced Plastic | Pressurized
HOP IN 100505 | 1400 DOUBLE CHURCHES RD | COLUMBUS | Muscogee | 9000711 | 4 | [5 empty] | Removed from Ground | Gas (Historical Use) | 6000 | Bare Steel | 1979-05-07 | 1993-11-01 | Galvanized Steel
QUICK CHANGE FOOD MARKET #43 | 2107 MANCHESTER EXWY | COLUMBUS | Muscogee | 1060365 | 8 | Ball Float | 1990-08-17 | FALSE | 1990-08-17 | FALSE | Currently in Use | Diesel | 6000 | Galvanic (STIP-3) | 1990-08-17 |  | Fiberglass Reinforced Plastic | Pressurized
QUICK CHANGE FOOD MARKET #43 | 2107 MANCHESTER EXWY | COLUMBUS | Muscogee | 1060365 | 2 | [5 empty] | Removed from Ground | Gas (Historical Use) | 2000 | Bare Steel | 1975-05-11 | 1990-06-16 | Galvanized Steel
ABF FREIGHT SYSTEMS/FOUR STAR FR | 1059 CENTER ST | COLUMBUS | Muscogee | 1060392 | 1 | [5 empty] | Removed from Ground | Diesel | 8000 | Bare Steel | 1955-05-15 | 1992-05-27 | Galvanized Steel
COUNTRY CORNER | 2117 MORRIS RD | COLUMBUS | Muscogee | 1060029 | 1 | Overfill Alarm | 1991-08-01 | FALSE | 1991-08-01 | FALSE | Currently in Use | Premium | 6000 | Galvanic (STIP-3) | 1976-05-10 |  | Fiberglass Reinforced Plastic | Pressurized
HOP IN 100505 | 1400 DOUBLE CHURCHES RD | COLUMBUS | Muscogee | 9000711 | 5 |  | 1993-12-09 |  | 1993-12-09 | TRUE | Currently in Use | Gas (Historical Use) | 10000 | Fiberglass | 1993-12-09 |  | Fiberglass Reinforced Plastic | Pressurized
RIVER ROAD LOTTO MART | 4500 RIVER RD | COLUMBUS | Muscogee | 1060022 | 1 | Flapper Valve | 1996-08-01 | FALSE | 1996-08-01 | FALSE | Currently in Use | Regular | 10000 | Steel-Impressed Current | 1985-05-08 |  | Steel (Impressed Current) | Pressurized
RIVER ROAD CHEVRON | 5022 RIVER RD | COLUMBUS | Muscogee | 1060063 | 6 | Ball Float | 1991-05-01 | FALSE | 1991-05-01 | FALSE | Currently in Use | Plus | 6000 | Galvanic (STIP-3) | 1991-05-01 |  | Fiberglass Reinforced Plastic | Pressurized
WINDSOR PARK CHEVRON/#40222 | 4001 MILLER RD | COLUMBUS | Muscogee | 1060062 | 4 | [5 empty] | Removed from Ground | Gas (Historical Use) | 3000 | Cathodically Protected Steel | 1966-04-28 | 1989-11-17 | Galvanized Steel
WINDSOR PARK CHEVRON/#40222 | 4001 MILLER RD | COLUMBUS | Muscogee | 1060062 | 7 | Ball Float | 1989-11-01 | FALSE | 1989-11-01 | FALSE | Currently in Use | Regular | 10000 | Fiberglass Double Walled | 1989-11-17 |  | Fiberglass Reinforced Plastic | Pressurized
WINDSOR PARK CHEVRON/#40222 | 4001 MILLER RD | COLUMBUS | Muscogee | 1060062 | 5 | [5 empty] | Removed from Ground | Gas (Historical Use) | 3000 | Cathodically Protected Steel | 1966-04-28 | 1989-11-17 | Galvanized Steel
BAREFIELD CHEVRON | 3706 WOODRUFF RD | COLUMBUS | Muscogee | 1060101 | 2 |  | 1998-06-01 |  | 1998-06-01 |  | Removed from Ground | Gas (Historical Use) | 8000 | Steel-Impressed Current | 1975-06-01 | 2010-10-20 | Steel (Impressed Current) | Suction (American)
DEPT OF PLANT SERVICES | 5908 WHITESVILLE RD | COLUMBUS | Muscogee | 1060131 | 2 | [5 empty] | Removed from Ground | Diesel | 2000 | Bare Steel | 1976-04-23 | 1989-12-20 | Galvanized Steel
SPUR STATION #1690 | 2301 EXPRESSWAY | COLUMBUS | Muscogee | 4260002 | 3 | [5 empty] | Removed from Ground | Gas (Historical Use) | 10153 | Bare Steel | 1966-01-09 | 1990-09-01 | Galvanized Steel
HOP IN 100505 | 1400 DOUBLE CHURCHES RD | COLUMBUS | Muscogee | 9000711 | 2 | [5 empty] | Removed from Ground | Gas (Historical Use) | 6000 | Bare Steel | 1979-05-07 | 1993-11-01 | Galvanized Steel
CIRCLE K 2706685 | 1645 MANCHESTER EXPY | COLUMBUS | Muscogee | 1060327 | 10 | Flapper Valve | 2010-02-01 | FALSE | 2010-02-01 | FALSE | Currently in Use | Premium | 8000 | Fiberglass Double Walled | 2010-02-01 |  | Double-Walled Fiberglass | Pressurized
JORDAN & BRADLEY BLDG SUPPLY INC | 5515 BEALLWOOD CONNECTOR | COLUMBUS | Muscogee | 1060375 | 2 | [5 empty] | Removed from Ground | Gas (Historical Use) | 10000 | Bare Steel | 1974-05-10 | 1989-06-05 | Galvanized Steel
W C BRADLEY ENTERPRISES INC | 1455 BELFAST AVE | COLUMBUS | Muscogee | 1060377 | 1 | [5 empty] | Removed from Ground | Gas (Historical Use) | 1 | Marked Unknown | 1986-05-07 | 1989-12-01 | Unknown
B LEROY BURNHAM | 1716 FIRST AVE | COLUMBUS | Muscogee | 1060038 | 1 | [5 empty] | Removed from Ground | Diesel | 6000 | Bare Steel | 1999-04-13 | 1999-04-13 | Bare Steel
RIVER ROAD CHEVRON | 5022 RIVER RD | COLUMBUS | Muscogee | 1060063 | 1 | [5 empty] | Removed from Ground | Gas (Historical Use) | 4000 | Cathodically Protected Steel | 1964-04-28 | 1991-05-29 | Galvanized Steel
RICHARDSON TIRE & APP CENTER | 4214 HAMILTON RD | COLUMBUS | Muscogee | 1060103 | 2 | [5 empty] | Removed from Ground | Other | 300 | Bare Steel | 1946-03-06 | 1899-12-31 | Bare Steel
BAREFIELD CHEVRON | 3706 WOODRUFF RD | COLUMBUS | Muscogee | 1060101 | 1 |  | 1998-06-01 |  | 1998-06-01 |  | Removed from Ground | Gas (Historical Use) | 8000 | Steel-Impressed Current | 1975-06-01 | 2010-10-20 | Steel (Impressed Current) | Suction (American)
BAREFIELD CHEVRON | 3706 WOODRUFF RD | COLUMBUS | Muscogee | 1060101 | 4 |  |  | TRUE |  | TRUE | Removed from Ground | Used Oil | 1000 | Steel-Impressed Current | 1960-03-12 | 2010-10-20 | Steel (Impressed Current)
SWIFT SPINNING MILL INC | 3224 SECOND AVE | COLUMBUS | Muscogee | 1060200 | 1 | [5 empty] | Closed in Ground | Gas (Historical Use) | 10000 | Bare Steel | 1966-05-04 | 1990-07-02 | Bare Steel
MUSCOGEE COUNTY SCHOOL DISTRICT | 5908 WHITESVILLE RD | COLUMBUS | Muscogee | 1060132 | 7 | Flapper Valve | 1998-07-01 | FALSE | 1998-07-01 | FALSE | Currently in Use | Gas (Historical Use) | 15000 | Fiberglass | 1998-07-27 |  | Fiberglass Reinforced Plastic | Safe Suction (Euro)
MUSCOGEE COUNTY SCHOOL DISTRICT | 5908 WHITESVILLE RD | COLUMBUS | Muscogee | 1060132 | 5 | [5 empty] | Removed from Ground | Diesel | 15000 | Bare Steel | 1981-04-22 | 1998-07-01 | Fiberglass Reinforced Plastic | Suction (American)
MUSCOGEE COUNTY SCHOOL DISTRICT | 5908 WHITESVILLE RD | COLUMBUS | Muscogee | 1060132 | 4 | [5 empty] | Removed from Ground | Gas (Historical Use) | 12000 | Bare Steel | 1977-04-23 | 1998-07-01 | Galvanized Steel | Suction (American)
Circle K 2706750 | 2525 AIRPORT THRUWAY & I-185 | COLUMBUS | Muscogee | 1060166 | 2 | [5 empty] | Removed from Ground | Gas (Historical Use) | 10270 | Bare Steel | 1980-04-05 | 1995-02-15 | Galvanized Steel | Pressurized
HOP IN 100505 | 1400 DOUBLE CHURCHES RD | COLUMBUS | Muscogee | 9000711 | 3 | [5 empty] | Removed from Ground | Gas (Historical Use) | 6000 | Bare Steel | 1979-05-07 | 1993-11-01 | Galvanized Steel
RIVER ROAD LOTTO MART | 4500 RIVER RD | COLUMBUS | Muscogee | 1060022 | 3 | Flapper Valve | 1996-08-01 | FALSE | 1996-08-01 | FALSE | Currently in Use | Premium | 10000 | Steel-Impressed Current | 1985-05-08 |  | Steel (Impressed Current) | Pressurized
COLUMBUS FOUNDRIES INC | 1600 NORTHSIDE IND BLVD | COLUMBUS | Muscogee | 1060032 | 3 | [5 empty] | Removed from Ground | Gas (Historical Use) | 1000 | Bare Steel | 1978-05-10 | 1986-12-31 | Unknown
COLUMBUS WATER WORKS SERVICE CEN | 1420 FIFTYFOURTH ST | COLUMBUS | Muscogee | 1060033 | 6 |  | 1991-01-01 |  | 1991-01-01 | TRUE | Currently in Use | Diesel | 2000 | Galvanic (STIP-3) | 1991-04-01 |  | Fiberglass Reinforced Plastic | Safe Suction (Euro)
WINDSOR PARK CHEVRON/#40222 | 4001 MILLER RD | COLUMBUS | Muscogee | 1060062 | 9 | Ball Float | 1989-11-01 | FALSE | 1989-11-01 | FALSE | Currently in Use | Kerosene | 10000 | Fiberglass Double Walled | 1989-11-17 |  | Fiberglass Reinforced Plastic | Pressurized
WINDSOR PARK CHEVRON/#40222 | 4001 MILLER RD | COLUMBUS | Muscogee | 1060062 | 6 |  |  | TRUE |  | TRUE | Removed from Ground | Used Oil | 550 | Cathodically Protected Steel | 1966-04-28 | 1989-11-17 | Galvanized Steel
WINDSOR PARK CHEVRON/#40222 | 4001 MILLER RD | COLUMBUS | Muscogee | 1060062 | 8 | Ball Float | 1989-11-01 | FALSE | 1989-11-01 | FALSE | Currently in Use | Premium | 10000 | Fiberglass Double Walled | 1989-11-17 |  | Fiberglass Reinforced Plastic | Pressurized
REESES | 2047 WARM SPRINGS RD | COLUMBUS | Muscogee | 1060181 | 6 | Flapper Valve | 1988-01-01 | FALSE | 1988-01-01 | FALSE | Currently in Use | Empty | 6000 | Galvanic (STIP-3) | 1988-01-15 |  | Fiberglass Reinforced Plastic | Pressurized
GA FC/COLUMBUS OFFICE | 6250 WARM SPRINGS RD | COLUMBUS | Muscogee | 1060155 | 1 | [5 empty] | Removed from Ground | Gas (Historical Use) | 2000 | Bare Steel | 1979-08-01 | 1993-06-19 | Galvanized Steel | Safe Suction (Euro)
Circle K 2706750 | 2525 AIRPORT THRUWAY & I-185 | COLUMBUS | Muscogee | 1060166 | 1A | Flapper Valve | 1995-05-10 | FALSE | 1995-05-10 | FALSE | Currently in Use | Plus | 12000 | Fiberglass | 1995-05-05 |  | Fiberglass Reinforced Plastic | Pressurized
SPUR STATION #1690 | 2301 EXPRESSWAY | COLUMBUS | Muscogee | 4260002 | 1 | [5 empty] | Removed from Ground | Gas (Historical Use) | 6063 | Bare Steel | 1966-01-09 | 1990-09-01 | Galvanized Steel
BP #1 | 4416 VETERANS PKWY | COLUMBUS | Muscogee | 9000479 | 3 | Ball Float | 1995-03-01 | FALSE | 1995-03-01 | FALSE | Currently in Use | Regular | 12000 | Composite | 1995-03-01 |  | Double-Walled Fiberglass | Pressurized
FORMER SERVICE STATION | 7537 FORTSON ROAD | COLUMBUS | Muscogee | 9106148 | 2 | [5 empty] | Removed from Ground | Gas (Historical Use) | 8000 | Not Marked/Unknown |  | 1899-12-31 | Not Marked
NORTHSIDE FOREIGN CAR SVC | 4832 HAMILTON RD | COLUMBUS | Muscogee | 9106062 | 1 | [5 empty] | Removed from Ground | Gas (Historical Use) | 3000 | Bare Steel | 1992-10-28 | 1992-10-28 | Bare Steel | Suction (American)
ST FRANCIS HOSPITAL | 2122 MANCHESTER HIGHWAY | COLUMBUS | Muscogee | 9106007 | 4 | Flapper Valve | 2006-01-05 | FALSE | 1998-08-07 | FALSE | Currently in Use | Diesel | 20000 | Fiberglass | 1998-08-07 |  | Double-Walled Flex | Safe Suction (Euro)
SHELL MART | 5900 VETERANS PKWY | COLUMBUS | Muscogee | 1060341 | 3 | [5 empty] | Removed from Ground | Gas (Historical Use) | 4000 | Bare Steel | 1982-05-09 | 1994-09-09 | Galvanized Steel
SNACK ATTACK #21 | 5088 RIVER RD | COLUMBUS | Muscogee | 1060339 | 5 | [5 empty] | Temporarily out of use | Diesel | 3000 | Bare Steel | 1971-05-12 |  | Galvanized Steel
YELLOW FREIGHT SYSTEM INC (CBU) | 310 FORTY FIFTH ST | COLUMBUS | Muscogee | 1060409 | 1 | [5 empty] | Removed from Ground | Diesel | 10000 | Fiberglass | 1978-04-23 | 1997-07-15 | Fiberglass Reinforced Plastic | Suction (American)
GUYS SERVICE CENTER | 400 38TH ST | COLUMBUS | Muscogee | 1060358 | 3 | [5 empty] | Removed from Ground | Gas (Historical Use) | 2000 | Bare Steel | 1975-05-11 | 2000-03-29 | Bare Steel | Suction (American)
QUICK CHANGE FOOD MARKET #43 | 2107 MANCHESTER EXWY | COLUMBUS | Muscogee | 1060365 | 3 | [5 empty] | Removed from Ground | Gas (Historical Use) | 2000 | Bare Steel | 1975-05-11 | 1990-06-16 | Cathodically Protected
B LEROY BURNHAM | 1716 FIRST AVE | COLUMBUS | Muscogee | 1060038 | DUMMY | [5 empty] | Currently in Use | Other | 0 | Not Marked/Unknown |  |  | Not Marked
COLUMBUS WATER WORKS SERVICE CEN | 1420 FIFTYFOURTH ST | COLUMBUS | Muscogee | 1060033 | 2 | [5 empty] | Removed from Ground | Gas (Historical Use) | 8000 | Bare Steel | 1976-05-10 | 1991-04-01 | Galvanized Steel
RIVER ROAD CHEVRON | 5022 RIVER RD | COLUMBUS | Muscogee | 1060063 | 4 |  |  | TRUE |  | TRUE | Removed from Ground | Used Oil | 550 | Cathodically Protected Steel | 1962-04-29 | 1991-05-29 | Galvanized Steel
RIVER ROAD CHEVRON | 5022 RIVER RD | COLUMBUS | Muscogee | 1060063 | 5 | Ball Float | 1991-05-01 | FALSE | 1991-05-01 | FALSE | Currently in Use | Regular | 10000 | Galvanic (STIP-3) | 1991-05-01 |  | Fiberglass Reinforced Plastic | Pressurized
RIVER ROAD CHEVRON | 5022 RIVER RD | COLUMBUS | Muscogee | 1060063 | 7 | Ball Float | 1991-05-01 | FALSE | 1991-05-01 | FALSE | Currently in Use | Premium | 10000 | Galvanic (STIP-3) | 1991-05-01 |  | Fiberglass Reinforced Plastic | Pressurized
COLUMBUS FIRE STATION #3 | 3402 6TH AVE | COLUMBUS | Muscogee | 1060079 | 1 | [5 empty] | Removed from Ground | Diesel | 300 | Bare Steel | 1971-02-01 | 1995-01-31 | Galvanized Steel
COLUMBUS MILLS | 4600 RIVER RD | COLUMBUS | Muscogee | 1060007 | 2 | [5 empty] | Removed from Ground | Diesel | 1000 | Bare Steel | 1971-05-12 | 1990-01-01 | Unknown
SPUR STATION #1690 | 2301 EXPRESSWAY | COLUMBUS | Muscogee | 4260002 | 4 | [5 empty] | Removed from Ground | Gas (Historical Use) | 10153 | Bare Steel | 1966-01-09 | 1990-09-01 | Galvanized Steel
SPUR STATION #1690 | 2301 EXPRESSWAY | COLUMBUS | Muscogee | 4260002 | 5 | [5 empty] | Removed from Ground | Diesel | 550 | Bare Steel | 1994-04-07 | 1994-04-07 | Galvanized Steel
1ST AVE | 1445 1ST AVE | COLUMBUS | Muscogee | 9106168 | 2 | [5 empty] | Removed from Ground | Gas (Historical Use) | 750 | Bare Steel | 1998-07-22 | 1998-07-22 | Bare Steel | Safe Suction (Euro)
FORMER GA ROOFING & SHEET METAL | 1074 MLK JR BLVD | COLUMBUS | Muscogee | 9106101 | 1 | [5 empty] | Removed from Ground | Gas (Historical Use) | 2000 | Bare Steel | 1981-01-01 | 1994-12-05 | Bare Steel | Suction (American)
ABF FREIGHT SYSTEMS/FOUR STAR FR | 1059 CENTER ST | COLUMBUS | Muscogee | 1060392 | 5 | [5 empty] | Removed from Ground | Gas (Historical Use) | 1000 | Marked Unknown | 1992-05-27 | 1992-05-27 | Unknown
COLUMBUS WATER WORKS SERVICE CEN | 1420 FIFTYFOURTH ST | COLUMBUS | Muscogee | 1060033 | 5 |  | 1991-01-01 | FALSE | 1991-01-01 | TRUE | Currently in Use | Diesel | 10000 | Galvanic (STIP-3) | 1991-04-01 |  | Fiberglass Reinforced Plastic | Safe Suction (Euro)
COLUMBUS FIRE STATION #8 | 5844 WHITESVILLE RD | COLUMBUS | Muscogee | 1060084 | 1 | [5 empty] | Removed from Ground | Diesel | 550 | Bare Steel | 1976-01-31 | 1995-04-26 | Galvanized Steel
RICHARDSON TIRE & APP CENTER | 4214 HAMILTON RD | COLUMBUS | Muscogee | 1060103 | 1 | [5 empty] | Removed from Ground | Other | 300 | Bare Steel | 1946-03-06 | 1899-12-31 | Bare Steel
REESES | 2047 WARM SPRINGS RD | COLUMBUS | Muscogee | 1060181 | 3 |  |  | FALSE |  | FALSE | Closed in Ground | Gas (Historical Use) | 4000 | Bare Steel | 1961-05-07 | 1988-01-15 | Galvanized Steel | Safe Suction (Euro)
WORLD CARPETS/SPINNING | 2700 12TH AVE | COLUMBUS | Muscogee | 1060122 | 1 | [5 empty] | Removed from Ground | Empty | 1000 | Bare Steel | 1968-03-23 | 1988-10-26 | Unknown
MUSCOGEE COUNTY SCHOOL DISTRICT | 5908 WHITESVILLE RD | COLUMBUS | Muscogee | 1060132 | 8 | Flapper Valve | 1998-07-01 | FALSE | 1998-07-01 | FALSE | Currently in Use | Diesel | 20000 | Fiberglass | 1998-07-27 |  | Fiberglass Reinforced Plastic | Safe Suction (Euro)
MUSCOGEE COUNTY SCHOOL DISTRICT | 5908 WHITESVILLE RD | COLUMBUS | Muscogee | 1060132 | 9 | Exempted | 2009-04-21 | TRUE | 1998-07-27 | FALSE | Currently in Use | Used Oil | 500 | Fiberglass | 1998-07-27 |  | Fiberglass Reinforced Plastic | Safe Suction (Euro)
MUSCOGEE COUNTY SCHOOL DISTRICT | 5908 WHITESVILLE RD | COLUMBUS | Muscogee | 1060132 | 2 | [5 empty] | Removed from Ground | Gas (Historical Use) | 6045 | Bare Steel | 1968-04-25 | 1992-09-01 | Galvanized Steel
BP #1 | 4416 VETERANS PKWY | COLUMBUS | Muscogee | 9000479 | 4 | Ball Float | 1995-03-01 | FALSE | 1995-03-01 | FALSE | Currently in Use | Premium | 8000 | Composite | 1995-03-01 |  | Double-Walled Fiberglass | Pressurized
BILL HEARD PARTS DEPT | 4747 HAMILTON RD | COLUMBUS | Muscogee | 9106105 | 1 |  | 1995-01-09 |  | 1995-01-09 |  | Removed from Ground | Gas (Historical Use) | 10000 | Cathodically Protected Steel | 1994-12-27 | 2000-10-05 | Fiberglass Reinforced Plastic | Safe Suction (Euro)
BRUCE TILE COMPANY | 1482 CONCORD BLVD | COLUMBUS | Muscogee | 9106138 | 1 | [5 empty] | Removed from Ground | Gas (Historical Use) | 500 | Not Marked/Unknown | 1996-08-05 | 1996-08-05 | Not Marked
UNKNOWN | 1800 WARM SPRINGS RD | COLUMBUS | Muscogee | 9106017 | 1 | [5 empty] | Removed from Ground | Gas (Historical Use) | 1000 | Bare Steel | 1979-01-01 | 1989-12-04 | Not Marked
SNACK ATTACK #23 | 5426 VETERANS PKWY | COLUMBUS | Muscogee | 1060333 | 1 |  | 1999-12-01 |  | 1999-12-01 |  | Removed from Ground | Gas (Historical Use) | 6000 | Cathodically Protected Steel | 1981-05-09 | 2005-03-30 | Double-Walled Fiberglass | Pressurized
HAMILTON RD SVC STA | 3810 HAMILTON RD | COLUMBUS | Muscogee | 1060369 | 2 | [5 empty] | Removed from Ground | Gas (Historical Use) | 3000 | Bare Steel | 1976-05-10 | 1899-12-31 | Galvanized Steel
QUICK CHANGE FOOD MARKET #43 | 2107 MANCHESTER EXWY | COLUMBUS | Muscogee | 1060365 | 6 | Ball Float | 1990-08-17 | FALSE | 1990-08-17 | FALSE | Currently in Use | E-10 | 10000 | Galvanic (STIP-3) | 1990-08-17 |  | Fiberglass Reinforced Plastic | Pressurized
COUNTRY CORNER | 2117 MORRIS RD | COLUMBUS | Muscogee | 1060029 | 4 | Overfill Alarm | 1992-06-01 | FALSE | 1992-06-01 | FALSE | Currently in Use | Diesel | 6000 | Galvanic (STIP-3) | 1976-05-10 |  | Fiberglass Reinforced Plastic | Pressurized
RIVER ROAD CHEVRON | 5022 RIVER RD | COLUMBUS | Muscogee | 1060063 | 2 | [5 empty] | Removed from Ground | Gas (Historical Use) | 10000 | Cathodically Protected Steel | 1970-04-27 | 1991-05-29 | Galvanized Steel
SHELL MART | 5900 VETERANS PKWY | COLUMBUS | Muscogee | 1060341 | 1 | [5 empty] | Removed from Ground | Gas (Historical Use) | 4000 | Bare Steel | 1982-05-09 | 1994-09-09 | Galvanized Steel
DOT/45TH ST SHELL | 4490 RIVER RD | COLUMBUS | Muscogee | 1060349 | 2 | [5 empty] | Removed from Ground | Gas (Historical Use) | 2000 | Bare Steel | 1972-05-11 | 1990-06-01 | Galvanized Steel
LAFARGE BUILDING MATERIALS INC | 5118 MILLER RD | COLUMBUS | Muscogee | 1060224 | 1 | [5 empty] | Removed from Ground | Gas (Historical Use) | 6000 | Bare Steel | 1968-04-27 | 1993-06-01 | Galvanized Steel
GUYS SERVICE CENTER | 400 38TH ST | COLUMBUS | Muscogee | 1060358 | 1 | [5 empty] | Removed from Ground | Gas (Historical Use) | 2000 | Bare Steel | 1975-05-11 | 2000-03-29 | Galvanized Steel | Suction (American)
12th Ave BP | 1801 12th Ave | COLUMBUS | Muscogee | 1060372 | 4A | Ball Float | 1993-03-11 | FALSE | 1993-03-11 | FALSE | Currently in Use | Premium | 5000 | Steel-Impressed Current | 1993-03-11 |  | Fiberglass Reinforced Plastic | Pressurized
BEALLWOOD SHELL | 5403 VETERANS PKWY | COLUMBUS | Muscogee | 1060363 | 2 |  | 1998-07-27 |  | 1998-07-27 |  | Removed from Ground | Gas (Historical Use) | 8000 | Steel-Impressed Current | 1978-05-10 | 2004-05-13 | Cathodically Protected | Suction (American)
JORDAN & BRADLEY BLDG SUPPLY INC | 5515 BEALLWOOD CONNECTOR | COLUMBUS | Muscogee | 1060375 | 3 | [5 empty] | Removed from Ground | Gas (Historical Use) | 20000 | Bare Steel | 1974-05-10 | 1989-06-05 | Galvanized Steel
COLUMBUS WATER WORKS SERVICE CEN | 1420 FIFTYFOURTH ST | COLUMBUS | Muscogee | 1060033 | 3 | [5 empty] | Removed from Ground | Diesel | 2000 | Bare Steel | 1976-05-10 | 1991-04-01 | Galvanized Steel
COLUMBUS FIRE STATION #2 | 1347 29TH ST | COLUMBUS | Muscogee | 1060078 | 1 | [5 empty] | Removed from Ground | Diesel | 500 | Bare Steel | 1971-02-01 | 1899-12-31 | Galvanized Steel
BEALLWOOD SHELL | 5403 VETERANS PKWY | COLUMBUS | Muscogee | 1060363 | 1 |  | 1998-07-27 |  | 1998-07-27 |  | Removed from Ground | Gas (Historical Use) | 5000 | Steel-Impressed Current | 1978-05-10 | 2004-05-13 | Cathodically Protected | Suction (American)
RENTAL PROPERTY | 1200 10TH AVE | COLUMBUS | Muscogee | 1060374 | 2 | [5 empty] | Removed from Ground | Diesel | 1000 | Bare Steel | 1971-05-11 | 1990-02-01 | Galvanized Steel
12th Ave BP | 1801 12th Ave | COLUMBUS | Muscogee | 1060372 | 6 | Ball Float | 1993-03-11 | FALSE | 1993-03-11 | FALSE | Currently in Use | Diesel | 6000 | Steel-Impressed Current | 1993-03-11 |  | Fiberglass Reinforced Plastic | Pressurized
HAMILTON RD SVC STA | 3810 HAMILTON RD | COLUMBUS | Muscogee | 1060369 | 3 | [5 empty] | Removed from Ground | Gas (Historical Use) | 2000 | Bare Steel | 1976-05-10 | 1899-12-31 | Galvanized Steel
RIVER ROAD LOTTO MART | 4500 RIVER RD | COLUMBUS | Muscogee | 1060022 | 2 | Flapper Valve | 1996-08-01 | FALSE | 1996-08-01 | FALSE | Currently in Use | Plus | 10000 | Steel-Impressed Current | 1985-05-08 |  | Steel (Impressed Current) | Pressurized
COLUMBUS FOUNDRIES INC | 1600 NORTHSIDE IND BLVD | COLUMBUS | Muscogee | 1060032 | 2 | [5 empty] | Removed from Ground | Gas (Historical Use) | 1000 | Bare Steel | 1978-05-10 | 1986-12-31 | Unknown
WINDSOR PARK CHEVRON/#40222 | 4001 MILLER RD | COLUMBUS | Muscogee | 1060062 | 3 | [5 empty] | Removed from Ground | Gas (Historical Use) | 8000 | Cathodically Protected Steel | 1966-04-28 | 1989-11-17 | Galvanized Steel
REESES | 2047 WARM SPRINGS RD | COLUMBUS | Muscogee | 1060181 | 7 | Flapper Valve | 1988-01-01 | FALSE | 1988-01-01 | FALSE | Currently in Use | Empty | 4000 | Galvanic (STIP-3) | 1988-01-15 |  | Fiberglass Reinforced Plastic | Pressurized
REESES | 2047 WARM SPRINGS RD | COLUMBUS | Muscogee | 1060181 | 4 |  |  | FALSE |  | FALSE | Closed in Ground | Gas (Historical Use) | 4000 | Bare Steel | 1961-05-07 | 1988-01-15 | Galvanized Steel | Safe Suction (Euro)
REESES | 2047 WARM SPRINGS RD | COLUMBUS | Muscogee | 1060181 | 5 |  |  | FALSE |  | FALSE | Closed in Ground | Gas (Historical Use) | 4000 | Bare Steel | 1961-05-07 | 1993-07-01 | Galvanized Steel | Safe Suction (Euro)
MUSCOGEE COUNTY SCHOOL DISTRICT | 5908 WHITESVILLE RD | COLUMBUS | Muscogee | 1060132 | 1 | [5 empty] | Removed from Ground | Gas (Historical Use) | 6045 | Bare Steel | 1968-04-25 | 1998-07-01 | Galvanized Steel | Suction (American)
Circle K 2706750 | 2525 AIRPORT THRUWAY & I-185 | COLUMBUS | Muscogee | 1060166 | 2A | Flapper Valve | 1995-05-10 | FALSE | 1995-05-10 | FALSE | Currently in Use | Premium | 10000 | Fiberglass | 1995-05-05 |  | Fiberglass Reinforced Plastic | Pressurized
COLUMBUS MILLS | 4600 RIVER RD | COLUMBUS | Muscogee | 1060007 | 1 | [5 empty] | Removed from Ground | Gas (Historical Use) | 5000 | Bare Steel | 1966-05-13 | 1990-01-01 | Unknown
BILL HEARD PARTS DEPT | 4747 HAMILTON RD | COLUMBUS | Muscogee | 9106105 | 2 |  | 1995-01-09 |  | 1995-01-09 |  | Removed from Ground | Diesel | 10000 | Cathodically Protected Steel | 1994-12-27 | 2000-10-05 | Fiberglass Reinforced Plastic | Safe Suction (Euro)
FORMER SERVICE STATION | 7537 FORTSON ROAD | COLUMBUS | Muscogee | 9106148 | 1 | [5 empty] | Removed from Ground | Gas (Historical Use) | 8000 | Not Marked/Unknown |  | 1899-12-31 | Not Marked
STOP N GO CAR WASH | 3801 MACHESTER EXPWY | COLUMBUS | Muscogee | 9106065 | 1 | [5 empty] | Removed from Ground | Gas (Historical Use) | 0 | Marked Unknown | 1974-01-01 | 1974-01-01 | Unknown
ADVANCED DISPOSAL | 2015 VETERANS PKWY | COLUMBUS | Muscogee | 9106018 | 1 | Flapper Valve | 1991-08-22 | FALSE | 1991-08-22 | FALSE | Temporarily out of use | Diesel | 10000 | Fiberglass Double Walled | 1991-01-01 |  | Fiberglass Reinforced Plastic | Safe Suction (Euro)
MANCHESTER EXPWY SHELL | 3427 MANCHESTER EXPWY | COLUMBUS | Muscogee | 9106040 | 2 | [5 empty] | Removed from Ground | Empty | 2000 | Bare Steel | 1964-01-01 | 1989-10-20 | Not Marked
TIRE CITY PROPERTY | HAMILTON RD/MANCHESTER EXPWAY | COLUMBUS | Muscogee | 9000401 | 3 |  |  | FALSE |  | FALSE | Removed from Ground | Not Marked/Tank Removed | 0 | Unknown |  | 1899-12-31
WALMART NEIGHBORHOOD MARKET $4421 | 7400 BLACKMON RD | COLUMBUS | Muscogee | 10002514 | 1 | Ball Float | 2015-08-13 | FALSE | 2015-08-13 | FALSE | Currently in Use | Premium | 15000 | Fiberglass Double Walled | 2015-08-13 |  | Double-Walled Flex | Pressurized
COLUMBUS GOVERNMENT AUTOMOTIVE S | 1011 CUSSETA RD | COLUMBUS | Muscogee | 1060075 | 6 |  | 1993-05-01 |  | 1993-04-14 |  | Removed from Ground | Empty | 10026 | Composite | 1980-01-30 | 1999-03-09 | Galvanized Steel | Suction (American)
MONEY BACK #6 | 1539 FOURTH AVE | COLUMBUS | Muscogee | 1060042 | 1 |  | 1995-10-16 |  | 1995-10-16 |  | Removed from Ground | Gas (Historical Use) | 10000 | Steel-Impressed Current | 1984-05-08 | 2001-04-04 | Cathodically Protected | Pressurized
RAY RENTS INC | 5310 BEALLWOOD CONNECTOR | COLUMBUS | Muscogee | 1060170 | 1 | [5 empty] | Removed from Ground | Gas (Historical Use) | 1000 | Bare Steel | 1975-03-31 | 1993-05-04 | Galvanized Steel
COASTAL 2ND AVE | 3600 SECOND AVE | COLUMBUS | Muscogee | 9106038 | 3 | [5 empty] | Removed from Ground | Gas (Historical Use) | 8000 | Cathodically Protected Steel | 1988-01-01 | 1988-03-04 | Galvanized Steel | Pressurized
CITGO #203 | 3402 VETERANS PKWY | COLUMBUS | Muscogee | 9106027 | 1 | Ball Float | 1991-10-21 | FALSE | 1991-10-21 | FALSE | Currently in Use | E-10 | 10000 | Galvanic (STIP-3) | 1991-10-21 |  | Fiberglass Reinforced Plastic | Pressurized
WALMART NEIGHBORHOOD MARKET $4421 | 7400 BLACKMON RD | COLUMBUS | Muscogee | 10002514 | 2B | Ball Float | 2015-08-13 | FALSE | 2015-08-13 | FALSE | Currently in Use | Diesel | 7000 | Fiberglass Double Walled | 2015-08-13 |  | Double-Walled Flex | Pressurized
SWIFT TEXTILES INC | 1410 SIXTH AVE | COLUMBUS | Muscogee | 9106015 | 1 |  |  |  | 1990-11-27 |  | Removed from Ground | Gas (Historical Use) | 1000 | Bare Steel | 1978-01-01 | 1899-12-31 | Bare Steel | Suction (American)
SMITH & NEPHEW PERRY | 1333 BELFAST AVE | COLUMBUS | Muscogee | 9106013 | 1 | [5 empty] | Removed from Ground | Diesel | 20000 | Fiberglass | 1988-01-01 | 1990-12-28 | Cathodically Protected
MANCHESTER EXPWY SHELL | 3427 MANCHESTER EXPWY | COLUMBUS | Muscogee | 9106040 | 4 | [5 empty] | Removed from Ground | Empty | 550 | Not Marked/Unknown | 1974-01-01 | 1989-10-20 | Not Marked
MANCHESTER EXPWY SHELL | 3427 MANCHESTER EXPWY | COLUMBUS | Muscogee | 9106040 | 1 | [5 empty] | Removed from Ground | Empty | 6000 | Bare Steel | 1964-01-01 | 1989-10-20 | Not Marked
COASTAL 2ND AVE | 3600 SECOND AVE | COLUMBUS | Muscogee | 9106038 | 2 | [5 empty] | Removed from Ground | Gas (Historical Use) | 8000 | Cathodically Protected Steel | 1988-01-01 | 1988-03-04 | Galvanized Steel | Pressurized
MOBIL STATION 10L3X | 1436 COLUMBUS MANCHESTER EXWY | COLUMBUS | Muscogee | 9000008 | 1 |  |  | TRUE |  | TRUE | Removed from Ground | Used Oil | 550 | Bare Steel | 1971-05-11 | 1986-04-15 | Galvanized Steel
COLUMBUS METROPOLITAN AIRPORT |  | COLUMBUS | Muscogee | 1060119 | 1 | [5 empty] | Removed from Ground | Other | 10000 | Bare Steel | 1978-03-19 | 1999-01-01 | Not Marked | Pressurized
MUSCOGEE COUNTY SCHOOL DISTRICT | 5908 WHITESVILLE RD | COLUMBUS | Muscogee | 1060132 | 6 |  |  | TRUE |  | TRUE | Removed from Ground | Used Oil | 2000 | Bare Steel | 1968-04-25 | 1998-07-01 | Galvanized Steel
BP #1 | 4416 VETERANS PKWY | COLUMBUS | Muscogee | 9000479 | 1 | [5 empty] | Permanently Out of Use - historical purposes | Diesel | 0 | Not Marked/Unknown |  | 1899-12-31 | Not Marked
HOP IN 100505 | 1400 DOUBLE CHURCHES RD | COLUMBUS | Muscogee | 9000711 | 6 |  | 1993-12-09 |  | 1993-12-09 | TRUE | Currently in Use | Gas (Historical Use) | 8000 | Fiberglass | 1993-12-09 |  | Fiberglass Reinforced Plastic | Pressurized
UPS COLUMBUS (UST) | 1343 BELFAST AVE | COLUMBUS | Muscogee | 9106001 | 3 | Flapper Valve | 1995-02-28 | FALSE | 1995-02-28 | FALSE | Currently in Use | Diesel | 10000 | Fiberglass Double Walled | 1991-03-18 |  | Double-Walled Fiberglass | Pressurized
COASTAL 2ND AVE | 3600 SECOND AVE | COLUMBUS | Muscogee | 9106038 | 4 | Ball Float | 2007-07-01 | FALSE | 2007-07-01 | FALSE | Currently in Use | Gas (Historical Use) | 12000 | Galvanic (STIP-3) | 2001-10-03 |  | Fiberglass Reinforced Plastic | Pressurized
COASTAL 2ND AVE | 3600 SECOND AVE | COLUMBUS | Muscogee | 9106038 | 5 | Ball Float | 2007-07-01 | FALSE | 2007-07-01 | FALSE | Currently in Use | Gas (Historical Use) | 10000 | Galvanic (STIP-3) | 2001-10-03 |  | Fiberglass Reinforced Plastic | Pressurized
GOOD TIMES GROCERY | 7601 RIVER RD | COLUMBUS | Muscogee | 9106171 | 2 | Flapper Valve | 1998-12-30 | FALSE | 1998-12-30 | FALSE | Currently in Use | Regular | 4000 | Steel-Impressed Current | 1998-12-30 |  | Steel (Impressed Current) | Safe Suction (Euro)
HAMILTON RD SVC STA | 3810 HAMILTON RD | COLUMBUS | Muscogee | 1060369 | 1 | [5 empty] | Removed from Ground | Gas (Historical Use) | 3000 | Bare Steel | 1976-05-10 | 1899-12-31 | Galvanized Steel
QUICK CHANGE FOOD MARKET #43 | 2107 MANCHESTER EXWY | COLUMBUS | Muscogee | 1060365 | 4 | [5 empty] | Removed from Ground | Diesel | 1000 | Bare Steel | 1975-05-11 | 1990-06-16 | Galvanized Steel
QUICK CHANGE FOOD MARKET #43 | 2107 MANCHESTER EXWY | COLUMBUS | Muscogee | 1060365 | 7 | Ball Float | 1990-08-17 | FALSE | 1990-08-17 | FALSE | Currently in Use | E-10 | 10000 | Galvanic (STIP-3) | 1990-08-17 |  | Fiberglass Reinforced Plastic | Pressurized
COUNTRY CORNER | 2117 MORRIS RD | COLUMBUS | Muscogee | 1060029 | 3 | Overfill Alarm | 1991-08-01 | FALSE | 1991-08-01 | FALSE | Currently in Use | Regular | 10000 | Galvanic (STIP-3) | 1976-05-10 |  | Fiberglass Reinforced Plastic | Pressurized
COLUMBUS HOUSING AUTHORITY | 1100 27TH STREET | COLUMBUS | Muscogee | 10001963 | 2 |  |  | FALSE |  | FALSE | Removed from Ground |  | 0 | Unknown | 1929-01-01 | 1940-01-01
LAKE OLIVER MARINA | 5501 RIVER RD | COLUMBUS | Muscogee | 10001766 | 1 | Flapper Valve | 2008-08-22 | FALSE | 2008-08-22 | FALSE | Currently in Use | E-0 | 3000 | Fiberglass Double Walled | 2008-08-22 |  | Double-Walled Flex | Pressurized
PALVI INC | 8328 VETERANS PKWY STE B | COLUMBUS | Muscogee | 10001643 | 3 | Ball Float | 2008-07-15 | FALSE | 2008-07-15 | FALSE | Currently in Use | Diesel | 6000 | Tank Jacket Double Walled | 2008-07-15 |  | Double-Walled Fiberglass | Pressurized
Circle K 2706693 | 3720 MACON RD | COLUMBUS | Muscogee | 9106025 | 4 |  | 1988-08-26 | FALSE | 1988-08-26 | FALSE | Currently in Use | Diesel | 5000 | Steel-Impressed Current | 1988-01-01 |  | Steel (Impressed Current) | Pressurized
Circle K 2706693 | 3720 MACON RD | COLUMBUS | Muscogee | 9106025 | 5 |  | 1988-08-26 | FALSE | 1988-08-26 | FALSE | Currently in Use | Kerosene | 1000 | Steel-Impressed Current | 1988-01-01 |  | Steel (Impressed Current) | Pressurized
KENDRICK CONCRETE | 2600 M L KING JR DRIVE | COLUMBUS | Muscogee | 9106161 | 3 | [5 empty] | Removed from Ground | Gas (Historical Use) | 0 | Not Marked/Unknown | 1998-04-20 | 1998-04-20 | Not Marked
CAMP BLOCK | 2850 M L KING DRIVE | COLUMBUS | Muscogee | 9106160 | 1 | [5 empty] | Removed from Ground | Gas (Historical Use) | 0 | Not Marked/Unknown | 1998-04-21 | 1998-04-21 | Not Marked
LIVINGSTON STORAGE & TRANSFER CO | 4301 ALLIED DR | COLUMBUS | Muscogee | 1060243 | 2 | [5 empty] | Removed from Ground | Diesel | 8000 | Bare Steel | 1961-05-07 | 1991-10-01 | Galvanized Steel
Circle K 2706744 | 5919 MILLER RD | COLUMBUS | Muscogee | 9106005 | 4 | Flapper Valve | 1998-08-01 | FALSE | 1998-08-01 | FALSE | Currently in Use | Premium | 10000 | Composite | 1986-03-17 |  | Fiberglass Reinforced Plastic | Pressurized
REESES | 2047 WARM SPRINGS RD | COLUMBUS | Muscogee | 1060181 | 2 |  |  | FALSE |  | FALSE | Closed in Ground | Gas (Historical Use) | 4000 | Bare Steel | 1961-05-07 | 1988-01-15 | Galvanized Steel | Safe Suction (Euro)
REESES | 2047 WARM SPRINGS RD | COLUMBUS | Muscogee | 1060181 | 8 | Flapper Valve | 1988-01-01 | FALSE | 1988-01-01 | FALSE | Currently in Use | Empty | 4000 | Galvanic (STIP-3) | 1988-01-15 |  | Fiberglass Reinforced Plastic | Pressurized
MCCULLOH'S CHEVRON/#43370 | 3161 MACON RD | COLUMBUS | Muscogee | 1060151 | 2 | Ball Float | 1985-04-01 | FALSE | 1985-04-01 | FALSE | Currently in Use | Plus | 10000 | Fiberglass | 1985-04-23 |  | Fiberglass Reinforced Plastic | Pressurized
Circle K 2706709 | 6101 BRADLEY PARK DRIVE | COLUMBUS | Muscogee | 9106120 | 1 | Ball Float | 1995-04-27 | FALSE | 1995-04-27 | FALSE | Currently in Use | Premium | 12000 | Composite | 1995-04-27 |  | Fiberglass Reinforced Plastic | Pressurized
NOW BEAUTY SALON/SVC STA (FORMER | 3711 CUSSETA RD | COLUMBUS | Muscogee | 9106063 | 3 | [5 empty] | Removed from Ground | Gas (Historical Use) | 4000 | Marked Unknown | 1993-05-17 | 1993-05-17 | Unknown
UPS COLUMBUS (UST) | 1343 BELFAST AVE | COLUMBUS | Muscogee | 9106001 | 1 | [5 empty] | Permanently Out of Use - historical purposes | Gas (Historical Use) | 10000 | Bare Steel | 1972-01-01 | 1899-12-31 | Unknown
COLUMBUS FOUNDRIES INC | 1600 NORTHSIDE IND BLVD | COLUMBUS | Muscogee | 1060032 | 5 | [5 empty] | Removed from Ground | Empty | 1000 | Bare Steel | 1978-05-10 | 1986-12-31 | Unknown
COLUMBUS FOUNDRIES INC | 1600 NORTHSIDE IND BLVD | COLUMBUS | Muscogee | 1060032 | 4 | [5 empty] | Removed from Ground | Empty | 1000 | Bare Steel | 1978-05-10 | 1986-12-31 | Unknown
RIVER ROAD CHEVRON | 5022 RIVER RD | COLUMBUS | Muscogee | 1060063 | 3 | [5 empty] | Removed from Ground | Gas (Historical Use) | 10000 | Cathodically Protected Steel | 1970-04-27 | 1991-05-29 | Galvanized Steel
SWIFT SPINNING MILL INC | 3224 SECOND AVE | COLUMBUS | Muscogee | 1060200 | 3 | [5 empty] | Removed from Ground | Gas (Historical Use) | 125 | Bare Steel | 1950-05-08 | 1989-04-01 | Copper
DEPT OF PLANT SERVICES | 5908 WHITESVILLE RD | COLUMBUS | Muscogee | 1060131 | 1 | [5 empty] | Removed from Ground | Diesel | 2500 | Bare Steel | 1976-04-23 | 1995-12-20 | Galvanized Steel
HOP IN 100505 | 1400 DOUBLE CHURCHES RD | COLUMBUS | Muscogee | 9000711 | 1 | [5 empty] | Removed from Ground | Gas (Historical Use) | 6000 | Bare Steel | 1979-05-07 | 1993-11-01 | Galvanized Steel
NOW BEAUTY SALON/SVC STA (FORMER | 3711 CUSSETA RD | COLUMBUS | Muscogee | 9106063 | 2 | [5 empty] | Removed from Ground | Gas (Historical Use) | 6000 | Marked Unknown | 1993-05-17 | 1993-05-17 | Unknown
SKINNER FURNITURE STORE | 3707 2ND AVE | COLUMBUS | Muscogee | 9106079 | 1 | [5 empty] | Removed from Ground | Gas (Historical Use) | 550 | Bare Steel | 1994-01-19 | 1994-01-19 | Bare Steel | Safe Suction (Euro)
Circle K 2706745 | 2514 MANCHESTER EXPY | COLUMBUS | Muscogee | 9106022 | 3 | Flapper Valve | 1989-12-01 | FALSE | 1989-12-01 | FALSE | Currently in Use | Regular | 15060 | Steel-Impressed Current | 1974-01-01 |  | Fiberglass Reinforced Plastic | Pressurized
UPS COLUMBUS (UST) | 1343 BELFAST AVE | COLUMBUS | Muscogee | 9106001 | 2 |  |  | TRUE |  | TRUE | Permanently Out of Use - historical purposes | Used Oil | 500 | Bare Steel | 1972-01-01 | 1899-12-31 | Unknown
12th Ave BP | 1801 12th Ave | COLUMBUS | Muscogee | 1060372 | 5 | Ball Float | 1993-03-11 | FALSE | 1993-03-11 | FALSE | Currently in Use | Regular | 8000 | Steel-Impressed Current | 1993-03-11 |  | Fiberglass Reinforced Plastic | Pressurized
QUICK CHANGE FOOD MARKET #43 | 2107 MANCHESTER EXWY | COLUMBUS | Muscogee | 1060365 | 1 |  | 1990-08-17 |  | 1990-08-17 |  | Removed from Ground | Gas (Historical Use) | 1000 | Bare Steel | 1975-05-11 | 1990-06-16 | Galvanized Steel | Pressurized
COLUMBUS FOUNDRIES INC | 1600 NORTHSIDE IND BLVD | COLUMBUS | Muscogee | 1060032 | 1 | [5 empty] | Removed from Ground | Diesel | 10000 | Bare Steel | 1978-05-10 | 1986-12-31 | Unknown
WINDSOR PARK CHEVRON/#40222 | 4001 MILLER RD | COLUMBUS | Muscogee | 1060062 | 10 | Ball Float | 1998-12-01 | TRUE | 1998-12-01 | TRUE | Currently in Use | Diesel | 1000 | Fiberglass Double Walled | 1989-11-17 |  | Fiberglass Reinforced Plastic | Pressurized
BAREFIELD CHEVRON | 3706 WOODRUFF RD | COLUMBUS | Muscogee | 1060101 | 3 |  | 1998-06-01 |  | 1998-06-01 |  | Removed from Ground | Gas (Historical Use) | 3000 | Steel-Impressed Current | 1975-06-01 | 2010-10-20 | Steel (Impressed Current) | Suction (American)
MCCULLOH'S CHEVRON/#43370 | 3161 MACON RD | COLUMBUS | Muscogee | 1060151 | 1 | Ball Float | 1985-04-01 | FALSE | 1985-04-01 | FALSE | Currently in Use | Premium | 10000 | Fiberglass | 1985-04-23 |  | Fiberglass Reinforced Plastic | Pressurized
SPUR STATION #1690 | 2301 EXPRESSWAY | COLUMBUS | Muscogee | 4260002 | 2 | [5 empty] | Removed from Ground | Diesel | 10027 | Bare Steel | 1977-01-09 | 1990-09-01 | Galvanized Steel
ST FRANCIS HOSPITAL | 2122 MANCHESTER HIGHWAY | COLUMBUS | Muscogee | 9106007 | 3 | [5 empty] | Removed from Ground | Diesel | 4000 | Fiberglass | 1987-08-01 | 1998-10-16 | Copper | Safe Suction (Euro)
GOOD TIMES GROCERY | 7601 RIVER RD | COLUMBUS | Muscogee | 9106171 | 1 | Flapper Valve | 1998-12-30 | FALSE | 1998-12-30 | FALSE | Temporarily out of use | Regular | 1000 | Steel-Impressed Current | 1998-12-30 |  | Steel (Impressed Current) | Safe Suction (Euro)
Circle K 2706744 | 5919 MILLER RD | COLUMBUS | Muscogee | 9106005 | 3 | Flapper Valve | 1998-08-01 | FALSE | 1998-08-01 | FALSE | Currently in Use | E-0 | 8000 | Composite | 1986-03-17 |  | Fiberglass Reinforced Plastic | Pressurized
CITGO #203 | 3402 VETERANS PKWY | COLUMBUS | Muscogee | 9106027 | 2 | Ball Float | 1991-10-21 | FALSE | 1991-10-21 | FALSE | Currently in Use | E-10 | 10000 | Galvanic (STIP-3) | 1991-01-01 |  | Fiberglass Reinforced Plastic | Pressurized
EXPRESSWAY CHEVRON #43369 | 2705 MANCHESTER RD | COLUMBUS | Muscogee | 9000353 | 3 | [5 empty] | Removed from Ground | Gas (Historical Use) | 10000 | Fiberglass | 1983-04-24 | 1989-10-12 | Fiberglass Reinforced Plastic
TIRE CITY PROPERTY | HAMILTON RD/MANCHESTER EXPWAY | COLUMBUS | Muscogee | 9000401 | 1 |  |  | FALSE |  | FALSE | Removed from Ground | Not Marked/Tank Removed | 0 | Unknown |  | 1899-12-31
SWIFT SPINNING MILLS INC | SW CORNER SECOND AVE & THIRY FIFTH ST | COLUMBUS | Muscogee | 10000304 | 3 |  |  | FALSE |  | FALSE | Removed from Ground | Not Marked/Tank Removed | 2000 | Unknown |  | 1899-12-31
ABANDONED UST | 951 TALBOTTON RD | COLUMBUS | Muscogee | 10002650 | 3 |  |  | FALSE |  | FALSE | Removed from Ground | Gas (Historical Use) | 3000 | Bare Steel | 2017-01-06 | 2017-01-06
Circle K 2706693 | 3720 MACON RD | COLUMBUS | Muscogee | 9106025 | 1 |  | 1996-08-26 | FALSE | 1996-08-26 | FALSE | Currently in Use | Gas (Historical Use) | 10000 | Steel-Impressed Current | 1988-01-01 |  | Steel (Impressed Current) | Pressurized
Circle K 2706712 | 7330 VETERANS PKWY | COLUMBUS | Muscogee | 9106173 | 3B | Flapper Valve |  | FALSE |  | FALSE | Currently in Use | E-0 | 4000 | Composite | 2024-10-29 |  | Double-Walled Fiberglass | Pressurized
Circle K 2706679 | 2536 AIRPORT THRUWAY | COLUMBUS | Muscogee | 1060328 | 3 | Ball Float | 1995-01-06 | FALSE | 1995-01-06 | FALSE | Temporarily out of use | Plus | 10000 | Steel-Impressed Current | 1984-05-08 |  | Fiberglass Reinforced Plastic | Pressurized
SHELL MART | 5900 VETERANS PKWY | COLUMBUS | Muscogee | 1060341 | 2 | [5 empty] | Removed from Ground | Gas (Historical Use) | 4000 | Bare Steel | 1982-05-09 | 1994-09-09 | Galvanized Steel
SWIFT SPINNING MILL INC | 3224 SECOND AVE | COLUMBUS | Muscogee | 1060200 | 2 | [5 empty] | Removed from Ground | Gas (Historical Use) | 550 | Bare Steel | 1962-05-05 | 1989-08-01 | Bare Steel
BRUCE TILE COMPANY | 1482 CONCORD BLVD | COLUMBUS | Muscogee | 9106138 | 2 | [5 empty] | Removed from Ground | Gas (Historical Use) | 500 | Not Marked/Unknown | 1996-08-05 | 1996-08-05 | Not Marked
Circle K 2706745 | 2514 MANCHESTER EXPY | COLUMBUS | Muscogee | 9106022 | 2 | Flapper Valve | 1989-12-01 | FALSE | 1989-12-01 | FALSE | Currently in Use | Premium | 15060 | Steel-Impressed Current | 1974-01-01 |  | Fiberglass Reinforced Plastic | Pressurized
COLONIAL BUS LINES | 1823 WHITTLESEY RD | COLUMBUS | Muscogee | 9106179 | 1 | [5 empty] | Removed from Ground | Diesel | 10000 | Not Marked/Unknown | 1993-03-12 | 1993-03-12 | Not Marked
GOODWILL INDSTRIES/CHATTAHOOCHEE | 5824 WHITESVILLE RD | COLUMBUS | Muscogee | 9000354 | 1 | [5 empty] | Removed from Ground | Gas (Historical Use) | 1000 | Bare Steel | 1971-03-24 | 1989-07-01 | Cathodically Protected
HOP IN 100511 | 5757 BUENA VISTA RD | COLUMBUS | Muscogee | 9106172 | 2 | Ball Float | 1998-12-15 | FALSE | 1998-12-15 | FALSE | Currently in Use | Regular | 8000 | Fiberglass Double Walled | 1998-12-15 |  | Double-Walled Fiberglass | Pressurized
SING OIL STATION (FORMER) | 3151 MACON RD | COLUMBUS | Muscogee | 9000308 | 1 | [5 empty] | Removed from Ground | Not Marked/Tank Removed | 4200 | Bare Steel | 2004-09-09 | 2004-09-09 | Not Marked
LEDGER-ENQUIRER GARAGE | 1339 3RD AVE | COLUMBUS | Muscogee | 1060096 | 3 |  |  | TRUE |  | TRUE | Permanently Out of Use - historical purposes | Used Oil | 300 | Bare Steel | 1966-02-10 | 1899-12-31 | Galvanized Steel
SPECTRUM DISTRIBUTING | 601 9TH AVE | COLUMBUS | Muscogee | 1060330 | 5 | [5 empty] | Removed from Ground | Empty | 10000 | Bare Steel | 1966-05-13 | 1988-12-21 | Galvanized Steel
KINNETT DAIRIES INC | 2925 MANCHESTER EXWY | COLUMBUS | Muscogee | 1060149 | 4 | [5 empty] | Permanently Out of Use - historical purposes | Gas (Historical Use) | 2000 | Bare Steel | 1966-04-16 | 1899-12-31 | Galvanized Steel
KINNETT DAIRIES INC | 2925 MANCHESTER EXWY | COLUMBUS | Muscogee | 1060149 | 5 |  |  | TRUE |  | TRUE | Removed from Ground | Used Oil | 500 | Bare Steel | 1966-04-16 | 1998-06-23 | Galvanized Steel
Circle K 2706744 | 5919 MILLER RD | COLUMBUS | Muscogee | 9106005 | 5 | Flapper Valve | 1998-08-01 | FALSE | 1998-08-01 | FALSE | Currently in Use | Regular | 10000 | Composite | 1986-03-17 |  | Fiberglass Reinforced Plastic | Pressurized
HOP IN 100509 | 8200 WILLIAMS WAY | COLUMBUS | Muscogee | 9106165 | 1 | Ball Float | 1997-12-01 | FALSE | 1997-12-01 | FALSE | Currently in Use | Gas (Historical Use) | 10000 | Fiberglass Double Walled | 1997-12-01 |  | Double-Walled Fiberglass | Pressurized
KNOX PROPERTY | HAMILTON RD/44TH ST | COLUMBUS | Muscogee | 9000384 | DUMMY | [5 empty] | Permanently Out of Use - historical purposes | Other | 0 | Not Marked/Unknown |  | 1899-12-31 | Not Marked
FORMER ARCHER MILLS PROPERTY | MIDLAND AVE & TALBOTTON RD | COLUMBUS | Muscogee | 10000490 | 1 |  |  | FALSE |  | FALSE | Removed from Ground | Not Marked | 0 | Unknown | 2003-11-13 | 2003-11-13
ABANDONED UST | 951 TALBOTTON RD | COLUMBUS | Muscogee | 10002650 | 2 |  |  | FALSE |  | FALSE | Removed from Ground | Gas (Historical Use) | 3000 | Bare Steel | 2017-01-05 | 2017-01-05
S-MART #3 | 1914 AIRPORT THRUWAY | COLUMBUS | Muscogee | 9106125 | 2 | Ball Float | 1995-08-25 | FALSE | 1995-08-25 | FALSE | Currently in Use | Regular | 12000 | Epoxy | 1995-08-25 |  | Fiberglass Reinforced Plastic | Pressurized
ST FRANCIS HOSPITAL | 2122 MANCHESTER HIGHWAY | COLUMBUS | Muscogee | 9106007 | 1 | [5 empty] | Removed from Ground | Diesel | 2000 | Marked Unknown | 1991-05-08 | 1991-05-08 | Bare Steel
Circle K 2706745 | 2514 MANCHESTER EXPY | COLUMBUS | Muscogee | 9106022 | 1 | Flapper Valve | 1989-12-01 | FALSE | 1989-12-01 | FALSE | Currently in Use | Diesel | 10270 | Steel-Impressed Current | 1978-01-01 |  | Fiberglass Reinforced Plastic | Pressurized
DOT ROW/QUALITY POOLS & SPAS/FOR | 1901 NORTH EXPRESSWAY | COLUMBUS | Muscogee | 9106103 | 2 | [5 empty] | Removed from Ground | Gas (Historical Use) | 0 | Not Marked/Unknown | 1970-01-01 | 1995-01-01 | Not Marked
FLOWERS BAKERY THRIFT STORE | 1403 WARM SPRINGS RD | COLUMBUS | Muscogee | 9106055 | 1 | [5 empty] | Removed from Ground | Gas (Historical Use) | 1000 | Marked Unknown | 1992-01-24 | 1992-01-24 | Unknown
NOW BEAUTY SALON/SVC STA (FORMER | 3711 CUSSETA RD | COLUMBUS | Muscogee | 9106063 | 1 | [5 empty] | Removed from Ground | Gas (Historical Use) | 6000 | Marked Unknown | 1993-05-17 | 1993-05-17 | Unknown
COASTAL 2ND AVE | 3600 SECOND AVE | COLUMBUS | Muscogee | 9106038 | 1 | [5 empty] | Removed from Ground | Gas (Historical Use) | 6000 | Cathodically Protected Steel | 1988-01-01 | 1988-03-04 | Galvanized Steel | Pressurized
ABANDONED TANKS | 19 TH & VETERANS PKWY | COLUMBUS | Muscogee | 9106175 | 2 | [5 empty] | Removed from Ground | Gas (Historical Use) | 4000 | Bare Steel | 1999-01-29 | 1999-01-29 | Not Marked
GOODWILL INDSTRIES/CHATTAHOOCHEE | 5824 WHITESVILLE RD | COLUMBUS | Muscogee | 9000354 | 2 | [5 empty] | Removed from Ground | Diesel | 1000 | Bare Steel | 1983-03-21 | 1989-07-01 | Unknown
SWIFT SPINNING MILLS INC | SW CORNER SECOND AVE & THIRY FIFTH ST | COLUMBUS | Muscogee | 10000304 | 1 |  |  | FALSE |  | FALSE | Removed from Ground | Not Marked/Tank Removed | 8000 | Unknown |  | 1899-12-31
PENSKE TRUCK LEASING | 4346 ALLIED DR | COLUMBUS | Muscogee | 9106029 | 4 |  |  | TRUE |  | TRUE | Removed from Ground | Used Oil | 1000 | Bare Steel | 1984-01-01 | 1993-09-28 | Bare Steel | Suction (American)
HOP IN 100504 | 3875 ST MARYS RD | COLUMBUS | Muscogee | 9000607 | 1 | [5 empty] | Removed from Ground | Gas (Historical Use) | 8000 | Bare Steel | 1970-05-09 | 1989-10-31 | Galvanized Steel
SING OIL STATION (FORMER) | 3151 MACON RD | COLUMBUS | Muscogee | 9000308 | 2 |  |  | FALSE |  | FALSE | Removed from Ground | Not Marked/Tank Removed | 4200 | Unknown | 2004-09-10 | 2004-09-10 | Unknown
WALMART NEIGHBORHOOD MARKET #4426 | 1042 MANCHESTER EXPRESSWAY | COLUMBUS | Muscogee | 10002530 | 1 | Ball Float | 2015-10-15 | FALSE | 2015-10-15 | FALSE | Currently in Use | Regular | 15000 | Fiberglass Double Walled | 2015-08-20 |  | Double-Walled Flex | Pressurized
PALVI INC | 8328 VETERANS PKWY STE B | COLUMBUS | Muscogee | 10001643 | 1 | Ball Float | 2008-07-15 | FALSE | 2008-07-15 | FALSE | Currently in Use | Premium | 14000 | Tank Jacket Double Walled | 2008-07-15 |  | Double-Walled Fiberglass | Pressurized
PENSKE TRUCK LEASING | 4346 ALLIED DR | COLUMBUS | Muscogee | 9106029 | 1 | [5 empty] | Removed from Ground | Gas (Historical Use) | 10000 | Cathodically Protected Steel | 1984-01-01 | 1997-03-11 | Bare Steel | Pressurized
KENDRICK CONCRETE | 2600 M L KING JR DRIVE | COLUMBUS | Muscogee | 9106161 | 5 | [5 empty] | Removed from Ground | Gas (Historical Use) | 500 | Not Marked/Unknown | 1998-04-20 | 1998-04-20 | Not Marked
KENDRICK CONCRETE | 2600 M L KING JR DRIVE | COLUMBUS | Muscogee | 9106161 | 4 | [5 empty] | Removed from Ground | Gas (Historical Use) | 0 | Not Marked/Unknown | 1998-04-20 | 1998-04-20 | Not Marked
CAMP BLOCK | 2850 M L KING DRIVE | COLUMBUS | Muscogee | 9106160 | 3 | [5 empty] | Removed from Ground | Gas (Historical Use) | 3000 | Not Marked/Unknown | 1998-04-21 | 1998-04-21 | Not Marked
BP FOOD MART | 2317 VETERANS PKWY | COLUMBUS | Muscogee | 10002358 | 1 | Ball Float | 2014-04-25 | FALSE | 2014-04-25 | FALSE | Currently in Use | Premium | 4000 | Tank Jacket Double Walled | 2014-04-25 |  | Double-Walled Fiberglass | Pressurized
BAKER MIDDLE SCHOOL | BENNING DRIVE | COLUMBUS | Muscogee | 9106178 | 2 | [5 empty] | Removed from Ground | Gas (Historical Use) | 1300 | Bare Steel | 1999-02-26 | 1999-02-26 | Not Marked
COLUMBUS TECHNICAL INSTITUTE | 928 MANCHESTER EXPY | COLUMBUS | Muscogee | 1060130 | 3 |  |  | TRUE |  | TRUE | Removed from Ground | Used Oil | 500 | Bare Steel | 1975-04-24 | 2008-02-21 | Not Marked
GA FC/COLUMBUS OFFICE | 6250 WARM SPRINGS RD | COLUMBUS | Muscogee | 1060155 | 212516 |  | 1993-06-23 |  | 1993-06-23 |  | Removed from Ground | Gas (Historical Use) | 1000 | Galvanic (STIP-3) | 1993-06-23 | 2008-02-21 | Cathodically Protected | Safe Suction (Euro)
Circle K 2706750 | 2525 AIRPORT THRUWAY & I-185 | COLUMBUS | Muscogee | 1060166 | 4 | [5 empty] | Removed from Ground | Gas (Historical Use) | 10270 | Bare Steel | 1980-04-05 | 1995-02-15 | Galvanized Steel | Pressurized
S-MART #3 | 1914 AIRPORT THRUWAY | COLUMBUS | Muscogee | 9106125 | 1 | Ball Float | 1995-08-25 | FALSE | 1995-08-25 | FALSE | Currently in Use | Premium | 12000 | Epoxy | 1995-08-25 |  | Fiberglass Reinforced Plastic | Pressurized
Circle K 2706709 | 6101 BRADLEY PARK DRIVE | COLUMBUS | Muscogee | 9106120 | 3 | Ball Float | 1995-04-27 | FALSE | 1995-04-27 | FALSE | Currently in Use | Diesel | 12000 | Composite | 1995-04-27 |  | Fiberglass Reinforced Plastic | Pressurized
NORTHSIDE FOREIGN CAR SVC | 4832 HAMILTON RD | COLUMBUS | Muscogee | 9106062 | 2 | [5 empty] | Removed from Ground | Gas (Historical Use) | 3000 | Bare Steel | 1992-10-28 | 1992-10-28 | Bare Steel | Suction (American)
Circle K 2706744 | 5919 MILLER RD | COLUMBUS | Muscogee | 9106005 | 1 | Flapper Valve | 1998-08-01 | FALSE | 1998-08-01 | FALSE | Currently in Use | Kerosene | 4000 | Composite | 1986-03-17 |  | Fiberglass Reinforced Plastic | Pressurized
AMOCO STATION (FORMER) | 1704 HAMILTON RD | COLUMBUS | Muscogee | 9106004 | 1 | [5 empty] | Removed from Ground | Other | 0 | Not Marked/Unknown |  | 1899-12-31 | Not Marked
Circle K 2706709 | 6101 BRADLEY PARK DRIVE | COLUMBUS | Muscogee | 9106120 | 2 | Ball Float | 1995-04-27 | FALSE | 1995-04-27 | FALSE | Currently in Use | Regular | 12000 | Composite | 1995-04-27 |  | Fiberglass Reinforced Plastic | Pressurized
DOT ROW/QUALITY POOLS & SPAS/FOR | 1901 NORTH EXPRESSWAY | COLUMBUS | Muscogee | 9106103 | 1 | [5 empty] | Removed from Ground | Gas (Historical Use) | 0 | Not Marked/Unknown | 1970-01-01 | 1995-01-01 | Not Marked
GOOD TIMES GROCERY | 7601 RIVER RD | COLUMBUS | Muscogee | 9106171 | 3 | Flapper Valve | 1998-12-30 | FALSE | 1998-12-30 | FALSE | Temporarily out of use | Diesel | 4000 | Steel-Impressed Current | 1998-12-30 |  | Steel (Impressed Current) | Safe Suction (Euro)
ROBERT MICHAELS INC | 5100 RIVER RD | COLUMBUS | Muscogee | 9106112 | 1 |  | 1998-01-13 | FALSE | 1998-01-13 | FALSE | Closed in Ground |  | 8000 | Steel-Impressed Current | 1998-01-13 | 2018-04-16 |  | Pressurized
FORMER SERVICE STATION | 7537 FORTSON ROAD | COLUMBUS | Muscogee | 9106148 | 3 | [5 empty] | Removed from Ground | Diesel | 10000 | Not Marked/Unknown |  | 1899-12-31 | Not Marked
EASTERN SVC CORP | 2980 SMITH RD | COLUMBUS | Muscogee | 9106081 | 1 | [5 empty] | Removed from Ground | Diesel | 10000 | Cathodically Protected Steel | 1987-11-12 | 1994-01-12 | Galvanized Steel | Pressurized
SING OIL STATION (FORMER) | 3151 MACON RD | COLUMBUS | Muscogee | 9000308 | 4 |  |  | FALSE |  | FALSE | Removed from Ground | Not Marked/Tank Removed | 4200 | Unknown | 2004-09-10 | 2004-09-10 | Unknown
SING OIL STATION (FORMER) | 3151 MACON RD | COLUMBUS | Muscogee | 9000308 | 5 |  |  | FALSE |  | FALSE | Removed from Ground | Not Marked/Tank Removed | 900 | Unknown | 2004-09-10 | 2004-09-10 | Unknown
THE MEDICAL CENTER | 710 CENTER ST N SIDE OF BUILDING | COLUMBUS | Muscogee | 9106064 | 6 | Flapper Valve | 1996-09-10 |  | 1996-09-10 |  | Closed in Ground | Diesel | 550 | Composite | 1996-09-10 | 2013-05-21 | Copper | Safe Suction (Euro)
COLONIAL BAKING CO | 1038 13TH ST | COLUMBUS | Muscogee | 1060230 | 2 | [5 empty] | Removed from Ground | Diesel | 10000 | Fiberglass | 1973-05-02 | 2000-07-25 | Fiberglass Reinforced Plastic
VULCAN/BARIN QUARRY | 9201 FORTSON RD | COLUMBUS | Muscogee | 1060197 | 3 | [5 empty] | Removed from Ground | Diesel | 12000 | Bare Steel | 1959-05-08 | 1989-08-01 | Galvanized Steel | Safe Suction (Euro)
COLONIAL BAKING CO | 1038 13TH ST | COLUMBUS | Muscogee | 1060230 | 3 | [5 empty] | Removed from Ground | Diesel | 10000 | Fiberglass | 1974-05-02 | 2000-07-25 | Fiberglass Reinforced Plastic
ABANDONED TANKS | 19 TH & VETERANS PKWY | COLUMBUS | Muscogee | 9106175 | 1 | [5 empty] | Removed from Ground | Gas (Historical Use) | 4000 | Bare Steel | 1999-01-29 | 1999-01-29 | Not Marked
EXPRESSWAY CHEVRON #43369 | 2705 MANCHESTER RD | COLUMBUS | Muscogee | 9000353 | 2 | [5 empty] | Removed from Ground | Gas (Historical Use) | 10000 | Fiberglass | 1983-04-24 | 1989-10-12 | Fiberglass Reinforced Plastic
Circle K 2706712 | 7330 VETERANS PKWY | COLUMBUS | Muscogee | 9106173 | 3A | Flapper Valve |  | FALSE |  | FALSE | Currently in Use | Diesel | 6000 | Composite | 2024-10-29 |  | Double-Walled Fiberglass | Pressurized
HOP IN 100504 | 3875 ST MARYS RD | COLUMBUS | Muscogee | 9000607 | 2 | [5 empty] | Removed from Ground | Gas (Historical Use) | 8000 | Bare Steel | 1970-05-09 | 1989-10-31 | Galvanized Steel
SING OIL STATION (FORMER) | 3151 MACON RD | COLUMBUS | Muscogee | 9000308 | 3 |  |  | FALSE |  | FALSE | Removed from Ground | Not Marked/Tank Removed | 4200 | Unknown | 2004-09-10 | 2004-09-10 | Unknown
Circle K 2706693 | 3720 MACON RD | COLUMBUS | Muscogee | 9106025 | 3 |  | 1988-08-26 | FALSE | 1988-08-26 | FALSE | Currently in Use | Gas (Historical Use) | 10000 | Steel-Impressed Current | 1988-01-01 |  | Steel (Impressed Current) | Pressurized
HOP IN 100504 | 3875 ST MARYS RD | COLUMBUS | Muscogee | 9000607 | 3 | [5 empty] | Removed from Ground | Gas (Historical Use) | 8000 | Bare Steel | 1974-05-08 | 1989-10-31 | Galvanized Steel
LITTLE BOBS | 3864 SAINT MARYS RD | COLUMBUS | Muscogee | 10002594 | 3 | Overfill Alarm | 2017-07-13 | FALSE | 2017-07-13 | FALSE | Currently in Use | Diesel | 4000 | Tank Jacket | 2017-07-13 |  | Double-Walled Fiberglass | Pressurized
LITHO-KROME CO | 1039 13TH ST | COLUMBUS | Muscogee | 1060117 | 3 | [5 empty] | Removed from Ground | Hazardous Substance | 1000 | Composite | 1980-03-15 | 1992-03-01 | Bare Steel
MOBIL STATION 10L3X | 1436 COLUMBUS MANCHESTER EXWY | COLUMBUS | Muscogee | 9000008 | 2 | [5 empty] | Removed from Ground | Gas (Historical Use) | 10000 | Bare Steel | 1971-05-11 | 1986-04-15 | Galvanized Steel
EXPRESSWAY CHEVRON #43369 | 2705 MANCHESTER RD | COLUMBUS | Muscogee | 9000353 | 6 | Ball Float | 1990-01-10 | FALSE | 1990-01-10 | FALSE | Currently in Use | Premium | 10000 | Fiberglass | 1989-09-05 |  | Fiberglass Reinforced Plastic | Pressurized
FORMER VERI BEST DONUT COMPANY | 1155 TALBOTTON ROAD | COLUMBUS | Muscogee | 10002450 | 1 |  |  | FALSE |  | FALSE | Removed from Ground | Not Marked/Tank Removed | 0 | Unknown |  | 1899-12-31
COLUMBUS HOUSING AUTHORITY | 1100 27TH STREET | COLUMBUS | Muscogee | 10001963 | 1 |  |  | FALSE |  | FALSE | Removed from Ground |  | 0 | Unknown | 1929-01-01 | 1940-01-01
PENSKE TRUCK LEASING | 4346 ALLIED DR | COLUMBUS | Muscogee | 9106029 | 3 | [5 empty] | Removed from Ground | Other | 1000 | Bare Steel | 1984-01-01 | 1993-09-28 | Bare Steel | Suction (American)
MOBIL STATION 10L3X | 1436 COLUMBUS MANCHESTER EXWY | COLUMBUS | Muscogee | 9000008 | 3 | [5 empty] | Removed from Ground | Gas (Historical Use) | 8000 | Bare Steel | 1971-05-11 | 1986-04-15 | Galvanized Steel
EXPRESSWAY CHEVRON #43369 | 2705 MANCHESTER RD | COLUMBUS | Muscogee | 9000353 | 1 | [5 empty] | Removed from Ground | Gas (Historical Use) | 10000 | Fiberglass | 1983-04-24 | 1989-10-12 | Fiberglass Reinforced Plastic
EXPRESSWAY CHEVRON #43369 | 2705 MANCHESTER RD | COLUMBUS | Muscogee | 9000353 | 7 | Ball Float | 1990-01-10 | FALSE | 1990-01-10 | FALSE | Currently in Use | Diesel | 10000 | Fiberglass | 1989-09-05 |  | Fiberglass Reinforced Plastic | Pressurized
THE WHITE CO | 5252 HAMILTON RD 4750 | COLUMBUS | Muscogee | 106185 | 1 | [5 empty] | Removed from Ground | Gas (Historical Use) | 1000 | Marked Unknown | 1981-04-22 | 1997-01-21 | Galvanized Steel
JOHNSTON MILL LOFTS | 3201 FIRST AVE | COLUMBUS | Muscogee | 10000108 | 1 |  |  | FALSE |  | FALSE | Removed from Ground | Diesel | 20000 | Bare Steel | 1970-01-01 | 2002-07-01
NORTHSIDE FOREIGN CAR SVC | 4832 HAMILTON RD | COLUMBUS | Muscogee | 9106062 | 3 | [5 empty] | Removed from Ground | Gas (Historical Use) | 3000 | Bare Steel | 1992-10-28 | 1992-10-28 | Bare Steel | Suction (American)
ABANDONED UST | 951 TALBOTTON RD | COLUMBUS | Muscogee | 10002650 | 1 |  |  | FALSE |  | FALSE | Removed from Ground | Gas (Historical Use) | 3000 | Bare Steel | 2017-01-05 | 2017-01-05
WALMART NEIGHBORHOOD MARKET #4426 | 1042 MANCHESTER EXPRESSWAY | COLUMBUS | Muscogee | 10002530 | 2A | Ball Float | 2015-10-15 | FALSE | 2015-10-15 | FALSE | Currently in Use | Diesel | 8000 | Fiberglass Double Walled | 2015-08-20 |  | Double-Walled Flex | Pressurized
Circle K 2706712 | 7330 VETERANS PKWY | COLUMBUS | Muscogee | 9106173 | 2 | Flapper Valve | 1998-09-15 | FALSE | 1998-09-15 | FALSE | Currently in Use | Regular | 15000 | Composite | 1998-09-15 |  | Double-Walled Flex | Pressurized
HOP IN 100504 | 3875 ST MARYS RD | COLUMBUS | Muscogee | 9000607 | 6 |  | 1989-09-19 |  | 1989-09-19 |  | Currently in Use | Gas (Historical Use) | 10000 | Composite | 1989-09-19 |  | Double-Walled Fiberglass | Pressurized
LEDGER-ENQUIRER GARAGE | 1339 3RD AVE | COLUMBUS | Muscogee | 1060096 | 1 | [5 empty] | Permanently Out of Use - historical purposes | Gas (Historical Use) | 2000 | Bare Steel | 1966-02-10 | 1899-12-31 | Galvanized Steel
LITHO-KROME CO | 1039 13TH ST | COLUMBUS | Muscogee | 1060117 | 4 | [5 empty] | Removed from Ground | Hazardous Substance | 1000 | Composite | 1980-03-15 | 1992-03-01 | Bare Steel
LITHO-KROME CO | 1039 13TH ST | COLUMBUS | Muscogee | 1060117 | 5 | [5 empty] | Removed from Ground | Hazardous Substance | 1000 | Composite | 1980-03-15 | 1992-03-01 | Bare Steel
BAKER MIDDLE SCHOOL | BENNING DRIVE | COLUMBUS | Muscogee | 9106178 | 1 | [5 empty] | Removed from Ground | Gas (Historical Use) | 1300 | Bare Steel | 1999-02-26 | 1999-02-26 | Not Marked
BOBBY STEVENS HAULING CO INC | 3223 SMITH RD | FORTSON | Muscogee | 1060227 | 3A | Flapper Valve | 1999-01-25 | FALSE | 1999-01-25 | FALSE | Temporarily out of use | Diesel | 10000 | Composite | 1999-01-25 |  | Fiberglass Reinforced Plastic | Safe Suction (Euro)
PCA 4 / USA GAS STATION | 12100 MACON RD / US Hwy 80 | UPATOI | Muscogee | 1060311 | 1 | [5 empty] | Permanently Out of Use - historical purposes | Gas (Historical Use) | 560 | Bare Steel | 1986-01-01 | 1899-12-31 | Galvanized Steel
PALVI INC | 8328 VETERANS PKWY STE B | COLUMBUS | Muscogee | 10001643 | 2 | Ball Float | 2008-07-15 | FALSE | 2008-07-15 | FALSE | Currently in Use | Regular | 6000 | Tank Jacket Double Walled | 2008-07-15 |  | Double-Walled Fiberglass | Pressurized
HOP IN 100504 | 3875 ST MARYS RD | COLUMBUS | Muscogee | 9000607 | 5 |  | 1989-09-19 |  | 1989-09-19 |  | Currently in Use | Gas (Historical Use) | 8000 | Composite | 1989-09-19 |  | Double-Walled Fiberglass | Pressurized
HOP IN 100504 | 3875 ST MARYS RD | COLUMBUS | Muscogee | 9000607 | 4 |  | 1989-09-19 |  | 1989-09-19 |  | Currently in Use | Diesel | 6000 | Composite | 1989-09-19 |  | Double-Walled Fiberglass | Pressurized
LITTLE BOBS | 3864 SAINT MARYS RD | COLUMBUS | Muscogee | 10002594 | 1 | Overfill Alarm | 2017-07-13 | FALSE | 2017-07-13 | FALSE | Currently in Use | Regular | 15000 | Tank Jacket | 2017-07-13 |  | Double-Walled Fiberglass | Pressurized
THE MEDICAL CENTER | 710 CENTER ST N SIDE OF BUILDING | COLUMBUS | Muscogee | 9106064 | 2 | [5 empty] | Removed from Ground | Diesel | 25000 | Bare Steel | 1981-01-01 | 1899-12-31 | Bare Steel | Suction (American)
PCA 4 / USA GAS STATION | 12100 MACON RD / US Hwy 80 | UPATOI | Muscogee | 1060311 | 2 | [5 empty] | Permanently Out of Use - historical purposes | Gas (Historical Use) | 560 | Bare Steel | 1986-05-08 | 1899-12-31 | Galvanized Steel
MOBIL STATION 10L3X | 1436 COLUMBUS MANCHESTER EXWY | COLUMBUS | Muscogee | 9000008 | 4 | [5 empty] | Removed from Ground | Gas (Historical Use) | 6000 | Bare Steel | 1971-05-11 | 1986-04-15 | Galvanized Steel
PENSKE TRUCK LEASING | 4346 ALLIED DR | COLUMBUS | Muscogee | 9106029 | 5 | Flapper Valve | 1997-01-21 | FALSE | 1997-01-21 | FALSE | Currently in Use | Diesel Off Road | 12000 | Fiberglass Double Walled | 1997-01-21 |  | Double-Walled Fiberglass | Pressurized
PENSKE TRUCK LEASING | 4346 ALLIED DR | COLUMBUS | Muscogee | 9106029 | 2 | [5 empty] | Removed from Ground | Diesel | 10000 | Cathodically Protected Steel | 1984-01-01 | 1997-03-11 | Bare Steel | Pressurized
WHATLEY OIL & AUTO PTS | 400 WHITAKER AVE | COLUMBUS | Muscogee | 10002669 | 1 | Flapper Valve | 2017-04-01 | FALSE | 2007-04-01 | FALSE | Currently in Use | Regular | 10000 | Epoxy | 2007-04-01 |  | Fiberglass Reinforced Plastic | Pressurized
COLUMBUS FIRE STATION #10 | 2067 COMMERCE ST | COLUMBUS | Muscogee | 1060086 | 1 | [5 empty] | Removed from Ground | Diesel | 300 | Bare Steel | 1971-02-01 | 1993-08-17 | Galvanized Steel
LEDGER-ENQUIRER GARAGE | 1339 3RD AVE | COLUMBUS | Muscogee | 1060096 | 2 | [5 empty] | Permanently Out of Use - historical purposes | Gas (Historical Use) | 8000 | Bare Steel | 1980-02-07 | 1899-12-31 | Galvanized Steel
KINNETT DAIRIES INC | 1243 6TH AVE | COLUMBUS | Muscogee | 1060148 | 3 | [5 empty] | Permanently Out of Use - historical purposes | Gas (Historical Use) | 10000 | Bare Steel | 1976-04-13 | 1899-12-31 | Galvanized Steel
VULCAN/BARIN QUARRY | 9201 FORTSON RD | COLUMBUS | Muscogee | 1060197 | 1 | [5 empty] | Removed from Ground | Gas (Historical Use) | 1000 | Bare Steel | 1977-05-03 | 1992-08-04 | Galvanized Steel | Safe Suction (Euro)
HARDAWAY CO | 335 ANDREWS RD | COLUMBUS | Muscogee | 9106051 | 2 | [5 empty] | Removed from Ground | Gas (Historical Use) | 1000 | Marked Unknown | 1992-05-29 | 1992-05-29 | Unknown
GA POWER/COLUMBUS DIST OFF | 1112 FOURTH AVE | COLUMBUS | Muscogee | 9106006 | 1 | [5 empty] | Closed in Ground | Gas (Historical Use) | 10000 | Bare Steel |  | 1899-12-31 | Bare Steel | Pressurized
HOP IN 100509 | 8200 WILLIAMS WAY | COLUMBUS | Muscogee | 9106165 | 2 | Ball Float | 1997-12-01 | FALSE | 1997-12-01 | FALSE | Currently in Use | Gas (Historical Use) | 8000 | Fiberglass Double Walled | 1997-12-01 |  | Fiberglass Reinforced Plastic | Pressurized
HOP IN 100511 | 5757 BUENA VISTA RD | COLUMBUS | Muscogee | 9106172 | 1 | Ball Float | 1998-12-15 | FALSE | 1998-12-15 | FALSE | Currently in Use | Premium | 10000 | Fiberglass Double Walled | 1998-12-15 |  | Double-Walled Fiberglass | Pressurized
BP FOOD MART | 2317 VETERANS PKWY | COLUMBUS | Muscogee | 10002358 | E | Ball Float | 2014-04-25 | FALSE | 2014-04-25 | FALSE | Currently in Use | Diesel | 4000 | Tank Jacket Double Walled | 2014-04-25 |  | Double-Walled Fiberglass | Pressurized
Circle K 2706749 | 1715 S LUMPKIN RD | COLUMBUS | Muscogee | 1060167 | 2 | [5 empty] | Removed from Ground | Gas (Historical Use) | 15060 | Bare Steel | 1974-04-07 | 1996-03-01 | Galvanized Steel | Pressurized
VULCAN/BARIN QUARRY | 9201 FORTSON RD | COLUMBUS | Muscogee | 1060197 | 4 | [5 empty] | Removed from Ground | Diesel | 10000 | Bare Steel | 1974-05-04 | 1991-12-06 | Galvanized Steel | Safe Suction (Euro)
COLONIAL BAKING CO | 1038 13TH ST | COLUMBUS | Muscogee | 1060230 | 1 | [5 empty] | Removed from Ground | Gas (Historical Use) | 10000 | Fiberglass | 1973-05-02 | 2000-07-25 | Fiberglass Reinforced Plastic
KMART 4198 | 3200 MACON RD | COLUMBUS | Muscogee | 1060157 | 1 |  |  | TRUE |  | TRUE | Removed from Ground | Used Oil | 1000 | Bare Steel | 1967-04-09 | 1990-11-29 | Galvanized Steel
PENSKE TRUCK LEASING | 4346 ALLIED DR | COLUMBUS | Muscogee | 9106029 | 6 | Flapper Valve | 1997-01-21 | FALSE | 1997-01-21 | FALSE | Currently in Use | Regular | 5000 | Fiberglass Double Walled | 1997-01-21 |  | Double-Walled Fiberglass | Pressurized
HOP IN 100511 | 5757 BUENA VISTA RD | COLUMBUS | Muscogee | 9106172 | 3 | Ball Float | 1998-12-15 | FALSE | 1998-12-15 | FALSE | Currently in Use | Diesel | 8000 | Fiberglass Double Walled | 1998-12-15 |  | Double-Walled Fiberglass | Pressurized
MARATHON FOOD MART | 5700 WARM SPRINGS RD | COLUMBUS | Muscogee | 9106184 | 1 | Ball Float | 2001-01-15 | FALSE | 2001-01-15 | FALSE | Currently in Use | Regular | 8 K | Fiberglass | 2001-01-15 |  | Flex | Pressurized
Circle K 2706749 | 1715 S LUMPKIN RD | COLUMBUS | Muscogee | 1060167 | 5 | Flapper Valve | 1996-07-25 | FALSE | 1996-07-25 | FALSE | Currently in Use | Regular | 15000 | Fiberglass | 1996-06-20 |  | Fiberglass Reinforced Plastic | Pressurized
Circle K 2706749 | 1715 S LUMPKIN RD | COLUMBUS | Muscogee | 1060167 | 4 | Flapper Valve | 1996-07-25 | FALSE | 1996-07-25 | FALSE | Currently in Use | Premium | 15000 | Fiberglass | 1996-06-20 |  | Fiberglass Reinforced Plastic | Pressurized
KINNETT DAIRIES INC | 1243 6TH AVE | COLUMBUS | Muscogee | 1060148 | 1 | [5 empty] | Permanently Out of Use - historical purposes | Gas (Historical Use) | 10000 | Bare Steel | 1976-04-13 | 1899-12-31 | Galvanized Steel
THE MEDICAL CENTER | 710 CENTER ST N SIDE OF BUILDING | COLUMBUS | Muscogee | 9106064 | 4 | [5 empty] | Removed from Ground | Diesel | 500 | Unknown | 1996-09-03 | 1996-09-03 | Not Marked
THE MEDICAL CENTER | 710 CENTER ST N SIDE OF BUILDING | COLUMBUS | Muscogee | 9106064 | 5 | Flapper Valve | 1999-09-21 |  | 1999-09-21 |  | Closed in Ground | Diesel | 550 | Composite | 1996-09-10 | 2013-05-21 | Double-Walled Flex | Safe Suction (Euro)
PCA 4 / USA GAS STATION | 12100 MACON RD / US Hwy 80 | UPATOI | Muscogee | 1060311 | 5 | Ball Float | 1998-01-01 | FALSE | 1998-01-01 | FALSE | Temporarily out of use | Gas (Historical Use) | 2000 | Galvanic (STIP-3) | 1998-01-01 |  | Fiberglass Reinforced Plastic | Pressurized
Exide Site Off-Site Investigation | 3639 Joy Road | Columbus | Muscogee | 9106003 | DUMMY | [5 empty] | Removed from Ground | Gas (Historical Use) | 0 | Not Marked/Unknown |  | 1899-12-31 | Not Marked
CAMP BLOCK | 2850 M L KING DRIVE | COLUMBUS | Muscogee | 9106160 | 2 | [5 empty] | Removed from Ground | Gas (Historical Use) | 10000 | Not Marked/Unknown | 1998-04-21 | 1998-04-21 | Not Marked
BP FOOD MART | 2317 VETERANS PKWY | COLUMBUS | Muscogee | 10002358 | 2 | Ball Float | 2014-04-25 | FALSE | 2014-04-25 | FALSE | Currently in Use | Regular | 12000 | Tank Jacket Double Walled | 2014-04-25 |  | Double-Walled Fiberglass | Pressurized
LITHO-KROME CO | 1039 13TH ST | COLUMBUS | Muscogee | 1060117 | 1 | [5 empty] | Removed from Ground | Hazardous Substance | 2000 | Composite | 1980-03-15 | 1992-03-01 | Bare Steel
BOBBY STEVENS HAULING CO INC | 3223 SMITH RD | FORTSON | Muscogee | 1060227 | 2 | [5 empty] | Removed from Ground | Gas (Historical Use) | 0 | Bare Steel | 1972-04-26 | 1999-04-01 | Galvanized Steel
VULCAN/BARIN QUARRY | 9201 FORTSON RD | COLUMBUS | Muscogee | 1060197 | 2 | [5 empty] | Removed from Ground | Gas (Historical Use) | 1000 | Bare Steel | 1975-05-04 | 1992-08-04 | Galvanized Steel | Safe Suction (Euro)
COLONIAL BAKING CO | 1038 13TH ST | COLUMBUS | Muscogee | 1060230 | 5 |  |  | TRUE |  | TRUE | Currently in Use | Used Oil | 560 | Bare Steel | 1974-05-02 |  | Bare Steel
COLONIAL BAKING CO | 1038 13TH ST | COLUMBUS | Muscogee | 1060230 | 4 | [5 empty] | Removed from Ground | Gas (Historical Use) | 10000 | Bare Steel | 1974-05-02 | 2000-07-25 | Bare Steel
WALMART NEIGHBORHOOD MARKET $4421 | 7400 BLACKMON RD | COLUMBUS | Muscogee | 10002514 | 2A | Ball Float | 2015-08-13 | FALSE | 2015-08-13 | FALSE | Currently in Use | Regular | 8000 | Fiberglass Double Walled | 2015-08-13 |  | Double-Walled Flex | Pressurized
Circle K 2706693 | 3720 MACON RD | COLUMBUS | Muscogee | 9106025 | 2 |  | 1996-08-26 | FALSE | 1996-08-26 | FALSE | Currently in Use | Gas (Historical Use) | 10000 | Steel-Impressed Current | 1988-01-01 |  | Steel (Impressed Current) | Pressurized
KENDRICK CONCRETE | 2600 M L KING JR DRIVE | COLUMBUS | Muscogee | 9106161 | 1 | [5 empty] | Removed from Ground | Diesel | 3000 | Not Marked/Unknown | 1998-04-20 | 1998-04-20 | Not Marked
Circle K 2706749 | 1715 S LUMPKIN RD | COLUMBUS | Muscogee | 1060167 | F | Flapper Valve | 1996-07-25 | FALSE | 1996-07-25 | FALSE | Currently in Use | Kerosene | 4000 | Fiberglass | 1996-06-20 |  | Fiberglass Reinforced Plastic | Pressurized
THE MEDICAL CENTER | 710 CENTER ST N SIDE OF BUILDING | COLUMBUS | Muscogee | 9106064 | 3 | Flapper Valve | 1993-10-28 | FALSE | 1993-10-28 | FALSE | Currently in Use | Diesel | 20000 | Fiberglass Double Walled | 1993-10-28 |  | Double-Walled Fiberglass | Pressurized
COLUMBUS GA RCAG | OLD RIVER RD | FORTSON | Muscogee | 1060138 | 1 | [5 empty] | Removed from Ground | Gas (Historical Use) | 1000 | Bare Steel | 1970-04-27 | 1994-08-01 | Bare Steel
LIVINGSTON STORAGE & TRANSFER CO | 4301 ALLIED DR | COLUMBUS | Muscogee | 1060243 | 1 | [5 empty] | Removed from Ground | Gas (Historical Use) | 8000 | Bare Steel | 1961-05-07 | 1991-10-01 | Galvanized Steel
Circle K 2706749 | 1715 S LUMPKIN RD | COLUMBUS | Muscogee | 1060167 | 6 | Flapper Valve | 1996-07-25 | FALSE | 1996-07-25 | FALSE | Currently in Use | Diesel | 10000 | Fiberglass | 1996-06-20 |  | Fiberglass Reinforced Plastic | Pressurized
KINNETT DAIRIES INC | 1243 6TH AVE | COLUMBUS | Muscogee | 1060148 | 2 | [5 empty] | Permanently Out of Use - historical purposes | Diesel | 10000 | Bare Steel | 1976-04-13 | 1899-12-31 | Galvanized Steel
PCA 4 / USA GAS STATION | 12100 MACON RD / US Hwy 80 | UPATOI | Muscogee | 1060311 | 6 | Ball Float | 1998-01-01 | FALSE | 1998-01-01 | FALSE | Temporarily out of use | Diesel | 2000 | Galvanic (STIP-3) | 1998-01-01 |  | Fiberglass Reinforced Plastic | Pressurized
CONTINTENAL PET SALON | 2223 WYNNTON ROAD | COLUMBUS | Muscogee | 10001732 | 2 |  |  | FALSE |  | FALSE | Removed from Ground | Gas (Historical Use) | 2000 | Bare Steel | 2009-03-18 | 2009-03-18
LITTLE BOBS | 3864 SAINT MARYS RD | COLUMBUS | Muscogee | 10002594 | 2 | Overfill Alarm | 2017-07-13 | FALSE | 2017-07-13 | FALSE | Currently in Use | Premium | 4000 | Tank Jacket | 2017-07-13 |  | Double-Walled Fiberglass | Pressurized
Circle K 2706749 | 1715 S LUMPKIN RD | COLUMBUS | Muscogee | 1060167 | 1 | [5 empty] | Removed from Ground | Gas (Historical Use) | 10270 | Bare Steel | 1978-04-06 | 1996-03-01 | Galvanized Steel
THE MEDICAL CENTER | 710 CENTER ST N SIDE OF BUILDING | COLUMBUS | Muscogee | 9106064 | 1 | [5 empty] | Removed from Ground | Diesel | 5000 | Not Marked/Unknown | 1992-11-16 | 1992-11-16 | Not Marked
PCA 4 / USA GAS STATION | 12100 MACON RD / US Hwy 80 | UPATOI | Muscogee | 1060311 | 4 | Ball Float | 1998-01-01 | FALSE | 1998-01-01 | FALSE | Temporarily out of use | Gas (Historical Use) | 4000 | Galvanic (STIP-3) | 1998-01-01 |  | Fiberglass Reinforced Plastic | Pressurized
WALMART NEIGHBORHOOD MARKET #4426 | 1042 MANCHESTER EXPRESSWAY | COLUMBUS | Muscogee | 10002530 | 2B | Ball Float | 2015-10-15 | FALSE | 2015-10-15 | FALSE | Currently in Use | Premium | 7000 | Fiberglass Double Walled | 2015-08-20 |  | Double-Walled Flex | Pressurized
BOBBY STEVENS HAULING CO INC | 3223 SMITH RD | FORTSON | Muscogee | 1060227 | 1 | [5 empty] | Removed from Ground | Diesel | 0 | Bare Steel | 1972-04-26 | 1999-04-01 | Galvanized Steel
BOBBY STEVENS HAULING CO INC | 3223 SMITH RD | FORTSON | Muscogee | 1060227 | 3B | Flapper Valve | 1999-01-25 | FALSE | 1999-01-25 | FALSE | Temporarily out of use | Regular | 2000 | Composite | 1999-01-25 |  | Fiberglass Reinforced Plastic | Safe Suction (Euro)
HARDAWAY CO | 335 ANDREWS RD | COLUMBUS | Muscogee | 9106051 | 1 | [5 empty] | Removed from Ground | Gas (Historical Use) | 500 | Marked Unknown | 1992-05-29 | 1992-05-29 | Unknown
SNACK ATTACK #23 | 5426 VETERANS PKWY | COLUMBUS | Muscogee | 1060333 | 2 |  | 1999-12-01 |  | 1999-12-01 |  | Removed from Ground | Gas (Historical Use) | 6000 | Cathodically Protected Steel | 1981-05-09 | 2005-03-30 | Double-Walled Fiberglass | Pressurized
CIRCLE K 2706685 | 1645 MANCHESTER EXPY | COLUMBUS | Muscogee | 1060327 | 6 | Flapper Valve | 1996-08-23 |  | 1996-08-23 |  | Closed in Ground | Gas (Historical Use) | 8000 | Steel-Impressed Current | 1985-05-08 | 2010-03-12 | Steel (Impressed Current) | Pressurized
CIRCLE K 2706685 | 1645 MANCHESTER EXPY | COLUMBUS | Muscogee | 1060327 | 9 | Flapper Valve | 2010-02-01 | FALSE | 2010-02-01 | FALSE | Currently in Use | Regular | 12000 | Fiberglass Double Walled | 2010-02-01 |  | Double-Walled Fiberglass | Pressurized
CIRCLE K 2706685 | 1645 MANCHESTER EXPY | COLUMBUS | Muscogee | 1060327 | 8 | Flapper Valve | 1996-08-23 |  | 1996-08-23 |  | Removed from Ground | Kerosene | 1000 | Steel-Impressed Current | 1985-05-08 | 2010-03-20 | Steel (Impressed Current) | Safe Suction (Euro)
LAFARGE BUILDING MATERIALS INC | 5118 MILLER RD | COLUMBUS | Muscogee | 1060224 | 3 |  | 2001-09-18 |  | 2001-09-18 |  | Closed in Ground | Diesel | 12000 | Composite | 2001-09-17 | 2011-05-03 | Flex | Safe Suction (Euro)
12th Ave BP | 1801 12th Ave | COLUMBUS | Muscogee | 1060372 | 2 | [5 empty] | Removed from Ground | Gas (Historical Use) | 2000 | Bare Steel | 1974-05-11 | 1992-12-04 | Bare Steel
ABF FREIGHT SYSTEMS/FOUR STAR FR | 1059 CENTER ST | COLUMBUS | Muscogee | 1060392 | 2 | [5 empty] | Removed from Ground | Empty | 5000 | Bare Steel | 1955-05-15 | 1992-05-27 | Galvanized Steel
REESES | 2047 WARM SPRINGS RD | COLUMBUS | Muscogee | 1060181 | 1 |  |  | FALSE |  | FALSE | Closed in Ground | Gas (Historical Use) | 4000 | Bare Steel | 1961-05-07 | 1988-01-15 | Galvanized Steel | Safe Suction (Euro)
COLUMBUS TECHNICAL INSTITUTE | 928 MANCHESTER EXPY | COLUMBUS | Muscogee | 1060130 | 4 |  |  | TRUE |  | TRUE | Removed from Ground | Used Oil | 500 | Bare Steel | 1975-04-24 | 2008-02-21 | Not Marked
MCCULLOH'S CHEVRON/#43370 | 3161 MACON RD | COLUMBUS | Muscogee | 1060151 | 3 | Ball Float | 1985-04-01 | FALSE | 1985-04-01 | FALSE | Currently in Use | Regular | 10000 | Fiberglass | 1985-04-23 |  | Fiberglass Reinforced Plastic | Pressurized
BP #1 | 4416 VETERANS PKWY | COLUMBUS | Muscogee | 9000479 | 2 | [5 empty] | Permanently Out of Use - historical purposes | Diesel | 0 | Not Marked/Unknown |  | 1899-12-31 | Not Marked
CONTINTENAL PET SALON | 2223 WYNNTON ROAD | COLUMBUS | Muscogee | 10001732 | 1 |  |  | FALSE |  | FALSE | Removed from Ground | Gas (Historical Use) | 2000 | Bare Steel | 2009-03-18 | 2009-03-18
SERVICE STATION/FORMER | CUSSETA RD & 32ND AVE | COLUMBUS | Muscogee | 9106057 | 1 | [5 empty] | Removed from Ground | Other | 1 | Marked Unknown | 1993-01-01 | 1993-01-01 | Unknown
PCA 4 / USA GAS STATION | 12100 MACON RD / US Hwy 80 | UPATOI | Muscogee | 1060311 | 3 | Ball Float | 1998-01-01 | FALSE | 1998-01-01 | FALSE | Temporarily out of use | Gas (Historical Use) | 4000 | Galvanic (STIP-3) | 1998-01-01 |  | Fiberglass Reinforced Plastic | Pressurized
COVAN WORLDWIDE MOVING | 1801 BLANCHARD BLVD | COLUMBUS | Muscogee | 9106177 | 2 | [5 empty] | Removed from Ground | Diesel | 10000 | Bare Steel | 1999-03-16 | 1999-03-16 | Bare Steel
COLUMBUS CONSOLIDATED GOVERNMENT | NW CORNER OF 1ST AVE & 14TH ST | COLUMBUS | Muscogee | 9106169 | 2 | [5 empty] | Removed from Ground | Gas (Historical Use) | 1000 | Bare Steel | 1998-07-20 | 1998-07-20 | Bare Steel | Safe Suction (Euro)
COLUMBUS TRACTOR & MACHINERY CO | 30 PARKMAN AVE | COLUMBUS | Muscogee | 1060416 | 3 | [5 empty] | Closed in Ground | Gas (Historical Use) | 1000 | Bare Steel | 1983-11-05 | 1993-11-01 | Galvanized Steel
CROWN CENTRAL/COLUMBUS TERMINAL | 4840 MILLER RD @ WARM SPRINGS RD | COLUMBUS | Muscogee | 1060164 | 4 | [5 empty] | Removed from Ground | Gas (Historical Use) | 1000 | Bare Steel | 1982-04-05 | 1991-04-01 | Galvanized Steel
CROWN CENTRAL/COLUMBUS TERMINAL | 4840 MILLER RD @ WARM SPRINGS RD | COLUMBUS | Muscogee | 1060164 | 5 | [5 empty] | Removed from Ground | Other | 285 | Bare Steel | 1991-04-01 | 1991-04-01 | Galvanized Steel
COLUMBUS TRACTOR & MACHINERY CO | 30 PARKMAN AVE | COLUMBUS | Muscogee | 1060416 | 1 | [5 empty] | Closed in Ground | Diesel | 1000 | Bare Steel | 1983-11-05 | 1993-11-01 | Galvanized Steel
CROWN CENTRAL/COLUMBUS TERMINAL | 4840 MILLER RD @ WARM SPRINGS RD | COLUMBUS | Muscogee | 1060164 | 1 | [5 empty] | Removed from Ground | Diesel | 6000 | Bare Steel | 1975-04-07 | 1994-02-19 | Bare Steel | Safe Suction (Euro)
COLUMBUS CONSOLIDATED GOVERNMENT | NW CORNER OF 1ST AVE & 14TH ST | COLUMBUS | Muscogee | 9106169 | 3 |  |  | TRUE |  | TRUE | Removed from Ground | Used Oil | 750 | Bare Steel | 1998-07-20 | 1998-07-20 | Bare Steel | Safe Suction (Euro)
SOUTHERN BELL/R3215 | 1251 13TH ST | COLUMBUS | Muscogee | 9106045 | 1 | [5 empty] | Permanently Out of Use - historical purposes | Other | 550 | Not Marked/Unknown | 1982-01-01 | 1899-12-31 | Not Marked
FORMER UNILIFE BLDG | 1242 6TH AVE | COLUMBUS | Muscogee | 9106100 | 1 | [5 empty] | Removed from Ground | Gas (Historical Use) | 550 | Bare Steel | 1994-11-01 | 1994-11-01 | Bare Steel | Suction (American)
ANGUS TAYLOR | 220 THIRTY EIGHTH ST | COLUMBUS | Muscogee | 9106109 | 3 | [5 empty] | Removed from Ground | Gas (Historical Use) | 6000 | Bare Steel | 1968-05-01 | 1998-10-29 | Galvanized Steel | Suction (American)
CROWN CENTRAL/COLUMBUS TERMINAL | 4840 MILLER RD @ WARM SPRINGS RD | COLUMBUS | Muscogee | 1060164 | 3 | [5 empty] | Permanently Out of Use - historical purposes | Other | 3000 | Unknown | 1989-01-01 | 1899-12-31 | Galvanized Steel
Circle K 2706678 | 215 FOURTH ST | COLUMBUS | Muscogee | 9000290 | 3 | Flapper Valve | 1996-09-03 |  | 1996-09-03 |  | Removed from Ground | Gas (Historical Use) | 8000 | Steel-Impressed Current | 1980-05-09 | 2015-09-09 | Fiberglass Reinforced Plastic | Pressurized
1ST AVE | 1445 1ST AVE | COLUMBUS | Muscogee | 9106168 | 3 | [5 empty] | Removed from Ground | Gas (Historical Use) | 750 | Bare Steel | 1998-07-22 | 1998-07-22 | Bare Steel | Safe Suction (Euro)
HOUSING AUTHORITY OF COLUMBUS G | 1000 WYNNTON RD | COLUMBUS | Muscogee | 9106008 | 1 | [5 empty] | Removed from Ground | Gas (Historical Use) | 500 | Bare Steel | 1960-01-01 | 1998-06-22 | Unknown
FORMER ATLANTIC ICE & COAL STORA | INTERSECTION OF FIRST & 17TH ST | COLUMBUS | Muscogee | 9106147 | 2 | [5 empty] | Removed from Ground | Diesel | 500 | Not Marked/Unknown | 1997-08-08 | 1997-08-08 | Not Marked
COLUMBUS PLANT | FIRST AVE & 38TH ST | COLUMBUS | Muscogee | 1060315 | 1 | [5 empty] | Removed from Ground | Diesel | 30000 | Bare Steel | 1956-05-15 | 1988-09-01 | Bare Steel
COLUMBUS CONSOLIDATED GOVERNMENT | NW CORNER OF 1ST AVE & 14TH ST | COLUMBUS | Muscogee | 9106169 | 1 | [5 empty] | Removed from Ground | Gas (Historical Use) | 1000 | Bare Steel | 1998-07-20 | 1998-07-20 | Bare Steel | Safe Suction (Euro)
ANGUS TAYLOR | 220 THIRTY EIGHTH ST | COLUMBUS | Muscogee | 9106109 | 1 | [5 empty] | Removed from Ground | Gas (Historical Use) | 6000 | Bare Steel | 1968-05-01 | 1998-10-29 | Galvanized Steel | Suction (American)
MALOOF MOTOR CO | 1801 BOX RD | COLUMBUS | Muscogee | 1060317 | 1 | [5 empty] | Removed from Ground | Gas (Historical Use) | 500 | Bare Steel | 1972-05-05 | 1989-12-14 | Unknown
SEARS #1145 | 3012 MACON RD | COLUMBUS | Muscogee | 1060005 | 1 | [5 empty] | Removed from Ground | Gas (Historical Use) | 10000 | Bare Steel | 1982-05-08 | 1987-02-01 | Galvanized Steel
MALOOF MOTOR CO | 1801 BOX RD | COLUMBUS | Muscogee | 1060317 | 2 |  |  | TRUE |  | TRUE | Removed from Ground | Used Oil | 500 | Bare Steel | 1972-05-05 | 1989-12-14 | Unknown
SEARS #1145 | 3012 MACON RD | COLUMBUS | Muscogee | 1060005 | 4 |  |  | TRUE |  | TRUE | Removed from Ground | Used Oil | 500 | Marked Unknown | 1968-01-01 | 1993-11-16 | Unknown
SMITH & NEPHEW PERRY | 1333 BELFAST AVE | COLUMBUS | Muscogee | 9106013 | 2 | [5 empty] | Removed from Ground | Other | 8000 | Fiberglass | 1988-01-01 | 1990-12-28 | Galvanized Steel
Circle K 2706744 | 5919 MILLER RD | COLUMBUS | Muscogee | 9106005 | 2 | Flapper Valve | 1998-08-01 | FALSE | 1998-08-01 | FALSE | Currently in Use | Diesel | 8000 | Composite | 1986-03-17 |  | Fiberglass Reinforced Plastic | Pressurized
MANCHESTER EXPWY SHELL | 3427 MANCHESTER EXPWY | COLUMBUS | Muscogee | 9106040 | 3 | [5 empty] | Removed from Ground | Empty | 4000 | Bare Steel | 1964-01-01 | 1989-10-20 | Not Marked
HOP IN 100509 | 8200 WILLIAMS WAY | COLUMBUS | Muscogee | 9106165 | 3 | Ball Float | 1997-12-01 | FALSE | 1997-12-01 | FALSE | Currently in Use | Diesel | 8000 | Fiberglass Double Walled | 1997-12-01 |  | Double-Walled Fiberglass | Pressurized
EXPRESSWAY CHEVRON #43369 | 2705 MANCHESTER RD | COLUMBUS | Muscogee | 9000353 | 4 |  |  | TRUE |  | TRUE | Removed from Ground | Used Oil | 1000 | Fiberglass | 1983-04-24 | 1989-10-12 | Fiberglass Reinforced Plastic
EXPRESSWAY CHEVRON #43369 | 2705 MANCHESTER RD | COLUMBUS | Muscogee | 9000353 | 5 | Ball Float | 1990-01-10 | FALSE | 1990-01-10 | FALSE | Currently in Use | Regular | 10000 | Fiberglass | 1989-09-05 |  | Fiberglass Reinforced Plastic | Pressurized
TIRE CITY PROPERTY | HAMILTON RD/MANCHESTER EXPWAY | COLUMBUS | Muscogee | 9000401 | 2 |  |  | FALSE |  | FALSE | Removed from Ground | Not Marked/Tank Removed | 0 | Unknown |  | 1899-12-31
SWIFT SPINNING MILLS INC | SW CORNER SECOND AVE & THIRY FIFTH ST | COLUMBUS | Muscogee | 10000304 | 2 |  |  | FALSE |  | FALSE | Removed from Ground | Not Marked/Tank Removed | 4000 | Unknown |  | 1899-12-31
WACHOVIA BANK | 101 13TH STREET | COLUMBUS | Muscogee | 10000767 | 1 |  |  | FALSE |  | FALSE | Removed from Ground | Not Marked/Tank Removed | 0 | Unknown |  | 1899-12-31
ABANDONED UST | 951 TALBOTTON RD | COLUMBUS | Muscogee | 10002650 | 4 |  |  | FALSE |  | FALSE | Removed from Ground | Gas (Historical Use) | 3000 | Bare Steel | 2017-01-06 | 2017-01-06
Circle K 2706712 | 7330 VETERANS PKWY | COLUMBUS | Muscogee | 9106173 | 1 | Flapper Valve | 1998-09-15 | FALSE | 1998-09-15 | FALSE | Currently in Use | Premium | 12000 | Composite | 1998-09-15 |  | Double-Walled Flex | Pressurized
KENDRICK CONCRETE | 2600 M L KING JR DRIVE | COLUMBUS | Muscogee | 9106161 | 2 | [5 empty] | Removed from Ground | Diesel | 0 | Not Marked/Unknown | 1998-04-20 | 1998-04-20 | Not Marked
MARATHON FOOD MART | 5700 WARM SPRINGS RD | COLUMBUS | Muscogee | 9106184 | 2 | Ball Float | 2001-01-15 | FALSE | 2001-01-15 | FALSE | Currently in Use | Premium | 6000 | Fiberglass Double Walled | 2001-01-15 |  | Flex | Pressurized
Circle K 2706749 | 1715 S LUMPKIN RD | COLUMBUS | Muscogee | 1060167 | 3 | [5 empty] | Removed from Ground | Gas (Historical Use) | 15060 | Bare Steel | 1974-04-07 | 1996-03-01 | Galvanized Steel | Pressurized
CHEVRON FOOD MART | 7160 MOON RD | COLUMBUS | Muscogee | 10001543 | 3 | Ball Float | 2007-08-25 | FALSE | 2007-08-25 | FALSE | Currently in Use | Diesel | 6000 | Composite | 2007-08-25 |  | Double-Walled Fiberglass | Pressurized
HOP IN 100506 | 7890 VETERANS PKWY | COLUMBUS | Muscogee | 9106102 | 3 | Ball Float | 1994-08-19 | FALSE | 1994-08-19 | FALSE | Currently in Use | Diesel | 8000 | Fiberglass | 1994-08-19 |  | Fiberglass Reinforced Plastic | Pressurized
HAMILTON RD CHEVRON | 5731 VETERANS PKWY | COLUMBUS | Muscogee | 9106107 | 1 | Ball Float | 1995-02-18 | FALSE | 1995-02-18 | FALSE | Currently in Use | Gas (Historical Use) | 10000 | Composite | 1995-02-18 |  | Flex | Pressurized
LITHO-KROME CO | 1039 13TH ST | COLUMBUS | Muscogee | 1060117 | 2 | [5 empty] | Removed from Ground | Hazardous Substance | 1000 | Composite | 1980-03-15 | 1992-03-01 | Bare Steel
JAMES O WAGES | 3848 HAMILTON RD | COLUMBUS | Muscogee | 1060302 | 4 | [5 empty] | Removed from Ground | Gas (Historical Use) | 1000 | Bare Steel | 1956-05-15 | 1990-06-01 | Galvanized Steel
GREEN ISLAND COUNTRY CLUB | 6501 STANDING BOY RD | COLUMBUS | Muscogee | 1060306 | 1 | [5 empty] | Removed from Ground | Gas (Historical Use) | 1000 | Bare Steel | 1974-05-11 | 1899-12-31 | Galvanized Steel
MURPHY USA #7448 | 6469 GATEWAY RD | COLUMBUS | Muscogee | 10001648 | 1 | Ball Float | 2008-11-03 | FALSE | 2008-11-03 | FALSE | Currently in Use | Gas (Historical Use) | 20000 | Fiberglass Double Walled | 2008-09-18 |  | Double-Walled Fiberglass | Pressurized
RK FOOD MART | 4640 WARM SPRINGS RD | COLUMBUS | Muscogee | 10002009 | 3 | Flapper Valve | 2011-01-01 | FALSE | 2010-11-01 | FALSE | Currently in Use | Diesel | 6000 | Composite Double Walled | 2010-11-01 |  | Double-Walled Fiberglass | Pressurized
SOUTHEASTERN FREIGHT LINES | 3200 WILLIAMS RD | COLUMBUS | Muscogee | 9106026 | 1 | Flapper Valve | 1990-06-01 | FALSE | 1990-06-01 | FALSE | Currently in Use | Diesel | 12000 | Composite Double Walled | 1998-07-15 |  | Double-Walled Fiberglass | Pressurized
HOP IN 100495 | 4499 WARM SPRINGS CONNECTOR | COLUMBUS | Muscogee | 9106136 | 3 | Ball Float | 1996-05-16 | FALSE | 1996-05-16 | FALSE | Currently in Use | Premium | 8000 | Fiberglass Double Walled | 1996-05-16 |  | Double-Walled Fiberglass | Pressurized
Circle K 2706707 | 5155 WARM SPRINGS RD | COLUMBUS | Muscogee | 9000119 | 3 | [5 empty] | Removed from Ground | Gas (Historical Use) | 6000 | Bare Steel | 1978-05-07 | 1993-09-09 | Galvanized Steel
FLORIDA ROCK & TANK LINES INC | 5241 MILLER RD | COLUMBUS | Muscogee | 1060058 | 2 | Flapper Valve | 1991-10-01 | FALSE | 1991-10-01 | FALSE | Currently in Use | Diesel | 10000 | Composite | 1991-10-01 |  | Double-Walled Flex | Safe Suction (Euro)
SEARS #1145 | 3012 MACON RD | COLUMBUS | Muscogee | 1060005 | 2 | [5 empty] | Removed from Ground | Gas (Historical Use) | 10000 | Bare Steel | 1982-05-08 | 1987-02-01 | Galvanized Steel
COLUMBUS PLANT | FIRST AVE & 38TH ST | COLUMBUS | Muscogee | 1060315 | 2 | [5 empty] | Removed from Ground | Hazardous Substance | 3000 | Bare Steel | 1982-05-09 | 1987-09-30 | Not Marked
MERITAS YARNS DIVISION | 705 35TH STREET | COLUMBUS | Muscogee | 1060316 | 1 | [5 empty] | Removed from Ground | Diesel | 20000 | Bare Steel | 1956-05-15 | 1899-12-31 | Galvanized Steel
MURPHY USA #7448 | 6469 GATEWAY RD | COLUMBUS | Muscogee | 10001648 | 2B | Ball Float | 2008-11-03 | FALSE | 2008-11-03 | FALSE | Currently in Use | Gas (Historical Use) | 8000 | Fiberglass Double Walled | 2008-09-18 |  | Double-Walled Fiberglass | Pressurized
STORE #11 | 1790 WILLIAMS ROAD | COLUMBUS | Muscogee | 9106180 | 1 | Ball Float | 1999-02-01 | FALSE | 1999-02-01 | FALSE | Currently in Use | Gas (Historical Use) | 12000 | Fiberglass Double Walled | 1999-02-01 |  | Double-Walled Flex | Pressurized
BST/R4430 | 2424 WILLIAMS RD | COLUMBUS | Muscogee | 9106058 | 1 | [5 empty] | Removed from Ground | Gas (Historical Use) | 12000 | Cathodically Protected Steel | 1986-08-26 | 1993-09-10 | Fiberglass Reinforced Plastic | Pressurized
SAMS CLUB #8213 | 5448 Whittlesey Blvd. Boulevard | COLUMBUS | Muscogee | 10001284 | 2 | Flapper Valve | 2006-12-12 | FALSE | 2006-12-12 | FALSE | Currently in Use | Gas (Historical Use) | 20000 | Fiberglass Double Walled | 2006-11-10 |  | Double-Walled Flex | Pressurized
COLUMBUS CABINET COMPANY | 6047 COCA COLA BOULEVARD | COLUMBUS | Muscogee | 10000586 | 1 |  |  | FALSE |  | FALSE | Removed from Ground | Diesel | 900 | Bare Steel | 2003-10-02 | 2003-10-02
NO FACILITY NAME | 2815 WEST BRITT DAVID RD | COLUMBUS | Muscogee | 9106073 | 3 | [5 empty] | Removed from Ground | Gas (Historical Use) | 2000 | Bare Steel | 1993-04-29 | 1993-04-29 | Bare Steel | Safe Suction (Euro)
HOP IN 100495 | 4499 WARM SPRINGS CONNECTOR | COLUMBUS | Muscogee | 9106136 | 2 | Ball Float | 1996-05-16 | FALSE | 1996-05-16 | FALSE | Currently in Use | Regular | 8000 | Fiberglass Double Walled | 1996-05-16 |  | Double-Walled Fiberglass | Pressurized
COLUMBUS REGIONAL AIRPORT | 3250 BRITT DAVID ROAD | COLUMBUS | Muscogee | 9106092 | 10 | [5 empty] | Removed from Ground | Other | 10000 | Bare Steel | 1999-02-23 | 1999-02-23 | Cathodically Protected | Suction (American)
COLUMBUS REGIONAL AIRPORT | 3250 BRITT DAVID ROAD | COLUMBUS | Muscogee | 9106092 | 5 | [5 empty] | Removed from Ground | Other | 20000 | Bare Steel | 1999-02-23 | 1999-02-23 | Cathodically Protected | Suction (American)
COLUMBUS REGIONAL AIRPORT | 3250 BRITT DAVID ROAD | COLUMBUS | Muscogee | 9106092 | 4 | [5 empty] | Removed from Ground | Other | 20000 | Bare Steel | 1999-02-23 | 1999-02-23 | Cathodically Protected | Suction (American)
AFLAC AVIATION HANGER | 5290 B ARMOUR RD | COLUMBUS | Muscogee | 1060397 | 1 | Overfill Alarm | 1997-03-23 | FALSE | 1997-05-02 | FALSE | Currently in Use | Jet fuel | 15000 | Fiberglass | 1986-06-01 |  | Steel/FG Secondary containment | Safe Suction (Euro)
THONI OIL/MAGIC BENZOL GAS STA | 3324 BUENA VISTA RD | COLUMBUS | Muscogee | 1060386 | 5 | [5 empty] | Removed from Ground | Gas (Historical Use) | 3000 | Bare Steel | 1978-05-10 | 1991-07-11 | Galvanized Steel
Circle K 2706692 | 3841 MILLER RD | COLUMBUS | Muscogee | 1060247 | 6 | Ball Float | 1990-03-05 | FALSE | 1990-03-05 | FALSE | Currently in Use | Plus | 10000 | Galvanic (STIP-3) | 1990-01-11 |  | Fiberglass Reinforced Plastic | Pressurized
ONE STOP CONVENIENCE | 3701 BUENA VISTA RD | COLUMBUS | Muscogee | 1060239 | 1 | Flapper Valve | 1996-07-01 | FALSE | 1996-07-01 | FALSE | Removed from Ground | Kerosene | 3000 | Steel-Impressed Current | 1982-03-18 | 2020-08-10 | Fiberglass Reinforced Plastic | Safe Suction (Euro)
HOP IN 100496 | 3021 MACON RD | COLUMBUS | Muscogee | 1060045 | 5 | Ball Float | 2002-01-28 | FALSE | 2002-01-28 | FALSE | Currently in Use | Premium | 8000 | Fiberglass Double Walled | 2002-01-28 |  | Double-Walled Fiberglass | Pressurized
FRANKS AUTOMOTIVE | 3411 BUENA VISTA RD | COLUMBUS | Muscogee | 1060052 | 1 | [5 empty] | Removed from Ground | Gas (Historical Use) | 6000 | Bare Steel | 1986-05-08 | 1994-03-29 | Cathodically Protected
OIL SOUTH INC | 5041 MILLER RD | COLUMBUS | Muscogee | 1060338 | 9 |  |  | FALSE |  | FALSE | Removed from Ground | Diesel | 10000 |  | 2013-05-07 |  | Galvanized Steel | Pressurized
OIL SOUTH INC | 5041 MILLER RD | COLUMBUS | Muscogee | 1060338 | 8 |  |  | FALSE |  | FALSE | Removed from Ground | Kerosene | 10000 |  | 2013-05-07 |  | Galvanized Steel | Pressurized
OIL SOUTH INC | 5041 MILLER RD | COLUMBUS | Muscogee | 1060338 | 6 |  | 1998-12-22 | FALSE | 1998-12-22 | FALSE | Removed from Ground |  | 20000 |  | 2013-05-07 |  |  | Pressurized
TRANSMISSION SHOP/SVC STA | 904 10TH AVE | COLUMBUS | Muscogee | 1060322 | 4 | [5 empty] | Removed from Ground | Empty | 1000 | Bare Steel | 1968-05-06 | 1988-01-01 | Cathodically Protected
TRANSMISSION SHOP/SVC STA | 904 10TH AVE | COLUMBUS | Muscogee | 1060322 | 1 | [5 empty] | Removed from Ground | Empty | 5000 | Bare Steel | 1962-05-08 | 1988-01-01 | Unknown
JAMES O WAGES | 3848 HAMILTON RD | COLUMBUS | Muscogee | 1060302 | 5 |  |  | TRUE |  | TRUE | Removed from Ground | Used Oil | 550 | Bare Steel | 1956-05-15 | 1990-02-10 | Galvanized Steel
SAMS CLUB #8213 | 5448 Whittlesey Blvd. Boulevard | COLUMBUS | Muscogee | 10001284 | 3B | Flapper Valve | 2006-12-12 | FALSE | 2006-12-12 | FALSE | Currently in Use | Diesel | 12000 | Fiberglass Double Walled | 2006-11-10 |  | Double-Walled Flex | Pressurized
RENTAL SERVICES CORPORATION | 2400 WHITTLESEY ROAD | COLUMBUS | Muscogee | 9106156 | 2 | [5 empty] | Removed from Ground | Gas (Historical Use) | 1000 | Bare Steel | 1987-01-01 | 1997-12-09 | Not Marked
COLUMBUS REGIONAL AIRPORT | 3250 BRITT DAVID ROAD | COLUMBUS | Muscogee | 9106092 | 6 | [5 empty] | Removed from Ground | Gas (Historical Use) | 10000 | Bare Steel | 1999-02-23 | 1999-02-23 | Cathodically Protected | Suction (American)
COLUMBUS REGIONAL AIRPORT | 3250 BRITT DAVID ROAD | COLUMBUS | Muscogee | 9106092 | 8 | [5 empty] | Removed from Ground | Other | 550 | Bare Steel | 1999-02-23 | 1999-02-23 | Cathodically Protected | Suction (American)
MORNINGSIDE TEXACO | 4545 WARM SPRINGS RD | COLUMBUS | Muscogee | 1060008 | 2 | [5 empty] | Removed from Ground | Gas (Historical Use) | 3000 | Bare Steel | 1956-05-15 | 1992-11-09 | Galvanized Steel
B&C AVIATION | 5290 A ARMOUR RD | COLUMBUS | Muscogee | 1060067 | 1 |  | 1995-07-31 | FALSE | 1995-07-31 | FALSE | Closed in Ground |  | 12000 | Fiberglass | 1984-03-05 | 1999-10-13 | Fiberglass Reinforced Plastic | Pressurized
HOP IN 100496 | 3021 MACON RD | COLUMBUS | Muscogee | 1060045 | 4 | Ball Float | 2002-01-28 | FALSE | 2002-01-28 | FALSE | Currently in Use | Regular | 10000 | Fiberglass Double Walled | 2002-01-28 |  | Double-Walled Fiberglass | Pressurized
CITGO AT MLK | 1431 MARTIN LUTHER KING JR BLVD | COLUMBUS | Muscogee | 1060325 | 3 | Flapper Valve | 1998-12-01 |  | 1988-09-01 |  | Removed from Ground | Gas (Historical Use) | 5000 | Steel-Impressed Current | 1982-05-03 | 2013-08-01 | Steel (Impressed Current) | Pressurized
WARDLAW BP | 2037 BUENA VISTA RD | COLUMBUS | Muscogee | 1060305 | 4 | [5 empty] | Removed from Ground | Gas (Historical Use) | 2000 | Bare Steel | 1961-05-14 | 1994-12-01 | Galvanized Steel
WARDLAW BP | 2037 BUENA VISTA RD | COLUMBUS | Muscogee | 1060305 | 5 | [5 empty] | Removed from Ground | Gas (Historical Use) | 4000 | Bare Steel | 1983-05-09 | 1994-12-01 | Galvanized Steel
ONE STOP CONVENIENCE | 3701 BUENA VISTA RD | COLUMBUS | Muscogee | 1060239 | 2 | Flapper Valve | 1996-07-01 | FALSE | 1996-07-01 | FALSE | Removed from Ground | Diesel | 8000 | Steel-Impressed Current | 1982-03-18 | 2020-08-10 | Fiberglass Reinforced Plastic | Pressurized
BURTON CONTRACTORS | 1257 METRO DR | COLUMBUS | Muscogee | 1060271 | 2 | [5 empty] | Removed from Ground | Diesel | 8000 | Bare Steel | 1978-05-10 | 2006-09-11 | Galvanized Steel
ALEXANDER CONTR CO INC | 453 OLD BUENA VISTA RD | COLUMBUS | Muscogee | 1060274 | 2 | [5 empty] | Removed from Ground | Gas (Historical Use) | 1 | Galvanic (STIP-3) | 1994-04-29 | 1994-04-29
MORNINGSIDE TEXACO | 4545 WARM SPRINGS RD | COLUMBUS | Muscogee | 1060008 | 4 | [5 empty] | Removed from Ground | Diesel | 3000 | Bare Steel | 1973-05-11 | 1992-11-09 | Galvanized Steel
COLUMBUS PAPER CO | 807 JOY RD | COLUMBUS | Muscogee | 1060282 | 2 | [5 empty] | Removed from Ground | Diesel | 550 | Bare Steel | 1966-05-13 | 1992-11-01 | Galvanized Steel
BP/O&A AUTO SVC/ROOSEVELT RUGGS | 1216 MLK JR BLVD | COLUMBUS | Muscogee | 1060286 | 1 | [5 empty] | Removed from Ground | Gas (Historical Use) | 6000 | Bare Steel | 1966-05-13 | 1994-12-02 | Galvanized Steel | Safe Suction (Euro)
Circle K 2706707 | 5155 WARM SPRINGS RD | COLUMBUS | Muscogee | 9000119 | 5 | Ball Float | 1993-11-11 | FALSE | 1993-11-11 | FALSE | Currently in Use | Premium | 8000 | Galvanic (STIP-3) | 1993-10-26 |  | Fiberglass Reinforced Plastic | Pressurized
Circle K 2706707 | 5155 WARM SPRINGS RD | COLUMBUS | Muscogee | 9000119 | 4 | [5 empty] | Removed from Ground | Gas (Historical Use) | 6000 | Bare Steel | 1978-05-07 | 1993-09-09 | Galvanized Steel
NO FACILITY NAME | 2815 WEST BRITT DAVID RD | COLUMBUS | Muscogee | 9106073 | 2 | [5 empty] | Removed from Ground | Gas (Historical Use) | 2000 | Bare Steel | 1993-04-29 | 1993-04-29 | Bare Steel | Safe Suction (Euro)
MONEY BACK #11 | 4808 BUENA VISTA RD | COLUMBUS | Muscogee | 1060046 | 2 |  | 1996-06-10 |  | 1996-06-10 |  | Removed from Ground | Gas (Historical Use) | 10000 | Fiberglass | 1985-05-08 | 2000-09-05 | Fiberglass Reinforced Plastic | Pressurized
CORNER CUPBOARD #3 | 3857 MILGEN RD | COLUMBUS | Muscogee | 1060323 | 4 | Flapper Valve | 1998-12-01 | FALSE | 1998-12-01 | FALSE | Currently in Use | Diesel | 3000 | Steel-Impressed Current | 1985-05-02 |  | Steel (Impressed Current) | Pressurized
TRANSMISSION SHOP/SVC STA | 904 10TH AVE | COLUMBUS | Muscogee | 1060322 | 3 | [5 empty] | Removed from Ground | Empty | 2000 | Bare Steel | 1962-05-08 | 1988-01-01 | Unknown
GOO GOO CAR WASH | 3101 MERCURY DR | COLUMBUS | Muscogee | 1060342 | 3 | Flapper Valve | 2004-11-18 |  | 1996-07-24 |  | Removed from Ground | Gas (Historical Use) | 5000 | Steel-Impressed Current | 1976-05-10 | 2005-09-02 | Steel (Impressed Current) | Pressurized
EMILIOS AUTO REPAIR | 1714 WARM SPRINGS RD | COLUMBUS | Muscogee | 1060345 | 2 | [5 empty] | Removed from Ground | Gas (Historical Use) | 1000 | Bare Steel | 1973-05-11 | 1989-10-01 | Galvanized Steel
SOL LOEB CO | 5427 ARMOUR RD | COLUMBUS | Muscogee | 9106030 | 1 |  | 1989-05-30 |  | 1989-05-30 |  | Removed from Ground | Gas (Historical Use) | 1000 | Cathodically Protected Steel | 1989-05-30 | 2012-11-15 | Cathodically Protected
B&C AVIATION | 5290 A ARMOUR RD | COLUMBUS | Muscogee | 1060067 | 2 | Overfill Alarm | 1998-04-13 | FALSE | 1998-04-13 | FALSE | Currently in Use | Jet fuel | 12000 | Fiberglass Double Walled | 1998-04-12 |  | Double-Walled Flex | Safe Suction (Euro)
HOP IN 100496 | 3021 MACON RD | COLUMBUS | Muscogee | 1060045 | 6 | Ball Float | 2002-01-28 | FALSE | 2002-01-28 | FALSE | Currently in Use | Diesel | 8000 | Fiberglass Double Walled | 2002-01-28 |  | Double-Walled Fiberglass | Pressurized
CITGO AT MLK | 1431 MARTIN LUTHER KING JR BLVD | COLUMBUS | Muscogee | 1060325 | 2 |  | 1998-12-01 |  | 1988-09-01 |  | Removed from Ground | Gas (Historical Use) | 5000 | Steel-Impressed Current | 1982-05-03 | 2013-08-01 | Steel (Impressed Current) | Pressurized
WYNNTON RD BP | 1519 WYNNTON RD | COLUMBUS | Muscogee | 1060304 | 2 | Flapper Valve | 1998-12-17 |  | 1998-12-17 |  | Removed from Ground | Gas (Historical Use) | 6000 | Steel-Impressed Current | 1966-05-13 | 2005-04-01 | Steel (Impressed Current) | Pressurized
ALEXANDER CONTR CO INC | 453 OLD BUENA VISTA RD | COLUMBUS | Muscogee | 1060274 | 3 | Ball Float | 1994-02-14 | FALSE | 1995-02-14 | FALSE | Removed from Ground | Diesel | 2000 | Galvanic (STIP-3) | 1994-02-14 | 2019-06-25 | Fiberglass Reinforced Plastic | Pressurized
BP/O&A AUTO SVC/ROOSEVELT RUGGS | 1216 MLK JR BLVD | COLUMBUS | Muscogee | 1060286 | 2 | [5 empty] | Removed from Ground | Gas (Historical Use) | 6000 | Bare Steel | 1966-05-13 | 1994-12-02 | Galvanized Steel | Safe Suction (Euro)
MYSTIK FOOD MART | 645 BROWN AVE | COLUMBUS | Muscogee | 1060028 | 2 | Flapper Valve | 1998-09-03 | FALSE | 1998-09-03 | FALSE | Temporarily out of use | Empty | 6000 | Steel-Impressed Current | 1986-05-08 |  | Steel (Impressed Current) | Suction (American)
PENSKE TRUCK LEASING CO | 1100 MARTIN LUTHER KING JR BLVD | COLUMBUS | Muscogee | 1060068 | 2 | [5 empty] | Removed from Ground | Gas (Historical Use) | 2000 | Bare Steel | 1966-02-10 | 1996-01-09 | Galvanized Steel
TRUITT OIL & GAS CO INC | 3400 BUENA VISTA RD | COLUMBUS | Muscogee | 1060145 | 3 |  |  | TRUE |  | TRUE | Removed from Ground | Used Oil | 3000 | Bare Steel | 1957-04-28 | 1994-04-01 | Galvanized Steel
COLUMBUS REGIONAL AIRPORT | 3250 BRITT DAVID ROAD | COLUMBUS | Muscogee | 9106092 | 3 | [5 empty] | Removed from Ground | Other | 20000 | Bare Steel | 1999-02-23 | 1999-02-23 | Cathodically Protected | Suction (American)
INTERFAITH FOOD BANK/SANS SOUCI | 5928 COCA-COLA BLVD | COLUMBUS | Muscogee | 1060053 | 1 | [5 empty] | Removed from Ground | Diesel | 4000 | Bare Steel | 1980-05-09 | 1993-01-19 | Galvanized Steel | Safe Suction (Euro)
HOP IN 100496 | 3021 MACON RD | COLUMBUS | Muscogee | 1060045 | 2 |  | 1996-06-10 |  | 1996-06-10 |  | Removed from Ground | Gas (Historical Use) | 10000 | Steel-Impressed Current | 1985-05-08 | 2002-01-09 | Cathodically Protected | Pressurized
GOODYEAR/LEASED FACILITY | 1542 MANCHESTER EXWY | COLUMBUS | Muscogee | 1060385 | 1 |  |  | TRUE |  | TRUE | Closed in Ground | Used Oil | 0 | Bare Steel | 1986-05-05 | 2000-11-29 | Unknown
Circle K 2706692 | 3841 MILLER RD | COLUMBUS | Muscogee | 1060247 | 1 | [5 empty] | Removed from Ground | Gas (Historical Use) | 10000 | Bare Steel | 1971-05-11 | 1990-01-07 | Galvanized Steel
Circle K 2706692 | 3841 MILLER RD | COLUMBUS | Muscogee | 1060247 | 7 | Ball Float | 1990-03-05 | FALSE | 1990-03-05 | FALSE | Currently in Use | Premium | 10000 | Galvanic (STIP-3) | 1990-01-11 |  | Fiberglass Reinforced Plastic | Pressurized
CITGO AT MLK | 1431 MARTIN LUTHER KING JR BLVD | COLUMBUS | Muscogee | 1060325 | 4 | Flapper Valve | 1998-12-01 |  | 1988-09-01 |  | Removed from Ground | Gas (Historical Use) | 6000 | Steel-Impressed Current | 1982-05-03 | 2013-08-01 | Steel (Impressed Current) | Pressurized
EMILIOS AUTO REPAIR | 1714 WARM SPRINGS RD | COLUMBUS | Muscogee | 1060345 | 1 | [5 empty] | Removed from Ground | Gas (Historical Use) | 1000 | Bare Steel | 1973-05-11 | 1989-10-01 | Galvanized Steel
WYNNTON RD BP | 1519 WYNNTON RD | COLUMBUS | Muscogee | 1060304 | 1 | Flapper Valve | 1998-12-17 |  | 1998-12-17 |  | Removed from Ground | Gas (Historical Use) | 6000 | Steel-Impressed Current | 1966-05-13 | 2005-04-01 | Steel (Impressed Current) | Pressurized
WARDLAW BP | 2037 BUENA VISTA RD | COLUMBUS | Muscogee | 1060305 | 1 | [5 empty] | Removed from Ground | Gas (Historical Use) | 8000 | Bare Steel | 1970-05-12 | 1994-12-01 | Galvanized Steel
BIG TOM'S 2 | 2101 WYNNTON RD | COLUMBUS | Muscogee | 1060300 | 5 |  |  | TRUE |  | TRUE | Closed in Ground | Used Oil | 550 | Bare Steel | 1956-05-15 | 1988-02-01 | Galvanized Steel
PHILLIPS ON WEEMS B&C MINI MARKE | 3651 WEEMS RD | COLUMBUS | Muscogee | 1060220 | 2 | [5 empty] | Removed from Ground | Gas (Historical Use) | 2000 | Fiberglass | 1986-04-29 | 1993-03-17 | Galvanized Steel
KEN THOMAS HONDA | 1620 BOXWOOD DR | COLUMBUS | Muscogee | 1060366 | 1 | [5 empty] | Removed from Ground | Gas (Historical Use) | 1000 | Bare Steel | 1980-05-09 | 1993-08-28 | Galvanized Steel
Circle K 2706707 | 5155 WARM SPRINGS RD | COLUMBUS | Muscogee | 9000119 | 1 | [5 empty] | Removed from Ground | Gas (Historical Use) | 6000 | Bare Steel | 1978-05-07 | 1993-09-09 | Galvanized Steel
Circle K 2706707 | 5155 WARM SPRINGS RD | COLUMBUS | Muscogee | 9000119 | 7 | Ball Float | 1993-11-11 | FALSE | 1993-11-11 | FALSE | Currently in Use | Regular | 8000 | Galvanic (STIP-3) | 1993-10-26 |  | Fiberglass Reinforced Plastic | Pressurized
HAMILTON RD CHEVRON | 5731 VETERANS PKWY | COLUMBUS | Muscogee | 9106107 | 3 | Ball Float | 1995-02-18 | FALSE | 1995-02-18 | FALSE | Currently in Use | Diesel | 10000 | Composite | 1995-02-18 |  | Flex | Pressurized
PEEK PAVEMENT MARKING INC | 4444 MILLER RD | COLUMBUS | Muscogee | 1060102 | 1 | [5 empty] | Removed from Ground | Gas (Historical Use) | 1000 | Bare Steel | 1974-02-22 | 1983-01-01 | Galvanized Steel
FRANKS AUTOMOTIVE | 3411 BUENA VISTA RD | COLUMBUS | Muscogee | 1060052 | 3 | [5 empty] | Removed from Ground | Diesel | 560 | Bare Steel | 1985-05-08 | 1994-03-29 | Unknown
AFLAC AVIATION HANGER | 5290 B ARMOUR RD | COLUMBUS | Muscogee | 1060397 | 2 | Overfill Alarm | 2006-02-09 | FALSE | 2006-02-09 | FALSE | Currently in Use | Jet fuel | 25000 | Fiberglass Double Walled | 2006-02-09 |  | Steel/FG Secondary containment | Gravity
RENTAL SERVICES CORPORATION | 2400 WHITTLESEY ROAD | COLUMBUS | Muscogee | 9106156 | 1 | [5 empty] | Removed from Ground | Diesel | 1000 | Bare Steel | 1987-01-01 | 1997-12-09 | Not Marked
STORE #11 | 1790 WILLIAMS ROAD | COLUMBUS | Muscogee | 9106180 | 2 | Ball Float | 1999-02-01 | FALSE | 1999-02-01 | FALSE | Currently in Use | Gas (Historical Use) | 10000 | Fiberglass Double Walled | 1999-02-01 |  | Double-Walled Flex | Pressurized
HOP IN 100495 | 4499 WARM SPRINGS CONNECTOR | COLUMBUS | Muscogee | 9106136 | 1 | Ball Float | 1996-05-16 | FALSE | 1996-05-16 | FALSE | Currently in Use | Regular | 10000 | Fiberglass Double Walled | 1996-05-16 |  | Double-Walled Fiberglass | Pressurized
HOP IN 100506 | 7890 VETERANS PKWY | COLUMBUS | Muscogee | 9106102 | 2 | Ball Float | 1994-08-19 | FALSE | 1994-08-19 | FALSE | Currently in Use | Gas (Historical Use) | 8000 | Fiberglass | 1994-08-19 |  | Fiberglass Reinforced Plastic | Pressurized
UNITED OIL CO | MANCHESTER HWY | COLUMBUS | Muscogee | 1060413 | 2 | [5 empty] | Removed from Ground | Gas (Historical Use) | 10000 | Marked Unknown | 1986-04-29 | 1988-01-01 | Unknown
GOO GOO CAR WASH | 3101 MERCURY DR | COLUMBUS | Muscogee | 1060342 | 4 | Flapper Valve | 2004-11-18 |  | 1996-07-24 |  | Removed from Ground | Diesel | 5000 | Steel-Impressed Current | 1976-05-10 | 2005-09-02 | Steel (Impressed Current) | Pressurized
GOO GOO CAR WASH | 3101 MERCURY DR | COLUMBUS | Muscogee | 1060342 | 1 | Flapper Valve | 2004-11-18 |  | 1996-07-24 |  | Removed from Ground | Gas (Historical Use) | 5000 | Steel-Impressed Current | 1976-05-10 | 2005-09-02 | Steel (Impressed Current) | Pressurized
EMILIOS AUTO REPAIR | 1714 WARM SPRINGS RD | COLUMBUS | Muscogee | 1060345 | 3#NEW |  | 1990-03-08 |  | 1990-03-08 |  | Removed from Ground | Gas (Historical Use) | 3000 | Galvanic (STIP-3) | 1990-03-08 | 2015-09-08 | Fiberglass Reinforced Plastic
JAMES O WAGES | 3848 HAMILTON RD | COLUMBUS | Muscogee | 1060302 | 1 | [5 empty] | Removed from Ground | Gas (Historical Use) | 2000 | Bare Steel | 1976-05-10 | 1990-02-10 | Galvanized Steel
CHEVRON FOOD MART | 7160 MOON RD | COLUMBUS | Muscogee | 10001543 | 1 | Ball Float | 2007-08-01 | FALSE | 2007-08-01 | FALSE | Currently in Use | Regular | 15000 | Composite | 2007-08-25 |  | Double-Walled Fiberglass | Pressurized
SAMS CLUB #8213 | 5448 Whittlesey Blvd. Boulevard | COLUMBUS | Muscogee | 10001284 | 1 | Flapper Valve | 2006-12-12 | FALSE | 2006-12-12 | FALSE | Currently in Use | Gas (Historical Use) | 20000 | Fiberglass Double Walled | 2006-11-10 |  | Double-Walled Flex | Pressurized
GROCERY SUPPLY CO | 5101 TRANSPORT RD | COLUMBUS | Muscogee | 9106043 | 1 |  | 1987-09-01 |  |  |  | Removed from Ground | Diesel | 10000 | Cathodically Protected Steel | 1987-09-01 | 2001-06-01 | Cathodically Protected | Safe Suction (Euro)
HOP IN 100506 | 7890 VETERANS PKWY | COLUMBUS | Muscogee | 9106102 | 1 | Ball Float | 1994-08-19 | FALSE | 1994-08-19 | FALSE | Currently in Use | Gas (Historical Use) | 10000 | Fiberglass | 1994-08-19 |  | Fiberglass Reinforced Plastic | Pressurized
PEEK PAVEMENT MARKING INC | 4444 MILLER RD | COLUMBUS | Muscogee | 1060102 | 3 | [5 empty] | Closed in Ground | Other | 1500 | Concrete | 1974-02-22 | 1987-01-06 | Not Marked
COLUMBUS FIRE STATION #6 | 1126 BROWN AVE | COLUMBUS | Muscogee | 1060082 | 1 | [5 empty] | Removed from Ground | Diesel | 300 | Bare Steel | 1986-01-28 | 1993-09-29 | Galvanized Steel
UNITED OIL CO | MANCHESTER HWY | COLUMBUS | Muscogee | 1060413 | 1 | [5 empty] | Removed from Ground | Gas (Historical Use) | 10000 | Marked Unknown | 1986-04-29 | 1988-01-01 | Galvanized Steel
Circle K 2706692 | 3841 MILLER RD | COLUMBUS | Muscogee | 1060247 | 2 | [5 empty] | Removed from Ground | Gas (Historical Use) | 8000 | Bare Steel | 1950-01-07 | 1950-01-07 | Galvanized Steel
TRANSMISSION SHOP/SVC STA | 904 10TH AVE | COLUMBUS | Muscogee | 1060322 | 5 | [5 empty] | Removed from Ground | Empty | 500 | Bare Steel | 1962-05-08 | 1988-01-01 | Unknown
CITGO AT MLK | 1431 MARTIN LUTHER KING JR BLVD | COLUMBUS | Muscogee | 1060325 | 1 | Flapper Valve | 1998-12-01 |  | 1988-09-01 |  | Removed from Ground | Gas (Historical Use) | 3000 | Steel-Impressed Current | 1982-05-03 | 2013-08-01 | Steel (Impressed Current) | Pressurized
GOO GOO CAR WASH | 3101 MERCURY DR | COLUMBUS | Muscogee | 1060342 | 2 | Flapper Valve | 2004-11-18 |  | 1996-07-24 |  | Removed from Ground | Gas (Historical Use) | 5000 | Steel-Impressed Current | 1976-05-10 | 2005-09-02 | Steel (Impressed Current) | Pressurized
EMILIOS AUTO REPAIR | 1714 WARM SPRINGS RD | COLUMBUS | Muscogee | 1060345 | 2#NEW |  | 1990-03-08 |  | 1990-03-08 |  | Removed from Ground | Gas (Historical Use) | 2000 | Galvanic (STIP-3) | 1990-03-08 | 2015-09-08 | Fiberglass Reinforced Plastic | Pressurized
ONE STOP CONVENIENCE | 3701 BUENA VISTA RD | COLUMBUS | Muscogee | 1060239 | 5 | Flapper Valve | 1996-07-01 | FALSE | 1996-07-01 | FALSE | Removed from Ground | Premium | 12000 | Steel-Impressed Current | 1982-03-18 | 2020-08-10 | Fiberglass Reinforced Plastic | Pressurized
ONE STOP CONVENIENCE | 3701 BUENA VISTA RD | COLUMBUS | Muscogee | 1060239 | 4 | Flapper Valve | 1996-07-01 | FALSE | 1996-07-01 | FALSE | Removed from Ground | Regular | 12000 | Steel-Impressed Current | 1982-03-18 | 2020-08-10 | Fiberglass Reinforced Plastic | Pressurized
ALEXANDER CONTR CO INC | 453 OLD BUENA VISTA RD | COLUMBUS | Muscogee | 1060274 | 1#NEW | Ball Float | 1991-02-20 | FALSE | 1991-02-20 | FALSE | Removed from Ground | Diesel | 8000 | Galvanic (STIP-3) | 1991-02-20 | 2019-06-25 | Fiberglass Reinforced Plastic | Pressurized
AT&T | 2501 OLD WHITTLESEY RD | COLUMBUS | Muscogee | 1060314 | 1 | [5 empty] | Removed from Ground | Gas (Historical Use) | 10000 | Marked Unknown | 1970-01-01 | 1995-11-01 | Unknown
GREEN ISLAND COUNTRY CLUB | 6501 STANDING BOY RD | COLUMBUS | Muscogee | 1060306 | 2 | [5 empty] | Removed from Ground | Gas (Historical Use) | 550 | Bare Steel | 1970-05-12 | 1899-12-31 | Galvanized Steel
RK FOOD MART | 4640 WARM SPRINGS RD | COLUMBUS | Muscogee | 10002009 | 2 |  | 2011-01-01 | FALSE | 2010-11-01 | FALSE | Currently in Use | Regular | 6000 | Composite Double Walled | 2010-11-01 |  | Double-Walled Fiberglass | Pressurized
ITAPCO COLUMBUS INC | 5225 MILLER RD | COLUMBUS | Muscogee | 9106035 | 1 | [5 empty] | Removed from Ground | Other | 20000 | Bare Steel | 1997-09-23 | 1997-09-23 | Bare Steel | Pressurized
COLUMBUS REGIONAL AIRPORT | 3250 BRITT DAVID ROAD | COLUMBUS | Muscogee | 9106092 | 2 | [5 empty] | Removed from Ground | Other | 20000 | Bare Steel | 1999-02-23 | 1999-02-23 | Cathodically Protected | Suction (American)
CSG ATCT E/G | COLUMBUS AIRPORT | COLUMBUS | Muscogee | 1060136 | 1 | [5 empty] | Removed from Ground | Diesel | 1000 | Bare Steel | 1975-04-26 | 1994-09-01 | Galvanized Steel
COLUMBUS FIRE STATION #11 | 4617 WARM SPRINGS RD | COLUMBUS | Muscogee | 1060087 | 1 | [5 empty] | Removed from Ground | Diesel | 550 | Bare Steel | 1974-01-31 | 1899-12-31 | Galvanized Steel
HOP IN 100496 | 3021 MACON RD | COLUMBUS | Muscogee | 1060045 | 1 |  | 1996-06-10 |  | 1996-06-10 |  | Removed from Ground | Gas (Historical Use) | 10000 | Steel-Impressed Current | 1985-05-08 | 2002-01-09 | Cathodically Protected | Pressurized
Circle K 2706741 | 2102 WYNNTON RD | COLUMBUS | Muscogee | 1060238 | 1 | Ball Float | 1998-07-01 | FALSE | 1998-07-01 | FALSE | Currently in Use | Premium | 8000 | Steel-Impressed Current | 1980-03-18 |  | Fiberglass Reinforced Plastic | Pressurized
BP/O&A AUTO SVC/ROOSEVELT RUGGS | 1216 MLK JR BLVD | COLUMBUS | Muscogee | 1060286 | 3 | [5 empty] | Removed from Ground | Gas (Historical Use) | 6000 | Bare Steel | 1966-05-13 | 1994-12-02 | Galvanized Steel | Safe Suction (Euro)
SOUTHERN FOODS CONTINENTAL GRAIN | 1616 MURRAY ST | COLUMBUS | Muscogee | 1060106 | 3 |  |  | TRUE |  | TRUE | Removed from Ground | Other | 250 | Cathodically Protected Steel | 1971-02-09 | 1993-10-11 | Galvanized Steel
WYNNTON SHELL #390 | 2001 WYNNTON RD | COLUMBUS | Muscogee | 1060165 | 5 | Ball Float | 2007-11-07 | TRUE | 2007-11-07 | TRUE | Currently in Use | Regular | 12000 | Tank Jacket | 2008-03-10 |  | Double-Walled Fiberglass | Pressurized
FIRESTONE STORE #05F6/014818 | 3050 MACON RD | COLUMBUS | Muscogee | 1060212 | 4 |  |  | FALSE |  | FALSE | Removed from Ground | Gas (Historical Use) | 8000 | Unknown | 2002-01-30 | 2002-01-30 | Unknown
CHEVRON #40224 | 3782 BUENA VISTA RD | COLUMBUS | Muscogee | 1060060 | 4 |  |  | TRUE |  | TRUE | Removed from Ground | Used Oil | 550 | Bare Steel | 1969-04-27 | 1987-05-01 | Galvanized Steel
CHEVRON #40224 | 3782 BUENA VISTA RD | COLUMBUS | Muscogee | 1060060 | 1 | [5 empty] | Removed from Ground | Gas (Historical Use) | 10000 | Bare Steel | 1969-04-27 | 1987-05-01 | Galvanized Steel
OPTIMAL FOOD MART | 3712 BUENA VISTA RD | COLUMBUS | Muscogee | 9106123 | 4 | Ball Float |  | TRUE | 1988-12-01 | TRUE | Removed from Ground | Used Oil | 1000 | Steel-Impressed Current | 1988-12-01 | 2004-03-15 | Double-Walled Fiberglass | Gravity Fed
RIBO CORP | 532 ANDREWS RD | COLUMBUS | Muscogee | 9106075 | 2 | [5 empty] | Removed from Ground | Diesel | 0 | Bare Steel | 1994-06-17 | 1994-06-17 | Galvanized Steel
SMITH & NEPHEW PERRY | 401 OLD BROWN AVE | COLUMBUS | Muscogee | 9106036 | 1 | [5 empty] | Removed from Ground | Diesel | 6000 | Bare Steel | 1975-01-01 | 1990-04-01 | Galvanized Steel
AT&T | 2501 OLD WHITTLESEY RD | COLUMBUS | Muscogee | 1060314 | 2 | [5 empty] | Removed from Ground | Empty | 600 | Bare Steel | 1970-01-01 | 1995-11-01 | Bare Steel | Gravity Fed
JAMES O WAGES | 3848 HAMILTON RD | COLUMBUS | Muscogee | 1060302 | 3 | [5 empty] | Removed from Ground | Gas (Historical Use) | 1000 | Bare Steel | 1956-05-15 | 1990-02-10 | Galvanized Steel
SAMS CLUB #8213 | 5448 Whittlesey Blvd. Boulevard | COLUMBUS | Muscogee | 10001284 | 3A | Flapper Valve | 2006-12-12 | FALSE | 2006-12-12 | FALSE | Currently in Use | Gas (Historical Use) | 8000 | Fiberglass Double Walled | 2006-11-10 |  | Double-Walled Flex | Pressurized
MORNINGSIDE TEXACO | 4545 WARM SPRINGS RD | COLUMBUS | Muscogee | 1060008 | 5 |  |  | TRUE |  | TRUE | Removed from Ground | Used Oil | 560 | Bare Steel | 1992-11-09 | 1992-11-09 | Not Marked | Gravity Fed
FLORIDA ROCK & TANK LINES INC | 5241 MILLER RD | COLUMBUS | Muscogee | 1060058 | 1 | [5 empty] | Removed from Ground | Diesel | 8000 | Bare Steel | 1975-05-09 | 1899-12-31 | Double-Walled Flex
ENSMINGER CRANE SERVICE | 2300 WHITTLESEY RD | COLUMBUS | Muscogee | 1060129 | 1 | [5 empty] | Removed from Ground | Diesel | 1000 | Bare Steel | 1985-04-14 | 1989-09-29 | Galvanized Steel
B&C AVIATION | 5290 A ARMOUR RD | COLUMBUS | Muscogee | 1060067 | 3 | Overfill Alarm | 1998-04-13 | FALSE | 1998-04-13 | FALSE | Currently in Use | Jet fuel | 12000 | Fiberglass Double Walled | 1998-04-12 |  | Double-Walled Flex | Safe Suction (Euro)
FRANKS AUTOMOTIVE | 3411 BUENA VISTA RD | COLUMBUS | Muscogee | 1060052 | 6 |  |  | FALSE |  | FALSE | Removed from Ground | Used Oil | 560 | Bare Steel | 2009-07-10 | 2009-07-10 | Bare Steel | Gravity Fed
OIL SOUTH INC | 5041 MILLER RD | COLUMBUS | Muscogee | 1060338 | 4 |  | 1998-12-22 | FALSE | 1998-12-22 | FALSE | Removed from Ground |  | 20000 |  | 2013-05-07 |  |  | Pressurized
OIL SOUTH INC | 5041 MILLER RD | COLUMBUS | Muscogee | 1060338 | 5 |  | 1998-12-22 | FALSE | 1998-12-22 | FALSE | Removed from Ground |  | 20000 |  | 2013-05-07 |  |  | Pressurized
WARDLAW BP | 2037 BUENA VISTA RD | COLUMBUS | Muscogee | 1060305 | 2 | [5 empty] | Removed from Ground | Gas (Historical Use) | 6000 | Bare Steel | 1970-05-12 | 1994-12-01 | Galvanized Steel
MCMATH TRUSSELL & TURNER CONST C | 135 BRENNAN RD | COLUMBUS | Muscogee | 1060415 | 1 | [5 empty] | Removed from Ground | Gas (Historical Use) | 10000 | Bare Steel | 1980-05-07 | 1999-02-01 | Galvanized Steel
BROWN AVE SHELL | 2052 WYNNTON RD | COLUMBUS | Muscogee | 1060352 | 2 | [5 empty] | Removed from Ground | Gas (Historical Use) | 6000 | Bare Steel | 1975-05-11 | 1995-05-30 | Galvanized Steel | Safe Suction (Euro)
TRUITT OIL & GAS CO INC | 3400 BUENA VISTA RD | COLUMBUS | Muscogee | 1060145 | 2 | [5 empty] | Removed from Ground | Gas (Historical Use) | 3000 | Bare Steel | 1957-04-28 | 1994-04-01 | Unknown
BAREFIELD SERVICE STATION | 5114 RIVER RD | COLUMBUS | Muscogee | 1060195 | 3 | Flapper Valve | 1997-06-01 | FALSE | 1997-06-01 | FALSE | Temporarily out of use | Premium | 5000 | Steel-Impressed Current | 1966-05-05 |  | Steel (Impressed Current) | Safe Suction (Euro)
CHEVRON STATION #40225 | 1810 WYNNTON RD | COLUMBUS | Muscogee | 1060059 | 3 | [5 empty] | Removed from Ground | Gas (Historical Use) | 10000 | Fiberglass | 1983-04-24 | 1990-10-19 | Fiberglass Reinforced Plastic
THONI OIL/MAGIC BENZOL GAS STA | 3324 BUENA VISTA RD | COLUMBUS | Muscogee | 1060386 | 3 | [5 empty] | Removed from Ground | Gas (Historical Use) | 3000 | Bare Steel | 1986-05-08 | 1991-07-11 | Galvanized Steel
CORNER CUPBOARD #3 | 3857 MILGEN RD | COLUMBUS | Muscogee | 1060323 | 1 | Flapper Valve | 1998-12-01 | FALSE | 1998-12-01 | FALSE | Currently in Use | Regular | 4000 | Steel-Impressed Current | 1985-05-02 |  | Steel (Impressed Current) | Pressurized
EMILIOS AUTO REPAIR | 1714 WARM SPRINGS RD | COLUMBUS | Muscogee | 1060345 | 1#NEW |  | 1990-03-08 |  | 1990-03-08 |  | Removed from Ground | Gas (Historical Use) | 2000 | Galvanic (STIP-3) | 1990-03-08 | 2015-09-08 | Fiberglass Reinforced Plastic | Pressurized
WYNNTON RD BP | 1519 WYNNTON RD | COLUMBUS | Muscogee | 1060304 | 3 | Flapper Valve | 1998-12-17 |  | 1998-12-17 |  | Removed from Ground | Gas (Historical Use) | 6000 | Steel-Impressed Current | 1966-05-13 | 2005-04-01 | Steel (Impressed Current) | Pressurized
BIG TOM'S 2 | 2101 WYNNTON RD | COLUMBUS | Muscogee | 1060300 | 2 | [5 empty] | Closed in Ground | Gas (Historical Use) | 1000 | Bare Steel | 1956-05-15 | 1988-02-01 | Galvanized Steel
PHILLIPS ON WEEMS B&C MINI MARKE | 3651 WEEMS RD | COLUMBUS | Muscogee | 1060220 | 5 | Ball Float | 1993-05-14 | FALSE | 1993-05-14 | FALSE | Currently in Use | Plus | 4000 | Galvanic (STIP-3) | 1993-05-14 |  | Fiberglass Reinforced Plastic | Pressurized
BROWN AVE SHELL | 2052 WYNNTON RD | COLUMBUS | Muscogee | 1060352 | 3 | [5 empty] | Removed from Ground | Gas (Historical Use) | 2000 | Bare Steel | 1975-05-11 | 1995-05-30 | Galvanized Steel | Safe Suction (Euro)
MYSTIK FOOD MART | 645 BROWN AVE | COLUMBUS | Muscogee | 1060028 | 3 | Flapper Valve | 1998-09-03 |  | 1998-09-03 |  | Temporarily out of use | Gas (Historical Use) | 6000 | Steel-Impressed Current | 1986-05-08 |  | Steel (Impressed Current) | Suction (American)
UPS TRUCK LEASING | 4333 /4331 ALLIED DR | COLUMBUS | Muscogee | 1060112 | 2 |  |  | TRUE |  | TRUE | Removed from Ground | Used Oil | 550 | Bare Steel | 1986-01-24 | 1994-06-09 | Galvanized Steel | Safe Suction (Euro)
LIBERTY ON BUENA VISTA RD | 3365 BUENA VISTA RD | COLUMBUS | Muscogee | 1060160 | 2 | Flapper Valve | 1989-12-01 | FALSE | 1989-12-01 | FALSE | Currently in Use | Regular | 15060 | Steel-Impressed Current | 1974-04-07 |  | Fiberglass Reinforced Plastic | Pressurized
WYNNTON SHELL #390 | 2001 WYNNTON RD | COLUMBUS | Muscogee | 1060165 | 2 |  | 1989-11-01 |  | 1989-11-04 |  | Closed in Ground | Gas (Historical Use) | 10270 | Steel-Impressed Current | 1980-04-05 | 2007-02-08 | Fiberglass Reinforced Plastic | Pressurized
BAREFIELD SERVICE STATION | 5114 RIVER RD | COLUMBUS | Muscogee | 1060195 | 4 | Flapper Valve | 1997-06-01 | FALSE | 1997-06-01 | FALSE | Currently in Use | Plus | 6000 | Steel-Impressed Current | 1966-05-05 |  | Steel (Impressed Current) | Safe Suction (Euro)
BAREFIELD SERVICE STATION | 5114 RIVER RD | COLUMBUS | Muscogee | 1060195 | 5 |  |  | TRUE |  | TRUE | Closed in Ground | Used Oil | 550 | Bare Steel | 1966-05-05 | 1998-12-17 | Galvanized Steel | Suction (American)
MORNINGSIDE TEXACO | 4545 WARM SPRINGS RD | COLUMBUS | Muscogee | 1060008 | 1 | [5 empty] | Removed from Ground | Gas (Historical Use) | 2000 | Bare Steel | 1956-05-15 | 1992-11-09 | Galvanized Steel
Circle K 2706741 | 2102 WYNNTON RD | COLUMBUS | Muscogee | 1060238 | 3 | Ball Float | 1998-07-01 | FALSE | 1998-07-01 | FALSE | Currently in Use | Regular | 12000 | Steel-Impressed Current | 1980-03-18 |  | Fiberglass Reinforced Plastic | Pressurized
PHILLIPS ON WEEMS B&C MINI MARKE | 3651 WEEMS RD | COLUMBUS | Muscogee | 1060220 | 4 | Ball Float | 1993-05-14 | FALSE | 1993-05-14 | FALSE | Currently in Use | Regular | 5000 | Galvanic (STIP-3) | 1993-05-14 |  | Fiberglass Reinforced Plastic | Pressurized
PHILLIPS ON WEEMS B&C MINI MARKE | 3651 WEEMS RD | COLUMBUS | Muscogee | 1060220 | 1 | [5 empty] | Removed from Ground | Gas (Historical Use) | 2000 | Fiberglass | 1983-04-30 | 1993-03-17 | Galvanized Steel
FLORIDA ROCK & TANK LINES INC | 5241 MILLER RD | COLUMBUS | Muscogee | 1060058 | T1 |  | 1991-10-01 |  | 1991-10-01 |  | Removed from Ground | Diesel | 10000 | Composite | 1991-10-01 | 1899-12-31 | Galvanized Steel | Safe Suction (Euro)
RADAR SITE | AIRPORT THRUWAY 3100 | COLUMBUS | Muscogee | 1060137 | 1 | [5 empty] | Removed from Ground | Diesel | 1000 | Bare Steel | 1978-04-25 | 1997-04-09 | Galvanized Steel | Safe Suction (Euro)
HOP IN 100496 | 3021 MACON RD | COLUMBUS | Muscogee | 1060045 | 3 |  | 1996-06-10 |  | 1996-06-10 |  | Removed from Ground | Gas (Historical Use) | 10000 | Steel-Impressed Current | 1985-05-08 | 2002-01-09 | Cathodically Protected | Pressurized
MONEY BACK #11 | 4808 BUENA VISTA RD | COLUMBUS | Muscogee | 1060046 | 1 |  | 1996-06-10 |  | 1996-06-10 |  | Removed from Ground | Gas (Historical Use) | 10000 | Fiberglass | 1985-05-08 | 2000-09-05 | Fiberglass Reinforced Plastic | Pressurized
FRANKS AUTOMOTIVE | 3411 BUENA VISTA RD | COLUMBUS | Muscogee | 1060052 | 2 | [5 empty] | Removed from Ground | Gas (Historical Use) | 6000 | Bare Steel | 1986-05-08 | 1994-03-29 | Unknown
OIL SOUTH INC | 5041 MILLER RD | COLUMBUS | Muscogee | 1060338 | 7 |  | 1998-12-22 | FALSE | 1998-12-22 | FALSE | Removed from Ground |  | 20000 |  | 2013-05-07 |  |  | Pressurized
BIG TOM'S 2 | 2101 WYNNTON RD | COLUMBUS | Muscogee | 1060300 | 3 | [5 empty] | Closed in Ground | Gas (Historical Use) | 3000 | Bare Steel | 1956-05-15 | 1988-02-01 | Galvanized Steel
WYNNTON UNION 76 STATION/CLOSED | 2331 WYNNTON RD | COLUMBUS | Muscogee | 1060269 | 4 |  |  | TRUE |  | TRUE | Removed from Ground | Used Oil | 1000 | Bare Steel | 1982-05-09 | 1991-10-17 | Galvanized Steel
ALEXANDER CONTR CO INC | 453 OLD BUENA VISTA RD | COLUMBUS | Muscogee | 1060274 | 2#NEW | Ball Float | 1991-02-20 | FALSE | 1991-02-20 | FALSE | Removed from Ground | Gas (Historical Use) | 3000 | Galvanic (STIP-3) | 1991-02-20 | 2019-06-25 | Fiberglass Reinforced Plastic | Pressurized
SNO-WHITE LAUNDRY/COLUMBUS INC | 1100 WYNNTON RD | COLUMBUS | Muscogee | 1060389 | 2 | [5 empty] | Closed in Ground | Other | 550 | Bare Steel | 1951-05-17 | 1998-01-20 | Galvanized Steel
RIGHT STOP FINA | 2061 FORT BENNING RD | COLUMBUS | Muscogee | 1060047 | 3 | [5 empty] | Removed from Ground | Gas (Historical Use) | 4000 | Bare Steel | 1984-01-01 | 1999-01-01 | Unknown | Pressurized
PENSKE TRUCK LEASING CO | 1100 MARTIN LUTHER KING JR BLVD | COLUMBUS | Muscogee | 1060068 | 4 | Ball Float | 1996-06-28 |  | 1996-06-28 |  | Removed from Ground | Diesel | 20000 | Composite | 1996-06-28 | 2007-01-24 | Double-Walled Fiberglass | Pressurized
WALL TIRE/TEXACO | 1509 WYNNTON RD | COLUMBUS | Muscogee | 1060192 | 1 | [5 empty] | Removed from Ground | Gas (Historical Use) | 4000 | Marked Unknown | 1990-04-01 | 1990-04-01 | Unknown
CITGO FOOD MART 208 | 2500 WYNNTON RD | COLUMBUS | Muscogee | 1060202 | 2 |  | 1998-09-01 |  | 1998-09-01 |  | Removed from Ground | Gas (Historical Use) | 10000 | Steel-Impressed Current | 1980-04-30 | 2000-09-01 | Cathodically Protected | Pressurized
FIRESTONE STORE #05F6/014818 | 3050 MACON RD | COLUMBUS | Muscogee | 1060212 | 3 | [5 empty] | Closed in Ground | Gas (Historical Use) | 10000 | Bare Steel | 1965-04-09 | 1983-06-01 | Bare Steel
CHEVRON #40224 | 3782 BUENA VISTA RD | COLUMBUS | Muscogee | 1060060 | 3 | [5 empty] | Removed from Ground | Gas (Historical Use) | 5000 | Bare Steel | 1969-04-27 | 1987-05-01 | Galvanized Steel
JAY SHYAMGIGEV INC | 4254 MILGEN RD | COLUMBUS | Muscogee | 9106110 | 4A | Ball Float | 2009-11-01 | FALSE | 2009-11-01 | FALSE | Currently in Use | Gas (Historical Use) | 8000 | Fiberglass Double Walled | 2009-11-01 |  | Fiberglass Reinforced Plastic | Pressurized
CHARLES LEVY MAZDA | 2027 BOX RD | COLUMBUS | Muscogee | 9106126 | 2 |  |  | TRUE |  | TRUE | Removed from Ground | Used Oil | 550 | Marked Unknown | 1995-10-10 | 1995-10-10 | Galvanized Steel | Gravity Fed
PENSKE TRUCK LEASING CO | 1100 MARTIN LUTHER KING JR BLVD | COLUMBUS | Muscogee | 1060068 | 5 | Ball Float | 1996-06-28 |  | 1996-06-28 |  | Removed from Ground | Gas (Historical Use) | 12000 | Composite | 1996-06-28 | 2007-01-24 | Double-Walled Fiberglass | Pressurized
Circle K 2706707 | 5155 WARM SPRINGS RD | COLUMBUS | Muscogee | 9000119 | 6 | Ball Float | 1993-11-11 | FALSE | 1993-11-11 | FALSE | Currently in Use | Regular | 8000 | Galvanic (STIP-3) | 1993-10-26 |  | Fiberglass Reinforced Plastic | Pressurized
NO FACILITY NAME | 2815 WEST BRITT DAVID RD | COLUMBUS | Muscogee | 9106073 | 1 | [5 empty] | Removed from Ground | Gas (Historical Use) | 3000 | Bare Steel | 1993-04-29 | 1993-04-29 | Bare Steel | Safe Suction (Euro)
HAMILTON RD CHEVRON | 5731 VETERANS PKWY | COLUMBUS | Muscogee | 9106107 | 2 | Ball Float | 1995-02-18 | FALSE | 1995-02-18 | FALSE | Currently in Use | Gas (Historical Use) | 10000 | Composite | 1995-02-18 |  | Flex | Pressurized
THONI OIL/MAGIC BENZOL GAS STA | 3324 BUENA VISTA RD | COLUMBUS | Muscogee | 1060386 | 2 | [5 empty] | Removed from Ground | Gas (Historical Use) | 3000 | Bare Steel | 1978-05-10 | 1991-07-11 | Galvanized Steel
ONE STOP CONVENIENCE | 3701 BUENA VISTA RD | COLUMBUS | Muscogee | 1060239 | 3 | Flapper Valve | 1996-07-01 | FALSE | 1996-07-01 | FALSE | Removed from Ground | Regular | 8000 | Steel-Impressed Current | 1982-03-18 | 2020-08-10 | Fiberglass Reinforced Plastic | Pressurized
PHILLIPS ON WEEMS B&C MINI MARKE | 3651 WEEMS RD | COLUMBUS | Muscogee | 1060220 | 3 | [5 empty] | Removed from Ground | Gas (Historical Use) | 2000 | Fiberglass | 1986-04-29 | 1993-03-17 | Galvanized Steel
COLUMBUS LUMBER CO INC | 2851 MLK JR BLVD | COLUMBUS | Muscogee | 1060400 | 1 | [5 empty] | Removed from Ground | Gas (Historical Use) | 550 | Bare Steel | 1966-05-21 | 1998-04-19 | Galvanized Steel
SNO-WHITE LAUNDRY/COLUMBUS INC | 1100 WYNNTON RD | COLUMBUS | Muscogee | 1060389 | 5 | [5 empty] | Closed in Ground | Other | 550 | Bare Steel | 1951-05-17 | 1998-01-20 | Galvanized Steel
SNO-WHITE LAUNDRY/COLUMBUS INC | 1100 WYNNTON RD | COLUMBUS | Muscogee | 1060389 | 4 | [5 empty] | Removed from Ground | Diesel | 2000 | Bare Steel | 1951-05-17 | 1998-01-20 | Galvanized Steel
BROWN AVE SHELL | 2052 WYNNTON RD | COLUMBUS | Muscogee | 1060352 | 5 |  |  | TRUE |  | TRUE | Removed from Ground | Used Oil | 560 | Bare Steel | 1975-05-11 | 1995-05-30 | Galvanized Steel | Safe Suction (Euro)
BROWN AVE SHELL | 2052 WYNNTON RD | COLUMBUS | Muscogee | 1060352 | 4 | [5 empty] | Removed from Ground | Diesel | 560 | Bare Steel | 1975-05-11 | 1995-05-30 | Galvanized Steel | Safe Suction (Euro)
RIGHT STOP FINA | 2061 FORT BENNING RD | COLUMBUS | Muscogee | 1060047 | 1 | [5 empty] | Permanently Out Of Use | Empty | 560 | Bare Steel | 1961-05-14 | 1994-03-01 | Galvanized Steel
Circle K 2706679 | 2536 AIRPORT THRUWAY | COLUMBUS | Muscogee | 1060328 | 2 | Flapper Valve | 1995-01-06 | FALSE | 1995-01-06 | FALSE | Temporarily out of use | Plus | 10000 | Steel-Impressed Current | 1984-05-08 |  | Fiberglass Reinforced Plastic | Pressurized
MURPHY USA #7448 | 6469 GATEWAY RD | COLUMBUS | Muscogee | 10001648 | 2A | Ball Float | 2008-11-03 | FALSE | 2008-11-03 | FALSE | Currently in Use | Diesel | 12000 | Fiberglass Double Walled | 2008-12-10 |  | Double-Walled Fiberglass | Pressurized
CHEVRON FOOD MART | 7160 MOON RD | COLUMBUS | Muscogee | 10001543 | 2 | Ball Float | 2007-08-25 | FALSE | 2007-08-25 | FALSE | Currently in Use | Premium | 6000 | Composite | 2007-08-25 |  | Double-Walled Fiberglass | Pressurized
RK FOOD MART | 4640 WARM SPRINGS RD | COLUMBUS | Muscogee | 10002009 | 1 | Flapper Valve | 2011-01-01 | FALSE | 2010-11-01 | FALSE | Currently in Use | Premium | 12000 | Composite Double Walled | 2010-11-01 |  | Double-Walled Fiberglass | Pressurized
CARMAX #6025 | 6463 VETERANS PKWY | COLUMBUS | Muscogee | 10002195 | 1 | Flapper Valve | 2013-02-01 | FALSE | 2013-02-01 | FALSE | Currently in Use | Regular | 12000 | Fiberglass Double Walled | 2013-02-01 |  | Double-Walled Fiberglass | Pressurized
Circle K 2706707 | 5155 WARM SPRINGS RD | COLUMBUS | Muscogee | 9000119 | 2 | [5 empty] | Removed from Ground | Gas (Historical Use) | 6000 | Bare Steel | 1978-05-07 | 1993-09-09 | Galvanized Steel
SOUTHEASTERN FREIGHT LINES | 3200 WILLIAMS RD | COLUMBUS | Muscogee | 9106026 | 2 | Flapper Valve | 1990-05-28 | TRUE | 1990-06-01 | TRUE | Removed from Ground | Used Oil | 550 | STIP-3/Impressed Current | 1998-07-15 |  | Galvanized Steel | Gravity
BST/R4430 | 2424 WILLIAMS RD | COLUMBUS | Muscogee | 9106058 | 2 |  |  | TRUE |  | TRUE | Removed from Ground | Used Oil | 550 | Composite | 1986-08-26 | 1990-12-11 | Fiberglass Reinforced Plastic | Gravity Fed
HOP IN 100495 | 4499 WARM SPRINGS CONNECTOR | COLUMBUS | Muscogee | 9106136 | 4 | Flapper Valve | 1998-05-25 | FALSE | 1998-02-25 | FALSE | Currently in Use | Diesel | 8000 | Fiberglass Double Walled | 1998-05-25 |  | Double-Walled Fiberglass | Pressurized
MYSTIK FOOD MART | 645 BROWN AVE | COLUMBUS | Muscogee | 1060028 | 1 | Flapper Valve | 1998-09-03 | FALSE | 1998-09-03 | FALSE | Temporarily out of use | Empty | 6000 | Steel-Impressed Current | 1986-05-08 |  | Steel (Impressed Current) | Suction (American)
BAREFIELD SERVICE STATION | 5114 RIVER RD | COLUMBUS | Muscogee | 1060195 | 2 | Flapper Valve | 1997-06-01 | FALSE | 1997-06-01 | FALSE | Currently in Use | Regular | 5000 | Steel-Impressed Current | 1966-05-05 |  | Steel (Impressed Current) | Safe Suction (Euro)
B + M Super C | 2997 BUENA VISTA RD | COLUMBUS | Muscogee | 1060021 | 5 |  |  | TRUE |  | TRUE | Removed from Ground | Used Oil | 560 | Bare Steel | 1994-12-14 | 1994-12-14 | Galvanized Steel
SUMMIT STORE #17 | 1960 BUENA VISTA RD | COLUMBUS | Muscogee | 9106104 | 3 |  | 1996-06-10 |  | 1996-06-10 |  | Removed from Ground | Gas (Historical Use) | 10000 | Steel-Impressed Current | 1980-07-01 | 2007-11-01 | Cathodically Protected | Pressurized
MONEY BACK #11 | 4808 BUENA VISTA RD | COLUMBUS | Muscogee | 1060046 | 3 |  | 1996-06-10 |  | 1996-06-10 |  | Removed from Ground | Gas (Historical Use) | 10000 | Fiberglass | 1985-05-08 | 2000-09-05 | Fiberglass Reinforced Plastic | Pressurized
THONI OIL/MAGIC BENZOL GAS STA | 3324 BUENA VISTA RD | COLUMBUS | Muscogee | 1060386 | 6 |  |  | FALSE |  | FALSE | Removed from Ground | Used Oil | 550 | Bare Steel | 1991-07-11 | 1991-07-11 | Bare Steel | Gravity Fed
Circle K 2706692 | 3841 MILLER RD | COLUMBUS | Muscogee | 1060247 | 5 | Ball Float | 1990-03-05 | FALSE | 1990-03-05 | FALSE | Currently in Use | Regular | 10000 | Galvanic (STIP-3) | 1990-01-11 |  | Fiberglass Reinforced Plastic | Pressurized
Circle K 2706692 | 3841 MILLER RD | COLUMBUS | Muscogee | 1060247 | 4 |  |  | TRUE |  | TRUE | Removed from Ground | Used Oil | 550 | Bare Steel | 1971-05-11 | 1990-01-07 | Galvanized Steel
CORNER CUPBOARD #3 | 3857 MILGEN RD | COLUMBUS | Muscogee | 1060323 | 3 | Flapper Valve | 1998-12-01 | FALSE | 1998-12-01 | FALSE | Currently in Use | Premium | 4000 | Steel-Impressed Current | 1985-05-02 |  | Steel (Impressed Current) | Pressurized
TRANSMISSION SHOP/SVC STA | 904 10TH AVE | COLUMBUS | Muscogee | 1060322 | 2 | [5 empty] | Removed from Ground | Empty | 5000 | Bare Steel | 1962-05-08 | 1988-01-01 | Unknown
BIG TOM'S 2 | 2101 WYNNTON RD | COLUMBUS | Muscogee | 1060300 | 4 | [5 empty] | Closed in Ground | Gas (Historical Use) | 3000 | Bare Steel | 1956-05-15 | 1988-02-01 | Galvanized Steel
BIG TOM'S 2 | 2101 WYNNTON RD | COLUMBUS | Muscogee | 1060300 | 1 | [5 empty] | Closed in Ground | Gas (Historical Use) | 1000 | Bare Steel | 1956-05-15 | 1988-02-01 | Galvanized Steel
UPS TRUCK LEASING | 4333 /4331 ALLIED DR | COLUMBUS | Muscogee | 1060112 | 3 | [5 empty] | Removed from Ground | Other | 550 | Bare Steel | 1986-01-24 | 1994-06-09 | Galvanized Steel
SOUTHERN FOODS CONTINENTAL GRAIN | 1616 MURRAY ST | COLUMBUS | Muscogee | 1060106 | 2 | [5 empty] | Closed in Ground | Gas (Historical Use) | 10000 | Cathodically Protected Steel | 1971-02-09 | 1899-12-31 | Galvanized Steel
BUFFALO ROCK CO | 4356 ALLIED DR | COLUMBUS | Muscogee | 1060154 | 2 | [5 empty] | Removed from Ground | Gas (Historical Use) | 2000 | Bare Steel | 1982-04-24 | 1989-08-28 | Galvanized Steel
WYNNTON SHELL #390 | 2001 WYNNTON RD | COLUMBUS | Muscogee | 1060165 | 3 |  | 1989-11-01 |  | 1989-11-01 |  | Closed in Ground | Gas (Historical Use) | 10270 | Steel-Impressed Current | 1980-04-05 | 2007-02-08 | Fiberglass Reinforced Plastic | Pressurized
WALL TIRE/TEXACO | 1509 WYNNTON RD | COLUMBUS | Muscogee | 1060192 | 2 | [5 empty] | Removed from Ground | Gas (Historical Use) | 4000 | Marked Unknown | 1990-04-01 | 1990-04-01 | Unknown
B + M Super C | 2997 BUENA VISTA RD | COLUMBUS | Muscogee | 1060021 | 1 | Flapper Valve | 1995-04-01 |  | 1995-04-01 |  | Removed from Ground | Gas (Historical Use) | 10000 | Steel-Impressed Current | 1966-05-13 | 2004-12-16 | Steel (Impressed Current) | Pressurized
CHARLES LEVY MAZDA | 2027 BOX RD | COLUMBUS | Muscogee | 9106126 | 1 |  |  | TRUE |  | TRUE | Removed from Ground | Used Oil | 550 | Marked Unknown | 1995-10-10 | 1995-10-10 | Galvanized Steel | Gravity Fed
RIBO CORP | 532 ANDREWS RD | COLUMBUS | Muscogee | 9106075 | 3 | [5 empty] | Removed from Ground | Gas (Historical Use) | 0 | Bare Steel | 1994-06-17 | 1994-06-17 | Galvanized Steel
SMITH & NEPHEW PERRY | 401 OLD BROWN AVE | COLUMBUS | Muscogee | 9106036 | 2 | [5 empty] | Removed from Ground | Gas (Historical Use) | 8000 | Bare Steel | 1975-01-01 | 1990-04-01 | Galvanized Steel
PYRAMID FOOD MART | 3512 BUENA VISTA RD | COLUMBUS | Muscogee | 9106032 | 1 | Flapper Valve | 1999-12-01 | FALSE | 1999-12-01 | FALSE | Currently in Use | Regular | 10000 | Steel-Impressed Current | 2002-05-01 |  | Double-Walled Fiberglass | Pressurized
Circle K 2706692 | 3841 MILLER RD | COLUMBUS | Muscogee | 1060247 | 3 | [5 empty] | Removed from Ground | Gas (Historical Use) | 6000 | Bare Steel | 1971-05-11 | 1990-01-07 | Galvanized Steel
CORNER CUPBOARD #3 | 3857 MILGEN RD | COLUMBUS | Muscogee | 1060323 | 2 | Flapper Valve | 1998-12-01 | FALSE | 1998-12-01 | FALSE | Currently in Use | Plus | 4000 | Steel-Impressed Current | 1985-05-02 |  | Steel (Impressed Current) | Pressurized
WARDLAW BP | 2037 BUENA VISTA RD | COLUMBUS | Muscogee | 1060305 | 6 |  |  | TRUE |  | TRUE | Removed from Ground | Used Oil | 550 | Bare Steel | 1970-05-12 | 1994-12-01 | Galvanized Steel
THERMAL CONTRACTORS INC (CLOSED) | 2966 MLK JR BLVD | COLUMBUS | Muscogee | 1060318 | 1 | [5 empty] | Removed from Ground | Diesel | 1000 | Bare Steel | 1976-05-04 | 1992-12-29 | Bare Steel | Safe Suction (Euro)
WYNNTON UNION 76 STATION/CLOSED | 2331 WYNNTON RD | COLUMBUS | Muscogee | 1060269 | 1 | [5 empty] | Removed from Ground | Diesel | 5200 | Bare Steel | 1972-05-11 | 1991-10-17 | Galvanized Steel
WYNNTON UNION 76 STATION/CLOSED | 2331 WYNNTON RD | COLUMBUS | Muscogee | 1060269 | 2 | [5 empty] | Removed from Ground | Gas (Historical Use) | 5200 | Bare Steel | 1972-05-11 | 1991-10-17 | Galvanized Steel
COLUMBUS PAPER CO | 807 JOY RD | COLUMBUS | Muscogee | 1060282 | 1 | [5 empty] | Removed from Ground | Gas (Historical Use) | 1000 | Bare Steel | 1966-05-13 | 1992-11-01 | Galvanized Steel
MCMATH TRUSSELL & TURNER CONST C | 135 BRENNAN RD | COLUMBUS | Muscogee | 1060415 | 2 | [5 empty] | Removed from Ground | Gas (Historical Use) | 12000 | Bare Steel | 1966-05-11 | 1999-02-01 | Unknown
SNO-WHITE LAUNDRY/COLUMBUS INC | 1100 WYNNTON RD | COLUMBUS | Muscogee | 1060389 | 1 | [5 empty] | Closed in Ground | Gas (Historical Use) | 1000 | Bare Steel | 1951-05-17 | 1998-01-20 | Galvanized Steel
BROWN AVE SHELL | 2052 WYNNTON RD | COLUMBUS | Muscogee | 1060352 | 1 | [5 empty] | Removed from Ground | Gas (Historical Use) | 6000 | Bare Steel | 1975-05-11 | 1995-05-30 | Galvanized Steel | Safe Suction (Euro)
RIGHT STOP FINA | 2061 FORT BENNING RD | COLUMBUS | Muscogee | 1060047 | 4 | [5 empty] | Removed from Ground | Gas (Historical Use) | 4000 | Bare Steel | 1984-01-01 | 1999-01-01 | Unknown | Pressurized
CITGO FUEL TECH | 314 5TH ST | COLUMBUS | Muscogee | 1060027 | 2 | Flapper Valve | 1998-12-12 | FALSE | 1992-01-01 | FALSE | Currently in Use | Regular | 8000 | Steel-Impressed Current | 1976-05-10 |  | Steel (Impressed Current) | Safe Suction (Euro)
PENSKE TRUCK LEASING CO | 1100 MARTIN LUTHER KING JR BLVD | COLUMBUS | Muscogee | 1060068 | 1 | [5 empty] | Removed from Ground | Diesel | 8000 | Bare Steel | 1966-02-10 | 1996-01-09 | Galvanized Steel
COLUMBUS FIRE STATION #7 | 2418 NORTH LUMPKIN RD | COLUMBUS | Muscogee | 1060083 | 1 | [5 empty] | Removed from Ground | Other | 300 | Not Marked/Unknown | 1993-09-08 | 1993-09-08 | Not Marked
VACANT/R&S PUMP SERVICES | 902 10TH AVE | COLUMBUS | Muscogee | 1060321 | 1 | [5 empty] | Removed from Ground | Empty | 280 | Bare Steel | 1957-05-09 | 1990-10-10 | Unknown
CITGO AT MLK | 1431 MARTIN LUTHER KING JR BLVD | COLUMBUS | Muscogee | 1060325 | 5B | Ball Float | 2013-10-15 | FALSE | 2013-10-15 | FALSE | Currently in Use | Premium | 4000 | Composite Double Walled | 2013-10-15 |  |  | Pressurized
EMILIOS AUTO REPAIR | 1714 WARM SPRINGS RD | COLUMBUS | Muscogee | 1060345 | 3 | [5 empty] | Removed from Ground | Gas (Historical Use) | 1000 | Bare Steel | 1973-05-11 | 1989-10-01 | Galvanized Steel
WARDLAW BP | 2037 BUENA VISTA RD | COLUMBUS | Muscogee | 1060305 | 3 | [5 empty] | Removed from Ground | Gas (Historical Use) | 2000 | Bare Steel | 1961-05-14 | 1994-12-01 | Galvanized Steel
MIDTOWN SHOPPING CENTER/PHOTO ON | 1870 MIDTOWN DR | COLUMBUS | Muscogee | 1060214 | 1 | [5 empty] | Closed in Ground | Gas (Historical Use) | 500 | Marked Unknown | 1986-04-01 | 1991-10-15 | Unknown
BURTON CONTRACTORS | 1257 METRO DR | COLUMBUS | Muscogee | 1060271 | 1 | [5 empty] | Removed from Ground | Gas (Historical Use) | 8000 | Bare Steel | 1978-05-10 | 1988-01-01 | Galvanized Steel
BURTON CONTRACTORS | 1257 METRO DR | COLUMBUS | Muscogee | 1060271 | 3 |  |  | FALSE |  | FALSE | Removed from Ground | Not Marked/Tank Removed | 1000 | Bare Steel | 2006-09-11 | 2006-09-11 | Bare Steel
ALEXANDER CONTR CO INC | 453 OLD BUENA VISTA RD | COLUMBUS | Muscogee | 1060274 | 1 | [5 empty] | Removed from Ground | Gas (Historical Use) | 1 | Galvanic (STIP-3) | 1994-04-29 | 1994-04-29
RIGHT STOP FINA | 2061 FORT BENNING RD | COLUMBUS | Muscogee | 1060047 | 6A | Ball Float | 1999-06-18 | FALSE | 1999-06-18 | FALSE | Currently in Use | Plus | 4000 | Composite | 1999-06-18 |  | Double-Walled Fiberglass | Pressurized
TRUITT OIL & GAS CO INC | 3400 BUENA VISTA RD | COLUMBUS | Muscogee | 1060145 | 1 | [5 empty] | Removed from Ground | Gas (Historical Use) | 4000 | Bare Steel | 1957-04-28 | 1994-04-01 | Unknown
CITGO FOOD MART 208 | 2500 WYNNTON RD | COLUMBUS | Muscogee | 1060202 | 4 |  | 1998-09-01 |  | 1998-09-01 |  | Removed from Ground | Gas (Historical Use) | 10000 | Steel-Impressed Current | 1980-04-30 | 2000-09-01 | Cathodically Protected | Pressurized
CHEVRON STATION #40225 | 1810 WYNNTON RD | COLUMBUS | Muscogee | 1060059 | 4 |  |  | TRUE |  | TRUE | Removed from Ground | Used Oil | 1000 | Fiberglass | 1983-04-24 | 1990-10-19 | Fiberglass Reinforced Plastic
B + M Super C | 2997 BUENA VISTA RD | COLUMBUS | Muscogee | 1060021 | 4 | [5 empty] | Removed from Ground | Diesel | 1000 | Bare Steel | 1966-05-13 | 1994-12-14 | Galvanized Steel
CROSS COUNTRY PLAZA SHOPPING CTR | 3230 -3240 MACON ROAD | COLUMBUS | Muscogee | 9106086 | 0 | [5 empty] | Removed from Ground | Gas (Historical Use) | 0 | Not Marked/Unknown |  | 1899-12-31 | Not Marked
JAY SHYAMGIGEV INC | 4254 MILGEN RD | COLUMBUS | Muscogee | 9106110 | 2 |  | 1998-06-28 |  | 1989-06-28 |  | Closed in Ground | Gas (Historical Use) | 10000 | Galvanic (STIP-3) | 1989-06-28 | 2009-03-09 | Fiberglass Reinforced Plastic | Pressurized
PYRAMID FOOD MART | 3512 BUENA VISTA RD | COLUMBUS | Muscogee | 9106032 | 5 | Flapper Valve | 1999-12-01 |  | 1999-12-01 |  | Closed in Ground | Kerosene | 550 | Steel-Impressed Current | 1974-01-01 | 2004-07-06 | Steel (Impressed Current) | Safe Suction (Euro)
PYRAMID FOOD MART | 3512 BUENA VISTA RD | COLUMBUS | Muscogee | 9106032 | 4 | Flapper Valve | 1999-12-01 | FALSE | 1999-12-01 | FALSE | Currently in Use | Premium | 8000 | Steel-Impressed Current | 2002-05-01 |  | Double-Walled Fiberglass | Pressurized
UPS TRUCK LEASING | 4333 /4331 ALLIED DR | COLUMBUS | Muscogee | 1060112 | 1 | [5 empty] | Removed from Ground | Gas (Historical Use) | 10000 | Bare Steel | 1986-01-24 | 1994-05-04 | Galvanized Steel | Pressurized
LIBERTY ON BUENA VISTA RD | 3365 BUENA VISTA RD | COLUMBUS | Muscogee | 1060160 | 1 | Flapper Valve | 1989-12-01 | FALSE | 1989-12-01 | FALSE | Currently in Use | Regular | 15060 | Steel-Impressed Current | 1978-04-06 |  | Fiberglass Reinforced Plastic | Pressurized
CHEVRON #40224 | 3782 BUENA VISTA RD | COLUMBUS | Muscogee | 1060060 | 2 | [5 empty] | Removed from Ground | Gas (Historical Use) | 10000 | Bare Steel | 1969-04-27 | 1987-05-01 | Galvanized Steel
B + M Super C | 2997 BUENA VISTA RD | COLUMBUS | Muscogee | 1060021 | 6B | Ball Float | 2005-01-21 | FALSE | 2005-01-21 | FALSE | Removed from Ground | Premium | 4000 | Composite | 2005-01-21 |  | Fiberglass Reinforced Plastic | Pressurized
B + M Super C | 2997 BUENA VISTA RD | COLUMBUS | Muscogee | 1060021 | 6A | Ball Float | 2005-01-21 | FALSE | 2005-01-21 | FALSE | Removed from Ground | Regular | 8000 | Composite | 2005-01-21 |  | Fiberglass Reinforced Plastic | Pressurized
AAA COOPER TRANSPORTATION | 2420 BLANCHARD BLVD | COLUMBUS | Muscogee | 1062000 | 2 |  | 1991-04-30 |  | 1991-04-30 |  | Removed from Ground | Diesel | 10000 | Bare Steel | 1973-11-07 | 1996-07-08 | Fiberglass Reinforced Plastic | Suction (American)
MCMATH TRUSSELL & TURNER CONST C | 135 BRENNAN RD | COLUMBUS | Muscogee | 1060415 | 3 | [5 empty] | Permanently Out of Use - historical purposes | Gas (Historical Use) | 1000 | Bare Steel | 1951-05-15 | 1899-12-31 | Unknown
RIGHT STOP FINA | 2061 FORT BENNING RD | COLUMBUS | Muscogee | 1060047 | 6B | Ball Float | 1999-06-18 | FALSE | 1999-06-18 | FALSE | Currently in Use | Regular | 8000 | Composite | 1999-06-18 |  | Double-Walled Fiberglass | Pressurized
TRUITT OIL & GAS CO INC | 3400 BUENA VISTA RD | COLUMBUS | Muscogee | 1060145 | 4 | [5 empty] | Removed from Ground | Kerosene | 4000 | Marked Unknown | 1994-04-01 | 1994-04-01 | Unknown
CITGO FUEL TECH | 314 5TH ST | COLUMBUS | Muscogee | 1060027 | 1 | Flapper Valve | 1998-12-12 | FALSE | 1992-01-01 | FALSE | Currently in Use | Premium | 10000 | Steel-Impressed Current | 1976-05-10 |  | Steel (Impressed Current) | Safe Suction (Euro)
SMITH & NEPHEW PERRY | 401 OLD BROWN AVE | COLUMBUS | Muscogee | 9106036 | 3 | [5 empty] | Removed from Ground | Diesel | 6000 | Bare Steel | 1975-01-01 | 1990-04-01 | Galvanized Steel
JAY SHYAMGIGEV INC | 4254 MILGEN RD | COLUMBUS | Muscogee | 9106110 | 4B | Ball Float | 2009-11-01 | FALSE | 2009-11-01 | FALSE | Currently in Use | Gas (Historical Use) | 4000 | Fiberglass Double Walled | 2009-11-01 |  | Fiberglass Reinforced Plastic | Pressurized
JAY SHYAMGIGEV INC | 4254 MILGEN RD | COLUMBUS | Muscogee | 9106110 | 1 | Flapper Valve | 1998-06-28 |  | 1989-06-28 |  | Closed in Ground | Gas (Historical Use) | 10000 | Galvanic (STIP-3) | 1989-06-28 | 2009-03-09 | Fiberglass Reinforced Plastic | Pressurized
TEXACO ON WYNNTON | 1708 WYNNTON RD | COLUMBUS | Muscogee | 9106083 | 1 | Ball Float | 1991-07-17 | FALSE | 1991-07-17 | FALSE | Currently in Use | Regular | 10000 | Galvanic (STIP-3) | 1998-08-19 |  | Fiberglass Reinforced Plastic | Pressurized
SNO-WHITE LAUNDRY/COLUMBUS INC | 1100 WYNNTON RD | COLUMBUS | Muscogee | 1060389 | 3 | [5 empty] | Closed in Ground | Other | 550 | Bare Steel | 1951-05-17 | 1998-01-20 | Galvanized Steel
RIGHT STOP FINA | 2061 FORT BENNING RD | COLUMBUS | Muscogee | 1060047 | 2 | [5 empty] | Removed from Ground | Gas (Historical Use) | 4000 | Bare Steel | 1984-01-01 | 1999-01-01 | Unknown | Pressurized
TRUITT OIL & GAS CO INC | 3400 BUENA VISTA RD | COLUMBUS | Muscogee | 1060145 | 6 | [5 empty] | Removed from Ground | Gas (Historical Use) | 300 | Marked Unknown |  | 1899-12-31 | Unknown
BUFFALO ROCK CO | 4356 ALLIED DR | COLUMBUS | Muscogee | 1060154 | 3 | [5 empty] | Removed from Ground | Diesel | 2000 | Bare Steel | 1982-04-24 | 1989-08-28 | Galvanized Steel
JAMES O WAGES | 3848 HAMILTON RD | COLUMBUS | Muscogee | 1060302 | 2 | [5 empty] | Removed from Ground | Gas (Historical Use) | 1000 | Bare Steel | 1956-05-15 | 1990-02-10 | Galvanized Steel
AQUARIUS POOLS CONSTRUCTION CO I | 2395 WHITTLESEY ROAD | COLUMBUS | Muscogee | 9106118 | 1 |  | 1989-03-09 |  | 1989-03-09 |  | Removed from Ground | Gas (Historical Use) | 500 | Cathodically Protected Steel | 1989-03-09 | 2009-06-05 | Cathodically Protected | Suction (American)
Circle K 2706741 | 2102 WYNNTON RD | COLUMBUS | Muscogee | 1060238 | 4 | Ball Float | 1998-07-01 | FALSE | 1998-07-01 | FALSE | Currently in Use | E-10 | 12000 | Steel-Impressed Current | 1980-03-18 |  | Fiberglass Reinforced Plastic | Pressurized
WYNNTON UNION 76 STATION/CLOSED | 2331 WYNNTON RD | COLUMBUS | Muscogee | 1060269 | 3 | [5 empty] | Removed from Ground | Diesel | 2000 | Bare Steel | 1982-05-09 | 1991-10-17 | Galvanized Steel
PENSKE TRUCK LEASING CO | 1100 MARTIN LUTHER KING JR BLVD | COLUMBUS | Muscogee | 1060068 | 3 |  |  | TRUE |  | TRUE | Removed from Ground | Used Oil | 1000 | Bare Steel | 1966-02-10 | 1996-01-09 | Galvanized Steel
WYNNTON SHELL #390 | 2001 WYNNTON RD | COLUMBUS | Muscogee | 1060165 | 6 | Ball Float | 2007-11-07 | TRUE | 2007-11-07 | TRUE | Currently in Use | Plus | 10000 | Tank Jacket | 2008-03-10 |  | Double-Walled Fiberglass | Pressurized
JAY SHYAMGIGEV INC | 4254 MILGEN RD | COLUMBUS | Muscogee | 9106110 | 3 | Flapper Valve | 1989-06-28 | FALSE | 1989-06-28 | FALSE | Currently in Use | Diesel | 10000 | Galvanic (STIP-3) | 1989-06-28 |  | Fiberglass Reinforced Plastic | Pressurized
RIGHT STOP FINA | 2061 FORT BENNING RD | COLUMBUS | Muscogee | 1060047 | 5 | [5 empty] | Removed from Ground | Gas (Historical Use) | 4000 | Bare Steel | 1984-01-01 | 1999-01-01 | Unknown | Pressurized
CITGO FUEL TECH | 314 5TH ST | COLUMBUS | Muscogee | 1060027 | 4 | Flapper Valve | 1998-12-12 | FALSE | 1998-11-20 | FALSE | Temporarily out of use | Kerosene | 6000 | Steel-Impressed Current | 1976-05-10 |  | Steel (Impressed Current) | Suction (American)
LIBERTY ON BUENA VISTA RD | 3365 BUENA VISTA RD | COLUMBUS | Muscogee | 1060160 | 3 | Flapper Valve | 1989-12-01 | FALSE | 1989-12-01 | FALSE | Currently in Use | Premium | 15060 | Steel-Impressed Current | 1974-04-07 |  | Fiberglass Reinforced Plastic | Pressurized
BUFFALO ROCK CO | 4356 ALLIED DR | COLUMBUS | Muscogee | 1060154 | 1 | [5 empty] | Removed from Ground | Gas (Historical Use) | 2000 | Bare Steel | 1982-04-24 | 1989-08-28 | Galvanized Steel
OPTIMAL FOOD MART | 3712 BUENA VISTA RD | COLUMBUS | Muscogee | 9106123 | 3 | Ball Float | 1988-12-01 | FALSE | 1988-12-01 | FALSE | Removed from Ground | Gas (Historical Use) | 6000 | Steel-Impressed Current | 1988-12-01 | 2020-08-18 | Double-Walled Fiberglass | Pressurized
TEXACO ON WYNNTON | 1708 WYNNTON RD | COLUMBUS | Muscogee | 9106083 | 2 | Ball Float | 1991-07-17 | FALSE | 1991-07-17 | FALSE | Currently in Use | Premium | 10000 | Galvanic (STIP-3) | 1998-08-19 |  | Fiberglass Reinforced Plastic | Pressurized
PYRAMID FOOD MART | 3512 BUENA VISTA RD | COLUMBUS | Muscogee | 9106032 | 3 | Flapper Valve | 1999-12-01 | FALSE | 1999-12-01 | FALSE | Currently in Use | Regular | 8000 | Steel-Impressed Current | 2002-05-01 |  | Double-Walled Fiberglass | Pressurized
KEN THOMAS HONDA | 1620 BOXWOOD DR | COLUMBUS | Muscogee | 1060366 | 2 | [5 empty] | Removed from Ground | Diesel | 1000 | Bare Steel | 1980-05-09 | 1993-08-01 | Galvanized Steel
SOUTHERN FOODS CONTINENTAL GRAIN | 1616 MURRAY ST | COLUMBUS | Muscogee | 1060106 | 1 | [5 empty] | Removed from Ground | Diesel | 10000 | Cathodically Protected Steel | 1981-02-06 | 1993-10-11 | Galvanized Steel | Safe Suction (Euro)
BAREFIELD SERVICE STATION | 5114 RIVER RD | COLUMBUS | Muscogee | 1060195 | 1 | Flapper Valve | 1997-06-01 | FALSE | 1997-06-01 | FALSE | Currently in Use | Diesel | 3000 | Steel-Impressed Current | 1966-05-05 |  | Steel (Impressed Current) | Safe Suction (Euro)
SUMMIT STORE #17 | 1960 BUENA VISTA RD | COLUMBUS | Muscogee | 9106104 | 4 |  | 1996-06-10 |  | 1996-06-10 |  | Removed from Ground | Gas (Historical Use) | 10000 | Steel-Impressed Current | 1980-07-01 | 2007-11-01 | Cathodically Protected | Pressurized
OPTIMAL FOOD MART | 3712 BUENA VISTA RD | COLUMBUS | Muscogee | 9106123 | 2 | Ball Float | 1998-07-31 | FALSE | 1988-12-01 | FALSE | Removed from Ground | Gas (Historical Use) | 6000 | Steel-Impressed Current | 1988-12-01 | 2020-08-18 | Double-Walled Fiberglass | Pressurized
RIBO CORP | 532 ANDREWS RD | COLUMBUS | Muscogee | 9106075 | 1 | [5 empty] | Removed from Ground | Diesel | 0 | Bare Steel | 1994-06-17 | 1994-06-17 | Galvanized Steel
PYRAMID FOOD MART | 3512 BUENA VISTA RD | COLUMBUS | Muscogee | 9106032 | 2 | Flapper Valve | 1999-12-01 |  | 1999-12-01 |  | Closed in Ground | Diesel | 8000 | Steel-Impressed Current | 1974-01-01 | 2005-04-13 | Double-Walled Fiberglass | Pressurized
TRUITT OIL & GAS CO INC | 3400 BUENA VISTA RD | COLUMBUS | Muscogee | 1060145 | 5 |  |  | TRUE |  | TRUE | Removed from Ground | Used Oil | 550 | Marked Unknown | 1994-04-01 | 1994-04-01 | Unknown
CITGO FOOD MART 208 | 2500 WYNNTON RD | COLUMBUS | Muscogee | 1060202 | 1 |  | 1998-09-01 |  | 1998-09-01 |  | Removed from Ground | Gas (Historical Use) | 10000 | Steel-Impressed Current | 1980-04-30 | 2000-09-01 | Cathodically Protected | Pressurized
GOODYEAR TIRE & SVC CTR #2153 | 3138 MACON RD | COLUMBUS | Muscogee | 9106106 | 500GALLON |  |  | TRUE |  | TRUE | Removed from Ground | Used Oil | 500 | Not Marked/Unknown | 1985-05-01 | 1995-03-13 | Bare Steel | Gravity Fed
FIRESTONE STORE #05F6/014818 | 3050 MACON RD | COLUMBUS | Muscogee | 1060212 | 2 | [5 empty] | Closed in Ground | Gas (Historical Use) | 10000 | Bare Steel | 1965-04-09 | 1983-06-01 | Bare Steel
CHEVRON STATION #40225 | 1810 WYNNTON RD | COLUMBUS | Muscogee | 1060059 | 2 | [5 empty] | Removed from Ground | Gas (Historical Use) | 10000 | Fiberglass | 1983-04-24 | 1990-10-19 | Fiberglass Reinforced Plastic
B + M Super C | 2997 BUENA VISTA RD | COLUMBUS | Muscogee | 1060021 | 2 | Flapper Valve | 1995-04-01 |  | 1995-04-01 |  | Removed from Ground | Gas (Historical Use) | 10000 | Steel-Impressed Current | 1966-05-13 | 2004-12-16 | Steel (Impressed Current) | Pressurized
SUMMIT STORE #17 | 1960 BUENA VISTA RD | COLUMBUS | Muscogee | 9106104 | 1 |  | 1996-06-10 |  | 1996-06-10 |  | Closed in Ground | Gas (Historical Use) | 10000 | Steel-Impressed Current | 1980-07-01 | 2005-01-12 | Cathodically Protected | Pressurized
CITGO FOOD MART 208 | 2500 WYNNTON RD | COLUMBUS | Muscogee | 1060202 | 3 |  | 1998-09-01 |  | 1998-09-01 |  | Removed from Ground | Gas (Historical Use) | 10000 | Steel-Impressed Current | 1980-04-30 | 2000-09-01 | Cathodically Protected | Pressurized
OPTIMAL FOOD MART | 3712 BUENA VISTA RD | COLUMBUS | Muscogee | 9106123 | 1 | Ball Float | 1998-07-31 | FALSE | 1988-12-01 | FALSE | Removed from Ground | Gas (Historical Use) | 6000 | Steel-Impressed Current | 1988-12-01 | 2020-08-18 | Double-Walled Fiberglass | Pressurized
WALL TIRE/TEXACO | 1509 WYNNTON RD | COLUMBUS | Muscogee | 1060192 | 4 | [5 empty] | Removed from Ground | Gas (Historical Use) | 4000 | Marked Unknown | 1990-04-01 | 1990-04-01 | Unknown
WALL TIRE/TEXACO | 1509 WYNNTON RD | COLUMBUS | Muscogee | 1060192 | 5 |  |  | TRUE |  | TRUE | Removed from Ground | Used Oil | 550 | Marked Unknown |  | 1899-12-31 | Unknown
CHEVRON STATION #40225 | 1810 WYNNTON RD | COLUMBUS | Muscogee | 1060059 | 1 | [5 empty] | Removed from Ground | Gas (Historical Use) | 10000 | Fiberglass | 1983-04-24 | 1990-10-19 | Fiberglass Reinforced Plastic
B + M Super C | 2997 BUENA VISTA RD | COLUMBUS | Muscogee | 1060021 | 3 | [5 empty] | Removed from Ground | Gas (Historical Use) | 3000 | Bare Steel | 1976-05-10 | 1994-11-07 | Fiberglass Reinforced Plastic | Pressurized
AAA COOPER TRANSPORTATION | 2420 BLANCHARD BLVD | COLUMBUS | Muscogee | 1062000 | 1 |  | 1991-04-30 |  | 1991-04-30 |  | Removed from Ground | Diesel | 10000 | Bare Steel | 1973-11-07 | 1996-07-08 | Double Walled | Suction (American)
AAA COOPER TRANSPORTATION | 2420 BLANCHARD BLVD | COLUMBUS | Muscogee | 1062000 | 4 | Flapper Valve | 2019-08-20 | FALSE | 2019-08-21 | FALSE | Currently in Use | Diesel On Road | 12000 | Composite Double Walled | 2019-08-19 |  | Double-Walled Fiberglass | Safe Suction (Euro)
KEN THOMAS HONDA | 1620 BOXWOOD DR | COLUMBUS | Muscogee | 9106076 | 3 |  |  | TRUE |  | TRUE | Removed from Ground | Used Oil | 550 | Bare Steel | 1981-08-01 | 1993-10-26 | Not Marked
BUENA VISTA GROCERY | 4228 BUENA VISTA RD | COLUMBUS | Muscogee | 10003301 | 1A | Overfill Alarm | 2021-10-27 | FALSE | 2021-10-27 | FALSE | Currently in Use | Regular | 10000 |  | 2021-10-22 |  | Double-Walled Fiberglass | Pressurized
FALCON | 6597 WHITTLESEY BLVD | COLUMBUS | Muscogee | 10003316 | 1 | Overfill Alarm | 2018-11-05 | FALSE | 2018-09-19 | FALSE | Currently in Use | Regular | 16000 | Composite Double Walled | 2018-09-12 |  | Double-Walled Fiberglass | Pressurized
COLUMBUS REGIONAL AIRPORT | 3250 BRITT DAVID ROAD | COLUMBUS | Muscogee | 9106092 | 1 | [5 empty] | Removed from Ground | Other | 1000 | Bare Steel | 1994-05-11 | 1994-05-11 | Cathodically Protected | Suction (American)
COLUMBUS REGIONAL AIRPORT | 3250 BRITT DAVID ROAD | COLUMBUS | Muscogee | 9106092 | 7 | [5 empty] | Removed from Ground | Other | 10000 | Bare Steel | 1999-02-23 | 1999-02-23 | Cathodically Protected | Suction (American)
MORNINGSIDE TEXACO | 4545 WARM SPRINGS RD | COLUMBUS | Muscogee | 1060008 | 3 | [5 empty] | Removed from Ground | Gas (Historical Use) | 4000 | Bare Steel | 1956-05-15 | 1992-11-09 | Galvanized Steel
PEEK PAVEMENT MARKING INC | 4444 MILLER RD | COLUMBUS | Muscogee | 1060102 | 2 | [5 empty] | Removed from Ground | Other | 1000 | Bare Steel | 1974-02-22 | 1983-01-01 | Galvanized Steel
FRANKS AUTOMOTIVE | 3411 BUENA VISTA RD | COLUMBUS | Muscogee | 1060052 | 5 | [5 empty] | Removed from Ground | Empty | 6000 | Bare Steel | 1986-05-08 | 1994-03-29 | Unknown
FRANKS AUTOMOTIVE | 3411 BUENA VISTA RD | COLUMBUS | Muscogee | 1060052 | 4 | [5 empty] | Removed from Ground | Empty | 6000 | Bare Steel | 1986-05-08 | 1994-03-29 | Unknown
THONI OIL/MAGIC BENZOL GAS STA | 3324 BUENA VISTA RD | COLUMBUS | Muscogee | 1060386 | 4 | [5 empty] | Removed from Ground | Gas (Historical Use) | 4000 | Bare Steel | 1978-05-10 | 1991-07-11 | Galvanized Steel
THONI OIL/MAGIC BENZOL GAS STA | 3324 BUENA VISTA RD | COLUMBUS | Muscogee | 1060386 | 1 | [5 empty] | Removed from Ground | Gas (Historical Use) | 3000 | Bare Steel | 1978-05-10 | 1991-07-11 | Galvanized Steel
UNITED OIL CO | MANCHESTER HWY | COLUMBUS | Muscogee | 1060413 | 1003 | [5 empty] | Removed from Ground | Gas (Historical Use) | 10000 | Marked Unknown | 1986-04-29 | 1988-01-01 | Unknown
CITGO AT MLK | 1431 MARTIN LUTHER KING JR BLVD | COLUMBUS | Muscogee | 1060325 | 5A | Ball Float | 2013-10-15 | FALSE | 2013-10-15 | FALSE | Currently in Use | Regular | 8000 | Composite Double Walled | 2013-10-15 |  |  | Pressurized
WYNNTON RD BP | 1519 WYNNTON RD | COLUMBUS | Muscogee | 1060304 | 4 | Flapper Valve | 1998-12-17 |  | 1998-12-17 |  | Removed from Ground | Gas (Historical Use) | 6000 | Steel-Impressed Current | 1966-05-13 | 2006-04-01 | Steel (Impressed Current) | Pressurized
WYNNTON RD BP | 1519 WYNNTON RD | COLUMBUS | Muscogee | 1060304 | 5 |  |  | TRUE |  | TRUE | Removed from Ground | Used Oil | 550 | Steel-Impressed Current | 1966-05-13 | 2006-08-15 | Steel (Impressed Current) | Gravity Fed
Circle K 2706741 | 2102 WYNNTON RD | COLUMBUS | Muscogee | 1060238 | 2 |  | 1998-07-01 | FALSE | 1998-07-01 | FALSE | Currently in Use | Diesel | 10000 | Steel-Impressed Current | 1980-03-18 |  | Fiberglass Reinforced Plastic | Pressurized
PHILLIPS ON WEEMS B&C MINI MARKE | 3651 WEEMS RD | COLUMBUS | Muscogee | 1060220 | 6 | Ball Float | 1993-05-14 | FALSE | 1993-05-14 | FALSE | Currently in Use | Premium | 4000 | Galvanic (STIP-3) | 1993-05-14 |  | Fiberglass Reinforced Plastic | Pressurized
BATTLE PARK HOMES | #50 ARROWHEAD RD | FORT BENNING | Muscogee | 1060408 | 1 | [5 empty] | Removed from Ground | Gas (Historical Use) | 550 | Bare Steel | 1986-05-08 | 1995-12-01 | Galvanized Steel
BP/O&A AUTO SVC/ROOSEVELT RUGGS | 1216 MLK JR BLVD | COLUMBUS | Muscogee | 1060286 | 4 |  |  | TRUE |  | TRUE | Removed from Ground | Used Oil | 550 | Bare Steel | 1966-05-13 | 1994-12-02 | Galvanized Steel | Gravity Fed
CITGO FUEL TECH | 314 5TH ST | COLUMBUS | Muscogee | 1060027 | 3 | Flapper Valve | 1998-12-12 | FALSE | 1992-01-01 | FALSE | Currently in Use | Regular | 8000 | Steel-Impressed Current | 1976-05-10 |  | Steel (Impressed Current) | Safe Suction (Euro)
WYNNTON SHELL #390 | 2001 WYNNTON RD | COLUMBUS | Muscogee | 1060165 | 4 |  | 1989-11-01 |  | 1989-11-01 |  | Closed in Ground | Diesel | 10270 | Steel-Impressed Current | 1980-04-05 | 2007-02-08 | Fiberglass Reinforced Plastic | Pressurized
WYNNTON SHELL #390 | 2001 WYNNTON RD | COLUMBUS | Muscogee | 1060165 | 7 | Ball Float | 2007-11-07 | TRUE | 2007-11-07 | TRUE | Currently in Use | Diesel | 4000 | Tank Jacket | 2008-03-10 |  | Double-Walled Fiberglass | Pressurized
WYNNTON SHELL #390 | 2001 WYNNTON RD | COLUMBUS | Muscogee | 1060165 | 1 |  | 1989-11-01 |  | 1989-11-01 |  | Closed in Ground | Gas (Historical Use) | 10270 | Steel-Impressed Current | 1980-04-05 | 2007-02-02 | Fiberglass Reinforced Plastic | Pressurized
WALL TIRE/TEXACO | 1509 WYNNTON RD | COLUMBUS | Muscogee | 1060192 | 3 | [5 empty] | Removed from Ground | Gas (Historical Use) | 4000 | Marked Unknown | 1990-04-01 | 1990-04-01 | Unknown
FIRESTONE STORE #05F6/014818 | 3050 MACON RD | COLUMBUS | Muscogee | 1060212 | 1 |  |  | TRUE |  | TRUE | Removed from Ground | Used Oil | 550 | Bare Steel | 1965-04-09 | 1989-09-01 | Bare Steel
AAA COOPER TRANSPORTATION | 2420 BLANCHARD BLVD | COLUMBUS | Muscogee | 1062000 | 3 | Overfill Alarm | 1996-07-31 | TRUE | 1996-07-31 | TRUE | Removed from Ground | Diesel | 10000 | Fiberglass Double Walled | 1996-07-31 | 2019-08-14 | Fiberglass Reinforced Plastic | Safe Suction (Euro)
SUMMIT STORE #17 | 1960 BUENA VISTA RD | COLUMBUS | Muscogee | 9106104 | 2 |  | 1996-06-10 | FALSE | 1996-06-10 | FALSE | Removed from Ground | Gas (Historical Use) | 10000 | Steel-Impressed Current | 1980-07-01 | 2007-11-01 | Cathodically Protected | Pressurized
BUILDING 10800 | CRAIG DRIVE | FORT BENNING | Muscogee | 10001303 | 1 |  |  | FALSE |  | FALSE | Removed from Ground | Used Oil | 275 | Bare Steel | 2006-06-07 | 2006-06-07
CULPEPPER VENDING | 5103 OLD CUSSETA RD | FORT BENNING | Muscogee | 9106031 | 1 | [5 empty] | Removed from Ground | Gas (Historical Use) | 1000 | Bare Steel | 1978-01-01 | 1994-04-12 | Galvanized Steel | Suction (American)
BUENA VISTA GROCERY | 4228 BUENA VISTA RD | COLUMBUS | Muscogee | 10003301 | 1B | Overfill Alarm | 2021-10-27 | FALSE | 2021-10-27 | FALSE | Currently in Use | Premium | 5000 |  | 2021-10-22 |  | Double-Walled Fiberglass | Pressurized
AIRPORT FOOD MART | 2921 AIRPORT THURWAY | COLUMBUS | Muscogee | 10003322 | 1 | Overfill Alarm | 2022-12-29 | FALSE | 2022-12-29 | FALSE | Currently in Use | Regular | 10000 | Tank Jacket Double Walled | 2022-12-09 |  | Double-Walled Fiberglass | Pressurized
AIRPORT FOOD MART | 2921 AIRPORT THURWAY | COLUMBUS | Muscogee | 10003322 | 2B | Overfill Alarm | 2022-12-29 | FALSE | 2022-12-29 | FALSE | Currently in Use | Diesel | 5000 | Tank Jacket Double Walled | 2022-12-09 |  | Double-Walled Fiberglass | Pressurized
FALCON | 6597 WHITTLESEY BLVD | COLUMBUS | Muscogee | 10003316 | 2 | Overfill Alarm | 2018-11-05 | FALSE | 2018-09-19 | FALSE | Currently in Use | Premium | 4000 | Composite Double Walled | 2018-09-12 |  | Double-Walled Fiberglass | Pressurized
FIRST UNION NATIONAL BANK-FT BEN | 109 WOLD AVE | FORT BENNING | Muscogee | 9106128 | 1 | [5 empty] | Removed from Ground | Diesel | 1000 | Marked Unknown | 1998-12-15 | 1998-12-15 | Unknown
FALCON | 6597 WHITTLESEY BLVD | COLUMBUS | Muscogee | 10003316 | 3 | Overfill Alarm | 2018-11-05 | FALSE | 2018-09-19 | FALSE | Currently in Use | Diesel | 4000 | Composite Double Walled | 2018-09-12 |  | Double-Walled Fiberglass | Pressurized
AIRPORT FOOD MART | 2921 AIRPORT THURWAY | COLUMBUS | Muscogee | 10003322 | 2A | Overfill Alarm | 2022-12-29 | FALSE | 2022-12-29 | FALSE | Currently in Use | Premium | 5000 | Tank Jacket Double Walled | 2022-12-09 |  | Double-Walled Fiberglass | Pressurized
Circle K 2706708 | 6900 BEAVER RUN RD | COLUMBUS | Muscogee | 9106121 | 6 | Flapper Valve | 2008-02-29 | FALSE | 2008-02-29 | FALSE | Currently in Use | Premium | 15000 | Fiberglass Double Walled | 2008-02-28 |  | Double-Walled Fiberglass | Pressurized
Circle K 2706708 | 6900 BEAVER RUN RD | COLUMBUS | Muscogee | 9106121 | 2 | Ball Float | 1995-06-12 |  | 1995-06-12 |  | Removed from Ground | Gas (Historical Use) | 12000 | Composite | 1995-06-12 | 2008-02-28 | Fiberglass Reinforced Plastic | Pressurized
FORMER BILLUPS STATION #7873 | 4432 HAMILTON RD | COLUMBUS | Muscogee | 9106048 | 0 | [5 empty] | Removed from Ground | Other | 0 | Not Marked/Unknown |  | 1899-12-31 | Not Marked
Circle K 2706708 | 6900 BEAVER RUN RD | COLUMBUS | Muscogee | 9106121 | 5 | Flapper Valve | 2008-02-29 | FALSE | 2008-02-29 | FALSE | Currently in Use | Premium | 20000 | Fiberglass Double Walled | 2008-02-28 |  | Double-Walled Fiberglass | Pressurized
Circle K 2706708 | 6900 BEAVER RUN RD | COLUMBUS | Muscogee | 9106121 | 4 | Ball Float | 1995-11-08 | FALSE | 1995-11-08 | FALSE | Currently in Use | Diesel | 12000 | Composite | 1996-05-30 |  | Fiberglass Reinforced Plastic | Pressurized
HWY 80 CHEVRON | 8050 BEAVER RUN RD | MIDLAND | Muscogee | 9106183 | 3 | Ball Float | 1997-12-01 | FALSE | 1997-12-01 | FALSE | Currently in Use | Diesel | 15000 | Composite | 1997-12-01 |  | Double-Walled Flex
Circle K 2706708 | 6900 BEAVER RUN RD | COLUMBUS | Muscogee | 9106121 | 3 | Ball Float | 1995-06-12 |  | 1995-06-12 |  | Removed from Ground | Gas (Historical Use) | 12000 | Composite | 1995-06-12 | 2008-02-28 | Fiberglass Reinforced Plastic | Pressurized
HWY 80 CHEVRON | 8050 BEAVER RUN RD | MIDLAND | Muscogee | 9106183 | 1 | Ball Float | 1997-12-01 | FALSE | 1997-12-01 | FALSE | Currently in Use | Regular | 12000 | Composite | 1997-12-01 |  | Double-Walled Flex
HWY 80 CHEVRON | 8050 BEAVER RUN RD | MIDLAND | Muscogee | 9106183 | 2 | Ball Float | 1997-12-01 | FALSE | 1997-12-01 | FALSE | Currently in Use | Premium | 8000 | Composite | 1997-12-01 |  | Double-Walled Flex
Circle K 2706708 | 6900 BEAVER RUN RD | COLUMBUS | Muscogee | 9106121 | 1 | Ball Float | 1995-06-12 |  | 1995-06-12 |  | Removed from Ground | Gas (Historical Use) | 12000 | Composite | 1995-06-12 | 2008-02-28 | Fiberglass Reinforced Plastic | Pressurized
COLUMBUS METROPOLITAN AIRPORT | 5290 ARMOUR ROAD | COLUMBUS | Muscogee | 9106149 | 1 | Overfill Alarm | 1992-02-12 |  | 1992-02-12 |  | Removed from Ground | Other | 10224 | Galvanic (STIP-3) | 1991-12-09 | 2016-02-17 | Galvanized Steel | Safe Suction (Euro)
Pamir Fuels & Food | 6741 Veterans Pkwy | Columbus | Muscogee | 10003562 | 2A | Flapper Valve | 2024-09-25 | FALSE | 2024-09-25 | FALSE | Currently in Use | Premium | 5000 | Composite Double Walled | 2024-09-25 |  | Double-Walled Flex | Pressurized
LINWOOD CHEVRON | 1631 13TH AVENUE, SUITE 300 | COLUMBUS | Muscogee | 10003583 | 2B | Flapper Valve | 2024-04-23 | FALSE | 2024-04-23 | FALSE | Currently in Use | Diesel | 5000 | Composite Double Walled | 2023-08-17 |  | Double-Walled Flex | Pressurized
WCEN COLUMBUS | 3000 SCHATULGA RD | Columbus | Muscogee | UST-SLOC-9106151 | 1 | [5 empty] | Removed from Ground | Diesel | 30000 | Bare Steel | 1974-01-01 | 1997-07-28 | Galvanized Steel
WCEN COLUMBUS | 3000 SCHATULGA RD | Columbus | Muscogee | UST-SLOC-9106153 | 1 | [5 empty] | Removed from Ground | Diesel | 250 | Bare Steel | 1984-01-01 | 2003-03-13 | Galvanized Steel
Pamir Fuels & Food | 6741 Veterans Pkwy | Columbus | Muscogee | 10003562 | 1 | Flapper Valve | 2024-09-25 | FALSE | 2024-09-25 | FALSE | Currently in Use | Regular | 15000 | Composite Double Walled | 2024-09-25 |  | Double-Walled Flex | Pressurized
WCEN COLUMBUS | 3000 SCHATULGA RD | Columbus | Muscogee | UST-SLOC-9106023 | 1 | [5 empty] | Removed from Ground | Gas (Historical Use) | 6000 | Bare Steel | 1974-01-01 | 1997-07-28 | Galvanized Steel
LINWOOD CHEVRON | 1631 13TH AVENUE, SUITE 300 | COLUMBUS | Muscogee | 10003583 | 1 | Flapper Valve | 2024-04-23 | FALSE | 2024-04-23 | FALSE | Currently in Use | Regular | 10000 | Composite Double Walled | 2023-08-17 |  | Double-Walled Flex | Pressurized
Pamir Fuels & Food | 6741 Veterans Pkwy | Columbus | Muscogee | 10003562 | 2B | Flapper Valve | 2024-09-25 | FALSE | 2024-09-25 | FALSE | Currently in Use | Diesel | 5000 | Composite Double Walled | 2024-09-25 |  | Double-Walled Flex | Pressurized
Pamir Fuels & Food | 6741 Veterans Pkwy | Columbus | Muscogee | 10003562 | 2C | Flapper Valve | 2024-09-25 | FALSE | 2024-09-25 | FALSE | Currently in Use | E-0 | 5000 | Composite Double Walled | 2024-09-25 |  | Double-Walled Flex | Pressurized
TOBACCO PLACE | 4491 RIVER RD | COLUMBUS | Muscogee | 10003580 | 2B | Overfill Alarm | 2022-06-13 | FALSE | 2022-06-15 | FALSE | Currently in Use | Diesel | 4000 | Tank Jacket Double Walled | 2022-06-01 |  | Double-Walled Fiberglass | Pressurized
TOBACCO PLACE | 4491 RIVER RD | COLUMBUS | Muscogee | 10003580 | 2A | Overfill Alarm | 2022-06-13 | FALSE | 2022-06-15 | FALSE | Currently in Use | Premium | 4000 | Tank Jacket Double Walled | 2022-06-01 |  | Double-Walled Fiberglass | Pressurized
MARATHON | 4215 SECOND AVE | COLUMBUS | Muscogee | 10003612 | 1 | Overfill Alarm | 2024-06-12 | FALSE | 2024-06-05 | FALSE | Currently in Use | Regular | 10000 | Composite Double Walled | 2024-06-04 |  | Double-Walled Fiberglass | Pressurized
MARATHON | 4215 SECOND AVE | COLUMBUS | Muscogee | 10003612 | 2A | Overfill Alarm | 2024-06-12 | FALSE | 2024-06-05 | FALSE | Currently in Use | Plus | 8000 | Composite Double Walled | 2024-06-04 |  | Double-Walled Fiberglass | Pressurized
MARATHON | 4215 SECOND AVE | COLUMBUS | Muscogee | 10003612 | 2B | Overfill Alarm | 2024-06-12 | FALSE | 2024-06-05 | FALSE | Currently in Use | Premium | 8000 | Composite Double Walled | 2024-06-04 |  | Double-Walled Fiberglass | Pressurized
PAPCO MART | 1045 FLOYD ROAD | COLUMBUS | Muscogee | 10002696 | 1 | Ball Float | 2017-04-18 | FALSE | 2017-04-18 | FALSE | Currently in Use | Regular | 12000 | Composite Double Walled | 2017-04-18 |  | Double-Walled Fiberglass | Pressurized
PAPCO MART | 1045 FLOYD ROAD | COLUMBUS | Muscogee | 10002696 | 2 | Ball Float | 2017-04-18 | FALSE | 2017-04-18 | FALSE | Currently in Use | Premium | 4000 | Composite Double Walled | 2017-04-18 |  | Double-Walled Fiberglass | Pressurized
SYNOVUS TECHNOLOGY CENTER | 7300 MOON Road | COLUMBUS | Muscogee | 10002746 | 1 | Flapper Valve | 2009-01-01 | FALSE | 2009-01-01 | FALSE | Currently in Use | Diesel | 30000 | Fiberglass Double Walled | 2008-01-01 |  | Double-Walled Fiberglass | Pressurized
WIL-VET CONVENIENCE STORE | 7845 VETERANS PKWY Parkway | COLUMBUS | Muscogee | 10002675 | 2B | Overfill Alarm | 1996-03-18 | FALSE | 2015-03-06 | FALSE | Currently in Use | Diesel | 6000 | Composite Double Walled | 2015-03-06 |  | Double-Walled Fiberglass
WIL-VET CONVENIENCE STORE | 7845 VETERANS PKWY Parkway | COLUMBUS | Muscogee | 10002675 | 2A | Overfill Alarm | 2015-03-06 | FALSE | 2015-03-06 | FALSE | Currently in Use | Premium | 6000 | Composite Double Walled | 2015-03-06 |  | Double-Walled Fiberglass
Floyd Rd Sunoco | 2121 Floyd Rd. | Columbus | Muscogee | 10002765 | 1 | Ball Float | 2016-09-26 | FALSE | 2016-09-26 | FALSE | Currently in Use | Regular | 12000 | Tank Jacket Double Walled | 2016-09-26 |  | Double-Walled Fiberglass | Pressurized
Floyd Rd Sunoco | 2121 Floyd Rd. | Columbus | Muscogee | 10002765 | 2B | Ball Float | 2016-09-26 | FALSE | 2016-09-26 | FALSE | Currently in Use | Diesel | 4000 | Tank Jacket Double Walled | 2016-09-26 |  | Double-Walled Fiberglass | Pressurized
SPEEDTRACK STORE | 800 9TH St. | COLUMBUS | Muscogee | 10002707 | 3 | Overfill Alarm | 2016-09-15 | FALSE | 2016-09-15 | FALSE | Currently in Use | Diesel | 4000 | Tank Jacket Double Walled | 2016-09-15 |  | Double-Walled Fiberglass | Pressurized
PAPCO MART | 1045 FLOYD ROAD | COLUMBUS | Muscogee | 10002696 | 3 | Ball Float | 2017-04-18 | FALSE | 2017-04-18 | FALSE | Currently in Use | Diesel | 4000 | Composite Double Walled | 2017-04-18 |  | Double-Walled Fiberglass | Pressurized
MANCHESTER 2021 INC. | 1916 MANCHESTER EXPY | COLUMBUS | Muscogee | 10002802 | 2A | Overfill Alarm | 2018-01-09 | FALSE |  | FALSE | Currently in Use | Premium | 6000 | Tank Jacket Double Walled | 2018-01-09 |  | Double-Walled Fiberglass | Pressurized
MANCHESTER 2021 INC. | 1916 MANCHESTER EXPY | COLUMBUS | Muscogee | 10002802 | 1 | Overfill Alarm | 2018-01-09 | FALSE |  | FALSE | Currently in Use | Regular | 12000 | Tank Jacket Double Walled | 2018-01-01 |  | Double-Walled Fiberglass | Pressurized
MANCHESTER 2021 INC. | 1916 MANCHESTER EXPY | COLUMBUS | Muscogee | 10002802 | 2B | Overfill Alarm | 2018-01-09 | FALSE |  | FALSE | Currently in Use | Diesel | 6000 | Tank Jacket Double Walled | 2018-01-09 |  | Double-Walled Fiberglass | Pressurized
SPEEDTRACK STORE | 800 9TH St. | COLUMBUS | Muscogee | 10002707 | 2 | Overfill Alarm | 2016-09-15 | FALSE | 2016-09-15 | FALSE | Currently in Use | Premium | 4000 | Tank Jacket Double Walled | 2016-09-15 |  | Double-Walled Fiberglass | Pressurized
Talbotton Plaza | 1120 Talbotton Rd. Suite A | Columbus | Muscogee | 10002889 | 2B | Flapper Valve | 2016-06-02 | FALSE | 2016-06-02 | FALSE | Currently in Use | Diesel | 4000 | Composite Double Walled | 2016-06-02 |  | Double-Walled Fiberglass | Pressurized
Talbotton Plaza | 1120 Talbotton Rd. Suite A | Columbus | Muscogee | 10002889 | 1 | Flapper Valve | 2016-06-02 | FALSE | 2016-06-02 | FALSE | Currently in Use | Regular | 15000 | Composite Double Walled | 2016-06-02 |  | Double-Walled Fiberglass | Pressurized
Floyd Rd Sunoco | 2121 Floyd Rd. | Columbus | Muscogee | 10002765 | 2A | Ball Float | 2016-09-26 | FALSE | 2016-09-26 | FALSE | Currently in Use | Premium | 4000 | Tank Jacket Double Walled | 2016-09-26 |  | Double-Walled Fiberglass | Pressurized
Liberty on Williams Rd | 3001 Williams Rd. | Columbus | Muscogee | 10002875 | 1 | Overfill Alarm | 2018-10-05 | FALSE | 2018-04-23 | FALSE | Currently in Use | Regular | 15000 | Tank Jacket Double Walled | 2018-04-20 |  | Double-Walled Fiberglass | Pressurized
Liberty on Williams Rd | 3001 Williams Rd. | Columbus | Muscogee | 10002875 | 2B | Overfill Alarm | 2018-10-05 | FALSE | 2018-04-23 | FALSE | Currently in Use | E-0 | 5000 | Tank Jacket Double Walled | 2018-04-20 |  | Double-Walled Fiberglass | Pressurized
Liberty on Williams Rd | 3001 Williams Rd. | Columbus | Muscogee | 10002875 | 2C | Overfill Alarm | 2018-10-05 | FALSE | 2018-04-23 | FALSE | Currently in Use | Diesel | 5000 | Tank Jacket Double Walled | 2018-04-20 |  | Double-Walled Fiberglass | Pressurized
TODD'S AUTO CLINIC | 4739 14TH AVENUE | COLUMBUS | Muscogee | 10002887 | 2 |  |  | FALSE |  | FALSE | Removed from Ground | Used Oil | 500 |  |  | 1998-08-31
Liberty on Williams Rd | 3001 Williams Rd. | Columbus | Muscogee | 10002875 | 2A | Overfill Alarm | 2018-10-05 | FALSE | 2018-04-23 | FALSE | Currently in Use | Premium | 5000 | Tank Jacket Double Walled | 2018-04-20 |  | Double-Walled Fiberglass | Pressurized
Victory Food Mart | 3232 Victory Dr | Columbus | Muscogee | 10002975 | 1A | Flapper Valve | 2019-01-15 | FALSE | 2019-01-15 | FALSE | Currently in Use | Regular | 12000 | Composite Double Walled | 2019-01-15 |  | Double-Walled Fiberglass | Pressurized
TODD'S AUTO CLINIC | 4739 14TH AVENUE | COLUMBUS | Muscogee | 10002887 | 1 |  |  | FALSE |  | FALSE | Removed from Ground | New Oil | 500 |  |  | 1998-08-31
Talbotton Plaza | 1120 Talbotton Rd. Suite A | Columbus | Muscogee | 10002889 | 2A | Flapper Valve | 2016-06-02 | FALSE | 2016-06-02 | FALSE | Currently in Use | Premium | 4000 | Composite Double Walled | 2016-06-02 |  | Double-Walled Fiberglass | Pressurized
St Mary's Convenience Store | 4108 St Marys Rd | Columbus | Muscogee | 10003037 | 2B | Overfill Alarm | 2018-05-03 | FALSE | 2018-05-03 | FALSE | Currently in Use | Diesel | 4000 | Tank Jacket Double Walled | 2018-04-27 |  | Double-Walled Fiberglass | Pressurized
Victory Food Mart | 3232 Victory Dr | Columbus | Muscogee | 10002975 | 1B | Flapper Valve | 2019-01-15 | FALSE | 2019-01-15 | FALSE | Currently in Use | Premium | 3000 | Composite Double Walled | 2019-01-15 |  | Double-Walled Fiberglass | Pressurized
St Mary's Convenience Store | 4108 St Marys Rd | Columbus | Muscogee | 10003037 | 2A | Overfill Alarm | 2018-05-03 | FALSE | 2018-05-03 | FALSE | Currently in Use | Premium | 4000 | Tank Jacket Double Walled | 2018-04-27 |  | Double-Walled Fiberglass | Pressurized
Ivy Park Market | 9501 Veterans Pkwy | Midland | Muscogee | 10003043 | 2 | Overfill Alarm | 2020-02-03 | FALSE | 2020-01-15 | FALSE | Currently in Use | Regular | 12000 | Tank Jacket Double Walled | 2020-01-10 |  | Double-Walled Fiberglass | Pressurized
St Mary's Convenience Store | 4108 St Marys Rd | Columbus | Muscogee | 10003037 | 1 | Overfill Alarm | 2018-05-03 | FALSE | 2018-05-03 | FALSE | Currently in Use | Regular | 12000 | Tank Jacket Double Walled | 2018-04-27 |  | Double-Walled Fiberglass | Pressurized
Ivy Park Market | 9501 Veterans Pkwy | Midland | Muscogee | 10003043 | 1B | Overfill Alarm | 2020-02-03 | FALSE | 2020-01-15 | FALSE | Currently in Use | Diesel | 4000 | Tank Jacket Double Walled | 2020-01-10 |  | Double-Walled Fiberglass | Pressurized
FORMER AUTO REPAIR FACILITY | 3914 BUENA VISTA RD | COLUMBUS | Muscogee | 10003064 | 2 |  |  | FALSE |  | FALSE | Removed from Ground | Used Oil | 500 |  |  | 2020-08-31
HISTORIC COLUMBUS HILTON | 800 FRONT AVE | COLUMBUS | Muscogee | 9106163 | 1 | [5 empty] | Closed in Ground | Other | 550 | Not Marked/Unknown | 1998-05-01 | 1998-05-01 | Not Marked
FORMER AUTO REPAIR FACILITY | 3914 BUENA VISTA RD | COLUMBUS | Muscogee | 10003064 | 1 |  |  | FALSE |  | FALSE | Removed from Ground | Used Oil | 500 |  |  | 2020-08-31
ZELMOS | 6851 FLAT ROCK RD | COLUMBUS | Muscogee | 10003195 | 2C | Overfill Alarm | 2021-03-08 | FALSE | 2021-01-27 | FALSE | Currently in Use | Regular | 6000 | Tank Jacket Double Walled | 2021-01-07 |  | Double-Walled Fiberglass | Pressurized
Ivy Park Market | 9501 Veterans Pkwy | Midland | Muscogee | 10003043 | 1A | Overfill Alarm | 2020-02-03 | FALSE | 2020-01-15 | FALSE | Currently in Use | Premium | 4000 | Tank Jacket Double Walled | 2020-01-10 |  | Double-Walled Fiberglass | Pressurized
ZELMOS | 6851 FLAT ROCK RD | COLUMBUS | Muscogee | 10003195 | 2A | Overfill Alarm | 2021-03-28 | FALSE | 2021-01-27 | FALSE | Currently in Use | Premium | 6000 | Tank Jacket Double Walled | 2021-01-07 |  | Double-Walled Fiberglass | Pressurized
ZELMOS | 6851 FLAT ROCK RD | COLUMBUS | Muscogee | 10003195 | 2B | Overfill Alarm | 2021-03-08 | FALSE | 2021-01-27 | FALSE | Currently in Use | Diesel | 6000 | Tank Jacket Double Walled | 2021-01-07 |  | Double-Walled Fiberglass | Pressurized
LINWOOD CHEVRON | 1631 13TH AVENUE, SUITE 300 | COLUMBUS | Muscogee | 10003583 | 2A | Flapper Valve | 2024-04-23 | FALSE | 2024-04-23 | FALSE | Currently in Use | Premium | 5000 | Composite Double Walled | 2023-08-17 |  | Double-Walled Flex | Pressurized
WIL-VET CONVENIENCE STORE | 7845 VETERANS PKWY Parkway | COLUMBUS | Muscogee | 10002675 | 1 | Overfill Alarm | 2015-03-06 | FALSE | 2015-03-06 | FALSE | Currently in Use | Regular | 15000 | Composite Double Walled | 2015-03-06 |  | Double-Walled Fiberglass | Pressurized
SPEEDTRACK STORE | 800 9TH St. | COLUMBUS | Muscogee | 10002707 | 1 | Overfill Alarm | 2016-09-15 | FALSE | 2016-09-15 | FALSE | Currently in Use | Regular | 15000 | Tank Jacket Double Walled | 2016-09-15 |  | Double-Walled Fiberglass | Pressurized
VACANT WAREHOUSE | 1052 MARTIN LUTHER KING JR BLVD | COLUMBUS | Muscogee | 10002918 | 1 |  |  | FALSE |  | FALSE | Removed from Ground | Gas (Historical Use) | 1000 | Bare Steel |  | 2018-12-19
PONY EXPRESS | 1778 HWY 11 SOUTH | MANSFIELD | Newton | 9000614 | 4 | [5 empty] | Removed from Ground | Diesel | 2000 | Bare Steel | 1963-03-19 | 1990-07-01 | Galvanized Steel
AMERICAN AGRIVEST INC | 4432 HWY 213 | MANSFIELD | Newton | 1010048 | 1 | [5 empty] | Removed from Ground | Diesel | 5000 | Not Marked/Unknown | 1995-03-23 | 1995-03-23 | Unknown
NEWTON AUTO PARTS | MAIN ST | MANSFIELD | Newton | 1070073 | 3 | [5 empty] | Removed from Ground | Gas (Historical Use) | 550 | Bare Steel | 1972-05-09 | 1998-09-01 | Galvanized Steel
NEWTON AUTO PARTS | MAIN ST | MANSFIELD | Newton | 1070073 | 1 | [5 empty] | Removed from Ground | Gas (Historical Use) | 1000 | Bare Steel | 1972-05-09 | 1998-09-01 | Galvanized Steel
PONY EXPRESS | 1778 HWY 11 SOUTH | MANSFIELD | Newton | 9000614 | 3 | [5 empty] | Removed from Ground | Gas (Historical Use) | 2000 | Bare Steel | 1963-03-19 | 1990-07-01 | Galvanized Steel
NEWTON AUTO PARTS | MAIN ST | MANSFIELD | Newton | 1070073 | 2 | [5 empty] | Removed from Ground | Gas (Historical Use) | 1000 | Bare Steel | 1972-05-09 | 1998-09-01 | Galvanized Steel
PONY EXPRESS | 1778 HWY 11 SOUTH | MANSFIELD | Newton | 9000614 | 1 | [5 empty] | Removed from Ground | Gas (Historical Use) | 8000 | Bare Steel | 1963-03-19 | 1990-07-01 | Galvanized Steel
PONY EXPRESS | 1778 HWY 11 SOUTH | MANSFIELD | Newton | 9000614 | 2 | [5 empty] | Removed from Ground | Gas (Historical Use) | 8000 | Bare Steel | 1963-03-19 | 1990-07-01 | Galvanized Steel
CHEVRON STATION #43432 | 6116 HWY 278 | COVINGTON | Newton | 1070001 | 5 | [5 empty] | Removed from Ground | Gas (Historical Use) | 3000 | Cathodically Protected Steel | 1965-04-28 | 1990-10-17 | Galvanized Steel
CHEVRON STATION #43432 | 6116 HWY 278 | COVINGTON | Newton | 1070001 | 4 | [5 empty] | Removed from Ground | Gas (Historical Use) | 3000 | Cathodically Protected Steel | 1965-04-28 | 1990-10-17 | Galvanized Steel
GA DOT #10225 NEWTON CO MAINT HW | 8278 HAZEL BRAND RD/I-20 FRONTAG | COVINGTON | Newton | 1070014 | 225G1 | [5 empty] | Removed from Ground | Gas (Historical Use) | 2000 | Cathodically Protected Steel | 1986-04-29 | 2004-02-19 | Galvanized Steel | Suction (American)
STANDRIDGE COLOR CORP | 10200 IND BLVD | COVINGTON | Newton | 1070003 | 1 | [5 empty] | Removed from Ground | Gas (Historical Use) | 500 | Bare Steel | 1983-04-19 | 1899-12-31 | Galvanized Steel
BUS SHOP | 4159 MILL ST | COVINGTON | Newton | 1070006 | 2 | [5 empty] | Removed from Ground | Empty | 10000 | Marked Unknown | 1971-01-12 | 1998-12-15 | Unknown
GOLDEN PANTRY #99 | 3192 EMORY ST | COVINGTON | Newton | 1070070 | 2 |  | 1998-11-20 |  | 1998-11-20 |  | Temporarily out of use | Gas (Historical Use) | 10000 | Steel-Impressed Current | 1978-05-10 |  | Cathodically Protected | Pressurized
CHEVRON STATION #43432 | 6116 HWY 278 | COVINGTON | Newton | 1070001 | 3 | [5 empty] | Removed from Ground | Gas (Historical Use) | 8000 | Cathodically Protected Steel | 1977-04-25 | 1990-10-17 | Galvanized Steel
LIVINGTON ELEMENTARY SCHOOL | 3652 HWY 81 SOUTH | COVINGTON | Newton | 1070007 | 2 | [5 empty] | Removed from Ground | Diesel | 6000 | Marked Unknown | 1956-01-16 | 1987-01-01 | Unknown
SEASIDE ENTERPRISES INC | 4198 HWY 278 | COVINGTON | Newton | 1070019 | 3 |  | 1996-09-20 |  | 1996-09-20 |  | Removed from Ground | Gas (Historical Use) | 10000 | Cathodically Protected Steel | 1985-04-29 | 2011-08-12 | Fiberglass Reinforced Plastic | Pressurized
BROWN BRIDGE GROC. | BROWN BRIDGE RD. | COVINGTON | Newton | 1070080 | 1 | [5 empty] | Removed from Ground | Gas (Historical Use) | 1000 | Bare Steel | 1978-05-10 | 1990-01-01 | Galvanized Steel
GOLDEN PANTRY #99 | 3192 EMORY ST | COVINGTON | Newton | 1070070 | 3 |  | 1998-11-20 |  | 1998-11-20 |  | Temporarily out of use | Gas (Historical Use) | 10000 | Steel-Impressed Current | 1978-05-10 |  | Cathodically Protected | Pressurized
CHAPMANS CHEVRON | 5590 HWY 81 S | COVINGTON | Newton | 1070066 | 5 |  | 1997-02-01 |  | 1997-02-01 |  | Currently in Use | Gas (Historical Use) | 8000 | Epoxy | 1997-01-01 |  | Fiberglass Reinforced Plastic | Pressurized
CHAPMANS CHEVRON | 5590 HWY 81 S | COVINGTON | Newton | 1070066 | 4 |  | 1997-04-02 |  | 1997-04-02 |  | Currently in Use | Other | 1000 | Cathodically Protected Steel | 1971-05-12 |  | Cathodically Protected | Suction (American)
EASTGATE TEXACO | 6158 HWY 278 | COVINGTON | Newton | 1070062 | 3 | [5 empty] | Removed from Ground | Gas (Historical Use) | 2000 | Not Marked/Unknown | 1993-02-01 | 1993-02-01 | Not Marked
SEASIDE ENTERPRISES INC | 4198 HWY 278 | COVINGTON | Newton | 1070019 | 2 |  | 1996-09-20 |  | 1996-09-20 |  | Removed from Ground | Gas (Historical Use) | 10000 | Cathodically Protected Steel | 1985-04-29 | 2011-08-12 | Fiberglass Reinforced Plastic | Pressurized
POTTS CORNER LLC/CHEVRON | 15524 HWY 36 | COVINGTON | Newton | 1070005 | 7 | Ball Float | 1997-01-01 | FALSE | 1997-01-01 | FALSE | Currently in Use | Kerosene | 2000 | Epoxy | 1997-01-01 |  | Fiberglass Reinforced Plastic | Pressurized
CHEVRON STATION #43432 | 6116 HWY 278 | COVINGTON | Newton | 1070001 | 6 |  |  | TRUE |  | TRUE | Removed from Ground | Used Oil | 550 | Cathodically Protected Steel | 1965-04-28 | 1990-10-17 | Galvanized Steel
SEASIDE ENTERPRISES INC | 4198 HWY 278 | COVINGTON | Newton | 1070019 | 1 |  | 1996-09-20 |  | 1996-09-20 |  | Removed from Ground | Gas (Historical Use) | 10000 | Cathodically Protected Steel | 1985-04-29 | 2011-08-12 | Fiberglass Reinforced Plastic | Pressurized
C-H HEATING & AIR COND INC | 5826 HWY 20 | COVINGTON | Newton | 1070004 | 1 | [5 empty] | Removed from Ground | Diesel | 560 | Bare Steel | 1976-03-09 | 1991-01-01 | Bare Steel
POTTS CORNER LLC/CHEVRON | 15524 HWY 36 | COVINGTON | Newton | 1070005 | 8 | Ball Float | 2016-11-01 | FALSE | 2016-11-01 | FALSE | Currently in Use | Premium | 6000 | Composite Double Walled | 2016-11-01 |  | Double-Walled Fiberglass | Pressurized
POTTS CORNER LLC/CHEVRON | 15524 HWY 36 | COVINGTON | Newton | 1070005 | 6 | Ball Float | 1997-01-01 | FALSE | 1997-01-01 | FALSE | Currently in Use | Diesel | 6000 | Epoxy | 1997-01-01 |  | Fiberglass Reinforced Plastic | Pressurized
MOBIL CHEMICAL CO | PO BOX 71 | COVINGTON | Newton | 1070078 | 1 | [5 empty] | Removed from Ground | Other | 4000 | Bare Steel | 1981-05-07 | 1988-02-02 | Galvanized Steel
MORGAN FARM AIRPORT | 11101 HWY 278 EAST | COVINGTON | Newton | 1070084 | 1 | [5 empty] | Removed from Ground | Gas (Historical Use) | 1000 | Bare Steel | 1971-05-12 | 1990-01-01 | Galvanized Steel
CHAPMANS CHEVRON | 5590 HWY 81 S | COVINGTON | Newton | 1070066 | 3 |  | 1997-04-02 |  | 1997-04-02 |  | Temporarily out of use | Gas (Historical Use) | 5000 | Steel-Impressed Current | 1971-05-12 |  | Fiberglass Reinforced Plastic | Pressurized
WESTGATE TEXACO | 4160 HWY 278 | COVINGTON | Newton | 1070061 | 1 | [5 empty] | Removed from Ground | Gas (Historical Use) | 3000 | Bare Steel | 1966-05-12 | 1991-07-01 | Unknown
DEPOT PURE | 4111 EMORY ST | COVINGTON | Newton | 1070055 | 6A | Flapper Valve | 2007-01-01 | FALSE | 2007-01-01 | FALSE | Currently in Use | Diesel On Road | 1000 | Composite | 2007-01-01 |  | Steel (Impressed Current) | Suction (American)
DEPOT PURE | 4111 EMORY ST | COVINGTON | Newton | 1070055 | 6B | Flapper Valve | 2007-01-01 | FALSE | 2007-01-01 | FALSE | Currently in Use | Diesel Off Road | 1000 | Composite | 2007-01-01 |  | Steel (Impressed Current) | Suction (American)
VACANT LOT | 2100 WILLIAMS ST. | COVINGTON | Newton | 1070044 | 1 | [5 empty] | Removed from Ground | Gas (Historical Use) | 1000 | Bare Steel | 1978-05-10 | 1990-01-01 | Galvanized Steel
POTTS CORNER LLC/CHEVRON | 15524 HWY 36 | COVINGTON | Newton | 1070005 | 1 | [5 empty] | Removed from Ground | Gas (Historical Use) | 3000 | Bare Steel | 1974-03-03 | 1997-01-01 | Bare Steel | Suction (American)
GOLDEN PANTRY #99 | 3192 EMORY ST | COVINGTON | Newton | 1070070 | 1 |  | 1998-11-20 |  | 1998-11-20 |  | Temporarily out of use | Gas (Historical Use) | 10000 | Steel-Impressed Current | 1978-05-10 |  | Cathodically Protected | Pressurized
EASTGATE TEXACO | 6158 HWY 278 | COVINGTON | Newton | 1070062 | 2 | [5 empty] | Removed from Ground | Gas (Historical Use) | 10000 | Not Marked/Unknown | 1993-02-01 | 1993-02-01 | Not Marked
HARRIS AUTO SALES | 5190 US HWY 278 | COVINGTON | Newton | 1070059 | 2 | [5 empty] | Removed from Ground | Gas (Historical Use) | 1000 | Bare Steel | 1978-05-09 | 1991-03-01 | Unknown
DEPOT PURE | 4111 EMORY ST | COVINGTON | Newton | 1070055 | 5 | Flapper Valve | 1998-12-20 |  | 1998-12-20 |  | Removed from Ground | Diesel | 1000 | Steel-Impressed Current | 1976-05-10 | 2006-12-01 | Steel (Impressed Current) | Suction (American)
DEPOT PURE | 4111 EMORY ST | COVINGTON | Newton | 1070055 | 4 | Flapper Valve | 1998-12-20 | FALSE | 1998-12-20 | FALSE | Currently in Use | Diesel On Road | 1000 | Steel-Impressed Current | 1976-05-10 |  | Steel (Impressed Current) | Suction (American)
MIDWAY GROCERY | 10495 FLAT SHOALS | COVINGTON | Newton | 1070057 | 2 | [5 empty] | Removed from Ground | Gas (Historical Use) | 550 | Bare Steel | 1976-05-09 | 1987-04-01 | Unknown
MOBIL CHEMICAL CO | PO BOX 71 | COVINGTON | Newton | 1070078 | 2 | [5 empty] | Removed from Ground | Other | 4000 | Bare Steel | 1981-05-07 | 1992-08-05 | Galvanized Steel
PI-JON INC | 3231 SPRING ST | COVINGTON | Newton | 1070063 | 1 | [5 empty] | Removed from Ground | Kerosene | 3000 | Bare Steel | 1983-05-08 | 1997-03-01 | Unknown
WESTGATE TEXACO | 4160 HWY 278 | COVINGTON | Newton | 1070061 | 3 | [5 empty] | Removed from Ground | Gas (Historical Use) | 2000 | Bare Steel | 1966-05-12 | 1991-07-01 | Unknown
ELLINGTON CORNER STORE | 20 SALEM CIR | COVINGTON | Newton | 1070056 | 1 | [5 empty] | Removed from Ground | Gas (Historical Use) | 4000 | Bare Steel | 1976-05-09 | 1988-05-01 | Unknown
RICE GROCERY | HWY 162 | COVINGTON | Newton | 1070049 | 2 | [5 empty] | Closed in Ground | Gas (Historical Use) | 560 | Bare Steel | 1976-05-10 | 1899-12-31 | Galvanized Steel
ROCKY PLAINS COMMUNITY STORE | 2310 HWY 212 | COVINGTON | Newton | 1070045 | 5 | Flapper Valve | 1998-05-01 | FALSE | 1998-05-01 | FALSE | Currently in Use | Diesel | 1000 | Epoxy | 1998-04-10 |  | Fiberglass Reinforced Plastic
THRIFT OIL #1 | 1121 HENDRIX ST | COVINGTON | Newton | 1070024 | 4 | [5 empty] | Removed from Ground | Diesel | 3000 | Bare Steel | 1974-01-01 | 1998-07-20 | Galvanized Steel | Safe Suction (Euro)
POTTS CORNER LLC/CHEVRON | 15524 HWY 36 | COVINGTON | Newton | 1070005 | 3 | [5 empty] | Removed from Ground | Gas (Historical Use) | 2000 | Bare Steel | 1974-03-03 | 1997-01-01 | Bare Steel | Suction (American)
MIDAS MUFFLER SHOP | 9123 HWY 278 (NEWTON) | COVINGTON | Newton | 1070010 | 1 | [5 empty] | Removed from Ground | Empty | 8000 | Bare Steel | 1971-03-24 | 1980-01-01 | Not Marked
JINS GROCERY | 5172 FLOYD ST | COVINGTON | Newton | 1070047 | 2 | [5 empty] | Removed from Ground | Gas (Historical Use) | 560 | Bare Steel | 1971-05-12 | 1999-12-01 | Galvanized Steel
ROCKY PLAINS COMMUNITY STORE | 2310 HWY 212 | COVINGTON | Newton | 1070045 | 1 | [5 empty] | Removed from Ground | Gas (Historical Use) | 2000 | Bare Steel | 1978-05-10 | 1998-04-10 | Galvanized Steel | Suction (American)
GA DOT #10225 NEWTON CO MAINT HW | 8278 HAZEL BRAND RD/I-20 FRONTAG | COVINGTON | Newton | 1070014 | 225D1 | [5 empty] | Removed from Ground | Empty | 2000 | Cathodically Protected Steel | 1986-04-29 | 2004-02-19 | Galvanized Steel
GA DOT #10225 NEWTON CO MAINT HW | 8278 HAZEL BRAND RD/I-20 FRONTAG | COVINGTON | Newton | 1070014 | 10225-2 | [5 empty] | Removed from Ground | Diesel | 1 | Bare Steel | 1971-05-03 | 1987-04-01 | Cathodically Protected
GA DOT #10225 NEWTON CO MAINT HW | 8278 HAZEL BRAND RD/I-20 FRONTAG | COVINGTON | Newton | 1070014 | 10225-1 | [5 empty] | Removed from Ground | Gas (Historical Use) | 2060 | Bare Steel | 1971-05-03 | 1987-04-01 | Unknown
SEASIDE ENTERPRISES INC | 4198 HWY 278 | COVINGTON | Newton | 1070019 | 4 |  | 1996-09-20 |  | 1996-09-20 |  | Removed from Ground | Kerosene | 6000 | Composite | 1985-04-29 | 2011-08-12 | Fiberglass Reinforced Plastic | Suction (American)
SEASIDE ENTERPRISES INC | 4198 HWY 278 | COVINGTON | Newton | 1070019 | 5 |  | 1996-09-20 |  | 1996-09-20 |  | Removed from Ground | Diesel | 12000 | Cathodically Protected Steel | 1985-04-29 | 2011-08-12 | Fiberglass Reinforced Plastic | Pressurized
POTTS CORNER LLC/CHEVRON | 15524 HWY 36 | COVINGTON | Newton | 1070005 | 2 | [5 empty] | Removed from Ground | Gas (Historical Use) | 2000 | Bare Steel | 1974-03-03 | 1997-01-01 | Bare Steel | Suction (American)
COVINGTON MAINT FAC/SNAPPING SHO | 2194 EMORY ST | COVINGTON | Newton | 1070008 | 1 | [5 empty] | Removed from Ground | Diesel | 1000 | Bare Steel | 1963-02-06 | 1899-12-31 | Galvanized Steel
J.W. GINN & SON | RT 3 | COVINGTON | Newton | 1070074 | 1 | [5 empty] | Removed from Ground | Gas (Historical Use) | 1000 | Bare Steel | 1981-05-07 | 1998-08-01 | Galvanized Steel
COVINGTON FIRE DEPARTMENT | 2101 PACE ST | COVINGTON | Newton | 1070085 | 1 | [5 empty] | Removed from Ground | Gas (Historical Use) | 1000 | Bare Steel | 1960-05-13 | 1991-10-14 | Galvanized Steel
PI-JON INC | 3231 SPRING ST | COVINGTON | Newton | 1070063 | 2 | [5 empty] | Closed in Ground | Gas (Historical Use) | 550 | Not Marked/Unknown | 1983-05-08 | 1987-06-01 | Not Marked
DEPOT PURE | 4111 EMORY ST | COVINGTON | Newton | 1070055 | 2 | Flapper Valve | 1998-12-20 | FALSE | 1998-12-20 | FALSE | Removed from Ground | Gas (Historical Use) | 1020 | Steel-Impressed Current | 1961-05-14 |  | Steel (Impressed Current) | Suction (American)
SALEM FOOD MART | 5890 SALEM RD | COVINGTON | Newton | 1070048 | 1 |  | 1998-12-22 |  | 1998-12-22 |  | Removed from Ground | Gas (Historical Use) | 4000 | Steel-Impressed Current | 1971-05-12 | 2011-02-25 | Cathodically Protected | Suction (American)
ANUM & ALYZA HOLDING LLC | 15825 GA HWY 36 | COVINGTON | Newton | 1070038 | 1 |  | 1998-12-01 | FALSE | 1998-12-01 | FALSE | Removed from Ground | Regular | 2000 | Steel-Impressed Current | 1980-05-09 |  | Steel (Impressed Current) | Suction (American)
BIHARI PATEL | 2117 EMORY ST | COVINGTON | Newton | 1070029 | 2 | Flapper Valve | 1996-08-01 | FALSE | 1996-08-01 | FALSE | Currently in Use | Regular | 10000 | Steel-Impressed Current | 1982-05-06 |  | Steel (Impressed Current) | Pressurized
HORTONS GULF | U.S. 278 & HWY 81 | COVINGTON | Newton | 1070032 | 3 | [5 empty] | Removed from Ground | Gas (Historical Use) | 2000 | Bare Steel | 1956-05-12 | 1990-01-01 | Galvanized Steel
A & N GROC | 7124 JACKSON HWY | COVINGTON | Newton | 1070037 | 2 | [5 empty] | Removed from Ground | Gas (Historical Use) | 1000 | Bare Steel | 1974-05-11 | 1997-03-10 | Galvanized Steel
COVINGTON FIRE DEPARTMENT | 2101 PACE ST | COVINGTON | Newton | 1070085 | 2 | [5 empty] | Removed from Ground | Other | 550 | Bare Steel | 1985-05-07 | 1998-12-01 | Galvanized Steel | Safe Suction (Euro)
ELLINGTON CORNER STORE | 20 SALEM CIR | COVINGTON | Newton | 1070056 | 2 | [5 empty] | Removed from Ground | Gas (Historical Use) | 3000 | Bare Steel | 1976-05-09 | 1988-05-01 | Unknown
SALEM FOOD MART | 5890 SALEM RD | COVINGTON | Newton | 1070048 | 2 |  | 1998-12-22 |  | 1998-12-22 |  | Removed from Ground | Gas (Historical Use) | 4000 | Steel-Impressed Current | 1971-05-12 | 2011-02-25 | Cathodically Protected | Suction (American)
THRIFT OIL CO | 5177 FLOYD ST. | COVINGTON | Newton | 1070026 | 4 | [5 empty] | Removed from Ground | Diesel | 0 | Bare Steel | 1986-04-29 | 1988-12-16 | Galvanized Steel
GREG CHRISTIAN GRADING | 5176 HWY 278 E. | COVINGTON | Newton | 1070076 | 2 | [5 empty] | Removed from Ground | Diesel | 550 | Bare Steel | 1984-05-06 | 1899-12-31 | Galvanized Steel
MOBIL CHEMICAL CO | PO BOX 71 | COVINGTON | Newton | 1070078 | 4 |  |  | TRUE |  | TRUE | Removed from Ground | Used Oil | 560 | Bare Steel | 1983-06-11 | 1992-05-14 | Galvanized Steel
WESTGATE TEXACO | 4160 HWY 278 | COVINGTON | Newton | 1070061 | 2 | [5 empty] | Removed from Ground | Gas (Historical Use) | 3000 | Bare Steel | 1966-05-12 | 1991-07-01 | Unknown
POTTS CORNER LLC/CHEVRON | 15524 HWY 36 | COVINGTON | Newton | 1070005 | 4 | Ball Float | 1997-01-01 | FALSE | 1997-01-01 | FALSE | Currently in Use | Regular | 12000 | Epoxy | 1997-01-01 |  | Fiberglass Reinforced Plastic | Pressurized
POTTS CORNER LLC/CHEVRON | 15524 HWY 36 | COVINGTON | Newton | 1070005 | 5 | Ball Float | 1997-01-01 | FALSE | 1997-01-01 | FALSE | Currently in Use | Plus | 8000 | Epoxy | 1997-01-01 |  | Fiberglass Reinforced Plastic | Pressurized
LIVINGTON ELEMENTARY SCHOOL | 3652 HWY 81 SOUTH | COVINGTON | Newton | 1070007 | 1 | [5 empty] | Removed from Ground | Diesel | 6000 | Marked Unknown | 1956-01-16 | 1987-01-01 | Unknown
MIDAS MUFFLER SHOP | 9123 HWY 278 (NEWTON) | COVINGTON | Newton | 1070010 | 2 | [5 empty] | Removed from Ground | Empty | 8000 | Bare Steel | 1971-03-24 | 1980-01-01 | Not Marked
GA FC/NEWTON CO UNIT | 2707 ACCESS RD | COVINGTON | Newton | 1070012 | 3 |  | 1991-01-01 |  | 1991-01-01 |  | Removed from Ground | Diesel | 1000 | Galvanic (STIP-3) | 1991-01-01 | 2002-05-14 | Cathodically Protected | Safe Suction (Euro)
BROWN BRIDGE GROC. | BROWN BRIDGE RD. | COVINGTON | Newton | 1070080 | 2 | [5 empty] | Removed from Ground | Gas (Historical Use) | 1000 | Bare Steel | 1971-05-12 | 1990-01-01 | Galvanized Steel
SALEM FOOD MART | 5890 SALEM RD | COVINGTON | Newton | 1070048 | 3 | Flapper Valve | 2023-12-07 | FALSE | 2023-12-07 | FALSE | Currently in Use | Regular | 12000 | Composite Double Walled | 2023-12-07 |  | Double-Walled Fiberglass | Pressurized
SALEM FOOD MART | 5890 SALEM RD | COVINGTON | Newton | 1070048 | 4A | Flapper Valve | 2023-12-07 | FALSE | 2023-12-07 | FALSE | Currently in Use | Premium | 4000 | Composite Double Walled | 2023-12-07 |  | Double-Walled Fiberglass | Pressurized
THRIFT OIL CO | 5177 FLOYD ST. | COVINGTON | Newton | 1070026 | 2 | [5 empty] | Removed from Ground | Kerosene | 0 | Bare Steel | 1986-04-29 | 1988-12-16 | Galvanized Steel
HORTONS GULF | U.S. 278 & HWY 81 | COVINGTON | Newton | 1070032 | 1 | [5 empty] | Removed from Ground | Gas (Historical Use) | 2000 | Bare Steel | 1956-05-12 | 1990-01-01 | Galvanized Steel
COVINGTON STORE PRIME LLC, | 1814 GEORGIA HWY 11 S | COVINGTON | Newton | 1070111 | 4 | Flapper Valve | 1997-04-24 | FALSE | 1997-04-24 | FALSE | Currently in Use | Diesel | 10000 | Steel-Impressed Current | 1981-01-02 |  | Steel (Impressed Current) | Pressurized
BECO GAS CO | 2316 PACE ST | COVINGTON | Newton | 1070028 | 3 | [5 empty] | Removed from Ground | Gas (Historical Use) | 6000 | Bare Steel | 1986-04-30 | 1990-01-01 | Galvanized Steel
COVINGTON MAINT FAC/SNAPPING SHO | 2194 EMORY ST | COVINGTON | Newton | 1070008 | 2 |  |  | TRUE |  | TRUE | Removed from Ground | Empty | 550 | Bare Steel | 1963-02-06 | 1899-12-31 | Bare Steel
JINS GROCERY | 5172 FLOYD ST | COVINGTON | Newton | 1070047 | 5 | [5 empty] | Removed from Ground | Gas (Historical Use) | 560 | Bare Steel | 1966-05-13 | 1999-12-01 | Galvanized Steel
JINS GROCERY | 5172 FLOYD ST | COVINGTON | Newton | 1070047 | 4 | [5 empty] | Removed from Ground | Gas (Historical Use) | 560 | Bare Steel | 1966-05-13 | 1999-12-01 | Galvanized Steel
MARKS BROS DAIRY | 1301 WOODLAWN RD. | COVINGTON | Newton | 1070040 | 2 | [5 empty] | Permanently Out of Use - historical purposes | Diesel | 560 | Bare Steel | 1961-05-14 | 1899-12-31 | Galvanized Steel
ROCKY PLAINS COMMUNITY STORE | 2310 HWY 212 | COVINGTON | Newton | 1070045 | 3 | [5 empty] | Removed from Ground | Gas (Historical Use) | 1000 | Bare Steel | 1979-05-10 | 1998-04-10 | Galvanized Steel | Suction (American)
A & N GROC | 7124 JACKSON HWY | COVINGTON | Newton | 1070037 | 1 | [5 empty] | Removed from Ground | Gas (Historical Use) | 1000 | Bare Steel | 1974-05-11 | 1997-03-10 | Galvanized Steel
PURE FOOD MART | 100 MORNINGSIDE DR | COVINGTON | Newton | 1070050 | 2 | [5 empty] | Removed from Ground | Gas (Historical Use) | 550 | Bare Steel | 1966-05-13 | 1999-12-01 | Galvanized Steel | Suction (American)
VACANT LOT | 2737 ACCESS RD | COVINGTON | Newton | 1070053 | 1 | [5 empty] | Removed from Ground | Gas (Historical Use) | 1000 | Bare Steel | 1981-05-09 | 1989-01-01 | Galvanized Steel
ELLINGTON CORNER STORE | 20 SALEM CIR | COVINGTON | Newton | 1070056 | 6 | Flapper Valve | 1998-11-01 | FALSE | 1998-11-01 | FALSE | Removed from Ground | Diesel | 8000 | Steel-Impressed Current | 1988-01-01 |  | Steel (Impressed Current) | Pressurized
SALEM FOOD MART | 5890 SALEM RD | COVINGTON | Newton | 1070048 | 4B | Flapper Valve | 2023-12-07 | FALSE | 2023-12-07 | FALSE | Currently in Use | E-0 | 4000 | Composite Double Walled | 2023-12-07 |  | Double-Walled Fiberglass | Pressurized
PURE FOOD MART | 100 MORNINGSIDE DR | COVINGTON | Newton | 1070050 | 3B | Flapper Valve | 2002-05-01 | FALSE | 2002-05-01 | FALSE | Currently in Use | Premium | 1000 | Fiberglass | 2002-05-01 |  | Fiberglass Reinforced Plastic | Safe Suction (Euro)
PURE FOOD MART | 100 MORNINGSIDE DR | COVINGTON | Newton | 1070050 | 1 | [5 empty] | Removed from Ground | Gas (Historical Use) | 550 | Bare Steel | 1966-05-13 | 1999-12-01 | Galvanized Steel | Suction (American)
VACANT LOT | 2737 ACCESS RD | COVINGTON | Newton | 1070053 | 2 | [5 empty] | Removed from Ground | Gas (Historical Use) | 1000 | Bare Steel | 1981-05-09 | 1899-12-31 | Galvanized Steel
COVINGTON PURE | 6125 HWY 278 | COVINGTON | Newton | 1070054 | 5 |  |  | TRUE |  | TRUE | Closed in Ground | Used Oil | 550 | Steel-Impressed Current | 1976-05-10 | 2016-02-02 | Cathodically Protected
ANUM & ALYZA HOLDING LLC | 15825 GA HWY 36 | COVINGTON | Newton | 1070038 | 6A | Flapper Valve | 2024-04-10 | FALSE | 2024-04-10 | FALSE | Currently in Use | Premium | 6000 | Composite Double Walled | 2024-03-08 |  | Double-Walled Fiberglass | Pressurized
ANUM & ALYZA HOLDING LLC | 15825 GA HWY 36 | COVINGTON | Newton | 1070038 | 6B |  |  | FALSE |  | FALSE | Currently in Use | Diesel | 6000 | Composite Double Walled | 2024-03-08 |  | Double-Walled Fiberglass | Pressurized
MOBIL CHEMICAL CO | PO BOX 71 | COVINGTON | Newton | 1070078 | 5 | [5 empty] | Removed from Ground | Other | 10000 | Composite | 1992-08-05 | 1995-01-16 | Fiberglass Reinforced Plastic | Pressurized
BROWN BRIDGE GROC. | BROWN BRIDGE RD. | COVINGTON | Newton | 1070080 | 3 | [5 empty] | Removed from Ground | Gas (Historical Use) | 560 | Bare Steel | 1971-05-12 | 1990-01-01 | Galvanized Steel
EASTGATE TEXACO | 6158 HWY 278 | COVINGTON | Newton | 1070062 | 1 | [5 empty] | Removed from Ground | Gas (Historical Use) | 10000 | Bare Steel | 1976-05-09 | 1993-02-01 | Unknown
ELLINGTON CORNER STORE | 20 SALEM CIR | COVINGTON | Newton | 1070056 | 3 | [5 empty] | Removed from Ground | Gas (Historical Use) | 1000 | Bare Steel | 1976-05-09 | 1988-05-01 | Unknown
PURE FOOD MART | 100 MORNINGSIDE DR | COVINGTON | Newton | 1070050 | 3A | Flapper Valve | 2002-05-01 | FALSE | 2002-05-01 | FALSE | Currently in Use | Regular | 1000 | Fiberglass | 2002-05-01 |  | Fiberglass Reinforced Plastic | Suction (American)
COVINGTON PURE | 6125 HWY 278 | COVINGTON | Newton | 1070054 | 3 | Flapper Valve | 1998-12-21 | FALSE | 1998-12-21 | FALSE | Temporarily out of use | Diesel | 2000 | Steel-Impressed Current | 1982-05-09 |  | Steel (Impressed Current) | Pressurized
MARKS BROS DAIRY | 1301 WOODLAWN RD. | COVINGTON | Newton | 1070040 | 1 | [5 empty] | Permanently Out of Use - historical purposes | Gas (Historical Use) | 560 | Bare Steel | 1961-05-14 | 1899-12-31 | Galvanized Steel
GA FC/NEWTON CO UNIT | 2707 ACCESS RD | COVINGTON | Newton | 1070012 | 1 | [5 empty] | Removed from Ground | Gas (Historical Use) | 2000 | Bare Steel | 1976-04-24 | 1991-06-01 | Galvanized Steel
GA FC/NEWTON CO UNIT | 2707 ACCESS RD | COVINGTON | Newton | 1070012 | 4 |  | 1991-01-01 |  | 1991-01-01 |  | Removed from Ground | Gas (Historical Use) | 2000 | Galvanic (STIP-3) | 1991-01-01 | 2002-05-14 | Cathodically Protected | Safe Suction (Euro)
GREG CHRISTIAN GRADING | 5176 HWY 278 E. | COVINGTON | Newton | 1070076 | 1 | [5 empty] | Removed from Ground | Diesel | 1000 | Bare Steel | 1984-05-06 | 1899-12-31 | Galvanized Steel
MOBIL CHEMICAL CO | PO BOX 71 | COVINGTON | Newton | 1070078 | 3 | [5 empty] | Removed from Ground | Other | 6000 | Bare Steel | 1981-05-07 | 1992-08-05 | Galvanized Steel
CHAPMANS CHEVRON | 5590 HWY 81 S | COVINGTON | Newton | 1070066 | 1 | Ball Float | 1997-04-02 | FALSE | 1997-04-02 | FALSE | Currently in Use | Regular | 8000 | Steel-Impressed Current | 1985-01-01 |  | Fiberglass Reinforced Plastic | Pressurized
HARRIS AUTO SALES | 5190 US HWY 278 | COVINGTON | Newton | 1070059 | 1 | [5 empty] | Removed from Ground | Gas (Historical Use) | 1000 | Bare Steel | 1978-05-09 | 1991-03-01 | Unknown
ANUM & ALYZA HOLDING LLC | 15825 GA HWY 36 | COVINGTON | Newton | 1070038 | 3 |  | 1998-12-01 | FALSE | 1998-12-01 | FALSE | Removed from Ground | Premium | 1000 | Steel-Impressed Current | 1983-05-09 |  |  | Suction (American)
ALMON CONVIENCE STORE | ALMON RD | COVINGTON | Newton | 1070046 | 2 | [5 empty] | Permanently Out of Use - historical purposes | Gas (Historical Use) | 1000 | Bare Steel | 1966-05-13 | 1899-12-31 | Galvanized Steel
COVINGTON FURNITURE CO. | 1115 CHURCH ST. | COVINGTON | Newton | 1070042 | 1 | [5 empty] | Closed in Ground | Gas (Historical Use) | 560 | Bare Steel | 1961-05-14 | 1993-01-01 | Galvanized Steel
ROCKY PLAINS COMMUNITY STORE | 2310 HWY 212 | COVINGTON | Newton | 1070045 | 4A | Flapper Valve | 1998-05-01 | FALSE | 1998-05-01 | FALSE | Currently in Use | Premium | 3000 | Composite | 1998-05-01 |  | Fiberglass Reinforced Plastic | Pressurized
FRANK E CHRISTIAN | 5176 US HWY 278 EAST | COVINGTON | Newton | 1070022 | 2 | [5 empty] | Removed from Ground | Gas (Historical Use) | 3000 | Bare Steel | 1976-04-25 | 1989-01-01 | Galvanized Steel
BECO GAS CO | 2316 PACE ST | COVINGTON | Newton | 1070028 | 4 | [5 empty] | Removed from Ground | Diesel | 5000 | Bare Steel | 1986-04-30 | 1990-01-01 | Galvanized Steel
AUTRY'S HWY 11 GROCERY | HWY 11 & HWY 278 | COVINGTON | Newton | 1070036 | 1 | [5 empty] | Permanently Out of Use - historical purposes | Gas (Historical Use) | 1000 | Bare Steel | 1971-05-12 | 1899-12-31 | Galvanized Steel
COVINGTON UTILITY DEPT | 1112 WILLIAMS ST | COVINGTON | Newton | 1070087 | 2 | [5 empty] | Removed from Ground | Gas (Historical Use) | 6600 | Bare Steel | 1978-05-09 | 1995-04-03 | Galvanized Steel | Suction (American)
ROCKY PLAINS COMMUNITY STORE | 2310 HWY 212 | COVINGTON | Newton | 1070045 | 4B |  | 1998-05-01 | FALSE | 1998-05-01 | FALSE | Currently in Use | Regular | 7000 | Epoxy | 1998-04-10 |  | Fiberglass Reinforced Plastic
THRIFT OIL #1 | 1121 HENDRIX ST | COVINGTON | Newton | 1070024 | 2 | [5 empty] | Removed from Ground | Gas (Historical Use) | 4000 | Bare Steel | 1974-01-01 | 1998-07-20 | Galvanized Steel | Safe Suction (Euro)
UNIVERSAL PROMOTIONS D/B/A | 3215 ELM ST | COVINGTON | Newton | 1070027 | 1 | [5 empty] | Removed from Ground | Gas (Historical Use) | 500 | Bare Steel | 1981-04-24 | 1899-12-31 | Galvanized Steel
KNIGHTS CONCRETE PRODUCTS INC | 226 LOVERS LANE RD | COVINGTON | Newton | 1070104 | 2 | [5 empty] | Removed from Ground | Diesel | 250 | Bare Steel | 1971-06-17 | 1999-12-01 | Galvanized Steel | Suction (American)
MANSFIELD CONVENIENCE SHOP | 3210 HWY 11 S | MANSFIELD | Newton | 1070065 | 1 | Ball Float | 1999-02-10 | FALSE | 1998-12-01 | FALSE | Temporarily out of use | Kerosene | 550 | Steel-Impressed Current | 1978-01-01
HUB BEST BUY | 12752 HWY 278 | SOCIAL CIRCLE | Newton | 1070067 | 5 | Flapper Valve | 1994-01-01 | FALSE | 1994-01-01 | FALSE | Currently in Use | Diesel | 2000 | Galvanic (STIP-3) | 1986-01-01 |  | Fiberglass Reinforced Plastic | Pressurized
HUB BEST BUY | 12752 HWY 278 | SOCIAL CIRCLE | Newton | 1070067 | 4 | Flapper Valve | 1994-01-01 | FALSE | 1994-01-01 | FALSE | Currently in Use | Diesel | 8000 | Galvanic (STIP-3) | 1986-01-01 |  | Fiberglass Reinforced Plastic | Pressurized
CHEVRON STATION #43432 | 6116 HWY 278 | COVINGTON | Newton | 1070001 | 1 | [5 empty] | Removed from Ground | Gas (Historical Use) | 3000 | Cathodically Protected Steel | 1965-04-28 | 1990-10-17 | Galvanized Steel
ALMON CONVIENCE STORE | ALMON RD | COVINGTON | Newton | 1070046 | 1 | [5 empty] | Permanently Out of Use - historical purposes | Gas (Historical Use) | 1000 | Bare Steel | 1966-05-13 | 1899-12-31 | Galvanized Steel
THRIFT OIL #1 | 1121 HENDRIX ST | COVINGTON | Newton | 1070024 | 3 | [5 empty] | Removed from Ground | Gas (Historical Use) | 4000 | Bare Steel | 1974-01-01 | 1998-07-20 | Galvanized Steel | Safe Suction (Euro)
ALCOVY GULF INC | 910 WASHINGTON ST | COVINGTON | Newton | 1070033 | 1 | [5 empty] | Removed from Ground | Gas (Historical Use) | 500 | Bare Steel | 1966-05-10 | 1899-12-31 | Bare Steel
BST/CVTNGA1B R3678 | 7624 IND BLVD | COVINGTON | Newton | 1070100 | 1 | [5 empty] | Removed from Ground | Gas (Historical Use) | 12000 | Bare Steel | 1980-01-03 | 1991-06-06 | Unknown | Pressurized
COVINGTON UTILITY DEPT | 1112 WILLIAMS ST | COVINGTON | Newton | 1070087 | 1 | [5 empty] | Removed from Ground | Gas (Historical Use) | 10000 | Bare Steel | 1956-05-14 | 1995-04-03 | Galvanized Steel | Suction (American)
ALCOVY MART | 10945 US HWY 278 EAST | COVINGTON | Newton | 1090110 | 3 | [5 empty] | Removed from Ground | Diesel | 10000 | Bare Steel | 1985-05-16 | 1990-01-01 | Galvanized Steel
ANUM & ALYZA HOLDING LLC | 15825 GA HWY 36 | COVINGTON | Newton | 1070038 | 2 |  | 1998-12-01 | FALSE | 1998-12-01 | FALSE | Removed from Ground | Regular | 2000 | Steel-Impressed Current | 1980-05-09 |  |  | Suction (American)
ALMON CONVIENCE STORE | ALMON RD | COVINGTON | Newton | 1070046 | 3 | [5 empty] | Permanently Out of Use - historical purposes | Gas (Historical Use) | 560 | Bare Steel | 1966-05-13 | 1899-12-31 | Galvanized Steel
THRIFT OIL #1 | 1121 HENDRIX ST | COVINGTON | Newton | 1070024 | 1 | [5 empty] | Removed from Ground | Gas (Historical Use) | 4000 | Bare Steel | 1974-01-01 | 1998-07-20 | Galvanized Steel | Safe Suction (Euro)
THRIFT OIL CO | 5177 FLOYD ST. | COVINGTON | Newton | 1070026 | 6 | [5 empty] | Removed from Ground | Diesel | 0 | Bare Steel | 1986-04-29 | 1988-12-16 | Galvanized Steel
FRANK E CHRISTIAN | 5176 US HWY 278 EAST | COVINGTON | Newton | 1070022 | 1 | [5 empty] | Removed from Ground | Gas (Historical Use) | 6000 | Bare Steel | 1976-04-25 | 1989-01-01 | Galvanized Steel
BIHARI PATEL | 2117 EMORY ST | COVINGTON | Newton | 1070029 | 1 | Flapper Valve | 1996-08-01 | FALSE | 1996-08-01 | FALSE | Currently in Use | Premium | 10000 | Steel-Impressed Current | 1982-05-06 |  | Steel (Impressed Current) | Pressurized
ALCOVY GULF INC | 5133 BROWNS BRIDGE RD | COVINGTON | Newton | 1070034 | 1 | [5 empty] | Removed from Ground | Gas (Historical Use) | 560 | Bare Steel | 1978-05-07 | 1988-01-01 | Galvanized Steel
HORTONS GULF | U.S. 278 & HWY 81 | COVINGTON | Newton | 1070032 | 5 | [5 empty] | Removed from Ground | Diesel | 500 | Bare Steel | 1956-05-12 | 1990-01-01 | Galvanized Steel
HORTONS GULF | U.S. 278 & HWY 81 | COVINGTON | Newton | 1070032 | 4 | [5 empty] | Removed from Ground | Gas (Historical Use) | 2000 | Bare Steel | 1956-05-12 | 1990-01-01 | Galvanized Steel
AUTRY'S HWY 11 GROCERY | HWY 11 & HWY 278 | COVINGTON | Newton | 1070036 | 2 | [5 empty] | Permanently Out of Use - historical purposes | Gas (Historical Use) | 1000 | Bare Steel | 1971-05-12 | 1899-12-31 | Galvanized Steel
COVINGTON STORE PRIME LLC, | 1814 GEORGIA HWY 11 S | COVINGTON | Newton | 1070111 | 1 | Flapper Valve | 1997-04-24 | FALSE | 1997-04-24 | FALSE | Currently in Use | Regular | 10000 | Steel-Impressed Current | 1981-01-02 |  | Steel (Impressed Current) | Pressurized
J. WILLIAM CO. | 11194 ALCOVY RD. | COVINGTON | Newton | 1070103 | 1 | [5 empty] | Removed from Ground | Other | 1000 | Marked Unknown | 1984-05-13 | 1991-01-01 | Unknown
BIHARI PATEL | 2117 EMORY ST | COVINGTON | Newton | 1070029 | 3 | Flapper Valve | 1996-08-01 | FALSE | 1996-08-01 | FALSE | Currently in Use | Plus | 10000 | Steel-Impressed Current | 1982-05-06 |  | Steel (Impressed Current) | Pressurized
A & N GROC | 7124 JACKSON HWY | COVINGTON | Newton | 1070037 | 3 | [5 empty] | Removed from Ground | Gas (Historical Use) | 560 | Bare Steel | 1966-05-13 | 1997-03-10 | Unknown
COVINGTON STORE PRIME LLC, | 1814 GEORGIA HWY 11 S | COVINGTON | Newton | 1070111 | 3 | Flapper Valve | 1997-04-24 | FALSE | 1997-04-24 | FALSE | Currently in Use | Premium | 10000 | Steel-Impressed Current | 1981-01-02 |  | Steel (Impressed Current) | Pressurized
ANDERSON OIL CO | 11164 HWY 36 | COVINGTON | Newton | 1070090 | U-1 | [5 empty] | Removed from Ground | Gas (Historical Use) | 1000 | Bare Steel | 1974-05-11 | 1982-07-01 | Galvanized Steel
HUB BEST BUY | 12752 HWY 278 | SOCIAL CIRCLE | Newton | 1070067 | 3 | Flapper Valve | 1994-01-01 | FALSE | 1994-01-01 | FALSE | Currently in Use | Premium | 8000 | Galvanic (STIP-3) | 1986-01-01 |  | Fiberglass Reinforced Plastic | Pressurized
CONWAY SOUTHERN EXPRESS | 53 GA HWY 11 | SOCIAL CIRCLE | Newton | 1470076 | 1 |  |  | TRUE |  | TRUE | Removed from Ground | Used Oil | 550 | Not Marked/Unknown | 1981-05-07 | 1999-04-19 | Not Marked
HERCULES/OXFORD PLANT | 7101 ALCOVY RD | COVINGTON | Newton | 1070020 | 1 | [5 empty] | Removed from Ground | Diesel | 25000 | Bare Steel | 1967-05-06 | 1994-10-27 | Not Marked
KMART #9019 | 6217 HWY 278 | COVINGTON | Newton | 1070013 | 1 |  |  | TRUE |  | TRUE | Removed from Ground | Used Oil | 1000 | Bare Steel | 1977-04-06 | 1990-06-06 | Galvanized Steel
DEPOT PURE | 4111 EMORY ST | COVINGTON | Newton | 1070055 | 7B | Overfill Alarm | 2018-08-31 | FALSE | 2018-08-31 | FALSE | Currently in Use | Regular | 1000 | Composite Double Walled | 2018-08-31 |  | Fiberglass Reinforced Plastic | Safe Suction (Euro)
DEPOT PURE | 4111 EMORY ST | COVINGTON | Newton | 1070055 | 7C | Overfill Alarm | 2018-08-31 | FALSE | 2018-08-31 | FALSE | Currently in Use | Premium | 500 | Composite Double Walled | 2018-08-31 |  | Fiberglass Reinforced Plastic | Safe Suction (Euro)
RICE GROCERY | HWY 162 | COVINGTON | Newton | 1070049 | 1 | [5 empty] | Closed in Ground | Gas (Historical Use) | 560 | Bare Steel | 1966-05-13 | 1986-01-01 | Galvanized Steel
COVINGTON PURE | 6125 HWY 278 | COVINGTON | Newton | 1070054 | 2 | Flapper Valve | 1998-12-21 | FALSE | 1998-12-21 | FALSE | Temporarily out of use | Premium | 10000 | Steel-Impressed Current | 1976-05-10 |  | Steel (Impressed Current) | Pressurized
GOLD KIST STORE | 4125 EMORY ST NW | COVINGTON | Newton | 1070039 | 1 | [5 empty] | Removed from Ground | Gas (Historical Use) | 1000 | Bare Steel | 1976-05-10 | 1990-08-06 | Galvanized Steel
A & N GROC | 7124 JACKSON HWY | COVINGTON | Newton | 1070037 | 4 | [5 empty] | Permanently Out of Use - historical purposes | Empty | 560 | Bare Steel | 1966-05-13 | 1899-12-31 | Unknown
ALCOVY GULF INC | 910 WASHINGTON ST | COVINGTON | Newton | 1070033 | 3 | [5 empty] | Removed from Ground | Gas (Historical Use) | 500 | Bare Steel | 1966-05-10 | 1899-12-31 | Bare Steel
HEARD TIRE CO | 4136 WASHINGTON ST | COVINGTON | Newton | 1070098 | 4 | [5 empty] | Removed from Ground | Gas (Historical Use) | 550 | Bare Steel | 1995-01-01 | 1995-01-01 | Unknown
MOBILE CHEMICAL CO | PO BOX 71 | COVINGTON | Newton | 1070102 | 3 | [5 empty] | Removed from Ground | Other | 6000 | Bare Steel | 1981-06-11 | 1992-08-05 | Galvanized Steel
GA FC/NEWTON CO UNIT | 2707 ACCESS RD | COVINGTON | Newton | 1070012 | 2 | [5 empty] | Removed from Ground | Diesel | 560 | Bare Steel | 1964-04-27 | 1991-06-01 | Galvanized Steel
CHAPMANS CHEVRON | 5590 HWY 81 S | COVINGTON | Newton | 1070066 | 2 | Ball Float | 1997-04-02 | FALSE | 1997-04-02 | FALSE | Currently in Use | Diesel | 4000 | Steel-Impressed Current | 1971-05-12 |  | Fiberglass Reinforced Plastic | Pressurized
DEPOT PURE | 4111 EMORY ST | COVINGTON | Newton | 1070055 | 1 | Flapper Valve | 1998-12-20 | FALSE | 1998-12-20 | FALSE | Removed from Ground | Gas (Historical Use) | 560 | Steel-Impressed Current | 1961-05-14 |  | Steel (Impressed Current) | Suction (American)
MIDWAY GROCERY | 10495 FLAT SHOALS | COVINGTON | Newton | 1070057 | 1 | [5 empty] | Removed from Ground | Gas (Historical Use) | 550 | Bare Steel | 1976-05-09 | 1987-04-01 | Unknown
JINS GROCERY | 5172 FLOYD ST | COVINGTON | Newton | 1070047 | DUP162 | [5 empty] | Removed from Ground | Gas (Historical Use) | 3000 | Bare Steel | 1971-05-12 | 1999-12-01 | Galvanized Steel
THRIFT OIL CO | 5177 FLOYD ST. | COVINGTON | Newton | 1070026 | 1 | [5 empty] | Removed from Ground | Gas (Historical Use) | 0 | Bare Steel | 1986-04-29 | 1988-12-16 | Galvanized Steel
HORTONS GULF | U.S. 278 & HWY 81 | COVINGTON | Newton | 1070032 | 2 | [5 empty] | Removed from Ground | Gas (Historical Use) | 2000 | Bare Steel | 1956-05-12 | 1990-01-01 | Galvanized Steel
GROCERY | 2072 HWY 81 S | COVINGTON | Newton | 1070035 | 2 | [5 empty] | Removed from Ground | Empty | 550 | Bare Steel | 1966-05-13 | 1999-07-01 | Galvanized Steel
BONDS BP | 8145 WASHINGTON ST | COVINGTON | Newton | 1070107 | 7 | Ball Float | 2002-01-01 | FALSE | 2002-01-01 | FALSE | Currently in Use | Diesel | 6000 | Fiberglass Double Walled | 2002-01-01 |  | Fiberglass Reinforced Plastic | Pressurized
BONDS BP | 8145 WASHINGTON ST | COVINGTON | Newton | 1070107 | 1 | [5 empty] | Removed from Ground | Gas (Historical Use) | 6000 | Steel-Impressed Current | 1998-12-01 | 2001-10-17 | Cathodically Protected | Safe Suction (Euro)
QUICK SERVE #6 | 11128 GEORGIA HWY 36 | COVINGTON | Newton | 1070088 | 2 |  | 1998-11-01 |  | 1998-11-01 |  | Removed from Ground | Gas (Historical Use) | 12000 | Steel-Impressed Current | 1980-01-01 | 2011-01-27 | Cathodically Protected | Pressurized
FORMERLY THE PIT STOP | US HWY 278 & EMORY ST. | COVINGTON | Newton | 1070089 | 2 | [5 empty] | Removed from Ground | Gas (Historical Use) | 8000 | Bare Steel | 1961-05-14 | 1997-06-27 | Galvanized Steel
ROCKY PLAINS COMMUNITY STORE | 2310 HWY 212 | COVINGTON | Newton | 1070045 | 2 | [5 empty] | Removed from Ground | Gas (Historical Use) | 2000 | Bare Steel | 1978-05-10 | 1998-04-10 | Galvanized Steel | Suction (American)
BECO GAS CO | 2316 PACE ST | COVINGTON | Newton | 1070028 | 2 | [5 empty] | Removed from Ground | Gas (Historical Use) | 10000 | Bare Steel | 1986-04-30 | 1990-01-01 | Galvanized Steel
AUTRY'S HWY 11 GROCERY | HWY 11 & HWY 278 | COVINGTON | Newton | 1070036 | 3 | [5 empty] | Permanently Out of Use - historical purposes | Diesel | 1000 | Bare Steel | 1976-05-10 | 1899-12-31 | Galvanized Steel
BST/CVTNGA1B R3678 | 7624 IND BLVD | COVINGTON | Newton | 1070100 | 2 |  |  | TRUE |  | TRUE | Removed from Ground | Used Oil | 550 | Bare Steel | 1980-01-03 | 1990-12-11 | Unknown | Gravity Fed
MOBILE CHEMICAL CO | PO BOX 71 | COVINGTON | Newton | 1070102 | 4 |  |  | TRUE |  | TRUE | Removed from Ground | Used Oil | 560 | Bare Steel | 1983-06-11 | 1992-05-14 | Galvanized Steel
ANDERSON OIL CO | 11164 HWY 36 | COVINGTON | Newton | 1070090 | P-1 | [5 empty] | Removed from Ground | Diesel | 4000 | Bare Steel | 1962-05-14 | 1982-07-01 | Galvanized Steel
CHEVRON DIESEL STOP | 12754 HWY 278 | SOCIAL CIRCLE | Newton | 10000342 | 1 | Flapper Valve | 1989-11-01 | FALSE | 1989-01-01 | FALSE | Currently in Use | E-0 | 2000 | Galvanic (STIP-3) | 1989-01-01 |  | Fiberglass Reinforced Plastic | Pressurized
RAPIDTEC | 9126 IND BLVD | COVINGTON | Newton | 1070109 | 1 | [5 empty] | Removed from Ground | Other | 10000 | Not Marked/Unknown | 1993-11-19 | 1993-11-19 | Not Marked
HUB BEST BUY | 12752 HWY 278 | SOCIAL CIRCLE | Newton | 1070067 | 2 | Flapper Valve | 1994-01-01 | FALSE | 1994-01-01 | FALSE | Currently in Use | Regular | 8000 | Galvanic (STIP-3) | 1986-01-01 |  | Fiberglass Reinforced Plastic | Pressurized
THE SPRING HILL STORE | 415 GA HWY 162 CONNECTOR | Covington | Newton | 9107002 | DUMMY | [5 empty] | Temporarily out of use | Other | 0 | Marked Unknown |  |  | Unknown
BONDS BP | 8145 WASHINGTON ST | COVINGTON | Newton | 1070107 | 6 | Ball Float | 2002-01-01 | FALSE | 2002-01-01 | FALSE | Currently in Use | Premium | 10000 | Fiberglass Double Walled | 2002-01-01 |  | Fiberglass Reinforced Plastic | Pressurized
BST/COVINGTON CO-R2128 | 1135 PACE ST | COVINGTON | Newton | 1070101 | 1 | [5 empty] | Removed from Ground | Kerosene | 2000 | Bare Steel | 1968-01-05 | 1993-10-27 | Copper | Safe Suction (Euro)
COVINGTON UTILITY DEPT | 1112 WILLIAMS ST | COVINGTON | Newton | 1070087 | 3 | [5 empty] | Removed from Ground | Diesel | 6600 | Bare Steel | 1978-05-09 | 1995-04-03 | Galvanized Steel | Pressurized
FORMERLY THE PIT STOP | US HWY 278 & EMORY ST. | COVINGTON | Newton | 1070089 | 3 | [5 empty] | Removed from Ground | Gas (Historical Use) | 2000 | Bare Steel | 1978-05-10 | 1997-06-27 | Galvanized Steel
CONWAY SOUTHERN EXPRESS | 53 GA HWY 11 | SOCIAL CIRCLE | Newton | 1470076 | 2 | [5 empty] | Removed from Ground | Diesel | 5000 | Bare Steel | 1985-01-01 | 1996-03-01 | Galvanized Steel | Safe Suction (Euro)
CHEVRON DIESEL STOP | 12754 HWY 278 | SOCIAL CIRCLE | Newton | 10000342 | 2 | Flapper Valve | 1989-01-01 | FALSE | 1989-01-01 | FALSE | Currently in Use | E-0 | 2000 | Galvanic (STIP-3) | 1989-01-01 |  | Fiberglass Reinforced Plastic | Pressurized
POLK SERVICE STATION | 4223 HWY 142 | NEWBORN | Newton | 1070083 | 2 | [5 empty] | Removed from Ground | Gas (Historical Use) | 550 | Bare Steel | 1986-05-06 | 1999-01-11 | Galvanized Steel
FORMERLY THE PIT STOP | US HWY 278 & EMORY ST. | COVINGTON | Newton | 1070089 | 1 | [5 empty] | Removed from Ground | Gas (Historical Use) | 6000 | Bare Steel | 1961-05-14 | 1997-06-27 | Galvanized Steel
PORTERDALE CHEVRON | 53 HIGHWAY 81 S | PORTERDALE | Newton | 9107079 | 2 | Ball Float | 1997-05-01 | FALSE | 1997-05-01 | FALSE | Currently in Use | Premium | 8000 | Epoxy | 1997-05-01 |  | Fiberglass Reinforced Plastic | Pressurized
OSPREY PLANT |  | PORTERDALE | Newton | 1070079 | 2 | [5 empty] | Removed from Ground | Diesel | 20000 | Bare Steel | 1956-05-15 | 1988-05-01 | Galvanized Steel
GRAY HINTON | RT 1 | NEWBORN | Newton | 1070097 | 3 | [5 empty] | Removed from Ground | Gas (Historical Use) | 3000 | Bare Steel | 1974-05-11 | 1998-12-01 | Galvanized Steel
THRIFT OIL CO | 5177 FLOYD ST. | COVINGTON | Newton | 1070026 | 5 | [5 empty] | Removed from Ground | Diesel | 0 | Bare Steel | 1986-04-29 | 1988-12-16 | Galvanized Steel
BONDS BP | 8145 WASHINGTON ST | COVINGTON | Newton | 1070107 | 5 | Ball Float | 2002-01-01 | FALSE | 2002-01-01 | FALSE | Currently in Use | Regular | 12000 | Fiberglass Double Walled | 2002-01-01 |  | Fiberglass Reinforced Plastic | Pressurized
BONDS BP | 8145 WASHINGTON ST | COVINGTON | Newton | 1070107 | 4 | [5 empty] | Removed from Ground | Gas (Historical Use) | 4000 | Steel-Impressed Current | 1998-12-01 | 2001-10-17 | Cathodically Protected | Safe Suction (Euro)
HEARD TIRE CO | 4136 WASHINGTON ST | COVINGTON | Newton | 1070098 | 5 | [5 empty] | Removed from Ground | Gas (Historical Use) | 3000 | Bare Steel | 1995-01-01 | 1995-01-01 | Unknown
ANDERSON OIL CO | 11164 HWY 36 | COVINGTON | Newton | 1070090 | 1 | [5 empty] | Removed from Ground | Gas (Historical Use) | 6000 | Bare Steel | 1962-05-14 | 1982-07-01 | Galvanized Steel
COVINGTON UTILITY DEPT | 1112 WILLIAMS ST | COVINGTON | Newton | 1070087 | 4 | [5 empty] | Removed from Ground | Diesel | 1000 | Bare Steel | 1971-05-11 | 1995-04-03 | Galvanized Steel | Suction (American)
CUSTOM TIRE | GA HWY 142 | NEWBORN | Newton | 9107036 | 3 | [5 empty] | Removed from Ground | Gas (Historical Use) | 0 | Not Marked/Unknown | 1993-01-01 | 1993-01-01 | Not Marked
CHEVRON STATION #43432 | 6116 HWY 278 | COVINGTON | Newton | 1070001 | 2 | [5 empty] | Removed from Ground | Gas (Historical Use) | 3000 | Cathodically Protected Steel | 1965-04-28 | 1990-10-17 | Galvanized Steel
HERCULES/OXFORD PLANT | 7101 ALCOVY RD | COVINGTON | Newton | 1070020 | 2 | [5 empty] | Currently in Use | Other | 10000 | Bare Steel | 1981-10-16 |  | Not Marked | Pressurized
ANUM & ALYZA HOLDING LLC | 15825 GA HWY 36 | COVINGTON | Newton | 1070038 | 5 | Flapper Valve | 2024-04-10 | FALSE | 2024-04-10 | FALSE | Currently in Use | Regular | 12000 | Composite Double Walled | 2024-03-08 |  | Double-Walled Fiberglass | Pressurized
ANUM & ALYZA HOLDING LLC | 15825 GA HWY 36 | COVINGTON | Newton | 1070038 | 4 |  | 1998-12-01 | FALSE | 1998-12-01 | FALSE | Removed from Ground | Diesel | 1000 | Steel-Impressed Current | 1983-05-09 |  |  | Suction (American)
NEWTON ELETRIC CO. | 8155 HWY 278 | COVINGTON | Newton | 1070043 | 1 | [5 empty] | Removed from Ground | Gas (Historical Use) | 560 | Bare Steel | 1978-05-10 | 1990-01-01 | Galvanized Steel
FRANK E CHRISTIAN | 5176 US HWY 278 EAST | COVINGTON | Newton | 1070022 | 3 | [5 empty] | Removed from Ground | Diesel | 1000 | Bare Steel | 1976-04-25 | 1989-01-01 | Galvanized Steel
BONDS BP | 8145 WASHINGTON ST | COVINGTON | Newton | 1070107 | 3 |  | 2002-01-01 |  | 2002-01-01 |  | Removed from Ground | Diesel | 4000 | Steel-Impressed Current | 1998-12-01 | 2001-10-17 | Cathodically Protected | Pressurized
HEARD TIRE CO | 4136 WASHINGTON ST | COVINGTON | Newton | 1070098 | 3 | [5 empty] | Removed from Ground | Gas (Historical Use) | 550 | Bare Steel | 1995-01-01 | 1995-01-01 | Unknown
QUIKTRIP #821 | 11124 HWY 142 NE | COVINGTON | Newton | 10001813 | 2 | Flapper Valve | 2010-02-01 | FALSE | 2009-10-01 | FALSE | Currently in Use | Regular | 20000 | Fiberglass Double Walled | 2009-10-01 |  | Double-Walled Fiberglass | Pressurized
OSPREY PLANT |  | PORTERDALE | Newton | 1070079 | 3 | [5 empty] | Removed from Ground | Other | 6000 | Bare Steel | 1977-05-10 | 1988-06-01 | Bare Steel
CITY OF NEWBORN | 4220 HIGHWAY 142 | NEWBORN | Newton | 10001854 | 2 |  |  | FALSE |  | FALSE | Removed from Ground | Gas (Historical Use) | 550 | Bare Steel | 2010-05-26 | 2010-05-26 | Bare Steel
PORTERDALE SHELL GAS | 52 S BROAD ST- HWY 81 SOUTH | PORTERDALE | Newton | 10000711 | 2 | Ball Float | 2004-04-21 | FALSE | 2004-04-21 | FALSE | Currently in Use | Diesel | 8000 | Composite | 2004-03-26 |  | Double-Walled Fiberglass | Pressurized
LITTLE HENRY'S FOOD STORE #1 | 4 MAIN ST HWY 81 | PORTERDALE | Newton | 9107062 | 2 | [5 empty] | Removed from Ground | Gas (Historical Use) | 10000 | Bare Steel | 1984-05-01 | 1899-12-31 | Galvanized Steel | Pressurized
PORTERDALE CHEVRON | 53 HIGHWAY 81 S | PORTERDALE | Newton | 9107079 | 1 | Ball Float | 1997-05-01 | FALSE | 1997-05-01 | FALSE | Currently in Use | Regular | 12000 | Epoxy | 1997-05-01 |  | Fiberglass Reinforced Plastic | Pressurized
PORTERDALE CHEVRON | 53 HIGHWAY 81 S | PORTERDALE | Newton | 9107079 | 4 | Ball Float | 1997-05-01 | FALSE | 1997-05-01 | FALSE | Currently in Use | Diesel | 2000 | Epoxy | 1997-05-01 |  | Fiberglass Reinforced Plastic | Pressurized
SHEPHERD LOGGING | 1623 FLAT ROCK RD | JERSEY | Newton | 1070077 | 2 | [5 empty] | Removed from Ground | Diesel | 1000 | Bare Steel | 1986-05-06 | 1996-09-20 | Galvanized Steel
QUICK SERVE #6 | 11128 GEORGIA HWY 36 | COVINGTON | Newton | 1070088 | 1 |  | 1998-11-01 |  | 1998-11-01 |  | Removed from Ground | Gas (Historical Use) | 12000 | Steel-Impressed Current | 1980-01-01 | 2011-01-27 | Cathodically Protected | Pressurized
ALCOVY MART | 10945 US HWY 278 EAST | COVINGTON | Newton | 1090110 | 1 | [5 empty] | Removed from Ground | Gas (Historical Use) | 10000 | Bare Steel | 1985-05-16 | 1990-01-01 | Galvanized Steel
CITY OF NEWBORN | 4220 HIGHWAY 142 | NEWBORN | Newton | 10001854 | 1 |  |  | FALSE |  | FALSE | Removed from Ground | Gas (Historical Use) | 550 | Bare Steel | 2010-05-26 | 2010-05-26 | Bare Steel
NEWTON CO. PLANT | 606 RICHARDSON RD. | COVINGTON | Newton | 1070105 | 1AST | [5 empty] | Removed from Ground | Diesel | 10000 | Bare Steel | 1986-06-13 | 1899-12-31 | Bare Steel
HEARD TIRE CO | 4136 WASHINGTON ST | COVINGTON | Newton | 1070098 | 1 | [5 empty] | Removed from Ground | Gas (Historical Use) | 550 | Bare Steel | 1995-01-01 | 1995-01-01 | Unknown
ANDERSON OIL CO | 11164 HWY 36 | COVINGTON | Newton | 1070090 | D-1 | [5 empty] | Removed from Ground | Diesel | 2000 | Bare Steel | 1974-05-11 | 1982-07-01 | Galvanized Steel
QUICK SERVE #6 | 11128 GEORGIA HWY 36 | COVINGTON | Newton | 1070088 | 4 |  | 1998-11-01 |  | 1998-11-01 |  | Removed from Ground | Diesel | 12000 | Steel-Impressed Current | 1980-01-01 | 2011-01-27 | Cathodically Protected | Pressurized
MANSFIELD CONVENIENCE SHOP | 3210 HWY 11 S | MANSFIELD | Newton | 1070065 | 3 | Ball Float | 1999-02-10 | FALSE | 1998-12-01 | FALSE | Temporarily out of use | Gas (Historical Use) | 1000 | Steel-Impressed Current | 1963-01-01
HUB BEST BUY | 12752 HWY 278 | SOCIAL CIRCLE | Newton | 1070067 | 1 | Flapper Valve | 1994-01-01 | FALSE | 1994-01-01 | FALSE | Currently in Use | Regular | 8000 | Galvanic (STIP-3) | 1986-01-01 |  | Fiberglass Reinforced Plastic | Pressurized
PORTERDALE SHELL GAS | 52 S BROAD ST- HWY 81 SOUTH | PORTERDALE | Newton | 10000711 | 1 | Ball Float | 2004-04-21 | FALSE | 2004-04-21 | FALSE | Currently in Use | Premium | 10000 | Composite | 2004-03-26 |  | Double-Walled Fiberglass | Pressurized
LITTLE HENRY'S FOOD STORE #1 | 4 MAIN ST HWY 81 | PORTERDALE | Newton | 9107062 | 3 | [5 empty] | Removed from Ground | Gas (Historical Use) | 10000 | Bare Steel | 1984-05-01 | 1899-12-31 | Galvanized Steel | Pressurized
RAY MOORE GULF STATION | HWY 81 | PORTERDALE | Newton | 1070071 | 2 | [5 empty] | Removed from Ground | Gas (Historical Use) | 3000 | Bare Steel | 1961-05-12 | 1899-12-31 | Galvanized Steel
NEWBORN CAFE | 4221 HWY 142 | NEWBORN | Newton | 9107055 | 1 | [5 empty] | Permanently Out of Use - historical purposes | Gas (Historical Use) | 1000 | Bare Steel |  | 1899-12-31 | Galvanized Steel
COVINGTON STORE PRIME LLC, | 1814 GEORGIA HWY 11 S | COVINGTON | Newton | 1070111 | 2 | Flapper Valve | 1997-04-24 | FALSE | 1997-04-24 | FALSE | Currently in Use | Plus | 10000 | Steel-Impressed Current | 1981-01-02 |  | Steel (Impressed Current) | Pressurized
MOBILE CHEMICAL CO | PO BOX 71 | COVINGTON | Newton | 1070102 | 1 | [5 empty] | Removed from Ground | Other | 4000 | Bare Steel | 1981-06-11 | 1988-02-02 | Galvanized Steel
QUICK SERVE #6 | 11128 GEORGIA HWY 36 | COVINGTON | Newton | 1070088 | 3 |  | 1998-11-01 |  | 1998-11-01 |  | Removed from Ground | Gas (Historical Use) | 12000 | Steel-Impressed Current | 1980-01-01 | 2011-01-27 | Cathodically Protected | Pressurized
GRAY HINTON | RT 1 | NEWBORN | Newton | 1070097 | 1 | [5 empty] | Removed from Ground | Diesel | 10000 | Bare Steel | 1980-05-09 | 1998-12-01 | Galvanized Steel
GRAY HINTON | RT 1 | NEWBORN | Newton | 1070097 | 4 | [5 empty] | Removed from Ground | Gas (Historical Use) | 3000 | Bare Steel | 1974-05-11 | 1998-12-01 | Galvanized Steel
LITTLE HENRY'S FOOD STORE #1 | 4 MAIN ST HWY 81 | PORTERDALE | Newton | 9107062 | 1 | [5 empty] | Removed from Ground | Gas (Historical Use) | 10000 | Bare Steel | 1984-05-01 | 1899-12-31 | Galvanized Steel | Pressurized
PORTERDALE CHEVRON | 53 HIGHWAY 81 S | PORTERDALE | Newton | 9107079 | 3 | Ball Float | 1997-05-01 | FALSE | 1997-05-01 | FALSE | Currently in Use | Diesel | 6000 | Epoxy | 1997-05-01 |  | Fiberglass Reinforced Plastic | Pressurized
RAY MOORE GULF STATION | HWY 81 | PORTERDALE | Newton | 1070071 | 5 | [5 empty] | Removed from Ground | Kerosene | 560 | Bare Steel | 1961-05-12 | 1899-12-31 | Galvanized Steel
POLK SERVICE STATION | 4223 HWY 142 | NEWBORN | Newton | 1070083 | 1 | [5 empty] | Removed from Ground | Gas (Historical Use) | 550 | Bare Steel | 1986-05-06 | 1999-01-11 | Galvanized Steel
NEWBORN CAFE | 4221 HWY 142 | NEWBORN | Newton | 9107055 | 3 | [5 empty] | Permanently Out of Use - historical purposes | Gas (Historical Use) | 1000 | Bare Steel |  | 1899-12-31 | Galvanized Steel
QUIK STOP | 4220 A HWY 142 | NEWBORN | Newton | 10000799 | 1 | Ball Float | 2004-10-01 | FALSE | 2004-10-01 | FALSE | Currently in Use | Regular | 15000 | Composite | 2004-10-01 |  | Fiberglass Reinforced Plastic | Pressurized
QUIK STOP | 4220 A HWY 142 | NEWBORN | Newton | 10000799 | 4 | Flapper Valve | 2004-10-01 | FALSE | 2004-10-01 | FALSE | Currently in Use | Diesel | 2000 | Composite | 2004-10-01 |  | Fiberglass Reinforced Plastic | Safe Suction (Euro)
CUSTOM TIRE | GA HWY 142 | NEWBORN | Newton | 9107036 | 2 | [5 empty] | Removed from Ground | Gas (Historical Use) | 0 | Not Marked/Unknown | 1993-01-01 | 1993-01-01 | Not Marked
NEWBORN CAFE | 4221 HWY 142 | NEWBORN | Newton | 9107055 | 2 | [5 empty] | Permanently Out of Use - historical purposes | Gas (Historical Use) | 1000 | Bare Steel |  | 1899-12-31 | Galvanized Steel
QUIK STOP | 4220 A HWY 142 | NEWBORN | Newton | 10000799 | 2 | Ball Float | 2004-10-01 | FALSE | 2004-10-01 | FALSE | Currently in Use | Premium | 8000 | Composite | 2004-10-01 |  | Fiberglass Reinforced Plastic | Pressurized
BUS SHOP | 4159 MILL ST | COVINGTON | Newton | 1070006 | 1 | [5 empty] | Removed from Ground | Empty | 4000 | Marked Unknown | 1971-01-12 | 1998-12-15 | Unknown
COVINGTON MAINT FAC/SNAPPING SHO | 2194 EMORY ST | COVINGTON | Newton | 1070008 | 3 |  |  | TRUE |  | TRUE | Removed from Ground | Used Oil | 1000 | Bare Steel | 1981-02-01 | 1994-07-25 | Bare Steel
ELLINGTON CORNER STORE | 20 SALEM CIR | COVINGTON | Newton | 1070056 | 4 | [5 empty] | Removed from Ground | Kerosene | 1000 | Bare Steel | 1976-05-09 | 1988-05-01 | Unknown
ELLINGTON CORNER STORE | 20 SALEM CIR | COVINGTON | Newton | 1070056 | 7 | Ball Float | 1998-11-01 | FALSE | 1998-11-01 | FALSE | Removed from Ground | Premium | 8000 | Galvanic (STIP-3) | 1988-01-01 |  | Steel (Impressed Current) | Pressurized
ELLINGTON CORNER STORE | 20 SALEM CIR | COVINGTON | Newton | 1070056 | 5 | Flapper Valve | 1998-11-01 | FALSE | 1998-11-01 | FALSE | Removed from Ground | Regular | 8000 | Galvanic (STIP-3) | 1988-05-01 |  | Steel (Impressed Current) | Pressurized
DEPOT PURE | 4111 EMORY ST | COVINGTON | Newton | 1070055 | 7A | Overfill Alarm | 2018-08-31 | FALSE | 2018-08-31 | FALSE | Currently in Use | E-0 | 500 | Composite Double Walled | 2018-08-31 |  | Fiberglass Reinforced Plastic | Safe Suction (Euro)
JINS GROCERY | 5172 FLOYD ST | COVINGTON | Newton | 1070047 | 3 | [5 empty] | Removed from Ground | Gas (Historical Use) | 560 | Bare Steel | 1971-05-12 | 1999-12-01 | Galvanized Steel
SALEM FOOD MART | 5890 SALEM RD | COVINGTON | Newton | 1070048 | 4C | Flapper Valve | 2023-12-07 | FALSE | 2023-12-07 | FALSE | Currently in Use | Diesel | 4000 | Composite Double Walled | 2023-12-07 |  | Double-Walled Fiberglass | Pressurized
COVINGTON PURE | 6125 HWY 278 | COVINGTON | Newton | 1070054 | 1 | Flapper Valve | 1998-12-21 | FALSE | 1998-12-21 | FALSE | Temporarily out of use | Regular | 10000 | Steel-Impressed Current | 1976-05-10 |  | Steel (Impressed Current) | Pressurized
COVINGTON PURE | 6125 HWY 278 | COVINGTON | Newton | 1070054 | 4 | Flapper Valve | 1998-12-21 | FALSE | 1998-12-21 | FALSE | Temporarily out of use | E-0 | 2000 | Steel-Impressed Current | 1982-05-09 |  | Steel (Impressed Current) | Pressurized
ALCOVY GULF INC | 910 WASHINGTON ST | COVINGTON | Newton | 1070033 | 2 | [5 empty] | Removed from Ground | Gas (Historical Use) | 500 | Bare Steel | 1966-05-10 | 1899-12-31 | Bare Steel
GROCERY | 2072 HWY 81 S | COVINGTON | Newton | 1070035 | 1 | [5 empty] | Removed from Ground | Empty | 1000 | Bare Steel | 1978-05-10 | 1999-07-01 | Galvanized Steel
KNIGHTS CONCRETE PRODUCTS INC | 226 LOVERS LANE RD | COVINGTON | Newton | 1070104 | 1 | [5 empty] | Removed from Ground | Gas (Historical Use) | 560 | Bare Steel | 1965-06-18 | 1999-12-01 | Galvanized Steel | Suction (American)
DEPOT PURE | 4111 EMORY ST | COVINGTON | Newton | 1070055 | 3 | Flapper Valve | 1998-12-20 | FALSE | 1998-12-20 | FALSE | Closed in Ground | Gas (Historical Use) | 1020 | Steel-Impressed Current | 1961-05-14 |  | Steel (Impressed Current) | Suction (American)
BENTON TRK & TRACTION | 8163 HWY 278 | COVINGTON | Newton | 1070041 | 1 | [5 empty] | Removed from Ground | Gas (Historical Use) | 560 | Bare Steel | 1966-05-13 | 1988-01-01 | Galvanized Steel
THRIFT OIL CO | 5177 FLOYD ST. | COVINGTON | Newton | 1070026 | 3 | [5 empty] | Removed from Ground | Diesel | 0 | Bare Steel | 1986-04-29 | 1988-12-16 | Galvanized Steel
BECO GAS CO | 2316 PACE ST | COVINGTON | Newton | 1070028 | 1 | [5 empty] | Removed from Ground | Gas (Historical Use) | 10000 | Bare Steel | 1986-04-30 | 1990-01-01 | Galvanized Steel
ALCOVY GULF INC | 5133 BROWNS BRIDGE RD | COVINGTON | Newton | 1070034 | 2 | [5 empty] | Removed from Ground | Gas (Historical Use) | 4000 | Bare Steel | 1978-05-07 | 1988-01-01 | Not Marked
J. WILLIAM CO. | 11194 ALCOVY RD. | COVINGTON | Newton | 1070103 | 2 | [5 empty] | Removed from Ground | Other | 1000 | Marked Unknown | 1984-05-13 | 1991-01-01 | Unknown
CHEVRON DIESEL STOP | 12754 HWY 278 | SOCIAL CIRCLE | Newton | 10000342 | 3 | Flapper Valve | 1989-01-01 | FALSE | 1989-01-01 | FALSE | Currently in Use | Diesel | 2000 | Galvanic (STIP-3) | 1989-01-01 |  | Fiberglass Reinforced Plastic | Pressurized
PORTERDALE SHELL GAS | 52 S BROAD ST- HWY 81 SOUTH | PORTERDALE | Newton | 10000711 | 3 | Ball Float | 2004-04-21 | FALSE | 2004-04-21 | FALSE | Currently in Use | Regular | 12000 | Composite | 2004-03-26 |  | Double-Walled Fiberglass | Pressurized
RAY MOORE GULF STATION | HWY 81 | PORTERDALE | Newton | 1070071 | 4 | [5 empty] | Removed from Ground | Diesel | 560 | Bare Steel | 1961-05-12 | 1899-12-31 | Galvanized Steel
RAY MOORE GULF STATION | HWY 81 | PORTERDALE | Newton | 1070071 | 1 | [5 empty] | Removed from Ground | Gas (Historical Use) | 3000 | Bare Steel | 1961-05-12 | 1899-12-31 | Galvanized Steel
SHEPHERD LOGGING | 1623 FLAT ROCK RD | JERSEY | Newton | 1070077 | 1 | [5 empty] | Removed from Ground | Gas (Historical Use) | 1000 | Bare Steel | 1986-05-06 | 1996-09-20 | Galvanized Steel
GRAY HINTON | RT 1 | NEWBORN | Newton | 1070097 | 2 | [5 empty] | Removed from Ground | Gas (Historical Use) | 5000 | Bare Steel | 1974-05-11 | 1998-12-01 | Galvanized Steel
OSPREY PLANT |  | PORTERDALE | Newton | 1070079 | 1 | [5 empty] | Removed from Ground | Diesel | 20000 | Bare Steel | 1956-05-15 | 1988-05-01 | Bare Steel
QUIK STOP | 4220 A HWY 142 | NEWBORN | Newton | 10000799 | 3 | Ball Float | 2004-10-01 | FALSE | 2004-10-01 | FALSE | Currently in Use | Diesel | 4000 | Composite | 2004-10-01 |  | Fiberglass Reinforced Plastic | Pressurized
ALCOVY MART | 10945 US HWY 278 EAST | COVINGTON | Newton | 1090110 | 2 | [5 empty] | Removed from Ground | Gas (Historical Use) | 10000 | Bare Steel | 1985-05-16 | 1990-01-01 | Galvanized Steel
COVINGTON SITE NO #020 | 25 FIRETOWER RD | COVINGTON | Newton | 9107004 | 1 |  | 1997-12-30 |  | 1997-12-30 |  | Removed from Ground | Diesel | 275 | Cathodically Protected Steel | 1986-01-01 | 2001-10-15 | Double Walled
TURNER LAKE CHEVRON | 6206 TURNER LAKE RD | COVINGTON | Newton | 9107019 | 3 | Ball Float | 1988-01-01 | FALSE | 1994-01-01 | FALSE | Currently in Use | Premium | 8000 | Steel-Impressed Current | 1988-01-01 |  | Steel (Impressed Current) | Pressurized
Valero Food Mart | 11280 BROWN BRIDGE RD | COVINGTON | Newton | 9107021 | 3 | Ball Float | 1990-01-01 | FALSE | 1990-01-01 | FALSE | Currently in Use | Premium | 8000 | Galvanic (STIP-3) | 1990-01-01 |  | Fiberglass Reinforced Plastic | Pressurized
FOODLAND | 15036 BROWN BRIDGE RD | COVINGTON | Newton | 9107008 | 1 | Flapper Valve | 1998-01-08 | FALSE | 1998-01-08 | FALSE | Currently in Use | Regular | 10000 | Galvanic (STIP-3) | 1988-11-01 |  | Fiberglass Reinforced Plastic | Pressurized
GA LUMBER/WILLIAM BROS-COVINGTON | 7250 WASHINGTON ST | COVINGTON | Newton | 9107006 | 3 | [5 empty] | Removed from Ground | Other | 1000 | Bare Steel | 1965-01-01 | 1990-06-26 | Bare Steel | Suction (American)
RaceWay #6827 - Porterdale | 5148 US HWY 278 | COVINGTON | Newton | 9107018 | 2 | Overfill Alarm | 1991-01-01 | FALSE | 1991-01-01 | FALSE | Removed from Ground | Diesel | 12000 | Composite Double Walled | 1991-06-01 | 2011-06-14 | Double-Walled Fiberglass | Pressurized
THRIFT OIL CO | WASHINGTON STREET | COVINGTON | Newton | 9000366 | 3 | [5 empty] | Removed from Ground | Gas (Historical Use) | 0 | Bare Steel | 1961-05-05 | 1988-12-21 | Galvanized Steel
FOODLAND | 15036 BROWN BRIDGE RD | COVINGTON | Newton | 9107008 | 4 |  | 1998-01-08 |  | 1998-01-08 |  | Removed from Ground | Diesel | 3000 | Galvanic (STIP-3) | 1988-01-01 | 1899-12-31 | Fiberglass Reinforced Plastic | Safe Suction (Euro)
TURNER LAKE CHEVRON | 6206 TURNER LAKE RD | COVINGTON | Newton | 9107019 | 2 | Ball Float | 1988-01-01 | FALSE | 1994-01-01 | FALSE | Currently in Use | Regular | 8000 | Steel-Impressed Current | 1988-01-01 |  | Steel (Impressed Current)
Inaaya Zari, Inc. dba Fast Trip | 10946 HWY 278 E | COVINGTON | Newton | 9107016 | 1 | Flapper Valve | 1988-01-01 | FALSE | 1994-01-01 | FALSE | Currently in Use | Regular | 8000 | Galvanic (STIP-3) | 1988-01-01 |  | Fiberglass Reinforced Plastic | Pressurized
PHOENIX REFIGERATION/HANOVER WIR | 8166 IND BLVD | COVINGTON | Newton | 1072000 | 1 | [5 empty] | Removed from Ground | Gas (Historical Use) | 1000 | Bare Steel | 1984-11-04 | 1992-01-01 | Galvanized Steel
Valero Food Mart | 11280 BROWN BRIDGE RD | COVINGTON | Newton | 9107021 | 5 | Ball Float | 1990-01-01 | FALSE | 1990-01-01 | FALSE | Currently in Use | Kerosene | 2000 | Galvanic (STIP-3) | 1990-01-01 |  | Fiberglass Reinforced Plastic | Pressurized
HWY 278 BP/GULF | EMORY ST @ US HWY 278 | COVINGTON | Newton | 9107022 | 2 | [5 empty] | Removed from Ground | Diesel | 1000 | Bare Steel | 1973-01-01 | 1992-11-14 | Bare Steel
SPENCER TIRES & WHEELS |  | COVINGTON | Newton | 9107032 | 1 | [5 empty] | Removed from Ground | Gas (Historical Use) | 3000 | Bare Steel | 1971-01-01 | 1986-07-01 | Galvanized Steel
PHOENIX REFIGERATION/HANOVER WIR | 8166 IND BLVD | COVINGTON | Newton | 1072000 | 4 | [5 empty] | Removed from Ground | Gas (Historical Use) | 2500 | Bare Steel | 1959-11-11 | 1992-01-01 | Unknown
PETROLEUM REALTY II LLC | 3188 HWY 278 NE | COVINGTON | Newton | 9000687 | 3 |  | 1988-03-01 |  | 1988-03-01 |  | Removed from Ground | Gas (Historical Use) | 9728 | Fiberglass | 1988-03-01 | 2010-04-02 | Fiberglass Reinforced Plastic | Pressurized
ALMON 66 LLC | 66 ALMON RD | COVINGTON | Newton | 9107017 | 7 | Ball Float | 1989-01-01 | FALSE | 1989-01-01 | FALSE | Currently in Use | Regular | 8000 | Galvanic (STIP-3) | 1989-01-03 |  | Galvanized Steel | Pressurized
ALMON 66 LLC | 66 ALMON RD | COVINGTON | Newton | 9107017 | 1 | [5 empty] | Removed from Ground | Gas (Historical Use) | 5000 | Bare Steel | 1968-01-01 | 1988-12-22 | Galvanized Steel
ALMON 66 LLC | 66 ALMON RD | COVINGTON | Newton | 9107017 | 4 | [5 empty] | Removed from Ground | Kerosene | 280 | Bare Steel | 1985-01-01 | 1988-12-22 | Galvanized Steel
PETROLEUM REALTY II LLC | 3188 HWY 278 NE | COVINGTON | Newton | 9000687 | 5 |  | 1988-03-01 |  | 1988-03-01 |  | Removed from Ground | Gas (Historical Use) | 9728 | Fiberglass | 1988-03-01 | 2010-04-02 | Fiberglass Reinforced Plastic | Pressurized
PETROLEUM REALTY II LLC | 3188 HWY 278 NE | COVINGTON | Newton | 9000687 | 4 |  | 1988-03-01 |  | 1988-03-01 |  | Removed from Ground | Kerosene | 4000 | Fiberglass | 1988-03-01 | 2010-04-02 | Fiberglass Reinforced Plastic | Pressurized
Valero Food Mart | 11280 BROWN BRIDGE RD | COVINGTON | Newton | 9107021 | 4 | Ball Float | 1990-01-01 | FALSE | 1990-01-01 | FALSE | Currently in Use | Diesel | 8000 | Galvanic (STIP-3) | 1990-01-01 |  | Fiberglass Reinforced Plastic | Pressurized
Valero Food Mart | 11280 BROWN BRIDGE RD | COVINGTON | Newton | 9107021 | 1 | Ball Float | 1990-01-01 | FALSE | 1990-01-01 | FALSE | Currently in Use | Regular | 8000 | Galvanic (STIP-3) | 1990-01-01 |  | Fiberglass Reinforced Plastic | Pressurized
RaceWay #6827 - Porterdale | 5148 US HWY 278 | COVINGTON | Newton | 9107018 | 5 | Overfill Alarm | 2011-06-28 | FALSE | 2011-06-28 | FALSE | Currently in Use | Diesel | 12000 | Composite Double Walled | 2011-06-28 |  | Double-Walled Fiberglass | Pressurized
RaceWay #6827 - Porterdale | 5148 US HWY 278 | COVINGTON | Newton | 9107018 | 4 | Overfill Alarm | 2011-06-28 | FALSE | 2011-06-28 | FALSE | Currently in Use | Regular | 20000 | Composite Double Walled | 2011-06-28 |  | Double-Walled Fiberglass | Pressurized
ALMON 66 LLC | 66 ALMON RD | COVINGTON | Newton | 9107017 | 6 | Flapper Valve | 1989-01-01 | FALSE | 1989-01-01 | FALSE | Currently in Use | Premium | 8000 | Galvanic (STIP-3) | 1989-01-03 |  | Galvanized Steel | Pressurized
ALMON 66 LLC | 66 ALMON RD | COVINGTON | Newton | 9107017 | 5 | Ball Float | 1989-01-01 | FALSE | 1989-01-01 | FALSE | Currently in Use | Plus | 8000 | Galvanic (STIP-3) | 1989-01-03 |  | Galvanized Steel | Pressurized
Inaaya Zari, Inc. dba Fast Trip | 10946 HWY 278 E | COVINGTON | Newton | 9107016 | 5 | Ball Float | 1988-01-01 | FALSE | 1994-01-01 | FALSE | Temporarily out of use | Kerosene | 2000 | Galvanic (STIP-3) | 1988-01-01 |  | Fiberglass Reinforced Plastic | Safe Suction (Euro)
Inaaya Zari, Inc. dba Fast Trip | 10946 HWY 278 E | COVINGTON | Newton | 9107016 | 4 | Flapper Valve | 1988-01-01 | FALSE | 1994-01-01 | FALSE | Currently in Use | Diesel | 8000 | Galvanic (STIP-3) | 1988-01-01 |  | Fiberglass Reinforced Plastic | Pressurized
JUST RITE BP 36 | 10260 HWY 36 @ BYPASS | COVINGTON | Newton | 9107024 | 5 | Ball Float | 1990-01-01 | FALSE | 1990-01-01 | FALSE | Currently in Use | Plus | 2000 | Galvanic (STIP-3) | 1990-01-01 |  | Fiberglass Reinforced Plastic | Pressurized
JUST RITE BP 36 | 10260 HWY 36 @ BYPASS | COVINGTON | Newton | 9107024 | 4 | Ball Float | 1990-01-01 | FALSE | 1990-01-01 | FALSE | Currently in Use | Diesel | 8000 | Galvanic (STIP-3) | 1990-01-01 |  | Fiberglass Reinforced Plastic | Pressurized
BST/R2103/AUTO OPS | 1167 PACE ST | COVINGTON | Newton | 9107026 | 1/F732716 | [5 empty] | Removed from Ground | Gas (Historical Use) | 3000 | Bare Steel | 1969-01-01 | 1990-02-15 | Bare Steel | Pressurized
BONDS BP | 8145 WASHINGTON ST | COVINGTON | Newton | 1070107 | 2 |  | 2002-01-01 |  | 2002-01-01 |  | Removed from Ground | Gas (Historical Use) | 6000 | Steel-Impressed Current | 1998-12-01 | 2001-10-17 | Cathodically Protected | Safe Suction (Euro)
HEARD TIRE CO | 4136 WASHINGTON ST | COVINGTON | Newton | 1070098 | 2 | [5 empty] | Removed from Ground | Gas (Historical Use) | 550 | Bare Steel | 1995-01-01 | 1995-01-01 | Unknown
MOBILE CHEMICAL CO | PO BOX 71 | COVINGTON | Newton | 1070102 | 2 | [5 empty] | Removed from Ground | Other | 4000 | Bare Steel | 1981-06-11 | 1992-08-05 | Galvanized Steel
MANSFIELD CONVENIENCE SHOP | 3210 HWY 11 S | MANSFIELD | Newton | 1070065 | 2 | Ball Float | 1999-02-10 | FALSE | 1998-12-01 | FALSE | Temporarily out of use | Diesel | 1000 | Steel-Impressed Current | 1963-01-01
RAY MOORE GULF STATION | HWY 81 | PORTERDALE | Newton | 1070071 | 3 | [5 empty] | Removed from Ground | Gas (Historical Use) | 3000 | Bare Steel | 1961-05-12 | 1899-12-31 | Galvanized Steel
CUSTOM TIRE | GA HWY 142 | NEWBORN | Newton | 9107036 | 1 | [5 empty] | Removed from Ground | Gas (Historical Use) | 0 | Not Marked/Unknown | 1993-01-01 | 1993-01-01 | Not Marked
HWY 278 BP/GULF | EMORY ST @ US HWY 278 | COVINGTON | Newton | 9107022 | 3 | [5 empty] | Removed from Ground | Diesel | 1000 | Bare Steel | 1973-01-01 | 1992-11-14 | Bare Steel
PETROLEUM REALTY II LLC | 3188 HWY 278 NE | COVINGTON | Newton | 9000687 | 1 |  | 1985-03-01 |  | 1985-03-01 |  | Removed from Ground | Diesel | 9728 | Fiberglass | 1985-08-01 | 2010-04-02 | Fiberglass Reinforced Plastic | Pressurized
ALMON 66 LLC | 66 ALMON RD | COVINGTON | Newton | 9107017 | 8 | Flapper Valve | 1989-01-01 | FALSE | 1989-01-01 | FALSE | Currently in Use | Kerosene | 2000 | Galvanic (STIP-3) | 1989-01-03 |  | Galvanized Steel | Pressurized
ALMON 66 LLC | 66 ALMON RD | COVINGTON | Newton | 9107017 | 2 | [5 empty] | Removed from Ground | Gas (Historical Use) | 5000 | Bare Steel | 1968-01-01 | 1988-12-22 | Galvanized Steel
Inaaya Zari, Inc. dba Fast Trip | 10946 HWY 278 E | COVINGTON | Newton | 9107016 | 2 | Flapper Valve | 1988-01-01 | FALSE | 1994-01-01 | FALSE | Currently in Use | Regular | 8000 | Galvanic (STIP-3) | 1988-01-01 |  | Fiberglass Reinforced Plastic | Pressurized
MOBIL CHEMICAL CO/FLEXIBLE PACKA | 9172 INDUSTRIAL DR | COVINGTON | Newton | 9107025 | 7 |  |  | FALSE |  | FALSE | Removed from Ground | E-10 | 4000 | Unknown | 1981-01-01 | 1988-01-01
MOBIL CHEMICAL CO/FLEXIBLE PACKA | 9172 INDUSTRIAL DR | COVINGTON | Newton | 9107025 | 4 |  | 1992-08-05 |  | 1992-08-05 |  | Removed from Ground | Other | 10000 | Double Walled | 1992-08-05 | 1995-01-16 | Fiberglass Reinforced Plastic | Pressurized
THRIFT OIL CO | WASHINGTON STREET | COVINGTON | Newton | 9000366 | 1 | [5 empty] | Removed from Ground | Gas (Historical Use) | 0 | Bare Steel | 1961-05-05 | 1988-12-21 | Galvanized Steel
THRIFT OIL CO | WASHINGTON STREET | COVINGTON | Newton | 9000366 | 4 | [5 empty] | Removed from Ground | Kerosene | 0 | Bare Steel | 1961-05-05 | 1988-12-21 | Galvanized Steel
FOODLAND | 15036 BROWN BRIDGE RD | COVINGTON | Newton | 9107008 | 2 | Flapper Valve | 1998-01-08 | FALSE | 1998-01-08 | FALSE | Currently in Use | Diesel | 10000 | Galvanic (STIP-3) | 1988-11-01 |  | Fiberglass Reinforced Plastic | Pressurized
GA LUMBER/WILLIAM BROS-COVINGTON | 7250 WASHINGTON ST | COVINGTON | Newton | 9107006 | 2 | [5 empty] | Removed from Ground | Gas (Historical Use) | 4000 | Bare Steel | 1965-01-01 | 1992-06-26 | Bare Steel | Suction (American)
RaceWay #6827 - Porterdale | 5148 US HWY 278 | COVINGTON | Newton | 9107018 | 3 | Overfill Alarm | 1991-01-01 | FALSE | 1991-01-01 | FALSE | Removed from Ground | Gas (Historical Use) | 12000 | Composite Double Walled | 1991-06-01 | 2011-06-14 | Double-Walled Fiberglass | Pressurized
S A GINN REMAINDER TRUST/ | 1114 BROWN ST | COVINGTON | Newton | 9107027 | 1 |  |  | TRUE |  | TRUE | Removed from Ground | Used Oil | 500 | Marked Unknown | 1992-09-22 | 1992-09-22 | Unknown
GRAYS GENERAL STORE | 3995 SALEM RD | COVINGTON | Newton | 9107057 | 3 | [5 empty] | Removed from Ground | Gas (Historical Use) | 2000 | Fiberglass | 1980-01-01 | 1899-12-31 | Galvanized Steel
WALKER'S MARINA | 440 LANG RD | COVINGTON | Newton | 9107061 | 2 | [5 empty] | Removed from Ground | Gas (Historical Use) | 500 | Epoxy | 1998-12-01 | 1998-12-01 | Not Marked | Suction (American)
WASHINGTON PRIME LLC | 8109 WASHINGTON ST SW | COVINGTON | Newton | 9107081 | 2 | Flapper Valve | 2021-07-22 | FALSE | 1997-10-02 | FALSE | Currently in Use | Regular | 12000 | Epoxy | 1997-10-01 |  | Fiberglass Reinforced Plastic | Pressurized
SALEM RD TEXACO | 3633 SALEM RD Ste. B | COVINGTON | Newton | 9107082 | 4 | Ball Float | 1998-04-23 | FALSE | 1998-04-23 | FALSE | Temporarily out of use | Diesel | 1016 | Composite | 1998-04-23 |  | Fiberglass Reinforced Plastic | Pressurized
STOP N SHOP | 6125 HWY 36 | COVINGTON | Newton | 9107077 | 4 | [5 empty] | Removed from Ground | Kerosene | 1000 | Not Marked/Unknown | 1996-09-26 | 1996-09-26 | Not Marked
STOP N SHOP | 6125 HWY 36 | COVINGTON | Newton | 9107077 | 5 | [5 empty] | Closed in Ground | Empty | 550 | Not Marked/Unknown | 1996-09-26 | 1996-09-26 | Not Marked
GUSS LANDING | 800 ROCKY POINT RD | COVINGTON | Newton | 9107078 | 2 | [5 empty] | Removed from Ground | Empty | 2000 | Bare Steel | 1962-01-01 | 1899-12-31 | Galvanized Steel | Pressurized
OXFORD COLLEGE | 100 HAMILL ST | OXFORD | Newton | 9107015 | 2 | [5 empty] | Removed from Ground | Diesel | 8000 | Bare Steel | 1977-01-01 | 1998-11-12 | Unknown
Texaco Food Mart | 2156 GEORGIA HWY 81 | OXFORD | Newton | 1070091 | 2 |  | 1985-05-01 |  | 1985-05-01 |  | Removed from Ground | Gas (Historical Use) | 8000 | Galvanic (STIP-3) | 1985-05-01 | 2005-12-19 | Fiberglass Reinforced Plastic | Pressurized
A.E. WILLIS CONTRACTING CO. | 205 JERSEY RD. | OXFORD | Newton | 1070075 | 2 | [5 empty] | Currently in Use | Diesel | 1000 | Bare Steel | 1984-05-06 |  | Galvanized Steel
CITY OF OXFORD | ASBURY ST | OXFORD | Newton | 1070016 | 1 | [5 empty] | Removed from Ground | Gas (Historical Use) | 1000 | Bare Steel | 1978-03-29 | 1995-10-01 | Galvanized Steel
PACTIV LLC | 8170 ALCOVY RD | COVINGTON | Newton | 1070018 | 2 | [5 empty] | Closed in Ground | Other | 12000 | Bare Steel | 1970-04-27 | 1991-09-11 | Bare Steel | Pressurized
PACTIV LLC | 8170 ALCOVY RD | COVINGTON | Newton | 1070018 | 912 | Overfill Alarm | 1991-07-07 | FALSE | 1991-07-01 | FALSE | Currently in Use |  | 30000 | Galvanic (STIP-3) | 1991-07-07 |  | Double-Walled Fiberglass | Pressurized
THRIFT OIL CO | WASHINGTON STREET | COVINGTON | Newton | 9000366 | 2 | [5 empty] | Removed from Ground | Gas (Historical Use) | 0 | Bare Steel | 1961-05-05 | 1988-12-21 | Galvanized Steel
GA LUMBER/WILLIAM BROS-COVINGTON | 7250 WASHINGTON ST | COVINGTON | Newton | 9107006 | 1 | [5 empty] | Removed from Ground | Diesel | 10000 | Bare Steel | 1965-01-01 | 1992-06-22 | Bare Steel
TURNER LAKE CHEVRON | 6206 TURNER LAKE RD | COVINGTON | Newton | 9107019 | 5 | Ball Float | 1988-01-01 | FALSE | 1994-01-01 | FALSE | Currently in Use | Kerosene | 2000 | Steel-Impressed Current | 1988-01-01 |  | Steel (Impressed Current) | Pressurized
TURNER LAKE CHEVRON | 6206 TURNER LAKE RD | COVINGTON | Newton | 9107019 | 4 | Ball Float | 1988-01-01 | FALSE | 1994-01-01 | FALSE | Currently in Use | Diesel | 8000 | Steel-Impressed Current | 1988-01-01 |  | Steel (Impressed Current) | Pressurized
HWY 278 BP/GULF | EMORY ST @ US HWY 278 | COVINGTON | Newton | 9107022 | 6 | [5 empty] | Removed from Ground | Gas (Historical Use) | 2000 | Bare Steel | 1992-11-14 | 1992-11-14 | Bare Steel
COVINGTON NEWTON COUNTY COMMUNIC | 7175 INDUSTRIAL BLVD | COVINGTON | Newton | 9107054 | 1 | [5 empty] | Removed from Ground | Other | 550 | Bare Steel | 1998-12-01 | 1998-12-01 | Galvanized Steel | Safe Suction (Euro)
GA LUMBER/WILLIAM BROS-COVINGTON | 7250 WASHINGTON ST | COVINGTON | Newton | 9107006 | 4 | [5 empty] | Removed from Ground | Other | 1000 | Bare Steel | 1965-01-01 | 1992-06-26 | Bare Steel | Suction (American)
Valero Food Mart | 11280 BROWN BRIDGE RD | COVINGTON | Newton | 9107021 | 2 | Ball Float | 1990-01-01 | FALSE | 1990-01-01 | FALSE | Currently in Use | Plus | 8000 | Galvanic (STIP-3) | 1990-01-01 |  | Fiberglass Reinforced Plastic | Pressurized
ALMON 66 LLC | 66 ALMON RD | COVINGTON | Newton | 9107017 | 3 | [5 empty] | Removed from Ground | Gas (Historical Use) | 1000 | Bare Steel | 1968-01-01 | 1988-12-22 | Galvanized Steel
FLASH FOODS #250 | 10375 HWY 142 N | COVINGTON | Newton | 9107012 | 1 | Ball Float | 1988-07-22 |  | 1998-08-06 |  | Removed from Ground | Gas (Historical Use) | 10000 | Galvanic (STIP-3) | 1988-07-22 | 2008-06-19 | Fiberglass Reinforced Plastic | Pressurized
PHOENIX REFIGERATION/HANOVER WIR | 8166 IND BLVD | COVINGTON | Newton | 1072000 | 2 | [5 empty] | Removed from Ground | Other | 2500 | Bare Steel | 1983-11-05 | 1992-01-01 | Galvanized Steel
RaceWay #6827 - Porterdale | 5148 US HWY 278 | COVINGTON | Newton | 9107018 | 6 | Overfill Alarm | 2011-06-28 | FALSE | 2011-06-28 | FALSE | Currently in Use | Premium | 12000 | Composite Double Walled | 2011-06-28 |  | Double-Walled Fiberglass | Pressurized
Circle K 2745127 | 4175 SALEM RD | COVINGTON | Newton | 9107009 | 3 |  | 1998-08-06 |  | 1988-08-09 |  | Removed from Ground | Gas (Historical Use) | 8000 | Galvanic (STIP-3) | 1988-08-09 | 2002-04-09 | Fiberglass Reinforced Plastic | Pressurized
HYATT GROCERY | 10378 HWY 142 NORTH | COVINGTON | Newton | 9107011 | 2 |  | 1990-07-01 |  | 1990-07-01 |  | Removed from Ground | Gas (Historical Use) | 10134 | Cathodically Protected Steel | 1978-01-01 | 2007-01-29 | Fiberglass Reinforced Plastic | Pressurized
THOMPSONS GROCERY | HWY 138 & HWY 81/RT 1 | COVINGTON | Newton | 9107030 | 2 | [5 empty] | Removed from Ground | Gas (Historical Use) | 1000 | Bare Steel | 1969-01-01 | 1995-05-01 | Galvanized Steel
JUPITER FOODMART/DON'S SUPERETTE | 3251 HWY 278 | COVINGTON | Newton | 9107045 | 1 | Ball Float | 1994-10-18 | FALSE | 1994-10-18 | FALSE | Currently in Use | Regular | 10000 | Galvanic (STIP-3) | 1994-10-28 |  | Fiberglass Reinforced Plastic | Pressurized
GRAYSTONE MERCANTILE | 251 ALMON ROAD | COVINGTON | Newton | 9107069 | 3 | [5 empty] | Removed from Ground | Gas (Historical Use) | 1000 | Marked Unknown | 1996-01-23 | 1996-01-23 | Not Marked
Texaco Food Mart | 2156 GEORGIA HWY 81 | OXFORD | Newton | 1070091 | 1 |  | 1985-05-01 |  | 1985-05-01 |  | Removed from Ground | Gas (Historical Use) | 8000 | Galvanic (STIP-3) | 1985-05-01 | 2005-12-19 | Fiberglass Reinforced Plastic | Pressurized
CITY OF OXFORD | ASBURY ST | OXFORD | Newton | 1070016 | 2 | [5 empty] | Removed from Ground | Diesel | 560 | Bare Steel | 1975-03-30 | 1995-10-01 | Galvanized Steel
HENDERSONS GROCERY INC | 11874 HWY 36 | COVINGTON | Newton | 1070060 | 4 | Flapper Valve | 1994-05-26 | FALSE | 1994-05-26 | FALSE | Currently in Use | Regular | 8000 | Fiberglass | 1986-09-01 |  | Fiberglass Reinforced Plastic | Pressurized
HENDERSONS GROCERY INC | 11874 HWY 36 | COVINGTON | Newton | 1070060 | 7 | Flapper Valve | 1994-05-26 | FALSE | 1994-05-26 | FALSE | Currently in Use | Diesel | 4000 | Fiberglass | 1984-06-01 |  | Fiberglass Reinforced Plastic | Pressurized
FOODLAND | 15036 BROWN BRIDGE RD | COVINGTON | Newton | 9107008 | C | [5 empty] | Removed from Ground | Empty | 1000 | Bare Steel | 1971-01-05 | 1899-12-31 | Galvanized Steel
JUST RITE BP 36 | 10260 HWY 36 @ BYPASS | COVINGTON | Newton | 9107024 | 2 | Ball Float | 1990-01-01 | FALSE | 1990-01-01 | FALSE | Currently in Use | Regular | 8000 | Galvanic (STIP-3) | 1990-01-01 |  | Fiberglass Reinforced Plastic | Pressurized
BST/R2103/AUTO OPS | 1167 PACE ST | COVINGTON | Newton | 9107026 | 2 | [5 empty] | Removed from Ground | Gas (Historical Use) | 10000 | Bare Steel | 1979-01-01 | 1989-12-28 | Bare Steel | Pressurized
SHELL TRUCK/AUTO PLAZA | 10300 INDUSTRIAL BLVD | COVINGTON | Newton | 9107038 | 3 | [5 empty] | Removed from Ground | Empty | 20000 | Not Marked/Unknown | 1994-02-09 | 1994-02-09 | Not Marked
KFC | 6103 HWY 278 NW | COVINGTON | Newton | 9107098 | 2 | [5 empty] | Removed from Ground | Gas (Historical Use) | 4000 | Marked Unknown | 2001-08-29 | 2001-08-29 | Unknown
NO FACILITY NAME GIVEN | 5151 WASHINGTON ST | COVINGTON | Newton | 9107043 | 3 | [5 empty] | Removed from Ground | Empty | 0 | Bare Steel |  | 1899-12-31 | Galvanized Steel
SALEM RD TEXACO | 3633 SALEM RD Ste. B | COVINGTON | Newton | 9107082 | 1 | Ball Float | 1998-04-23 | FALSE | 1998-04-23 | FALSE | Currently in Use | Regular | 12032 | Composite | 1998-04-23 |  | Fiberglass Reinforced Plastic | Pressurized
HWY 278 BP/GULF | EMORY ST @ US HWY 278 | COVINGTON | Newton | 9107022 | 1 | [5 empty] | Removed from Ground | Gas (Historical Use) | 2000 | Bare Steel | 1973-01-01 | 1992-11-14 | Bare Steel
HWY 278 BP/GULF | EMORY ST @ US HWY 278 | COVINGTON | Newton | 9107022 | 7 | [5 empty] | Removed from Ground | Gas (Historical Use) | 2000 | Bare Steel | 1992-11-14 | 1992-11-14 | Bare Steel
SPENCER TIRES & WHEELS |  | COVINGTON | Newton | 9107032 | 2 | [5 empty] | Removed from Ground | Gas (Historical Use) | 3000 | Bare Steel | 1971-01-01 | 1986-07-01 | Galvanized Steel
SNAPPING SHOALS EMC | 14750 BROWN BRIDGE RD | COVINGTON | Newton | 9107037 | 1 | Flapper Valve | 1991-12-05 | FALSE | 1991-12-05 | FALSE | Currently in Use | Regular | 10000 | Fiberglass Double Walled | 1991-12-05 |  | Fiberglass Reinforced Plastic | Pressurized
EASTSIDE TRANSITIONAL HIGH SCHOO | 10245 COVINGTON BY PASS | COVINGTON | Newton | 9107047 | 1 |  | 1994-08-15 |  | 1994-08-15 |  | Removed from Ground | Diesel | 4000 | Double Walled | 1994-08-15 | 2006-06-05 | Double Walled | Pressurized
FLASH FOODS #250 | 10375 HWY 142 N | COVINGTON | Newton | 9107012 | 3 | Ball Float | 1988-07-22 |  | 1998-08-06 |  | Removed from Ground | Gas (Historical Use) | 8000 | Galvanic (STIP-3) | 1988-07-22 | 2008-06-19 | Fiberglass Reinforced Plastic | Pressurized
MOBIL CHEMICAL CO/FLEXIBLE PACKA | 9172 INDUSTRIAL DR | COVINGTON | Newton | 9107025 | 3 | [5 empty] | Removed from Ground | Other | 6000 | Bare Steel | 1992-08-05 | 1992-08-05 | Galvanized Steel | Pressurized
SPENCER TIRES & WHEELS |  | COVINGTON | Newton | 9107032 | 4 | [5 empty] | Removed from Ground | Diesel | 2000 | Bare Steel | 1971-01-01 | 1986-07-01 | Galvanized Steel
MELS USED APPLIANCES | 4157 WASHINGTON ST | COVINGTON | Newton | 9107042 | 2 | [5 empty] | Removed from Ground | Empty | 0 | Bare Steel | 1995-01-01 | 1995-01-01 | Galvanized Steel
GRAYS GENERAL STORE | 3995 SALEM RD | COVINGTON | Newton | 9107057 | 1 | [5 empty] | Removed from Ground | Gas (Historical Use) | 2000 | Fiberglass | 1980-01-01 | 1899-12-31 | Galvanized Steel
Inaaya Zari, Inc. dba Fast Trip | 10946 HWY 278 E | COVINGTON | Newton | 9107016 | 3 | Flapper Valve | 1988-01-01 | FALSE | 1994-01-01 | FALSE | Currently in Use | Premium | 8000 | Galvanic (STIP-3) | 1988-01-01 |  | Fiberglass Reinforced Plastic | Pressurized
Circle K 2745127 | 4175 SALEM RD | COVINGTON | Newton | 9107009 | 1 |  | 1998-08-06 |  | 1988-08-09 |  | Removed from Ground | Gas (Historical Use) | 10000 | Galvanic (STIP-3) | 1988-08-09 | 2002-04-09 | Fiberglass Reinforced Plastic | Pressurized
FORMER SPEEDWAY GROCERY | MILL ST AND NEWTON ST | COVINGTON | Newton | 9107072 | 1 | [5 empty] | Removed from Ground | Gas (Historical Use) | 0 | Not Marked/Unknown | 1990-01-01 | 1990-01-01 | Not Marked
STOP N SHOP | 6125 HWY 36 | COVINGTON | Newton | 9107077 | 1 | [5 empty] | Removed from Ground | Gas (Historical Use) | 2000 | Not Marked/Unknown | 1996-09-26 | 1996-09-26 | Not Marked
D & H FOOD MARKET | 2713 HIGHWAY 81N | OXFORD | Newton | 9107033 | 3 | [5 empty] | Removed from Ground | Gas (Historical Use) | 1000 | Bare Steel | 1975-01-01 | 1999-12-01 | Galvanized Steel
C.J. MORRIS GROCERY | 2865 HWY 81 N | OXFORD | Newton | 1070064 | 2 | [5 empty] | Removed from Ground | Gas (Historical Use) | 1000 | Bare Steel | 1966-05-12 | 1991-05-01 | Unknown
PACTIV LLC | 8170 ALCOVY RD | COVINGTON | Newton | 1070018 | 911 | Overfill Alarm | 1991-07-07 | FALSE | 1991-07-07 | FALSE | Currently in Use |  | 30000 | Galvanic (STIP-3) | 1991-07-07 |  | Double-Walled Fiberglass | Gravity
MOBIL CHEMICAL CO/FLEXIBLE PACKA | 9172 INDUSTRIAL DR | COVINGTON | Newton | 9107025 | 6 |  |  | FALSE |  | FALSE | Removed from Ground | E-10 | 4000 | Unknown | 1981-01-01 | 1988-01-01
SPENCER TIRES & WHEELS |  | COVINGTON | Newton | 9107032 | 3 | [5 empty] | Removed from Ground | Gas (Historical Use) | 3000 | Bare Steel | 1971-01-01 | 1986-07-01 | Galvanized Steel
SHELL TRUCK/AUTO PLAZA | 10300 INDUSTRIAL BLVD | COVINGTON | Newton | 9107038 | 6 | [5 empty] | Removed from Ground | Empty | 10000 | Not Marked/Unknown | 1994-02-09 | 1994-02-09 | Not Marked
AUTO PERFORMANCE | 4144 US HWY 278 | COVINGTON | Newton | 9107034 | 2 |  | 1999-01-01 | FALSE | 1998-10-01 | FALSE | Currently in Use | Plus | 3000 | Steel-Impressed Current | 1965-01-01 |  | Steel (Impressed Current) | Pressurized
GRAYS GENERAL STORE | 3995 SALEM RD | COVINGTON | Newton | 9107057 | 2 | [5 empty] | Removed from Ground | Gas (Historical Use) | 2000 | Fiberglass | 1980-01-01 | 1899-12-31 | Galvanized Steel
BK CHEVRON COVINGTON | 3216 HWY 278 | COVINGTON | Newton | 9107065 | PRE |  | 1994-07-01 |  | 1994-07-01 |  | Removed from Ground | Gas (Historical Use) | 12000 | Double Walled | 1994-07-01 | 2003-06-11 | Fiberglass Reinforced Plastic | Pressurized
SUPER SHORT STOP | 10104 WASHINGTON ST | COVINGTON | Newton | 9107051 | 3 |  | 1998-12-20 |  | 1998-12-20 |  | Temporarily out of use | Gas (Historical Use) | 4000 | Fiberglass | 1986-08-13 |  | Cathodically Protected | Pressurized
FOODLAND | 15036 BROWN BRIDGE RD | COVINGTON | Newton | 9107008 | 3 | Flapper Valve | 1998-01-08 | FALSE | 1998-01-08 | FALSE | Currently in Use | Premium | 10000 | Galvanic (STIP-3) | 1987-01-01 |  | Fiberglass Reinforced Plastic | Pressurized
FOODLAND | 15036 BROWN BRIDGE RD | COVINGTON | Newton | 9107008 | A | [5 empty] | Removed from Ground | Gas (Historical Use) | 2000 | Bare Steel | 1971-01-03 | 1899-12-31 | Galvanized Steel
AMERICAN OIL & INDUSTRIAL SVCS | ALCOVY RD | COVINGTON | Newton | 9107001 | DUMMY | [5 empty] | Currently in Use | Empty | 0 | Not Marked/Unknown |  |  | Not Marked
TURNER LAKE CHEVRON | 6206 TURNER LAKE RD | COVINGTON | Newton | 9107019 | 1 | Ball Float | 1988-01-01 | FALSE | 1994-01-01 | FALSE | Currently in Use | E-0 | 8000 | Steel-Impressed Current | 1988-01-01 |  | Steel (Impressed Current) | Pressurized
S A GINN REMAINDER TRUST/ | 1114 BROWN ST | COVINGTON | Newton | 9107027 | 3 | [5 empty] | Removed from Ground | Diesel | 500 | Marked Unknown | 1992-09-22 | 1992-09-22 | Unknown
OLD THRIFT OIL STATION | 4206 WASHINGTON ST | COVINGTON | Newton | 9107041 | 3 | [5 empty] | Removed from Ground | Empty | 0 | Bare Steel |  | 1899-12-31 | Galvanized Steel
S&S CONVENIENCE | 6138 JACKSON HWY | COVINGTON | Newton | 9107066 | 3 | [5 empty] | Removed from Ground | Gas (Historical Use) | 6940 | Bare Steel | 1975-01-01 | 2000-07-13 | Bare Steel | Pressurized
BROWNBRIDGE SHELL #363 | 14656 BROWNBRIDGE RD | COVINGTON | Newton | 9107085 | 1 | Flapper Valve | 2023-07-26 | FALSE | 1997-08-19 | FALSE | Currently in Use | Regular | 12000 | Epoxy | 1997-08-19 |  | Fiberglass Reinforced Plastic | Pressurized
STOP N SHOP | 6125 HWY 36 | COVINGTON | Newton | 9107077 | 2 | [5 empty] | Removed from Ground | Gas (Historical Use) | 1000 | Not Marked/Unknown | 1996-09-26 | 1996-09-26 | Not Marked
Texaco Food Mart | 2156 GEORGIA HWY 81 | OXFORD | Newton | 1070091 | 7 |  | 2006-02-20 | FALSE | 2006-02-20 | FALSE | Temporarily out of use | Diesel Off Road | 6000 | Fiberglass | 2006-02-20 |  | Fiberglass Reinforced Plastic | Pressurized
GRAYS GENERAL STORE | 3995 SALEM RD | COVINGTON | Newton | 9107057 | 4 |  |  | FALSE |  | FALSE | Removed from Ground | Kerosene | 500 | Unknown | 2006-09-11 | 2006-09-11 | Unknown
NEWTON TIRE AND AUTO CTR | 3288 COVINGTON HWY | COVINGTON | Newton | 9107067 | 1 |  |  | TRUE |  | TRUE | Removed from Ground | Used Oil | 550 | Marked Unknown | 1995-11-27 | 1995-11-27 | Unknown
JUPITER FOODMART/DON'S SUPERETTE | 3251 HWY 278 | COVINGTON | Newton | 9107045 | 3 | Ball Float | 1994-10-18 | FALSE | 1994-10-18 | FALSE | Currently in Use | Diesel | 10000 | Galvanic (STIP-3) | 1994-10-28 |  | Fiberglass Reinforced Plastic | Pressurized
GRAYSTONE MERCANTILE | 251 ALMON ROAD | COVINGTON | Newton | 9107069 | 1 | [5 empty] | Removed from Ground | Gas (Historical Use) | 250 | Marked Unknown | 1996-01-23 | 1996-01-23 | Not Marked
B&D GROCERY | 2685 HWY 81 N | OXFORD | Newton | 9107039 | 2 | [5 empty] | Removed from Ground | Gas (Historical Use) | 1000 | Not Marked/Unknown | 1991-05-01 | 1991-05-01 | Not Marked
OXFORD COLLEGE | 100 HAMILL ST | OXFORD | Newton | 9107015 | 1 | [5 empty] | Removed from Ground | Gas (Historical Use) | 500 | Bare Steel | 1974-01-01 | 1998-11-12 | Unknown
Texaco Food Mart | 2156 GEORGIA HWY 81 | OXFORD | Newton | 1070091 | 3 |  | 1985-05-01 |  | 1985-05-01 |  | Removed from Ground | Gas (Historical Use) | 8000 | Galvanic (STIP-3) | 1985-05-01 | 2005-12-19 | Fiberglass Reinforced Plastic | Pressurized
A.E. WILLIS CONTRACTING CO. | 205 JERSEY RD. | OXFORD | Newton | 1070075 | 1 | [5 empty] | Currently in Use | Gas (Historical Use) | 1000 | Bare Steel | 1984-05-06 |  | Galvanized Steel
MOUNTAIN EXPRESS #198 | 1032 DIXIE RD | COVINGTON | Newton | 1070051 | 1 | Flapper Valve | 1998-11-01 | FALSE | 1998-11-01 | FALSE | Currently in Use | Regular | 6000 | Steel-Impressed Current | 1976-05-10 |  | Fiberglass Reinforced Plastic | Pressurized
Circle K 2745127 | 4175 SALEM RD | COVINGTON | Newton | 9107009 | 4 | Flapper Valve | 2002-04-16 | FALSE | 2002-04-16 | FALSE | Removed from Ground | Regular | 15000 | Composite | 2002-04-16 |  | Double-Walled Fiberglass | Pressurized
HYATT GROCERY | 10378 HWY 142 NORTH | COVINGTON | Newton | 9107011 | 1 |  | 1990-07-01 |  | 1990-07-01 |  | Removed from Ground | Gas (Historical Use) | 4010 | Cathodically Protected Steel | 1978-01-01 | 2007-01-29 | Fiberglass Reinforced Plastic | Pressurized
SNAPPING SHOALS EMC | 14750 BROWN BRIDGE RD | COVINGTON | Newton | 9107037 | 2 | Flapper Valve | 1991-12-05 | FALSE | 1991-12-05 | FALSE | Currently in Use | Diesel | 10000 | Fiberglass Double Walled | 1991-12-05 |  | Fiberglass Reinforced Plastic | Pressurized
JJS QUICK STOP | 298 & HWY 162 CONNECTOR | COVINGTON | Newton | 9107056 | 2 | [5 empty] | Removed from Ground | Gas (Historical Use) | 2000 | Bare Steel | 1999-12-20 | 1999-12-20 | Galvanized Steel
SUPER SHORT STOP | 10104 WASHINGTON ST | COVINGTON | Newton | 9107051 | 1 |  | 1998-12-20 |  | 1998-12-20 |  | Temporarily out of use | Gas (Historical Use) | 6000 | Fiberglass | 1986-08-13 |  | Cathodically Protected | Pressurized
COVINGTON MUNICIPA AIRPORT | 15200 AIRPORT RD | OXFORD | Newton | 1070086 | 1 | [5 empty] | Removed from Ground | Other | 10000 | Bare Steel | 1971-05-11 | 1998-01-01 | Galvanized Steel
Amoco | 6229 TURNER LAKE RD | COVINGTON | Newton | 1070082 | 2 | Flapper Valve | 1998-10-23 | FALSE | 1998-10-23 | FALSE | Currently in Use | Premium | 8000 | Steel-Impressed Current | 1985-05-05 |  |  | Pressurized
NEWTON COUNTY PUBLIC WORKS | 65 PIPER RD | COVINGTON | Newton | 9107028 | 1 | [5 empty] | Removed from Ground | Gas (Historical Use) | 10000 | Marked Unknown | 1981-06-01 | 1993-07-13 | Not Marked
PONY EXPRESS | 1817 HWY 11 S | COVINGTON | Newton | 9107091 | 4 |  | 1998-11-01 | FALSE | 1998-11-01 | FALSE | Temporarily out of use | Diesel | 1000 | Steel-Impressed Current | 1974-01-01 |  | Cathodically Protected | Suction (American)
NEWTON COUNTY SCHOOLS BUS SHOP | 4159 N MILL RD | COVINGTON | Newton | 9107088 | 1 | [5 empty] | Removed from Ground | Diesel | 4000 | Not Marked/Unknown | 1998-12-15 | 1998-12-15 | Not Marked
BAILEYS CROSSING | 2536 HWY 81 S | COVINGTON | Newton | 9107084 | 2 | Flapper Valve | 1998-09-01 | FALSE | 1998-09-01 | FALSE | Currently in Use | Diesel | 2000 | Steel-Impressed Current | 1983-01-01 |  | Fiberglass Reinforced Plastic | Pressurized
COVINGTON AMOCO | 3194 HWY 278 | COVINGTON | Newton | 9107050 | 3 |  | 1991-01-01 |  | 1991-01-01 |  | Removed from Ground | Gas (Historical Use) | 8000 | Galvanic (STIP-3) | 1991-01-01 | 2006-03-10 | Fiberglass Reinforced Plastic | Pressurized
FOODLAND | 15036 BROWN BRIDGE RD | COVINGTON | Newton | 9107008 | B | [5 empty] | Removed from Ground | Empty | 2000 | Bare Steel | 1971-01-05 | 1899-12-31 | Galvanized Steel
Circle K 2745127 | 4175 SALEM RD | COVINGTON | Newton | 9107009 | 2 |  | 1998-08-06 |  | 1988-09-09 |  | Removed from Ground | Gas (Historical Use) | 8000 | Galvanic (STIP-3) | 1988-08-09 | 2002-04-09 | Fiberglass Reinforced Plastic | Pressurized
JUST RITE BP 36 | 10260 HWY 36 @ BYPASS | COVINGTON | Newton | 9107024 | 1 | Ball Float | 1990-01-01 | FALSE | 1990-01-01 | FALSE | Currently in Use | Regular | 8000 | Galvanic (STIP-3) | 1990-01-01 |  | Fiberglass Reinforced Plastic | Pressurized
Circle K 2745127 | 4175 SALEM RD | COVINGTON | Newton | 9107009 | 5 | Flapper Valve | 2002-04-16 | FALSE | 2002-04-16 | FALSE | Removed from Ground | Premium | 12000 | Composite | 2002-04-16 |  | Double-Walled Fiberglass | Pressurized
RaceWay #6827 - Porterdale | 5148 US HWY 278 | COVINGTON | Newton | 9107018 | 1 | Overfill Alarm | 1991-01-01 | FALSE | 1991-01-01 | FALSE | Removed from Ground | Gas (Historical Use) | 20000 | Composite Double Walled | 1991-06-01 | 2011-06-14 | Double-Walled Fiberglass | Pressurized
HYATT GROCERY | 10378 HWY 142 NORTH | COVINGTON | Newton | 9107011 | 3 |  | 1990-07-01 |  | 1990-07-01 |  | Removed from Ground | Gas (Historical Use) | 10134 | Cathodically Protected Steel | 1978-01-01 | 2007-01-29 | Fiberglass Reinforced Plastic | Pressurized
HWY 278 BP/GULF | EMORY ST @ US HWY 278 | COVINGTON | Newton | 9107022 | 5 | [5 empty] | Removed from Ground | Gas (Historical Use) | 2000 | Bare Steel | 1992-11-14 | 1992-11-14 | Bare Steel
HWY 278 BP/GULF | EMORY ST @ US HWY 278 | COVINGTON | Newton | 9107022 | 4 | [5 empty] | Removed from Ground | Diesel | 500 | Bare Steel | 1973-01-01 | 1992-11-14 | Bare Steel
SNAPPING SHOALS EMC | 14750 BROWN BRIDGE RD | COVINGTON | Newton | 9107037 | 4 |  | 1999-04-26 | FALSE | 1999-04-26 | FALSE | Currently in Use | Diesel | 20000 | Fiberglass Double Walled | 1999-06-01 |  | Fiberglass Reinforced Plastic | Pressurized
WATER TREATMENT FACILITY EMERGEN | 2119 WILLIAMS ST | COVINGTON | Newton | 9107052 | 1 | [5 empty] | Removed from Ground | Diesel | 560 | Bare Steel | 1998-12-01 | 1998-12-01 | Galvanized Steel | Safe Suction (Euro)
SHELL TRUCK/AUTO PLAZA | 10300 INDUSTRIAL BLVD | COVINGTON | Newton | 9107038 | 8 | [5 empty] | Removed from Ground | Other | 4000 | Not Marked/Unknown | 1994-02-25 | 1994-02-25 | Not Marked
SHELL TRUCK/AUTO PLAZA | 10300 INDUSTRIAL BLVD | COVINGTON | Newton | 9107038 | 2 | [5 empty] | Removed from Ground | Other | 4000 | Not Marked/Unknown | 1994-02-25 | 1994-02-25 | Not Marked
KFC | 6103 HWY 278 NW | COVINGTON | Newton | 9107098 | 3 | [5 empty] | Removed from Ground | Gas (Historical Use) | 2000 | Marked Unknown | 2001-08-29 | 2001-08-29 | Unknown
WALKER'S MARINA | 440 LANG RD | COVINGTON | Newton | 9107061 | 3 |  | 1999-09-01 | FALSE | 1999-09-01 | FALSE | Currently in Use | Gas (Historical Use) | 2000 | Composite | 1999-09-01 |  | Fiberglass Reinforced Plastic | Safe Suction (Euro)
JJS QUICK STOP | 298 & HWY 162 CONNECTOR | COVINGTON | Newton | 9107056 | 1 | [5 empty] | Removed from Ground | Gas (Historical Use) | 2000 | Bare Steel | 1999-12-20 | 1999-12-20 | Galvanized Steel
BK CHEVRON COVINGTON | 3216 HWY 278 | COVINGTON | Newton | 9107065 | 9107065 |  | 1994-07-01 |  | 1994-07-01 |  | Removed from Ground | Gas (Historical Use) | 12000 | Double Walled | 1994-07-01 | 2003-06-11 | Fiberglass Reinforced Plastic | Pressurized
SUPER SHORT STOP | 10104 WASHINGTON ST | COVINGTON | Newton | 9107051 | 2 |  | 1998-12-20 |  | 1998-12-20 |  | Temporarily out of use | Gas (Historical Use) | 6000 | Fiberglass | 1986-08-13 |  | Cathodically Protected | Pressurized
NO FACILITY NAME GIVEN | 5151 WASHINGTON ST | COVINGTON | Newton | 9107043 | 2 | [5 empty] | Removed from Ground | Empty | 0 | Bare Steel |  | 1899-12-31 | Galvanized Steel
PACTIV LLC | 8170 ALCOVY RD | COVINGTON | Newton | 1070018 | 3 | [5 empty] | Removed from Ground | Other | 12000 | Bare Steel | 1974-04-26 | 1991-09-11 | Not Marked
HENDERSONS GROCERY INC | 11874 HWY 36 | COVINGTON | Newton | 1070060 | 6 | Flapper Valve | 1994-05-26 | FALSE | 1994-05-26 | FALSE | Currently in Use | Regular | 8000 | Fiberglass | 1986-07-01 |  | Fiberglass Reinforced Plastic | Pressurized
EZ TRIP | 10125 ALCOVY RD | COVINGTON | Newton | 1070092 | 7 | Ball Float | 2010-02-01 | FALSE | 2010-02-01 | FALSE | Currently in Use | Diesel | 8000 | Composite Double Walled | 2010-02-01 |  | Double-Walled Fiberglass | Pressurized
EZ TRIP | 10125 ALCOVY RD | COVINGTON | Newton | 1070092 | 1 |  | 1997-02-20 | FALSE | 1997-02-20 | FALSE | Removed from Ground | Diesel | 10000 | Galvanic (STIP-3) | 1986-01-01 | 2008-09-17 | Fiberglass Reinforced Plastic | Pressurized
FLASH FOODS #250 | 10375 HWY 142 N | COVINGTON | Newton | 9107012 | 2 | Ball Float | 1988-07-22 |  | 1998-08-06 |  | Removed from Ground | Gas (Historical Use) | 10000 | Galvanic (STIP-3) | 1988-07-22 | 2008-06-19 | Fiberglass Reinforced Plastic | Pressurized
JUST RITE BP 36 | 10260 HWY 36 @ BYPASS | COVINGTON | Newton | 9107024 | 3 | Ball Float | 1990-01-01 | FALSE | 1990-01-01 | FALSE | Currently in Use | Premium | 8000 | Galvanic (STIP-3) | 1990-01-01 |  | Fiberglass Reinforced Plastic | Pressurized
MOBIL CHEMICAL CO/FLEXIBLE PACKA | 9172 INDUSTRIAL DR | COVINGTON | Newton | 9107025 | 5 |  |  | FALSE |  | FALSE | Removed from Ground |  | 4000 | Unknown | 1981-01-01 | 1988-01-01
S A GINN REMAINDER TRUST/ | 1114 BROWN ST | COVINGTON | Newton | 9107027 | 2 | [5 empty] | Removed from Ground | Diesel | 500 | Marked Unknown | 1992-09-22 | 1992-09-22 | Unknown
OLD THRIFT OIL STATION | 4206 WASHINGTON ST | COVINGTON | Newton | 9107041 | 2 | [5 empty] | Removed from Ground | Empty | 0 | Bare Steel |  | 1899-12-31 | Galvanized Steel
MELS USED APPLIANCES | 4157 WASHINGTON ST | COVINGTON | Newton | 9107042 | 3 | [5 empty] | Removed from Ground | Empty | 0 | Bare Steel | 1995-01-01 | 1995-01-01 | Galvanized Steel
SHELL TRUCK/AUTO PLAZA | 10300 INDUSTRIAL BLVD | COVINGTON | Newton | 9107038 | 5 | [5 empty] | Removed from Ground | Empty | 10000 | Not Marked/Unknown | 1994-02-09 | 1994-02-09 | Not Marked
AUTO PERFORMANCE | 4144 US HWY 278 | COVINGTON | Newton | 9107034 | 4 |  |  | TRUE |  | TRUE | Closed in Ground | Used Oil | 500 | Steel-Impressed Current | 1965-01-01 | 2016-02-02 | Cathodically Protected | Gravity Fed
AUTO PERFORMANCE | 4144 US HWY 278 | COVINGTON | Newton | 9107034 | 1 | Flapper Valve | 1999-01-01 | FALSE | 1998-10-01 | FALSE | Currently in Use | Regular | 4000 | Steel-Impressed Current | 1965-01-01 |  | Steel (Impressed Current) | Pressurized
WALKER'S MARINA | 440 LANG RD | COVINGTON | Newton | 9107061 | 1 | [5 empty] | Removed from Ground | Gas (Historical Use) | 500 | Epoxy | 1998-12-01 | 1998-12-01 | Bare Steel | Suction (American)
S&S CONVENIENCE | 6138 JACKSON HWY | COVINGTON | Newton | 9107066 | 2 | [5 empty] | Removed from Ground | Gas (Historical Use) | 6110 | Bare Steel | 1975-01-01 | 2000-07-13 | Bare Steel | Pressurized
B&D GROCERY | 2685 HWY 81 N | OXFORD | Newton | 9107039 | 3 | [5 empty] | Removed from Ground | Gas (Historical Use) | 550 | Not Marked/Unknown | 1991-05-01 | 1991-05-01 | Not Marked
OLD THRIFT OIL STATION | 4206 WASHINGTON ST | COVINGTON | Newton | 9107041 | 1 | [5 empty] | Removed from Ground | Empty | 0 | Bare Steel |  | 1899-12-31 | Galvanized Steel
SNAPPING SHOALS EMC | 14750 BROWN BRIDGE RD | COVINGTON | Newton | 9107037 | 3 | Flapper Valve |  | FALSE | 1994-08-15 | FALSE | Currently in Use | Diesel | 4000 | Fiberglass Double Walled | 1994-08-15 |  |  | Pressurized
AUTO PERFORMANCE | 4144 US HWY 278 | COVINGTON | Newton | 9107034 | 3 | Flapper Valve | 1999-01-01 | FALSE | 1998-10-01 | FALSE | Currently in Use | Premium | 3000 | Steel-Impressed Current | 1965-01-01 |  | Steel (Impressed Current) | Suction (American)
NEWTON LOGGERS/GA LUMBER | 7250 WASHINGTON ST | COVINGTON | Newton | 9107035 | 1 | [5 empty] | Removed from Ground | Diesel | 10000 | Bare Steel | 1982-01-01 | 1993-10-09 | Galvanized Steel | Suction (American)
S&S CONVENIENCE | 6138 JACKSON HWY | COVINGTON | Newton | 9107066 | 1 | [5 empty] | Removed from Ground | Gas (Historical Use) | 8000 | Bare Steel | 1975-01-01 | 2000-07-13 | Bare Steel | Pressurized
C.J. MORRIS GROCERY | 2865 HWY 81 N | OXFORD | Newton | 1070064 | 1 | [5 empty] | Removed from Ground | Gas (Historical Use) | 1000 | Bare Steel | 1966-05-12 | 1991-05-01 | Unknown
Amoco | 6229 TURNER LAKE RD | COVINGTON | Newton | 1070082 | 3 | Flapper Valve | 1998-10-23 | FALSE | 1998-10-23 | FALSE | Currently in Use | Diesel | 8000 | Steel-Impressed Current | 1985-05-05 |  |  | Pressurized
EZ TRIP | 10125 ALCOVY RD | COVINGTON | Newton | 1070092 | 5 | Ball Float | 2010-02-01 | FALSE | 2010-02-01 | FALSE | Currently in Use | Regular | 14000 | Composite Double Walled | 2010-02-01 |  | Double-Walled Fiberglass | Pressurized
EZ TRIP | 10125 ALCOVY RD | COVINGTON | Newton | 1070092 | 4 |  | 1997-02-20 | FALSE | 1997-02-20 | FALSE | Removed from Ground | Gas (Historical Use) | 8000 | Galvanic (STIP-3) | 1986-01-01 | 2008-09-17 | Fiberglass Reinforced Plastic | Pressurized
MOBIL CHEMICAL CO/FLEXIBLE PACKA | 9172 INDUSTRIAL DR | COVINGTON | Newton | 9107025 | 1 |  |  | TRUE |  | TRUE | Removed from Ground | Used Oil | 500 | Bare Steel | 1992-05-14 | 1992-05-14 | Galvanized Steel | Suction (American)
SHELL TRUCK/AUTO PLAZA | 10300 INDUSTRIAL BLVD | COVINGTON | Newton | 9107038 | 4 | [5 empty] | Removed from Ground | Empty | 20000 | Not Marked/Unknown | 1994-02-09 | 1994-02-09 | Not Marked
SHELL TRUCK/AUTO PLAZA | 10300 INDUSTRIAL BLVD | COVINGTON | Newton | 9107038 | 7 | [5 empty] | Removed from Ground | Empty | 10000 | Not Marked/Unknown | 1994-02-09 | 1994-02-09 | Not Marked
SHELL TRUCK/AUTO PLAZA | 10300 INDUSTRIAL BLVD | COVINGTON | Newton | 9107038 | 1 |  |  | TRUE |  | TRUE | Removed from Ground | Empty | 2000 | Not Marked/Unknown | 1994-04-21 | 1994-04-21 | Not Marked
KFC | 6103 HWY 278 NW | COVINGTON | Newton | 9107098 | 1 | [5 empty] | Removed from Ground | Gas (Historical Use) | 4000 | Marked Unknown | 2001-08-29 | 2001-08-29 | Unknown
JUPITER FOODMART/DON'S SUPERETTE | 3251 HWY 278 | COVINGTON | Newton | 9107045 | 2 | Ball Float | 1994-10-18 | FALSE | 1994-10-18 | FALSE | Currently in Use | Premium | 10000 | Galvanic (STIP-3) | 1994-10-28 |  | Fiberglass Reinforced Plastic | Pressurized
NO FACILITY NAME GIVEN | 5151 WASHINGTON ST | COVINGTON | Newton | 9107043 | 1 | [5 empty] | Removed from Ground | Empty | 0 | Bare Steel |  | 1899-12-31 | Galvanized Steel
HENDERSONS GROCERY INC | 11874 HWY 36 | COVINGTON | Newton | 1070060 | 3 | [5 empty] | Removed from Ground | Gas (Historical Use) | 3000 | Bare Steel | 1972-05-10 | 1986-09-01 | Unknown
AIR CONDITIONING SPECIALIST INC | 10121 HWY 278 EAST | COVINGTON | Newton | 1070021 | 2 | Flapper Valve | 1998-12-01 | FALSE | 1998-12-01 | FALSE | Currently in Use | Diesel | 10000 | Steel-Impressed Current | 1986-04-23 |  | Bare Steel | Safe Suction (Euro)
EZ TRIP | 10125 ALCOVY RD | COVINGTON | Newton | 1070092 | 2 |  | 1997-02-20 | FALSE | 1997-02-20 | FALSE | Removed from Ground | Gas (Historical Use) | 8000 | Galvanic (STIP-3) | 1986-01-01 | 2008-09-17 | Fiberglass Reinforced Plastic | Pressurized
SQUARE A GAS & CONVENIENCE STORE | 9199 US HWY 278 NE | COVINGTON | Newton | 1070095 | 3 |  | 1998-03-01 | FALSE | 1998-04-01 | FALSE | Abandoned-No Known Release | Gas (Historical Use) | 8000 | Steel-Impressed Current | 1985-05-07 |  | Cathodically Protected | Pressurized
THRIFT OIL CO OF COVINGTON | 3295 HWY 278 | COVINGTON | Newton | 1070106 | 4 | [5 empty] | Removed from Ground | Gas (Historical Use) | 3955 | Bare Steel | 1974-01-01 | 1899-12-31 | Galvanized Steel | Gravity Fed
THRIFT OIL CO OF COVINGTON | 3295 HWY 278 | COVINGTON | Newton | 1070106 | 5 | [5 empty] | Removed from Ground | Gas (Historical Use) | 2055 | Bare Steel | 1974-01-01 | 1899-12-31 | Galvanized Steel | Pressurized
THRIFT OIL CO OF COVINGTON | 3295 HWY 278 | COVINGTON | Newton | 1070106 | 7 | [5 empty] | Removed from Ground | Diesel | 1000 | Bare Steel | 1974-01-01 | 1899-12-31 | Galvanized Steel
C.J. MORRIS GROCERY | 2865 HWY 81 N | OXFORD | Newton | 1070064 | 3 | [5 empty] | Removed from Ground | Gas (Historical Use) | 550 | Bare Steel | 1966-05-12 | 1991-05-01 | Unknown
THRIFT OIL CO OF COVINGTON | 3295 HWY 278 | COVINGTON | Newton | 1070106 | 2 | [5 empty] | Removed from Ground | Gas (Historical Use) | 3955 | Bare Steel | 1974-01-01 | 1899-12-31 | Galvanized Steel | Gravity Fed
PACE CONVENIENCE MART | 2106 PACE ST | COVINGTON | Newton | 9107086 | 1 | Ball Float | 1998-06-01 | FALSE | 1998-06-01 | FALSE | Currently in Use | Regular | 10000 | Epoxy | 1998-06-01 |  | Fiberglass Reinforced Plastic | Pressurized
CITY OF COVINGTON WATER PLANT | 2109 WILLIAMS STREET | COVINGTON | Newton | 9107083 | 1 | [5 empty] | Removed from Ground | Diesel | 550 | Not Marked/Unknown | 1998-12-01 | 1998-12-01 | Not Marked
BAILEYS CROSSING | 2536 HWY 81 S | COVINGTON | Newton | 9107084 | 3 | Flapper Valve | 1998-09-01 | FALSE | 1998-09-01 | FALSE | Currently in Use | Kerosene | 2000 | Steel-Impressed Current | 1983-01-01 |  | Fiberglass Reinforced Plastic | Pressurized
CHEVRON FOOD MART | 11230 HWY 36 SUITE C | COVINGTON | Newton | 9107100 | 1 | Flapper Valve | 2001-11-01 | FALSE | 2001-11-01 | FALSE | Currently in Use | Regular | 12000 | Epoxy | 2001-11-01 |  | Fiberglass Reinforced Plastic | Pressurized
WASHINGTON PRIME LLC | 8109 WASHINGTON ST SW | COVINGTON | Newton | 9107081 | 1 | Flapper Valve | 2021-07-22 | FALSE | 1997-10-02 | FALSE | Currently in Use | Premium | 10000 | Epoxy | 1997-10-01 |  | Fiberglass Reinforced Plastic | Pressurized
SALEM RD TEXACO | 3633 SALEM RD Ste. B | COVINGTON | Newton | 9107082 | 2 | Ball Float | 1998-04-23 | FALSE | 1998-04-23 | FALSE | Currently in Use | Premium | 10152 | Composite | 1998-04-23 |  | Fiberglass Reinforced Plastic | Pressurized
CHESTER GAITHER | 7159 LASETER STREET | COVINGTON | Newton | 9107090 | 2 | [5 empty] | Removed from Ground | Gas (Historical Use) | 1000 | Bare Steel | 1981-01-01 | 1999-04-01 | Bare Steel | Safe Suction (Euro)
HENDERSONS GROCERY INC | 11874 HWY 36 | COVINGTON | Newton | 1070060 | 1 | [5 empty] | Removed from Ground | Gas (Historical Use) | 3000 | Bare Steel | 1972-05-10 | 1986-09-01 | Unknown
MOUNTAIN EXPRESS #198 | 1032 DIXIE RD | COVINGTON | Newton | 1070051 | 3 | Flapper Valve | 1998-11-01 | FALSE | 1998-11-01 | FALSE | Removed from Ground | Plus | 2000 | Steel-Impressed Current | 1976-05-10 | 2004-06-01 |  | Safe Suction (Euro)
GUSS LANDING | 800 ROCKY POINT RD | COVINGTON | Newton | 9107078 | 1 | [5 empty] | Removed from Ground | Gas (Historical Use) | 2000 | Bare Steel | 1962-01-01 | 1899-12-31 | Galvanized Steel | Pressurized
D & H FOOD MARKET | 2713 HIGHWAY 81N | OXFORD | Newton | 9107033 | 2 | [5 empty] | Removed from Ground | Gas (Historical Use) | 500 | Bare Steel | 1969-01-01 | 1999-12-01 | Galvanized Steel
PACTIV LLC | 8170 ALCOVY RD | COVINGTON | Newton | 1070018 | 1 | [5 empty] | Removed from Ground | Other | 25000 | Bare Steel | 1977-04-25 | 1991-09-11 | Bare Steel | Gravity Fed
PACE CONVENIENCE MART | 2106 PACE ST | COVINGTON | Newton | 9107086 | 2 | Ball Float | 1998-06-01 | FALSE | 1998-06-01 | FALSE | Currently in Use | Premium | 5000 | Epoxy | 1998-06-01 |  | Fiberglass Reinforced Plastic | Pressurized
NEWTON COUNTY SERVICE FACILITY | 11031 -C COVINGTON BY PASS | COVINGTON | Newton | 9107087 | 2 | Flapper Valve | 1998-07-07 | FALSE | 1998-07-07 | FALSE | Currently in Use | Diesel | 20000 | Fiberglass | 1998-07-01 |  | Fiberglass Reinforced Plastic | Pressurized
MAVERICK | 12708 HWY 278E | COVINGTON | Newton | 9107053 | 2 | Ball Float | 1988-01-01 | FALSE | 1997-11-01 | FALSE | Currently in Use | Regular | 8000 | Galvanic (STIP-3) | 1987-11-01 |  | Steel (Impressed Current) | Pressurized
MEADORS & SON LAUNDRY | 1151 HUNTER AVENUE | COVINGTON | Newton | 10001090 | 1 |  |  | FALSE |  | FALSE | Removed from Ground | Diesel | 8000 | Bare Steel | 2005-04-13 | 2005-04-13 | Bare Steel
QUIKTRIP #821 | 11124 HWY 142 NE | COVINGTON | Newton | 10001813 | 1 | Flapper Valve | 2010-02-01 | FALSE | 2009-10-01 | FALSE | Currently in Use | Regular | 20000 | Fiberglass Double Walled | 2009-10-01 |  | Double-Walled Fiberglass | Pressurized
NEWTON MEDICAL CENTER | 5126 HOSPITAL DRIVE NE | COVINGTON | Newton | 9107040 | 2 | [5 empty] | Removed from Ground | Diesel | 8000 | Not Marked/Unknown | 1998-05-14 | 1998-05-14 | Not Marked
S & F CONVENIENCE INC | 10176 ALCOVY RD @I-20 | COVINGTON | Newton | 9107071 | 2 | Ball Float | 1996-01-01 | FALSE | 1996-01-01 | FALSE | Currently in Use | Premium | 8000 | Epoxy | 1995-12-01 |  | Fiberglass Reinforced Plastic | Pressurized
HAZEL BRAND LLC | 9225 HWY 142 | COVINGTON | Newton | 9107099 | 3 | Ball Float | 2000-04-11 | FALSE | 2000-04-11 | FALSE | Currently in Use | Diesel | 10000 | Fiberglass | 2000-04-11 |  |  | Pressurized
NEWTON MEDICAL CENTER | 5126 HOSPITAL DRIVE NE | COVINGTON | Newton | 9107040 | 1 | [5 empty] | Removed from Ground | Diesel | 8000 | Not Marked/Unknown | 1998-05-14 | 1998-05-14 | Not Marked
COVINGTON AMOCO | 3194 HWY 278 | COVINGTON | Newton | 9107050 | 2 |  | 1991-01-01 |  | 1991-01-01 |  | Removed from Ground | Gas (Historical Use) | 8000 | Galvanic (STIP-3) | 1991-01-01 | 2006-03-10 | Fiberglass Reinforced Plastic | Pressurized
SALEM RD TEXACO | 3633 SALEM RD Ste. B | COVINGTON | Newton | 9107082 | 3 | Ball Float | 1998-04-23 | FALSE | 1998-04-23 | FALSE | Currently in Use | Diesel | 6016 | Composite | 1998-04-23 |  | Fiberglass Reinforced Plastic | Pressurized
BROWNBRIDGE SHELL #363 | 14656 BROWNBRIDGE RD | COVINGTON | Newton | 9107085 | 2 | Flapper Valve | 2023-07-26 | FALSE | 1997-08-19 | FALSE | Currently in Use | Premium | 10000 | Epoxy | 1997-08-19 |  | Fiberglass Reinforced Plastic | Pressurized
READY RENT ALL | 1330 ACCESS RD | COVINGTON | Newton | 9107075 | 1 | [5 empty] | Removed from Ground | Kerosene | 0 | Not Marked/Unknown | 1988-01-01 | 1988-01-01 | Not Marked
STOP N SHOP | 6125 HWY 36 | COVINGTON | Newton | 9107077 | 3 | [5 empty] | Removed from Ground | Gas (Historical Use) | 1000 | Not Marked/Unknown | 1996-09-26 | 1996-09-26 | Not Marked
COVINGTON MUNICIPA AIRPORT | 15200 AIRPORT RD | OXFORD | Newton | 1070086 | 2 | [5 empty] | Removed from Ground | Other | 10000 | Bare Steel | 1971-05-11 | 1998-01-01 | Galvanized Steel
NEWTON COUNTY SCHOOLS BUS SHOP | 4159 N MILL RD | COVINGTON | Newton | 9107088 | 2 | [5 empty] | Removed from Ground | Diesel | 10000 | Not Marked/Unknown | 1998-12-15 | 1998-12-15 | Not Marked
MAVERICK | 12708 HWY 278E | COVINGTON | Newton | 9107053 | 3 | Ball Float | 1988-01-01 | FALSE | 1997-11-01 | FALSE | Currently in Use | Diesel | 8000 | Galvanic (STIP-3) | 1987-11-01 |  | Steel (Impressed Current) | Pressurized
KROGER GA 214 | 3139 US HWY 278 | COVINGTON | Newton | 10000824 | 2A | Ball Float | 2004-12-28 | FALSE | 2004-12-28 | FALSE | Currently in Use | Premium | 8000 | Fiberglass Double Walled | 2004-12-17 |  | Double-Walled Fiberglass | Pressurized
Kurji Properties LLC | 4120 WASHINGTON ST | COVINGTON | Newton | 1070093 | 3 | Flapper Valve | 1998-12-22 | FALSE | 1998-12-22 | FALSE | Currently in Use | E-0 | 8000 | Steel-Impressed Current | 1984-05-07 |  | Steel (Impressed Current) | Pressurized
SQUARE A GAS & CONVENIENCE STORE | 9199 US HWY 278 NE | COVINGTON | Newton | 1070095 | 1 |  | 1998-03-01 | FALSE | 1998-04-01 | FALSE | Abandoned-No Known Release | Gas (Historical Use) | 8000 | Steel-Impressed Current | 1985-05-07 |  | Cathodically Protected | Pressurized
GHALLEY LLC | 10055 COVINGTON BYPASS | COVINGTON | Newton | 9107097 | 1 | Flapper Valve | 2000-09-21 | FALSE | 2000-09-21 | FALSE | Currently in Use | Regular | 10000 | Fiberglass | 2000-12-06 |  | Double-Walled Flex | Pressurized
Texaco Food Mart | 2156 GEORGIA HWY 81 | OXFORD | Newton | 1070091 | 5 |  | 2006-02-24 | FALSE | 2006-02-24 | FALSE | Currently in Use | Premium | 12000 | Fiberglass | 2006-02-01 |  | Fiberglass Reinforced Plastic | Pressurized
Texaco Food Mart | 2156 GEORGIA HWY 81 | OXFORD | Newton | 1070091 | 4 |  | 2006-02-24 | FALSE | 2006-02-24 | FALSE | Currently in Use | Regular | 12000 | Fiberglass | 2006-02-01 |  | Fiberglass Reinforced Plastic | Pressurized
Amoco | 6229 TURNER LAKE RD | COVINGTON | Newton | 1070082 | 1 | Flapper Valve | 1998-10-23 | FALSE | 1998-10-23 | FALSE | Currently in Use | Regular | 8000 | Steel-Impressed Current | 1985-05-05 |  |  | Pressurized
MOUNTAIN EXPRESS #198 | 1032 DIXIE RD | COVINGTON | Newton | 1070051 | 2 | Flapper Valve | 1998-11-01 | FALSE | 1998-11-01 | FALSE | Currently in Use | Premium | 6000 | Steel-Impressed Current | 1976-05-10 |  | Fiberglass Reinforced Plastic | Pressurized
Kurji Properties LLC | 4120 WASHINGTON ST | COVINGTON | Newton | 1070093 | 1 | Flapper Valve | 1998-12-22 | FALSE | 1998-12-22 | FALSE | Currently in Use | Regular | 8000 | Steel-Impressed Current | 1984-05-07 |  | Steel (Impressed Current) | Pressurized
THRIFT OIL CO OF COVINGTON | 3295 HWY 278 | COVINGTON | Newton | 1070106 | 1 | [5 empty] | Removed from Ground | Gas (Historical Use) | 10000 | Bare Steel | 1974-01-01 | 1899-12-31 | Galvanized Steel | Pressurized
BERRYS BOAT DOCK | 320 WATERS BRIDGE CIR | COVINGTON | Newton | 9107074 | 2 | [5 empty] | Removed from Ground | Gas (Historical Use) | 500 | Not Marked/Unknown | 1963-01-01 | 1998-12-01 | Not Marked
PONY EXPRESS | 1817 HWY 11 S | COVINGTON | Newton | 9107091 | 1 |  | 1998-11-01 | FALSE | 1998-11-01 | FALSE | Temporarily out of use | Gas (Historical Use) | 4000 | Steel-Impressed Current | 1974-01-01 |  | Cathodically Protected | Suction (American)
BAILEYS CROSSING | 2536 HWY 81 S | COVINGTON | Newton | 9107084 | 1 | Flapper Valve | 1998-09-01 | FALSE | 1998-09-01 | FALSE | Currently in Use | Diesel | 3000 | Steel-Impressed Current | 1983-01-01 |  | Fiberglass Reinforced Plastic | Pressurized
BAILEYS CROSSING | 2536 HWY 81 S | COVINGTON | Newton | 9107084 | 4 | Flapper Valve | 1998-09-01 | FALSE | 1998-09-01 | FALSE | Currently in Use | Regular | 10000 | Steel-Impressed Current | 1983-01-01 |  | Fiberglass Reinforced Plastic | Pressurized
VALERO 14625 LLC | 14625 HWY 36 | COVINGTON | Newton | 9107064 | 5 | Flapper Valve |  | FALSE | 2004-11-15 | FALSE | Currently in Use | Premium | 5000 | Composite | 2004-11-01 |  | Fiberglass Reinforced Plastic | Pressurized
WEST GATE TEXACO | W ST & HWY 278 | COVINGTON | Newton | 9107073 | 1 | [5 empty] | Removed from Ground | Gas (Historical Use) | 0 | Not Marked/Unknown | 1991-08-01 | 1991-08-01 | Not Marked
HENDERSONS GROCERY INC | 11874 HWY 36 | COVINGTON | Newton | 1070060 | 5 | Flapper Valve | 1994-05-26 | FALSE | 1994-05-26 | FALSE | Currently in Use | Premium | 8000 | Fiberglass | 1984-06-01 |  | Fiberglass Reinforced Plastic | Pressurized
EZ TRIP | 10125 ALCOVY RD | COVINGTON | Newton | 1070092 | 3 |  | 1997-02-20 | FALSE | 1997-02-20 | FALSE | Removed from Ground | Gas (Historical Use) | 8000 | Galvanic (STIP-3) | 1986-01-01 | 2008-09-17 | Fiberglass Reinforced Plastic | Pressurized
COVINGTON AMOCO | 3194 HWY 278 | COVINGTON | Newton | 9107050 | 1 |  | 1991-01-01 |  | 1991-01-01 |  | Removed from Ground | Gas (Historical Use) | 8000 | Galvanic (STIP-3) | 1991-01-01 | 2006-03-10 | Fiberglass Reinforced Plastic | Pressurized
TONYS FOOD MART | 6155 HWY 36 | COVINGTON | Newton | 9107049 | 1 |  | 1997-09-22 |  | 1997-09-22 |  | Removed from Ground | Gas (Historical Use) | 8000 | Cathodically Protected Steel | 1983-01-01 | 2002-10-18 | Fiberglass Reinforced Plastic | Pressurized
THRIFT OIL CO OF COVINGTON | 3295 HWY 278 | COVINGTON | Newton | 1070106 | 6 | [5 empty] | Removed from Ground | Gas (Historical Use) | 10000 | Bare Steel | 1974-01-01 | 1899-12-31 | Galvanized Steel | Pressurized
THRIFT OIL CO OF COVINGTON | 3295 HWY 278 | COVINGTON | Newton | 1070106 | 8 | [5 empty] | Removed from Ground | Diesel | 4000 | Bare Steel | 1974-01-01 | 1899-12-31 | Galvanized Steel | Safe Suction (Euro)
BERRYS BOAT DOCK | 320 WATERS BRIDGE CIR | COVINGTON | Newton | 9107074 | 3 | [5 empty] | Removed from Ground | Gas (Historical Use) | 1000 | Not Marked/Unknown | 1963-01-01 | 1998-12-01 | Not Marked
PONY EXPRESS | 1817 HWY 11 S | COVINGTON | Newton | 9107091 | 2 |  | 1998-11-01 | FALSE | 1998-11-01 | FALSE | Temporarily out of use | Gas (Historical Use) | 4000 | Steel-Impressed Current | 1974-01-01 |  | Cathodically Protected | Suction (American)
COVINGTON AMOCO | 3194 HWY 278 | COVINGTON | Newton | 9107050 | 4 |  | 1991-01-01 |  | 1991-01-01 |  | Removed from Ground | Diesel | 3000 | Galvanic (STIP-3) | 1991-01-01 | 2006-03-10 | Fiberglass Reinforced Plastic | Pressurized
LIBERTY - DIXIE RD | 1058 HWY 142 E | COVINGTON | Newton | 10000796 | 1 | Ball Float | 2004-11-10 | FALSE | 2004-11-10 | FALSE | Currently in Use | Regular | 12000 | Composite | 2004-10-15 |  | Double-Walled Flex | Pressurized
THOMPSONS GROCERY | HWY 138 & HWY 81/RT 1 | COVINGTON | Newton | 9107030 | 1 | [5 empty] | Removed from Ground | Gas (Historical Use) | 1000 | Bare Steel | 1969-01-01 | 1995-05-01 | Galvanized Steel
NEWTON COUNTY HIGH SCHOOL | 140 RAM DR | COVINGTON | Newton | 9107046 | 1 |  | 1994-08-15 |  | 1994-08-15 |  | Removed from Ground | Diesel | 4000 | Double Walled | 1994-08-15 | 2006-06-05 | Double Walled | Pressurized
GRAYSTONE MERCANTILE | 251 ALMON ROAD | COVINGTON | Newton | 9107069 | 4 | [5 empty] | Removed from Ground | Gas (Historical Use) | 1000 | Marked Unknown | 1996-01-23 | 1996-01-23 | Not Marked
HENDERSONS GROCERY INC | 11874 HWY 36 | COVINGTON | Newton | 1070060 | 2 | [5 empty] | Removed from Ground | Gas (Historical Use) | 3000 | Bare Steel | 1972-05-10 | 1986-09-01 | Unknown
TONYS FOOD MART | 6155 HWY 36 | COVINGTON | Newton | 9107049 | 2 |  | 1997-09-22 |  | 1997-09-22 |  | Removed from Ground | Gas (Historical Use) | 8000 | Cathodically Protected Steel | 1983-01-01 | 2002-10-18 | Fiberglass Reinforced Plastic | Pressurized
VALERO 14625 LLC | 14625 HWY 36 | COVINGTON | Newton | 9107064 | 4 | Flapper Valve |  | FALSE | 2004-11-15 | FALSE | Currently in Use | Regular | 10000 | Composite | 2004-11-01 |  | Fiberglass Reinforced Plastic | Pressurized
VALERO 14625 LLC | 14625 HWY 36 | COVINGTON | Newton | 9107064 | 1 |  | 2005-08-01 |  | 2005-08-01 |  | Removed from Ground | Gas (Historical Use) | 3000 | Bare Steel | 1980-01-01 | 1899-12-31 | Galvanized Steel | Suction (American)
CHEVRON FOOD MART | 11230 HWY 36 SUITE C | COVINGTON | Newton | 9107100 | 3 | Flapper Valve | 2001-11-01 | FALSE | 2001-11-01 | FALSE | Currently in Use | Diesel | 8000 | Epoxy | 2001-11-01 |  | Fiberglass Reinforced Plastic | Pressurized
HAZEL BRAND LLC | 9225 HWY 142 | COVINGTON | Newton | 9107099 | 1 | Ball Float | 2000-04-11 | FALSE | 2000-04-11 | FALSE | Currently in Use | Premium | 12000 | Fiberglass | 2000-04-11 |  |  | Pressurized
KING'S OIL #326 | 9123 HWY 278 E STE B | COVINGTON | Newton | 10000038 | 2B |  | 2002-01-01 | FALSE | 2002-01-01 | FALSE | Currently in Use | Diesel | 5000 | Composite | 2002-01-01 |  | Double-Walled Fiberglass | Pressurized
SUPER PROPERTIES INC | 10571 FLAT SHOALS RD | COVINGTON | Newton | 10000531 | 3 | Ball Float | 2003-09-23 | FALSE | 2003-09-23 | FALSE | Currently in Use | Diesel | 6000 | Composite | 2003-09-23 |  | Fiberglass Reinforced Plastic | Pressurized
LIBERTY - DIXIE RD | 1058 HWY 142 E | COVINGTON | Newton | 10000796 | 3 | Ball Float | 2004-11-10 | FALSE | 2004-11-10 | FALSE | Currently in Use | Diesel | 4000 | Composite | 2004-10-15 |  | Double-Walled Flex | Pressurized
PONY EXPRESS | 1817 HWY 11 S | COVINGTON | Newton | 9107091 | 3 |  | 1998-11-01 | FALSE | 1998-11-01 | FALSE | Temporarily out of use | Gas (Historical Use) | 2000 | Steel-Impressed Current | 1974-01-01 |  | Cathodically Protected | Suction (American)
VALERO 14625 LLC | 14625 HWY 36 | COVINGTON | Newton | 9107064 | 2 |  | 2005-08-01 |  | 2005-08-01 |  | Removed from Ground | Gas (Historical Use) | 3000 | Bare Steel | 1980-01-01 | 1899-12-31 | Galvanized Steel | Suction (American)
JP SE ALMON | 2083 CROWELL RD | COVINGTON | Newton | 9107094 | 1 | Ball Float | 1999-05-01 | FALSE | 1999-05-01 | FALSE | Currently in Use | Regular | 12000 | Epoxy | 1999-05-01 |  | Fiberglass Reinforced Plastic | Pressurized
GHALLEY LLC | 10055 COVINGTON BYPASS | COVINGTON | Newton | 9107097 | 2 | Flapper Valve | 2000-09-21 | FALSE | 2000-09-21 | FALSE | Currently in Use | Premium | 10000 | Fiberglass | 2000-12-06 |  | Double-Walled Flex | Pressurized
QuikTrip Fuel Center #798 | 3214 HWY 278 W | COVINGTON | Newton | 10000551 | 2 | Flapper Valve | 2003-07-01 | FALSE | 2003-07-01 | FALSE | Currently in Use | Regular | 20000 | Fiberglass Double Walled | 2003-07-01 |  | Flex | Pressurized
MOUNTAIN EXPRESS #198 | 1032 DIXIE RD | COVINGTON | Newton | 1070051 | 4 | Flapper Valve | 2004-06-01 | FALSE | 2004-06-01 | FALSE | Currently in Use | Diesel | 10000 | Epoxy | 2004-05-01 |  | Fiberglass Reinforced Plastic | Pressurized
Kurji Properties LLC | 4120 WASHINGTON ST | COVINGTON | Newton | 1070093 | 2 | Flapper Valve | 1998-12-22 | FALSE | 1998-12-22 | FALSE | Currently in Use | Premium | 8000 | Steel-Impressed Current | 1984-05-07 |  | Steel (Impressed Current) | Pressurized
SQUARE A GAS & CONVENIENCE STORE | 9199 US HWY 278 NE | COVINGTON | Newton | 1070095 | 2 |  | 1998-03-01 | FALSE | 1998-04-01 | FALSE | Abandoned-No Known Release | Diesel | 8000 | Steel-Impressed Current | 1985-05-07 |  | Cathodically Protected | Pressurized
BERRYS BOAT DOCK | 320 WATERS BRIDGE CIR | COVINGTON | Newton | 9107074 | 1 | [5 empty] | Removed from Ground | Gas (Historical Use) | 500 | Not Marked/Unknown | 1963-01-01 | 1998-12-01 | Not Marked
KING'S OIL #326 | 9123 HWY 278 E STE B | COVINGTON | Newton | 10000038 | 1 |  | 2002-01-01 | FALSE | 2002-01-01 | FALSE | Currently in Use | Gas (Historical Use) | 15000 | Composite | 2002-01-01 |  | Double-Walled Fiberglass | Pressurized
QUIKTRIP #821 | 11124 HWY 142 NE | COVINGTON | Newton | 10001813 | 3B | Flapper Valve | 2010-02-01 | FALSE | 2009-10-01 | FALSE | Currently in Use | Premium | 8000 | Fiberglass Double Walled | 2009-10-01 |  | Double-Walled Fiberglass | Pressurized
SUPER PROPERTIES INC | 10571 FLAT SHOALS RD | COVINGTON | Newton | 10000531 | 2 | Ball Float | 2003-09-23 | FALSE | 2003-09-23 | FALSE | Currently in Use | Premium | 12000 | Composite | 2003-09-23 |  | Fiberglass Reinforced Plastic | Pressurized
MAVERICK | 12708 HWY 278E | COVINGTON | Newton | 9107053 | 1 | Ball Float | 1988-01-01 | FALSE | 1997-11-01 | FALSE | Currently in Use | Regular | 8000 | Galvanic (STIP-3) | 1987-11-01 |  | Steel (Impressed Current) | Pressurized
MAVERICK | 12708 HWY 278E | COVINGTON | Newton | 9107053 | 4 | Flapper Valve | 1988-01-01 | FALSE | 1997-11-01 | FALSE | Currently in Use | Premium | 1000 | Galvanic (STIP-3) | 1987-11-01 |  | Steel (Impressed Current) | Pressurized
TONYS FOOD MART | 6155 HWY 36 | COVINGTON | Newton | 9107049 | 3 |  | 1997-09-22 |  | 1997-09-22 |  | Removed from Ground | Gas (Historical Use) | 8000 | Cathodically Protected Steel | 1983-01-01 | 2002-10-18 | Fiberglass Reinforced Plastic | Pressurized
JP SE ALMON | 2083 CROWELL RD | COVINGTON | Newton | 9107094 | 3 | Ball Float | 1999-05-01 | FALSE | 1999-05-01 | FALSE | Currently in Use | Diesel | 6000 | Epoxy | 1999-05-01 |  | Fiberglass Reinforced Plastic | Pressurized
CHEVRON FOOD MART | 11230 HWY 36 SUITE C | COVINGTON | Newton | 9107100 | 2 | Flapper Valve | 2001-11-01 | FALSE | 2001-11-01 | FALSE | Currently in Use | Premium | 12000 | Epoxy | 2001-11-01 |  | Fiberglass Reinforced Plastic | Pressurized
KROGER GA 214 | 3139 US HWY 278 | COVINGTON | Newton | 10000824 | 2B | Ball Float | 2004-12-28 | FALSE | 2004-12-28 | FALSE | Currently in Use | Diesel | 8000 | Fiberglass Double Walled | 2004-12-17 |  | Double-Walled Fiberglass | Pressurized
LIBERTY - DIXIE RD | 1058 HWY 142 E | COVINGTON | Newton | 10000796 | 2 | Ball Float | 2004-11-10 | FALSE | 2004-11-10 | FALSE | Currently in Use | Premium | 8000 | Composite | 2004-10-15 |  | Double-Walled Flex | Pressurized
QuikTrip Fuel Center #798 | 3214 HWY 278 W | COVINGTON | Newton | 10000551 | 1 | Flapper Valve | 2003-07-01 | FALSE | 2003-07-01 | FALSE | Currently in Use | Regular | 20000 | Fiberglass Double Walled | 2003-07-01 |  | Flex | Pressurized
WINNEFRED GAITHER STATION | 7168 LASETER ST | COVINGTON | Newton | 1070058 | 1 | [5 empty] | Removed from Ground | Empty | 550 | Bare Steel | 1976-05-09 | 1999-04-03 | Unknown
NEWTON COUNTY PUBLIC WORKS | 65 PIPER RD | COVINGTON | Newton | 9107028 | 2 | [5 empty] | Removed from Ground | Gas (Historical Use) | 10000 | Marked Unknown | 1981-06-01 | 1993-07-13 | Not Marked
GHALLEY LLC | 10055 COVINGTON BYPASS | COVINGTON | Newton | 9107097 | 3 | Flapper Valve | 2000-09-21 | FALSE | 2000-09-21 | FALSE | Currently in Use | Diesel | 6000 | Fiberglass | 2000-12-06 |  | Double-Walled Flex | Pressurized
JP SE ALMON | 2083 CROWELL RD | COVINGTON | Newton | 9107094 | 2 | Ball Float | 1999-05-01 | FALSE | 1999-05-01 | FALSE | Currently in Use | Premium | 10000 | Epoxy | 1999-05-01 |  | Fiberglass Reinforced Plastic | Pressurized
QuikTrip Fuel Center #798 | 3214 HWY 278 W | COVINGTON | Newton | 10000551 | 3 | Flapper Valve | 2003-07-01 | FALSE | 2003-07-01 | FALSE | Currently in Use | Premium | 12000 | Fiberglass Double Walled | 2003-07-01 |  | Flex | Pressurized
KROGER GA 214 | 3139 US HWY 278 | COVINGTON | Newton | 10000824 | 1 | Ball Float | 2004-12-28 | FALSE | 2004-12-28 | FALSE | Currently in Use | Regular | 20000 | Fiberglass Double Walled | 2004-12-17 |  | Double-Walled Fiberglass | Pressurized
CHESTER GAITHER | 7159 LASETER STREET | COVINGTON | Newton | 9107090 | 1 | [5 empty] | Removed from Ground | Gas (Historical Use) | 1000 | Bare Steel | 1981-01-01 | 1999-04-01 | Bare Steel | Safe Suction (Euro)
GRAYSTONE MERCANTILE | 251 ALMON ROAD | COVINGTON | Newton | 9107069 | 2 | [5 empty] | Removed from Ground | Gas (Historical Use) | 500 | Marked Unknown | 1996-01-23 | 1996-01-23 | Not Marked
D & H FOOD MARKET | 2713 HIGHWAY 81N | OXFORD | Newton | 9107033 | 1 | [5 empty] | Removed from Ground | Gas (Historical Use) | 1000 | Bare Steel | 1969-01-01 | 1999-12-01 | Galvanized Steel
A.E. WILLIS CONTRACTING CO. | 205 JERSEY RD. | OXFORD | Newton | 1070075 | 3 | [5 empty] | Currently in Use | Diesel | 1000 | Bare Steel | 1984-05-06 |  | Galvanized Steel
NEWTON COUNTY PUBLIC WORKS | 65 PIPER RD | COVINGTON | Newton | 9107028 | 3 | [5 empty] | Removed from Ground | Diesel | 6000 | Marked Unknown | 1981-06-01 | 1993-07-13 | Not Marked
S & F CONVENIENCE INC | 10176 ALCOVY RD @I-20 | COVINGTON | Newton | 9107071 | 1 |  | 1996-01-01 | FALSE | 1996-01-01 | FALSE | Currently in Use | Regular | 12000 | Epoxy | 1995-12-01 |  | Fiberglass Reinforced Plastic | Pressurized
NEWTON COUNTY SERVICE FACILITY | 11031 -C COVINGTON BY PASS | COVINGTON | Newton | 9107087 | 1 | Flapper Valve | 1998-07-07 | FALSE | 1998-07-07 | FALSE | Currently in Use | Regular | 4000 | Fiberglass | 1998-07-01 |  | Fiberglass Reinforced Plastic | Pressurized
BAILEYS CROSSING | 2536 HWY 81 S | COVINGTON | Newton | 9107084 | 5 | Flapper Valve | 1998-09-01 | FALSE | 1998-09-01 | FALSE | Currently in Use | Premium | 10000 | Steel-Impressed Current | 1983-01-01 |  | Fiberglass Reinforced Plastic | Pressurized
SUPER PROPERTIES INC | 10571 FLAT SHOALS RD | COVINGTON | Newton | 10000531 | 1 | Ball Float | 2003-09-23 | FALSE | 2003-09-23 | FALSE | Currently in Use | Regular | 12000 | Composite | 2003-09-23 |  | Fiberglass Reinforced Plastic | Pressurized
QuikTrip Fuel Center #798 | 3214 HWY 278 W | COVINGTON | Newton | 10000551 | 5 | Flapper Valve | 2020-12-14 | FALSE | 2020-12-04 | FALSE | Currently in Use | Diesel | 13000 | Fiberglass Double Walled | 2020-11-21 |  | Double-Walled Flex | Pressurized
QuikTrip Fuel Center #798 | 3214 HWY 278 W | COVINGTON | Newton | 10000551 | 4 | Flapper Valve | 2020-12-14 | FALSE | 2020-12-04 | FALSE | Currently in Use | E-0 | 13000 | Fiberglass Double Walled | 2020-11-21 |  | Double-Walled Flex | Pressurized
EZ TRIP | 10125 ALCOVY RD | COVINGTON | Newton | 1070092 | 8 | Ball Float | 2010-02-01 | FALSE | 2010-02-01 | FALSE | Currently in Use | Diesel | 4000 | Composite Double Walled | 2010-02-01 |  | Double-Walled Fiberglass | Pressurized
EZ TRIP | 10125 ALCOVY RD | COVINGTON | Newton | 1070092 | 6 | Ball Float | 2010-02-01 | FALSE | 2010-02-01 | FALSE | Currently in Use | Plus | 6000 | Composite Double Walled | 2010-02-01 |  | Double-Walled Fiberglass | Pressurized
VALERO 14625 LLC | 14625 HWY 36 | COVINGTON | Newton | 9107064 | 3 |  | 2005-08-01 |  | 2005-08-01 |  | Removed from Ground | Gas (Historical Use) | 2000 | Cathodically Protected Steel | 1987-01-01 | 1899-12-31 | Fiberglass Reinforced Plastic | Suction (American)
KING'S OIL #326 | 9123 HWY 278 E STE B | COVINGTON | Newton | 10000038 | 2A |  | 2002-01-01 | FALSE | 2002-01-01 | FALSE | Currently in Use | Gas (Historical Use) | 10000 | Composite | 2002-01-01 |  | Double-Walled Fiberglass | Pressurized
PHOENIX REFIGERATION/HANOVER WIR | 8166 IND BLVD | COVINGTON | Newton | 1072000 | 3 | [5 empty] | Removed from Ground | Gas (Historical Use) | 2500 | Bare Steel | 1959-11-11 | 1992-01-01 | Unknown
PETROLEUM REALTY II LLC | 3188 HWY 278 NE | COVINGTON | Newton | 9000687 | 2 |  | 1988-03-01 |  | 1988-03-01 |  | Removed from Ground | Gas (Historical Use) | 9728 | Fiberglass | 1988-03-01 | 2010-04-02 | Fiberglass Reinforced Plastic | Pressurized
FLASH FOODS #250 | 10375 HWY 142 N | COVINGTON | Newton | 9107012 | 4 | Ball Float | 1998-07-22 |  | 1998-07-22 |  | Removed from Ground | Diesel | 8000 | Galvanic (STIP-3) | 1988-07-22 | 2008-06-19 | Fiberglass Reinforced Plastic | Pressurized
MOBIL CHEMICAL CO/FLEXIBLE PACKA | 9172 INDUSTRIAL DR | COVINGTON | Newton | 9107025 | 2 | [5 empty] | Removed from Ground | Other | 4000 | Bare Steel | 1992-08-05 | 1992-08-05 | Galvanized Steel | Pressurized
THOMPSONS GROCERY | HWY 138 & HWY 81/RT 1 | COVINGTON | Newton | 9107030 | 3 | [5 empty] | Removed from Ground | Gas (Historical Use) | 1000 | Bare Steel | 1969-01-01 | 1995-05-01 | Galvanized Steel
MELS USED APPLIANCES | 4157 WASHINGTON ST | COVINGTON | Newton | 9107042 | 1 | [5 empty] | Removed from Ground | Empty | 0 | Bare Steel | 1995-01-01 | 1995-01-01 | Galvanized Steel
B&D GROCERY | 2685 HWY 81 N | OXFORD | Newton | 9107039 | 1 | [5 empty] | Removed from Ground | Gas (Historical Use) | 1000 | Not Marked/Unknown | 1991-05-01 | 1991-05-01 | Not Marked
Texaco Food Mart | 2156 GEORGIA HWY 81 | OXFORD | Newton | 1070091 | 6 |  | 2006-02-20 | FALSE | 2006-02-20 | FALSE | Currently in Use | Diesel | 6000 | Fiberglass | 2006-02-01 |  | Fiberglass Reinforced Plastic | Pressurized
WINNEFRED GAITHER STATION | 7168 LASETER ST | COVINGTON | Newton | 1070058 | 2 | [5 empty] | Removed from Ground | Empty | 550 | Bare Steel | 1976-05-09 | 1999-04-03 | Unknown
AIR CONDITIONING SPECIALIST INC | 10121 HWY 278 EAST | COVINGTON | Newton | 1070021 | 1 | Flapper Valve | 1998-12-01 | FALSE | 1998-12-01 | FALSE | Currently in Use | Regular | 10000 | Steel-Impressed Current | 1986-04-23 |  | Bare Steel | Safe Suction (Euro)
SQUARE A GAS & CONVENIENCE STORE | 9199 US HWY 278 NE | COVINGTON | Newton | 1070095 | 4 |  | 1998-03-01 | FALSE | 1998-04-01 | FALSE | Temporarily out of use | Gas (Historical Use) | 8000 | Steel-Impressed Current | 1985-05-07 |  | Cathodically Protected | Pressurized
THRIFT OIL CO OF COVINGTON | 3295 HWY 278 | COVINGTON | Newton | 1070106 | 3 | [5 empty] | Removed from Ground | Gas (Historical Use) | 3955 | Bare Steel | 1974-01-01 | 1899-12-31 | Galvanized Steel | Gravity Fed
NEWTON MEDICAL CENTER | 5126 HOSPITAL DRIVE NE | COVINGTON | Newton | 9107040 | 3 | Flapper Valve |  | FALSE |  | FALSE | Currently in Use | Diesel | 15000 | Epoxy Double-Walled | 1998-01-01 |  | Double-Walled Fiberglass | Pressurized
NEWTON COUNTY PUBLIC WORKS | 65 PIPER RD | COVINGTON | Newton | 9107028 | 4 | Flapper Valve | 1993-07-01 | FALSE | 1993-07-01 | FALSE | Currently in Use | Diesel | 10000 | Fiberglass | 1993-07-01 |  | Double-Walled Fiberglass | Pressurized
NEWTON COUNTY PUBLIC WORKS | 65 PIPER RD | COVINGTON | Newton | 9107028 | 5 | Flapper Valve | 1993-07-01 | FALSE | 1993-07-01 | FALSE | Currently in Use | Regular | 10000 | Fiberglass | 1993-07-01 |  | Double-Walled Fiberglass | Pressurized
S & F CONVENIENCE INC | 10176 ALCOVY RD @I-20 | COVINGTON | Newton | 9107071 | 3 | Ball Float | 1996-01-01 | FALSE | 1996-01-01 | FALSE | Currently in Use | Diesel | 8000 | Epoxy | 1995-12-01 |  | Fiberglass Reinforced Plastic | Pressurized
MAVERICK | 12708 HWY 278E | COVINGTON | Newton | 9107053 | 5 |  | 1988-01-01 | FALSE | 1997-11-01 | FALSE | Removed from Ground | Diesel | 500 | Galvanic (STIP-3) | 1987-11-01 | 1899-12-31 | Fiberglass Reinforced Plastic | Pressurized
HAZEL BRAND LLC | 9225 HWY 142 | COVINGTON | Newton | 9107099 | 2 | Ball Float | 2000-04-11 | FALSE | 2000-04-11 | FALSE | Currently in Use | Regular | 10000 | Fiberglass | 2000-04-11 |  |  | Pressurized
QUIKTRIP #821 | 11124 HWY 142 NE | COVINGTON | Newton | 10001813 | 3A | Flapper Valve | 2010-02-01 | FALSE | 2009-10-01 | FALSE | Currently in Use | Diesel | 12000 | Fiberglass Double Walled | 2009-10-01 |  | Double-Walled Fiberglass | Pressurized
HWY 11 AMOCO | 387 B HIGHWAY 11 | SOCIAL CIRCLE | Newton | 9107096 | 1 |  | 1999-12-20 | FALSE | 1999-12-20 | FALSE | Currently in Use | Regular | 10000 | Composite | 1999-12-10 |  | Fiberglass Reinforced Plastic | Pressurized
1313 LIMELIGHT INC. | 1313 HWY 11 | SOCIAL CIRCLE | Newton | 1470061 | 2 |  | 1989-01-01 |  | 1989-01-01 |  | Removed from Ground | Gas (Historical Use) | 6000 | Marked Unknown | 1965-05-11 | 1989-01-01 | Unknown
1313 LIMELIGHT INC. | 1313 HWY 11 | SOCIAL CIRCLE | Newton | 1470061 | 4 | Flapper Valve | 1989-01-01 | FALSE | 1989-01-01 | FALSE | Currently in Use | E-0 | 6000 | Fiberglass | 1989-01-01 |  | Fiberglass Reinforced Plastic | Pressurized
1313 LIMELIGHT INC. | 1313 HWY 11 | SOCIAL CIRCLE | Newton | 1470061 | 1 |  | 1989-01-01 |  | 1989-01-01 |  | Removed from Ground | Gas (Historical Use) | 8000 | Marked Unknown | 1965-05-11 | 1989-01-01 | Unknown
HWY 11 AMOCO | 387 B HIGHWAY 11 | SOCIAL CIRCLE | Newton | 9107096 | 2 | Ball Float | 1999-12-20 | FALSE | 1999-12-20 | FALSE | Currently in Use | Premium | 10000 | Composite | 1999-12-10 |  | Fiberglass Reinforced Plastic | Pressurized
1313 LIMELIGHT INC. | 1313 HWY 11 | SOCIAL CIRCLE | Newton | 1470061 | 3 | Flapper Valve | 1989-01-01 | FALSE | 1989-01-01 | FALSE | Currently in Use | Regular | 8000 | Fiberglass | 1989-01-01 |  | Fiberglass Reinforced Plastic | Pressurized
HWY 11 AMOCO | 387 B HIGHWAY 11 | SOCIAL CIRCLE | Newton | 9107096 | 3 | Ball Float | 1999-12-20 | FALSE | 1999-12-20 | FALSE | Currently in Use | Diesel | 6000 | Composite | 1999-12-10 |  | Fiberglass Reinforced Plastic | Pressurized
CSX TRANS/OLD RAIL FACILITY | 4199 OLD ATLANTA HWY | COVINGTON | Newton | 9058003 | 1 | [5 empty] | Removed from Ground | Gas (Historical Use) | 500 | Bare Steel | 1993-02-10 | 1993-02-10 | Bare Steel
1313 LIMELIGHT INC. | 1313 HWY 11 | SOCIAL CIRCLE | Newton | 1470061 | 5 | Flapper Valve | 1989-01-01 | FALSE | 1989-01-01 | FALSE | Currently in Use | Diesel | 6000 | Fiberglass | 1989-01-01 |  | Fiberglass Reinforced Plastic | Pressurized
COVINGTON SHELL #365 | 10705 COVINGTON BYPASS RD | COVINGTON | Newton | 9107080 | 2 |  | 1997-06-10 | FALSE | 1997-06-10 | FALSE | Currently in Use | Plus | 10000 | Galvanic (STIP-3) | 1997-06-10 |  | Fiberglass Reinforced Plastic | Pressurized
SANIYA ENTERPRISES LLC | 3501 SALEM RD | COVINGTON | Newton | 9107048 | 2 |  | 1990-05-01 | FALSE | 1990-05-01 | FALSE | Currently in Use | Gas (Historical Use) | 8000 | Galvanic (STIP-3) | 1990-05-01 |  | Fiberglass Reinforced Plastic | Pressurized
KROGER GA-621 | 3700 SALEM RD | COVINGTON | Newton | 10001387 | 1A |  | 2007-05-25 | FALSE | 2007-05-25 | FALSE | Currently in Use | Diesel | 8000 | Fiberglass Double Walled | 2007-05-17 |  |  | Pressurized
FORMER GRADYS STANDARD | 12859 BROWNS BRIDGE ROAD | COVINGTON | Newton | 10001390 | 2 |  |  | FALSE |  | FALSE | Removed from Ground | Gas (Historical Use) | 1000 | Unknown | 2007-04-17 | 2007-04-17 | Bare Steel
BP FOOD MART | 5224 HWY 278 NE | COVINGTON | Newton | 10003288 | 2C | Flapper Valve | 2022-08-24 | FALSE | 2022-08-24 | FALSE | Currently in Use | Diesel | 4000 | Composite Double Walled | 2022-08-24 |  | Double-Walled Fiberglass | Pressurized
QUIKTRIP #1739 | 10900 TOWN CENTER DR | COVINGTON | Newton | 10003393 | 1 | Overfill Alarm | 2023-10-01 | FALSE | 2023-07-01 | FALSE | Currently in Use | E-10 | 15000 | Fiberglass Double Walled | 2023-05-12 |  |  | Pressurized
MANSFIELD SHELL | 4420 HWY 213 | MANSFIELD | Newton | 10003404 | 3 | Flapper Valve | 2023-09-01 | FALSE | 2023-04-01 | FALSE | Currently in Use | Diesel Off Road | 6000 | Tank Jacket Double Walled | 2023-04-01 |  | Double-Walled Fiberglass | Pressurized
QUIKTRIP #1739 | 10900 TOWN CENTER DR | COVINGTON | Newton | 10003393 | 4 | Overfill Alarm | 2023-10-01 | FALSE | 2023-07-01 | FALSE | Currently in Use | E-10 | 15000 | Fiberglass Double Walled | 2023-05-12 |  |  | Pressurized
KEVIN PRICE GENERAL CONTRACTOR I | 9109 HAZELBRAND RD | COVINGTON | Newton | 9107020 | 1 |  | 1999-09-20 |  | 1999-09-20 |  | Removed from Ground | Diesel | 1000 | Galvanic (STIP-3) | 1990-08-01 | 2007-06-28 | Fiberglass Reinforced Plastic | Suction (American)
T & I TECHNIQUE | 917 NORTH EMORY | OXFORD | Newton | 9107076 | 2 | [5 empty] | Removed from Ground | Gas (Historical Use) | 1000 | Not Marked/Unknown | 1996-06-03 | 1996-06-03 | Not Marked
CITY OF OXFORD PUBLIC WORKS DEPT | 1220 ASBURY ST | OXFORD | Newton | 9107089 | 2 | [5 empty] | Removed from Ground | Gas (Historical Use) | 500 | Not Marked/Unknown | 1998-11-24 | 1998-11-24 | Not Marked
COVINGTON SHELL #365 | 10705 COVINGTON BYPASS RD | COVINGTON | Newton | 9107080 | 3 |  | 1997-06-10 | FALSE | 1997-06-10 | FALSE | Currently in Use | Premium | 10000 | Galvanic (STIP-3) | 1997-06-10 |  | Fiberglass Reinforced Plastic | Pressurized
CITY OF OXFORD PUBLIC WORKS DEPT | 1220 ASBURY ST | OXFORD | Newton | 9107089 | 1 | [5 empty] | Removed from Ground | Used Oil | 1000 | Not Marked/Unknown | 1998-11-24 | 1998-11-24 | Not Marked
CHEVRON | 3078 HWY 81 N | OXFORD | Newton | 10000224 | 2A | Ball Float | 2002-07-08 | FALSE | 2002-07-08 | FALSE | Currently in Use | Premium | 8000 | Composite | 2002-07-07 |  | Double-Walled Flex | Pressurized
COVINGTON FOOD MART | 5485 HWY 81 | COVINGTON | Newton | 10000306 | 1 |  | 2003-02-26 | FALSE | 2003-02-26 | FALSE | Currently in Use | Premium | 12000 | Composite | 2003-02-26 |  | Fiberglass Reinforced Plastic | Pressurized
NEWTON BP | 5343 HWY 20 | COVINGTON | Newton | 10000066 | 1 | Ball Float | 2002-05-15 | FALSE | 2002-05-15 | FALSE | Currently in Use | Regular | 12000 | Composite | 2002-05-15 |  | Fiberglass Reinforced Plastic | Pressurized
BURT ADAMS SCOUT RESERVATION | 218 SCOUT RD | COVINGTON | Newton | 9107092 | 1 | [5 empty] | Removed from Ground | Gas (Historical Use) | 500 | Marked Unknown | 1999-03-10 | 1999-03-10 | Unknown
SALEM ROAD SHELL | 3538 SALEM RD | COVINGTON | Newton | 9107095 | 4 | Ball Float | 1999-06-01 | FALSE | 1999-06-01 | FALSE | Currently in Use | Diesel | 4000 |  | 1999-06-01 |  | Fiberglass Reinforced Plastic | Pressurized
PONY EXPRESS | 1820 Hwy 11 S | COVINGTON | Newton | 10001463 | 2 |  | 2007-04-01 | FALSE | 2007-04-01 | FALSE | Currently in Use | Gas (Historical Use) | 8000 | Composite | 2007-04-01 |  | Double-Walled Flex | Pressurized
CITY OF PORTERDALE | 3 RIVERFRONT RD | PORTERDALE | Newton | 9107093 | 1 | [5 empty] | Removed from Ground | Gas (Historical Use) | 0 | Marked Unknown | 1999-04-01 | 1999-04-01 | Unknown
T & I TECHNIQUE | 917 NORTH EMORY | OXFORD | Newton | 9107076 | 3 | [5 empty] | Removed from Ground | Gas (Historical Use) | 1000 | Not Marked/Unknown | 1996-06-03 | 1996-06-03 | Not Marked
OAK HILL BP SHOP | 3300 HWY 81 S | COVINGTON | Newton | 10000220 | 4 | Ball Float | 2002-10-01 | FALSE | 2002-10-01 | FALSE | Currently in Use | Diesel | 4000 | Composite | 2002-08-17 |  | Fiberglass Reinforced Plastic | Pressurized
SALEM ROAD SHELL | 3538 SALEM RD | COVINGTON | Newton | 9107095 | 3 | Ball Float | 1999-06-01 | FALSE | 1999-06-01 | FALSE | Currently in Use | Premium | 10000 |  | 1999-06-01 |  | Fiberglass Reinforced Plastic | Pressurized
PONY EXPRESS | 1820 Hwy 11 S | COVINGTON | Newton | 10001463 | 4 |  | 2007-04-01 | FALSE | 2007-04-01 | FALSE | Currently in Use | Diesel | 3000 | Composite | 2007-04-01 |  | Double-Walled Flex | Pressurized
KROGER GA-436 | 5341 HWY 20 SOUTH | COVINGTON | Newton | 10000469 | 1A | Ball Float | 2003-08-28 | FALSE | 2003-08-28 | FALSE | Removed from Ground | Regular | 20000 | Fiberglass Double Walled | 2003-08-21 |  | Double-Walled Fiberglass | Pressurized
ALMON ROAD LIBERTY | 2080 B CROWELL ROAD | COVINGTON | Newton | 10000527 | 3 | Ball Float | 2003-08-02 | FALSE | 2003-08-02 | FALSE | Currently in Use | Diesel | 4000 | Composite | 2003-08-02 |  | Double-Walled Flex | Pressurized
KROGER GA-436 | 5341 HWY 20 SOUTH | COVINGTON | Newton | 10000469 | 1B | Ball Float | 2003-08-28 | FALSE | 2003-08-28 | FALSE | Removed from Ground | Premium | 8000 | Fiberglass Double Walled | 2003-08-28 |  | Double-Walled Fiberglass | Pressurized
KROGER GA-436 | 5341 HWY 20 SOUTH | COVINGTON | Newton | 10000469 | 2 | Ball Float | 2010-04-16 | FALSE | 2010-04-30 | FALSE | Currently in Use | Diesel | 10000 | Fiberglass Double Walled | 2010-04-01 |  | Double-Walled Flex | Pressurized
SALEM ROAD SHELL | 3538 SALEM RD | COVINGTON | Newton | 9107095 | 2 | Ball Float | 1999-06-01 | FALSE | 1999-06-01 | FALSE | Currently in Use | Regular | 10000 |  | 1999-06-01 |  | Fiberglass Reinforced Plastic | Pressurized
KEVIN PRICE GENERAL CONTRACTOR I | 9109 HAZELBRAND RD | COVINGTON | Newton | 9107020 | 2 |  | 1999-09-20 |  | 1999-09-20 |  | Removed from Ground | Gas (Historical Use) | 1000 | Galvanic (STIP-3) | 1990-08-01 | 2007-06-28 | Cathodically Protected | Suction (American)
T & I TECHNIQUE | 917 NORTH EMORY | OXFORD | Newton | 9107076 | 1 | [5 empty] | Removed from Ground | Gas (Historical Use) | 1000 | Not Marked/Unknown | 1996-06-03 | 1996-06-03 | Not Marked
CHEVRON | 3078 HWY 81 N | OXFORD | Newton | 10000224 | 2B | Ball Float | 2002-07-08 | FALSE | 2002-07-08 | FALSE | Currently in Use | Diesel | 4000 | Composite | 2002-07-07 |  | Double-Walled Flex | Pressurized
OAK HILL BP SHOP | 3300 HWY 81 S | COVINGTON | Newton | 10000220 | 2 | Ball Float | 2002-10-01 | FALSE | 2002-10-01 | FALSE | Currently in Use | Premium | 10000 | Composite | 2002-10-01 |  | Fiberglass Reinforced Plastic | Pressurized
COVINGTON FOOD MART | 5485 HWY 81 | COVINGTON | Newton | 10000306 | 2 |  | 2003-02-26 | FALSE | 2003-02-26 | FALSE | Currently in Use | Regular | 8000 | Composite | 2003-02-26 |  | Fiberglass Reinforced Plastic | Pressurized
WILSON'S GROCERY | 2299 HWY 212 | COVINGTON | Newton | 9107063 | 6 | Flapper Valve | 1997-02-13 | FALSE | 1997-02-13 | FALSE | Currently in Use | Diesel | 6000 | Composite | 1997-02-13 |  | Flex | Pressurized
SALEM ROAD SHELL | 3538 SALEM RD | COVINGTON | Newton | 9107095 | 1 | Ball Float | 1999-06-01 | FALSE | 1999-06-01 | FALSE | Currently in Use | Regular | 10000 |  | 1999-06-01 |  | Fiberglass Reinforced Plastic | Pressurized
QUIKTRIP #1739 | 10900 TOWN CENTER DR | COVINGTON | Newton | 10003393 | 3 | Overfill Alarm | 2023-10-01 | FALSE | 2023-07-01 | FALSE | Currently in Use | E-0 | 15000 | Fiberglass Double Walled | 2023-05-12 |  |  | Pressurized
MANSFIELD SHELL | 4420 HWY 213 | MANSFIELD | Newton | 10003404 | 2A | Flapper Valve | 2023-09-01 | FALSE | 2023-04-01 | FALSE | Currently in Use | Premium | 5000 | Tank Jacket Double Walled | 2023-04-01 |  | Double-Walled Fiberglass | Pressurized
MANSFIELD SHELL | 4420 HWY 213 | MANSFIELD | Newton | 10003404 | 1 | Flapper Valve | 2023-09-01 | FALSE | 2023-04-01 | FALSE | Currently in Use | Regular | 15000 | Tank Jacket Double Walled | 2023-04-01 |  | Double-Walled Fiberglass | Pressurized
COVINGTON SHELL #365 | 10705 COVINGTON BYPASS RD | COVINGTON | Newton | 9107080 | 1 |  | 1997-06-10 | FALSE | 1997-06-10 | FALSE | Currently in Use | Regular | 10000 | Galvanic (STIP-3) | 1997-06-10 |  | Fiberglass Reinforced Plastic | Pressurized
CHEVRON | 3078 HWY 81 N | OXFORD | Newton | 10000224 | 1 | Ball Float | 2002-07-08 | FALSE | 2002-07-08 | FALSE | Currently in Use | Regular | 12000 | Composite | 2002-07-07 |  | Double-Walled Flex | Pressurized
ALMON ROAD LIBERTY | 2080 B CROWELL ROAD | COVINGTON | Newton | 10000527 | 1 | Ball Float | 2003-08-10 | FALSE | 2003-08-10 | FALSE | Currently in Use | Gas (Historical Use) | 12000 | Composite | 2003-08-02 |  | Double-Walled Flex | Pressurized
SS USA INC | 2527 HWY 81 S | COVINGTON | Newton | 10000262 | 2A | Ball Float | 2003-01-01 | FALSE | 2003-01-01 | FALSE | Currently in Use | Premium | 8000 | Composite | 2003-01-01 |  | Fiberglass Reinforced Plastic | Pressurized
MURPHY STORE #7572 | 4230 SALEM RD | COVINGTON | Newton | 10002438 | 1 | Flapper Valve | 2015-04-12 | FALSE | 2015-04-12 | FALSE | Currently in Use | Regular | 20000 | Fiberglass Double Walled | 2015-03-12 |  | Double-Walled Fiberglass | Pressurized
MURPHY STORE #7572 | 4230 SALEM RD | COVINGTON | Newton | 10002438 | 1 | Flapper Valve | 2015-04-12 | FALSE | 2015-04-12 | FALSE | Currently in Use | Regular | 20000 | Fiberglass Double Walled | 2015-03-12 |  | Double-Walled Fiberglass | Pressurized
NEWTON BP | 5343 HWY 20 | COVINGTON | Newton | 10000066 | 2 |  | 2002-05-15 | FALSE | 2002-05-15 | FALSE | Currently in Use | Gas (Historical Use) | 8000 | Composite | 2002-05-15 |  | Fiberglass Reinforced Plastic | Pressurized
MURPHY STORE #7572 | 4230 SALEM RD | COVINGTON | Newton | 10002438 | 1 | Flapper Valve | 2015-04-12 | FALSE | 2015-04-12 | FALSE | Currently in Use | Regular | 20000 | Fiberglass Double Walled | 2015-03-12 |  | Double-Walled Fiberglass | Pressurized
MURPHY STORE #7572 | 4230 SALEM RD | COVINGTON | Newton | 10002438 | 1 | Flapper Valve | 2015-04-12 | FALSE | 2015-04-12 | FALSE | Currently in Use | Regular | 20000 | Fiberglass Double Walled | 2015-03-12 |  | Double-Walled Fiberglass | Pressurized
BP FOOD MART | 5224 HWY 278 NE | COVINGTON | Newton | 10003288 | 2B | Flapper Valve | 2022-08-24 | FALSE | 2022-08-24 | FALSE | Currently in Use | E-0 | 4000 | Composite Double Walled | 2022-08-24 |  | Double-Walled Fiberglass | Pressurized
COVINGTON FOOD MART | 5485 HWY 81 | COVINGTON | Newton | 10000306 | 4 | Flapper Valve | 2003-02-26 | FALSE | 2003-02-26 | FALSE | Currently in Use | Diesel | 4000 | Composite | 2003-02-26 |  | Fiberglass Reinforced Plastic | Pressurized
SANIYA ENTERPRISES LLC | 3501 SALEM RD | COVINGTON | Newton | 9107048 | 3 |  | 1990-05-01 | FALSE | 1990-05-01 | FALSE | Currently in Use | Gas (Historical Use) | 8000 | Galvanic (STIP-3) | 1990-05-01 |  | Fiberglass Reinforced Plastic | Pressurized
MURPHY STORE #7572 | 4230 SALEM RD | COVINGTON | Newton | 10002438 | 2B | Flapper Valve | 2015-04-12 | FALSE | 2015-04-12 | FALSE | Currently in Use | Premium | 8000 | Fiberglass Double Walled | 2015-03-12 |  | Double-Walled Fiberglass | Pressurized
MURPHY STORE #7572 | 4230 SALEM RD | COVINGTON | Newton | 10002438 | 2B | Flapper Valve | 2015-04-12 | FALSE | 2015-04-12 | FALSE | Currently in Use | Premium | 8000 | Fiberglass Double Walled | 2015-03-12 |  | Double-Walled Fiberglass | Pressurized
MURPHY STORE #7572 | 4230 SALEM RD | COVINGTON | Newton | 10002438 | 2B | Flapper Valve | 2015-04-12 | FALSE | 2015-04-12 | FALSE | Currently in Use | Premium | 8000 | Fiberglass Double Walled | 2015-03-12 |  | Double-Walled Fiberglass | Pressurized
MURPHY STORE #7572 | 4230 SALEM RD | COVINGTON | Newton | 10002438 | 2B | Flapper Valve | 2015-04-12 | FALSE | 2015-04-12 | FALSE | Currently in Use | Premium | 8000 | Fiberglass Double Walled | 2015-03-12 |  | Double-Walled Fiberglass | Pressurized
KROGER GA-621 | 3700 SALEM RD | COVINGTON | Newton | 10001387 | 1B |  | 2007-05-25 | FALSE | 2007-05-25 | FALSE | Currently in Use | Gas (Historical Use) | 8000 | Fiberglass Double Walled | 2007-05-17 |  |  | Pressurized
BP FOOD MART | 5224 HWY 278 NE | COVINGTON | Newton | 10003288 | 1 | Flapper Valve | 2022-08-24 | FALSE | 2022-08-24 | FALSE | Currently in Use | Regular | 12000 | Composite Double Walled | 2022-08-24 |  | Double-Walled Fiberglass | Pressurized
ALMON ROAD LIBERTY | 2080 B CROWELL ROAD | COVINGTON | Newton | 10000527 | 2 | Ball Float | 2003-08-10 | FALSE | 2003-08-10 | FALSE | Currently in Use | Gas (Historical Use) | 8000 | Composite | 2003-08-02 |  | Double-Walled Flex | Pressurized
OAK HILL BP SHOP | 3300 HWY 81 S | COVINGTON | Newton | 10000220 | 3 | Ball Float | 2002-10-01 | FALSE | 2002-10-01 | FALSE | Currently in Use | Diesel | 6000 | Composite | 2002-08-17 |  | Fiberglass Reinforced Plastic | Pressurized
LAFARGE AGGREGATES SE | 575 MARBLE DR | OXFORD | Newton | 9107014 | 1 | [5 empty] | Removed from Ground | Gas (Historical Use) | 3000 | Bare Steel | 1988-01-01 | 1994-03-01 | Galvanized Steel
OAK HILL BP SHOP | 3300 HWY 81 S | COVINGTON | Newton | 10000220 | 1 | Ball Float | 2002-10-01 | FALSE | 2002-10-01 | FALSE | Currently in Use | Regular | 12000 | Composite | 2002-08-17 |  | Fiberglass Reinforced Plastic | Pressurized
KROGER GA-621 | 3700 SALEM RD | COVINGTON | Newton | 10001387 | A.106121 | Ball Float | 2007-05-25 | FALSE | 2007-05-25 | FALSE | Currently in Use | Regular | 20000 | Fiberglass Double Walled | 2007-05-17 |  | Double-Walled Fiberglass | Pressurized
SANIYA ENTERPRISES LLC | 3501 SALEM RD | COVINGTON | Newton | 9107048 | 1 |  | 1990-05-01 | FALSE | 1990-05-01 | FALSE | Currently in Use | Gas (Historical Use) | 8000 | Galvanic (STIP-3) | 1990-05-01 |  | Fiberglass Reinforced Plastic | Pressurized
SS USA INC | 2527 HWY 81 S | COVINGTON | Newton | 10000262 | 1 | Ball Float | 2003-01-01 | FALSE | 2003-01-01 | FALSE | Currently in Use | Regular | 12000 | Composite | 2003-01-01 |  | Fiberglass Reinforced Plastic | Pressurized
PONY EXPRESS | 1820 Hwy 11 S | COVINGTON | Newton | 10001463 | 3 |  | 2007-04-01 | FALSE | 2007-04-01 | FALSE | Currently in Use | Diesel | 5000 | Composite | 2007-04-01 |  | Double-Walled Flex | Pressurized
COVINGTON FOOD MART | 5485 HWY 81 | COVINGTON | Newton | 10000306 | 3 |  | 2003-02-26 | FALSE | 2003-02-26 | FALSE | Currently in Use | Diesel | 8000 | Composite | 2003-02-26 |  | Fiberglass Reinforced Plastic | Pressurized
WILSON'S GROCERY | 2299 HWY 212 | COVINGTON | Newton | 9107063 | 5A | Ball Float | 1997-02-13 | FALSE | 1997-02-13 | FALSE | Currently in Use | Regular | 10000 | Composite | 1997-02-13 |  | Flex | Pressurized
FORMER GRADYS STANDARD | 12859 BROWNS BRIDGE ROAD | COVINGTON | Newton | 10001390 | 1 |  |  | FALSE |  | FALSE | Removed from Ground | Gas (Historical Use) | 1000 | Bare Steel | 2007-04-17 | 2007-04-17 | Bare Steel
MANSFIELD SHELL | 4420 HWY 213 | MANSFIELD | Newton | 10003404 | 2C | Flapper Valve | 2023-09-01 | FALSE | 2023-04-01 | FALSE | Currently in Use | Diesel | 5000 | Tank Jacket Double Walled | 2023-04-01 |  | Double-Walled Fiberglass | Pressurized
MANSFIELD SHELL | 4420 HWY 213 | MANSFIELD | Newton | 10003404 | 2B | Flapper Valve | 2023-09-01 | FALSE | 2023-04-01 | FALSE | Currently in Use | E-0 | 5000 | Tank Jacket Double Walled | 2023-04-01 |  | Double-Walled Fiberglass | Pressurized
SS USA INC | 2527 HWY 81 S | COVINGTON | Newton | 10000262 | 2B | Ball Float | 2003-01-01 | FALSE | 2003-01-01 | FALSE | Currently in Use | Diesel | 4000 | Composite | 2003-01-01 |  | Fiberglass Reinforced Plastic | Pressurized
SANIYA ENTERPRISES LLC | 3501 SALEM RD | COVINGTON | Newton | 9107048 | 4 |  | 1990-05-01 | FALSE | 1990-05-01 | FALSE | Currently in Use | Diesel | 2000 | Galvanic (STIP-3) | 1990-05-01 |  | Fiberglass Reinforced Plastic | Pressurized
WILSON'S GROCERY | 2299 HWY 212 | COVINGTON | Newton | 9107063 | 5B | Ball Float | 1997-02-13 | FALSE | 1997-02-13 | FALSE | Currently in Use | Premium | 6000 | Composite | 1997-02-13 |  | Flex | Pressurized
MURPHY STORE #7572 | 4230 SALEM RD | COVINGTON | Newton | 10002438 | 2A | Flapper Valve | 2015-04-12 | FALSE | 2015-04-12 | FALSE | Currently in Use | Diesel | 12000 | Fiberglass Double Walled | 2015-03-12 |  | Double-Walled Fiberglass | Pressurized
MURPHY STORE #7572 | 4230 SALEM RD | COVINGTON | Newton | 10002438 | 2A | Flapper Valve | 2015-04-12 | FALSE | 2015-04-12 | FALSE | Currently in Use | Diesel | 12000 | Fiberglass Double Walled | 2015-03-12 |  | Double-Walled Fiberglass | Pressurized
MURPHY STORE #7572 | 4230 SALEM RD | COVINGTON | Newton | 10002438 | 2A | Flapper Valve | 2015-04-12 | FALSE | 2015-04-12 | FALSE | Currently in Use | Diesel | 12000 | Fiberglass Double Walled | 2015-03-12 |  | Double-Walled Fiberglass | Pressurized
MURPHY STORE #7572 | 4230 SALEM RD | COVINGTON | Newton | 10002438 | 2A | Flapper Valve | 2015-04-12 | FALSE | 2015-04-12 | FALSE | Currently in Use | Diesel | 12000 | Fiberglass Double Walled | 2015-03-12 |  | Double-Walled Fiberglass | Pressurized
BP FOOD MART | 5224 HWY 278 NE | COVINGTON | Newton | 10003288 | 2A | Flapper Valve | 2022-08-24 | FALSE | 2022-08-24 | FALSE | Currently in Use | Premium | 4000 | Composite Double Walled | 2022-08-24 |  | Double-Walled Fiberglass | Pressurized
CSX TRANS/OLD RAIL FACILITY | 4199 OLD ATLANTA HWY | COVINGTON | Newton | 9058003 | 2 | [5 empty] | Removed from Ground | Gas (Historical Use) | 500 | Bare Steel | 1993-02-10 | 1993-02-10 | Bare Steel
ABANDONED TANKS GDOT RIGHT OF WAY | 2486 HWY 81 SOUTH | COVINGTON | Newton | 10002767 | 2 |  |  | FALSE |  | FALSE | Removed from Ground |  | 2000 | Bare Steel |  | 2018-01-11
ABANDONED TANKS GDOT RIGHT OF WAY | 2486 HWY 81 SOUTH | COVINGTON | Newton | 10002767 | 3 | [10 empty] | 2018-01-11
D B DIXON GROCERY | 52 OLD STARRSVILLE Road | COVINGTON | Newton | 10002773 | 1 |  |  | FALSE |  | FALSE | Removed from Ground | Gas (Historical Use) | 300 | Bare Steel |  | 2018-01-29 | Bare Steel | Suction (American)
ABANDONED TANKS GDOT RIGHT OF WAY | 2486 HWY 81 SOUTH | COVINGTON | Newton | 10002767 | 1 |  |  | FALSE |  | FALSE | Removed from Ground |  | 2000 | Bare Steel |  | 2018-01-11
Shell | 31 S Crowell Rd | Covington | Newton | 10002931 | 1 | Flapper Valve | 2018-10-24 | FALSE | 2018-10-24 | FALSE | Currently in Use | Regular | 12000 | Composite Double Walled | 2018-10-24 |  | Double-Walled Fiberglass | Pressurized
Ike's Food Mart | 11408 Browns Bridge Rd | Covington | Newton | 10003059 | 2B | Overfill Alarm | 2020-08-01 | FALSE | 2020-08-01 | FALSE | Currently in Use | Diesel | 4000 | Composite | 2008-01-01 |  | Double-Walled Fiberglass | Pressurized
Shell | 31 S Crowell Rd | Covington | Newton | 10002931 | 2C | Flapper Valve | 2018-10-24 | FALSE | 2018-10-24 | FALSE | Currently in Use | Diesel | 4000 | Composite Double Walled | 2018-10-24 |  | Double-Walled Fiberglass | Pressurized
Shell | 31 S Crowell Rd | Covington | Newton | 10002931 | 2B | Flapper Valve | 2018-10-24 | FALSE | 2018-10-24 | FALSE | Currently in Use | E-0 | 4000 | Composite Double Walled | 2018-10-24 |  | Double-Walled Fiberglass | Pressurized
Shell | 31 S Crowell Rd | Covington | Newton | 10002931 | 2A | Flapper Valve | 2018-10-24 | FALSE | 2018-10-24 | FALSE | Currently in Use | Premium | 4000 | Composite Double Walled | 2018-10-24 |  | Double-Walled Fiberglass | Pressurized
LAFARGE AGGREGATES SE | 575 MARBLE DR | OXFORD | Newton | 9107014 | 2 | Flapper Valve | 1994-03-04 |  | 1994-03-04 |  | Removed from Ground | Gas (Historical Use) | 2000 | Composite | 1994-03-04 | 2012-07-02 | Galvanized Steel | Safe Suction (Euro)
PONY EXPRESS | 1820 Hwy 11 S | COVINGTON | Newton | 10001463 | 1 |  | 2007-04-01 | FALSE | 2007-04-01 | FALSE | Currently in Use | Gas (Historical Use) | 12000 | Composite | 2007-04-01 |  | Double-Walled Flex | Pressurized
Ike's Food Mart | 11408 Browns Bridge Rd | Covington | Newton | 10003059 | 2A | Overfill Alarm | 2020-08-01 | FALSE | 2020-08-01 | FALSE | Currently in Use | Premium | 8000 | Composite | 2008-01-01 |  | Double-Walled Fiberglass | Pressurized
Ike's Food Mart | 11408 Browns Bridge Rd | Covington | Newton | 10003059 | 1 | Overfill Alarm | 2020-08-01 | FALSE | 2020-08-01 | FALSE | Currently in Use | Regular | 12000 | Composite | 2008-01-01 |  | Double-Walled Fiberglass | Pressurized
CROWLEYS AMOCO | US HWY 441 & GA HWY 53/MAIN ST | WATKINSVILLE | Oconee | 1080003 | 1 | [5 empty] | Removed from Ground | Gas (Historical Use) | 2000 | Bare Steel | 1971-02-22 | 1899-12-31 | Galvanized Steel
GOLDEN PANTRY #15 | 2241 MARS HILL RD | WATKINSVILLE | Oconee | 1080015 | 1 |  | 1991-02-01 |  | 1991-02-01 |  | Removed from Ground | Gas (Historical Use) | 10000 | Cathodically Protected Steel | 1979-04-19 | 2013-02-21 | Fiberglass Reinforced Plastic | Pressurized
GOLDEN PANTRY #64 | 56 US HWY 441 | WATKINSVILLE | Oconee | 1080020 | 4 | [5 empty] | Removed from Ground | Diesel | 10000 | Bare Steel | 1981-04-18 | 1999-04-01 | Galvanized Steel | Pressurized
OCONEE WELL DRILLERS | 1331 GREENSBORO HWY | WATKINSVILLE | Oconee | 1080026 | 2 | [5 empty] | Removed from Ground | Gas (Historical Use) | 1000 | Bare Steel | 1974-04-25 | 1987-12-01 | Galvanized Steel
FIRST CHRISTIAN CHURCH INC | 7482 MACON HWY | WATKINSVILLE | Oconee | 9108002 | 1 |  | 1997-08-21 |  | 1997-08-21 |  | Removed from Ground | Gas (Historical Use) | 4000 | Cathodically Protected Steel | 1966-01-01 | 2000-10-05 | Cathodically Protected | Suction (American)
OCONEE FAST MART | 1961 HOG MOUNTAIN RD | WATKINSVILLE | Oconee | 9108022 | 1 | Ball Float | 1997-01-28 | FALSE | 1997-01-28 | FALSE | Currently in Use | Regular | 12000 | Fiberglass | 1997-01-21 |  | Double-Walled Flex | Pressurized
FRESH FOOD MART | 42 GREENSBORO HWY | WATKINSVILLE | Oconee | 10000805 | 2 PREM |  | 2003-12-01 | FALSE | 2003-12-01 | FALSE | Currently in Use | Premium | 8000 | Epoxy | 2003-11-01 |  | Double-Walled Flex | Pressurized
AMERICAN LINEN SUPPLY CO | 1081 EXPERIMENT STATION RD/RT 53 | WATKINSVILLE | Oconee | 1080001 | 1 | [5 empty] | Removed from Ground | Gas (Historical Use) | 10000 | Bare Steel | 1964-01-22 | 1986-10-01 | Galvanized Steel
GENERAL CABLE ELECTRIC GROUP/ALL | 111 BARNETT SHOALS RD | WATKINSVILLE | Oconee | 1080021 | 1 | [5 empty] | Removed from Ground | Other | 10000 | Bare Steel | 1976-04-18 | 1990-12-01 | Bare Steel
T'S CORNER/H R THOMAS GROCERY | 4500 MONROE HWY/4500 ATLANTA HWY | WATKINSVILLE | Oconee | 1080025 | 7B | Flapper Valve | 1995-12-01 | FALSE | 1995-12-01 | FALSE | Currently in Use | Premium | 6000 | Fiberglass | 1995-12-01 |  | Fiberglass Reinforced Plastic | Pressurized
OCONEE WELL DRILLERS | 1331 GREENSBORO HWY | WATKINSVILLE | Oconee | 1080026 | 4 | Flapper Valve | 1995-06-03 | FALSE | 1995-06-03 | FALSE | Currently in Use | Regular | 2000 | Composite | 1995-06-03 |  | Double-Walled Fiberglass | Safe Suction (Euro)
OCONEE WELL DRILLERS | 1331 GREENSBORO HWY | WATKINSVILLE | Oconee | 1080026 | 5 | Flapper Valve | 1995-06-03 | FALSE | 1995-06-30 | FALSE | Currently in Use | Diesel Off Road | 10000 | Epoxy | 1988-02-01 |  | Double-Walled Fiberglass | Safe Suction (Euro)
FIRST CHRISTIAN CHURCH INC | 7482 MACON HWY | WATKINSVILLE | Oconee | 9108002 | 2 |  | 1997-08-21 |  | 1997-08-21 |  | Removed from Ground | Gas (Historical Use) | 4000 | Cathodically Protected Steel | 1966-01-01 | 2000-10-05 | Cathodically Protected | Suction (American)
J&B FOOD MART | 1461 GREENSBORO HWY | WATKINSVILLE | Oconee | 9108025 | 3 |  | 1989-07-01 | FALSE | 1989-07-01 | FALSE | Currently in Use | Diesel | 10000 | Galvanic (STIP-3) | 1989-07-01 |  | Fiberglass Reinforced Plastic | Pressurized
GOLDEN PANTRY #4 | 31 GREENSBORO HWY | WATKINSVILLE | Oconee | 9108028 | 1 |  | 1999-06-01 |  | 1999-06-01 |  | Currently in Use | Gas (Historical Use) | 10000 | Double Walled | 1999-06-01 |  | Double-Walled Fiberglass | Pressurized
FAST PHILS | 3351 MACON HWY | WATKINSVILLE | Oconee | 10000997 | 3 |  | 2005-10-15 | FALSE | 2005-10-15 | FALSE | Currently in Use | Diesel | 4000 | Composite | 2005-08-10 |  | Fiberglass Reinforced Plastic | Pressurized
OCONEE PLAZE AUTO | 2041 HOG MOUNTAIN RD | WATKINSVILLE | Oconee | 9147050 | 1 |  | 1998-09-30 |  | 1998-09-30 |  | Removed from Ground | Gas (Historical Use) | 8000 | Steel-Impressed Current | 1987-01-01 | 2004-12-09 | Cathodically Protected | Safe Suction (Euro)
OCONEE COUNTY HIGH SCHOOL | MARS HILL-BOGART RD | WATKINSVILLE | Oconee | 1080009 | 1 | [5 empty] | Removed from Ground | Gas (Historical Use) | 10000 | Bare Steel | 1976-02-21 | 1991-08-21 | Galvanized Steel
GOLDEN PANTRY #34 | 2090 HOG MOUNTAIN RD | WATKINSVILLE | Oconee | 1080014 | 2 | [5 empty] | Removed from Ground | Gas (Historical Use) | 10000 | Bare Steel | 1975-04-20 | 1995-06-05 | Galvanized Steel | Pressurized
T'S CORNER/H R THOMAS GROCERY | 4500 MONROE HWY/4500 ATLANTA HWY | WATKINSVILLE | Oconee | 1080025 | 8B |  | 1995-12-01 | FALSE | 1995-12-01 | FALSE | Temporarily out of use | Kerosene | 2000 | Fiberglass | 1995-12-01 |  | Fiberglass Reinforced Plastic | Pressurized
RITE PRICE GROCERY/FORMER FINA | 4300 HWY 53 | WATKINSVILLE | Oconee | 9108010 | 7 | [5 empty] | Removed from Ground | Gas (Historical Use) | 1000 | Bare Steel | 1960-01-01 | 1995-08-16 | Bare Steel | Suction (American)
RITE PRICE GROCERY/FORMER FINA | 4300 HWY 53 | WATKINSVILLE | Oconee | 9108010 | 5 | [5 empty] | Removed from Ground | Gas (Historical Use) | 1000 | Not Marked/Unknown | 1995-08-16 | 1995-08-16 | Unknown
RaceTrac #51 - Watkinsville | 7921 MACON HWY | WATKINSVILLE | Oconee | 9108030 | 3 | Overfill Alarm | 2000-09-01 | FALSE | 2000-09-01 | FALSE | Currently in Use | Premium | 12000 | Composite Double Walled | 2000-09-01 |  | Double-Walled Fiberglass | Pressurized
AMERICAN LINEN SUPPLY CO | 1081 EXPERIMENT STATION RD/RT 53 | WATKINSVILLE | Oconee | 1080001 | 2 | [5 empty] | Removed from Ground | Gas (Historical Use) | 10000 | Bare Steel | 1974-01-19 | 1986-10-01 | Galvanized Steel
WALTON EMC | US HWY 441 N | WATKINSVILLE | Oconee | 1080012 | 2 |  | 1989-08-01 |  | 1989-08-01 |  | Removed from Ground | Diesel | 4000 | Double Walled | 1999-06-01 | 1999-06-01 | Fiberglass Reinforced Plastic | Pressurized
OCONEE COUNTY BD OF EDUCATION | SCHOOL ST/PO BOX 146 | WATKINSVILLE | Oconee | 1080008 | 2 | [5 empty] | Removed from Ground | Diesel | 500 | Bare Steel | 1956-02-26 | 1998-11-01 | Unknown
FORMER GOLDEN PANTRY #4 | 27 Greensboro Highway aka SR 15 | WATKINSVILLE | Oconee | 1080017 | 3 |  | 1998-10-27 |  | 1998-10-27 |  | Removed from Ground | Gas (Historical Use) | 10000 | Steel-Impressed Current | 1978-04-19 | 1999-07-01 | Cathodically Protected
CLIPPER #26 | 2051 EXPERIMENT STATION RD | WATKINSVILLE | Oconee | 9108023 | 4A | Ball Float | 1998-04-01 | FALSE | 1998-04-01 | FALSE | Currently in Use | Diesel | 6000 | Epoxy | 1998-04-01 |  | Double-Walled Flex | Pressurized
GOLDEN PANTRY #4 | 31 GREENSBORO HWY | WATKINSVILLE | Oconee | 9108028 | 2 |  | 1999-06-01 |  | 1999-06-01 |  | Currently in Use | Gas (Historical Use) | 10000 | Double Walled | 1999-06-01 |  | Double-Walled Fiberglass | Pressurized
SUWANEE EXPRESS INC DBA ATHENS SHELL | 1211 JENNINGS MILL PKWY | ATHENS | Oconee | 9108021 | 3 | Ball Float | 2007-09-01 | FALSE | 2007-09-01 | FALSE | Currently in Use | Diesel | 10000 | Composite | 2007-09-01 |  | Fiberglass Reinforced Plastic | Pressurized
FRESH FOOD MART | 42 GREENSBORO HWY | WATKINSVILLE | Oconee | 10000805 | 3 DIESEL |  | 2003-12-01 | FALSE | 2003-12-01 | FALSE | Currently in Use | Diesel | 4000 | Epoxy | 2003-11-01 |  | Double-Walled Flex | Pressurized
FAST PHILS | 3351 MACON HWY | WATKINSVILLE | Oconee | 10000997 | 1 |  | 2005-10-15 | FALSE | 2005-10-15 | FALSE | Currently in Use | Regular | 12000 | Composite | 2005-08-10 |  | Fiberglass Reinforced Plastic | Pressurized
OCONEE PLAZE AUTO | 2041 HOG MOUNTAIN RD | WATKINSVILLE | Oconee | 9147050 | 3 |  | 1998-09-30 |  | 1998-09-30 |  | Removed from Ground | Diesel | 6000 | Steel-Impressed Current | 1987-01-01 | 2004-12-09 | Cathodically Protected | Safe Suction (Euro)
BELLSOUTH-WTKNGA-RB815 | 8 SIMONTON BRIDGE RD | WATKINSVILLE | Oconee | 10000402 | 1 | Flapper Valve | 2003-06-01 | FALSE | 2003-06-01 | FALSE | Currently in Use | Diesel | 3000 | Fiberglass Double Walled | 2003-06-01 |  | Double-Walled Fiberglass | Suction (American)
GOLDEN PANTRY #34 | 2090 HOG MOUNTAIN RD | WATKINSVILLE | Oconee | 1080014 | 3 | [5 empty] | Removed from Ground | Gas (Historical Use) | 10000 | Cathodically Protected Steel | 1985-04-17 | 1995-06-05 | Galvanized Steel | Pressurized
GOLDEN PANTRY #64 | 56 US HWY 441 | WATKINSVILLE | Oconee | 1080020 | 1 | [5 empty] | Removed from Ground | Gas (Historical Use) | 10000 | Bare Steel | 1981-04-18 | 1999-04-01 | Galvanized Steel | Pressurized
FRESH FOOD MART | 42 GREENSBORO HWY | WATKINSVILLE | Oconee | 10000805 | 4 KERO |  | 2003-12-01 | FALSE | 2003-12-01 | FALSE | Currently in Use | Kerosene | 2000 | Epoxy | 2003-11-01 |  | Double-Walled Flex | Safe Suction (Euro)
POPS VINYL TOPS INC | HWY 15 SOUTH AT POPS DR | WATKINSVILLE | Oconee | 1080030 | 1 | [5 empty] | Removed from Ground | Gas (Historical Use) | 1000 | Bare Steel | 1983-03-29 | 1995-09-18 | Galvanized Steel
GOLDEN PANTRY #34 | 1010 MARS HILL RD | WATKINSVILLE | Oconee | 9108020 | 1 |  | 1995-03-02 |  | 1995-03-02 |  | Currently in Use | Gas (Historical Use) | 10000 | Double Walled | 1995-03-02 |  | Fiberglass Reinforced Plastic | Pressurized
FLAT ROCK GROCERY | FLAT ROCK RD | WATKINSVILLE | Oconee | 1080004 | 1 | [5 empty] | Removed from Ground | Gas (Historical Use) | 500 | Bare Steel | 1971-02-22 | 1899-12-31 | Galvanized Steel
OCONEE WELL DRILLERS | 1331 GREENSBORO HWY | WATKINSVILLE | Oconee | 1080026 | 3 | [5 empty] | Removed from Ground | Diesel | 560 | Bare Steel | 1966-04-27 | 1987-12-01 | Galvanized Steel
GOLDEN PANTRY #34 | 1010 MARS HILL RD | WATKINSVILLE | Oconee | 9108020 | 4 |  | 1995-03-02 |  | 1995-03-02 |  | Currently in Use | Diesel | 4000 | Double Walled | 1995-03-02 |  | Fiberglass Reinforced Plastic | Pressurized
RAYS CORNER | 1002 HOG MTN RD | WATKINSVILLE | Oconee | 9108006 | 2 | [5 empty] | Removed from Ground | Other | 3008 | Marked Unknown | 1993-07-07 | 1993-07-07 | Not Marked | Pressurized
FIRST CHRISTIAN CHURCH INC | 7482 MACON HWY | WATKINSVILLE | Oconee | 9108002 | 4 |  |  | TRUE | 1997-08-21 | TRUE | Removed from Ground | Used Oil | 550 | Cathodically Protected Steel | 1966-01-01 | 2000-10-05 | Cathodically Protected
OCONEE COUNTY UTILITY DEPARTMENT | 1100 DURHAMS MILL WAY | WATKINSVILLE | Oconee | 9108001 | 2 |  | 1999-09-01 | FALSE | 1999-09-01 | FALSE | Removed from Ground | Diesel | 110 | Galvanic (STIP-3) | 1987-01-01 | 2005-12-06 | Copper | Safe Suction (Euro)
GOLDEN PANTRY #34 | 1010 MARS HILL RD | WATKINSVILLE | Oconee | 9108020 | 2 |  | 1995-03-02 |  | 1995-03-02 |  | Currently in Use | Gas (Historical Use) | 10000 | Double Walled | 1995-03-02 |  | Fiberglass Reinforced Plastic | Pressurized
RAYS CORNER | 1002 HOG MTN RD | WATKINSVILLE | Oconee | 9108006 | 1 | [5 empty] | Removed from Ground | Other | 3008 | Marked Unknown | 1993-07-07 | 1993-07-07 | Not Marked | Pressurized
GOLDEN PANTRY #4 | 31 GREENSBORO HWY | WATKINSVILLE | Oconee | 9108028 | 3 |  | 1999-06-01 |  | 1999-06-01 |  | Currently in Use | Gas (Historical Use) | 10000 | Double Walled | 1999-06-01 |  | Double-Walled Fiberglass | Pressurized
RaceTrac #51 - Watkinsville | 7921 MACON HWY | WATKINSVILLE | Oconee | 9108030 | 1 | Overfill Alarm | 2000-09-01 | FALSE | 2000-09-01 | FALSE | Currently in Use | Regular | 20000 | Composite Double Walled | 2000-09-01 |  | Double-Walled Fiberglass | Pressurized
OCONEE COUNTY INTERMEDIATE SCHOO | COLHAM FERRY RD | WATKINSVILLE | Oconee | 1080010 | 1 | [5 empty] | Closed in Ground | Diesel | 4000 | Bare Steel | 1957-02-25 | 1998-03-01 | Unknown
OCONEE COUNTY HIGH SCHOOL | MARS HILL-BOGART RD | WATKINSVILLE | Oconee | 1080009 | 2 | [5 empty] | Removed from Ground | Other | 4000 | Bare Steel | 1957-02-25 | 1991-08-01 | Unknown
GOLDEN PANTRY #34 | 2090 HOG MOUNTAIN RD | WATKINSVILLE | Oconee | 1080014 | 4 | [5 empty] | Removed from Ground | Kerosene | 1000 | Bare Steel | 1985-04-17 | 1995-06-05 | Galvanized Steel | Suction (American)
OCONEE PLAZE AUTO | 2041 HOG MOUNTAIN RD | WATKINSVILLE | Oconee | 9147050 | 2 |  | 1998-09-30 |  | 1998-09-30 |  | Removed from Ground | Gas (Historical Use) | 6000 | Steel-Impressed Current | 1987-01-01 | 2004-12-09 | Cathodically Protected | Safe Suction (Euro)
GA DOT 10133/WATKINSVILLE MAINT | 1170 INDUSTRIAL DR | WATKINSVILLE | Oconee | 1080048 | 133D1 | [5 empty] | Removed from Ground | Diesel | 2000 | Cathodically Protected Steel | 1986-01-01 | 2004-01-09 | Galvanized Steel | Suction (American)
CROWLEYS AMOCO | US HWY 441 & GA HWY 53/MAIN ST | WATKINSVILLE | Oconee | 1080003 | 3 | [5 empty] | Removed from Ground | Gas (Historical Use) | 3000 | Bare Steel | 1971-02-22 | 1899-12-31 | Galvanized Steel
OCONEE COUNTY HIGH SCHOOL | MARS HILL-BOGART RD | WATKINSVILLE | Oconee | 1080009 | 3 | [5 empty] | Removed from Ground | Diesel | 2500 | Bare Steel | 1964-02-24 | 1991-08-01 | Unknown
GOLDEN PANTRY #64 | 56 US HWY 441 | WATKINSVILLE | Oconee | 1080020 | 2 | [5 empty] | Removed from Ground | Gas (Historical Use) | 10000 | Bare Steel | 1981-04-18 | 1999-04-01 | Galvanized Steel | Pressurized
T'S CORNER/H R THOMAS GROCERY | 4500 MONROE HWY/4500 ATLANTA HWY | WATKINSVILLE | Oconee | 1080025 | 4 |  |  | FALSE |  | FALSE | Removed from Ground | Diesel | 1000 | Bare Steel | 1984-04-22 | 1994-01-04 | Galvanized Steel | Safe Suction (Euro)
T'S CORNER/H R THOMAS GROCERY | 4500 MONROE HWY/4500 ATLANTA HWY | WATKINSVILLE | Oconee | 1080025 | 1 |  |  | FALSE |  | FALSE | Removed from Ground | Gas (Historical Use) | 1000 | Bare Steel | 1956-04-29 | 1994-01-04 | Galvanized Steel | Safe Suction (Euro)
OCONEE FAST MART | 1961 HOG MOUNTAIN RD | WATKINSVILLE | Oconee | 9108022 | 3 | Flapper Valve | 1997-01-28 | FALSE | 1997-01-28 | FALSE | Currently in Use | Diesel | 2000 | Fiberglass | 1997-01-21 |  | Double-Walled Flex | Safe Suction (Euro)
FRESH FOOD MART | 42 GREENSBORO HWY | WATKINSVILLE | Oconee | 10000805 | 1 RUL |  | 2003-12-01 | FALSE | 2003-12-01 | FALSE | Currently in Use | Regular | 12000 | Epoxy | 2003-11-01 |  | Double-Walled Flex | Pressurized
CROWLEYS AMOCO | US HWY 441 & GA HWY 53/MAIN ST | WATKINSVILLE | Oconee | 1080003 | 4 | [5 empty] | Removed from Ground | Diesel | 3000 | Bare Steel | 1971-02-22 | 1899-12-31 | Galvanized Steel
WALTON EMC | US HWY 441 N | WATKINSVILLE | Oconee | 1080012 | 1 |  | 1989-08-01 |  | 1989-08-01 |  | Removed from Ground | Gas (Historical Use) | 6000 | Double Walled | 1999-06-01 | 1999-06-01 | Fiberglass Reinforced Plastic | Pressurized
WALTON EMC | US HWY 441 N | WATKINSVILLE | Oconee | 1080012 | 14 | [5 empty] | Removed from Ground | Gas (Historical Use) | 3000 | Bare Steel | 1970-03-07 | 1989-08-01 | Unknown
OCONEE COUNTY BD OF EDUCATION | SCHOOL ST/PO BOX 146 | WATKINSVILLE | Oconee | 1080008 | 1 | [5 empty] | Removed from Ground | Gas (Historical Use) | 10000 | Bare Steel | 1979-02-20 | 1998-11-01 | Galvanized Steel
FORMER GOLDEN PANTRY #4 | 27 Greensboro Highway aka SR 15 | WATKINSVILLE | Oconee | 1080017 | 2 |  | 1998-10-27 |  | 1998-10-27 |  | Removed from Ground | Gas (Historical Use) | 10000 | Steel-Impressed Current | 1978-04-19 | 1999-07-01 | Cathodically Protected
SMITH SETZER & SONS OF GA INC | 1180 GREENSBORO HWY | WATKINSVILLE | Oconee | 9108014 | 1 | [5 empty] | Removed from Ground | Diesel | 10000 | Bare Steel | 1981-05-01 | 1998-09-01 | Bare Steel | Safe Suction (Euro)
J&B FOOD MART | 1461 GREENSBORO HWY | WATKINSVILLE | Oconee | 9108025 | 4 |  | 1989-07-01 | FALSE | 1989-07-01 | FALSE | Currently in Use | Diesel Off Road | 2000 |  | 1989-07-01 |  | Fiberglass Reinforced Plastic | Suction (American)
J&B FOOD MART | 1461 GREENSBORO HWY | WATKINSVILLE | Oconee | 9108025 | 5 |  | 1989-07-01 | FALSE | 1989-07-01 | FALSE | Currently in Use | Premium | 6000 |  | 1989-07-01 |  | Fiberglass Reinforced Plastic | Pressurized
BISHOP BP | 5300 MACON HWY | BISHOP | Oconee | 1080013 | 1 | Flapper Valve | 1998-12-07 | FALSE | 1998-12-07 | FALSE | Currently in Use | Regular | 10000 | Steel-Impressed Current | 1985-03-07 |  | Fiberglass Reinforced Plastic | Pressurized
GOLDEN PANTRY #77 | 4791 MACON HWY | BISHOP | Oconee | 1080050 | 4 | [5 empty] | Removed from Ground | Diesel | 6000 | Bare Steel | 1982-01-01 | 1996-03-05 | Galvanized Steel | Pressurized
AL MANN SERVICE STATION | US HWY 441 @ PRICE MILL RD | BISHOP | Oconee | 1080035 | 2 | [5 empty] | Removed from Ground | Empty | 550 | Bare Steel | 1956-05-15 | 1991-03-06 | Galvanized Steel
LANE CREEK GOLF CLUB | 1201 CLUB DR | BISHOP | Oconee | 9108016 | 1 | Flapper Valve | 1992-11-01 | FALSE | 1992-11-01 | FALSE | Currently in Use | Regular | 1000 | Epoxy | 1992-01-01 |  | Fiberglass Reinforced Plastic | Suction (American)
OCONEE BUS SHOP | 1421 Rays Church Road | BISHOP | Oconee | 9108026 | 2 | Flapper Valve | 1998-06-01 | FALSE | 1998-06-01 | FALSE | Currently in Use | Diesel | 10000 | Composite | 1998-06-01 |  | Fiberglass Reinforced Plastic | Safe Suction (Euro)
RITE PRICE GROCERY/FORMER FINA | 4300 HWY 53 | WATKINSVILLE | Oconee | 9108010 | 1 | [5 empty] | Removed from Ground | Gas (Historical Use) | 10000 | Not Marked/Unknown | 1995-08-16 | 1995-08-16 | Unknown
OLD OCONEE CO SHERIFFS DEPT | 23 WATER ST | WATKINSVILLE | Oconee | 9108009 | 1 | [5 empty] | Removed from Ground | Gas (Historical Use) | 560 | Bare Steel | 1978-05-10 | 1984-01-01 | Galvanized Steel
FLAT ROCK GROCERY | FLAT ROCK RD | WATKINSVILLE | Oconee | 1080004 | 2 | [5 empty] | Removed from Ground | Gas (Historical Use) | 500 | Bare Steel | 1971-02-22 | 1899-12-31 | Galvanized Steel
GOLDEN PANTRY #15 | 2241 MARS HILL RD | WATKINSVILLE | Oconee | 1080015 | 2 |  | 1991-02-01 |  | 1991-02-01 |  | Removed from Ground | Gas (Historical Use) | 10000 | Cathodically Protected Steel | 1979-04-19 | 2013-02-21 | Fiberglass Reinforced Plastic | Pressurized
FIRST CHRISTIAN CHURCH INC | 7482 MACON HWY | WATKINSVILLE | Oconee | 9108002 | 3 |  | 1997-08-21 |  | 1997-08-21 |  | Removed from Ground | Gas (Historical Use) | 4000 | Cathodically Protected Steel | 1988-12-01 | 2000-10-05 | Cathodically Protected | Suction (American)
GOLDEN PANTRY #34 | 1010 MARS HILL RD | WATKINSVILLE | Oconee | 9108020 | 3 |  | 1995-03-02 |  | 1995-03-02 |  | Currently in Use | Gas (Historical Use) | 10000 | Double Walled | 1995-03-02 |  | Fiberglass Reinforced Plastic | Pressurized
OCONEE COUNTY ROAD DEPT | 1150 INDUSTRIAL DR | WATKINSVILLE | Oconee | 9108013 | 1 | Flapper Valve | 1995-04-01 | FALSE | 1995-04-01 | FALSE | Currently in Use | Regular | 10000 | Galvanic (STIP-3) | 1987-03-13
RITE PRICE GROCERY/FORMER FINA | 4300 HWY 53 | WATKINSVILLE | Oconee | 9108010 | 2 | [5 empty] | Removed from Ground | Gas (Historical Use) | 10000 | Not Marked/Unknown | 1995-08-16 | 1995-08-16 | Unknown
CLIPPER #26 | 2051 EXPERIMENT STATION RD | WATKINSVILLE | Oconee | 9108023 | 2 | Ball Float | 1998-04-01 | FALSE | 1998-04-01 | FALSE | Currently in Use | Gas (Historical Use) | 10000 | Epoxy | 1998-04-01 |  | Double-Walled Flex | Pressurized
MURPHY USA #6788 | 1031 JORDAN DR | ATHENS | Oconee | 10000043 | 1 | Flapper Valve | 2002-04-26 | FALSE | 2002-04-26 | FALSE | Currently in Use | Regular | 20000 | Fiberglass Double Walled | 2002-04-26 |  | Double-Walled Flex | Pressurized
BISHOP BP | 5300 MACON HWY | BISHOP | Oconee | 1080013 | 3 | Flapper Valve | 1998-12-07 | FALSE | 1998-12-07 | FALSE | Currently in Use | Premium | 10000 | Steel-Impressed Current | 1985-03-07 |  | Fiberglass Reinforced Plastic | Pressurized
JP BOGART | 2430 Monroe Hwy | BOGART | Oconee | 1080042 | 11A | Flapper Valve | 2022-10-14 | FALSE | 2022-10-14 | FALSE | Currently in Use | Premium | 10000 | Composite Double Walled | 2022-10-14 |  | Double-Walled Fiberglass | Pressurized
JP BOGART | 2430 Monroe Hwy | BOGART | Oconee | 1080042 | 11C | Flapper Valve | 2022-10-14 | FALSE | 2022-10-14 | FALSE | Currently in Use | Diesel On Road | 5000 | Composite Double Walled | 2022-10-14 |  | Double-Walled Fiberglass | Pressurized
CROWLEYS AMOCO | US HWY 441 & GA HWY 53/MAIN ST | WATKINSVILLE | Oconee | 1080003 | 2 | [5 empty] | Removed from Ground | Gas (Historical Use) | 2000 | Bare Steel | 1971-02-22 | 1899-12-31 | Galvanized Steel
GOLDEN PANTRY #64 | 56 US HWY 441 | WATKINSVILLE | Oconee | 1080020 | 3 | [5 empty] | Removed from Ground | Gas (Historical Use) | 10000 | Bare Steel | 1981-04-18 | 1999-04-01 | Galvanized Steel | Pressurized
T'S CORNER/H R THOMAS GROCERY | 4500 MONROE HWY/4500 ATLANTA HWY | WATKINSVILLE | Oconee | 1080025 | 6 |  |  | FALSE |  | FALSE | Removed from Ground | Gas (Historical Use) | 1000 | Bare Steel | 1930-01-01 | 1994-03-16 | Galvanized Steel
OCONEE FAST MART | 1961 HOG MOUNTAIN RD | WATKINSVILLE | Oconee | 9108022 | 2 | Ball Float | 1997-01-28 | FALSE | 1997-01-28 | FALSE | Currently in Use | Premium | 10000 | Fiberglass | 1997-01-21 |  | Double-Walled Flex | Pressurized
AOA LLC | 8851 MACON HWY | ATHENS | Oconee | 1080019 | 3 |  | 1998-10-23 |  | 1998-10-23 |  | Removed from Ground | Gas (Historical Use) | 10000 | Steel-Impressed Current | 1979-04-19 | 2014-10-01 | Cathodically Protected | Pressurized
QUIKTRIP #819 | 1240 OCONEE CONNECTOR | ATHENS | Oconee | 10001853 | 3 | Flapper Valve | 2010-03-01 | FALSE | 2010-03-01 | FALSE | Currently in Use | Diesel | 12000 | Fiberglass Double Walled | 2010-01-01 |  | Double-Walled Fiberglass | Pressurized
JP BOGART | 2430 Monroe Hwy | BOGART | Oconee | 1080042 | 11B | Flapper Valve | 2022-10-14 | FALSE | 2022-10-14 | FALSE | Currently in Use | E-0 | 5000 | Composite Double Walled | 2022-10-14 |  | Double-Walled Fiberglass | Pressurized
STRIPLINGS GENERAL STORE | 4501 MONROE HWY | BOGART | Oconee | 10002155 | 2 |  | 2012-08-01 | FALSE | 2012-08-01 | FALSE | Currently in Use | Premium | 4000 | Tank Jacket | 2012-08-01 |  | Double-Walled Fiberglass | Pressurized
GOLDEN PANTRY #15 | 2241 MARS HILL RD | WATKINSVILLE | Oconee | 1080015 | 3 |  | 1991-02-01 |  | 1991-02-01 |  | Removed from Ground | Gas (Historical Use) | 10000 | Cathodically Protected Steel | 1979-04-19 | 2013-02-21 | Fiberglass Reinforced Plastic | Pressurized
GOLDEN PANTRY #34 | 2090 HOG MOUNTAIN RD | WATKINSVILLE | Oconee | 1080014 | 1 | [5 empty] | Removed from Ground | Gas (Historical Use) | 10000 | Bare Steel | 1975-04-20 | 1995-06-05 | Galvanized Steel | Pressurized
T'S CORNER/H R THOMAS GROCERY | 4500 MONROE HWY/4500 ATLANTA HWY | WATKINSVILLE | Oconee | 1080025 | 5 |  |  | FALSE |  | FALSE | Removed from Ground | Gas (Historical Use) | 1000 | Bare Steel | 1930-01-01 | 1994-03-16 | Galvanized Steel | Safe Suction (Euro)
KROGER #435 | 2175 OCONEE CONNECTOR | ATHENS | Oconee | 10002357 | 2A | Ball Float | 2014-06-10 | FALSE | 2014-06-10 | FALSE | Currently in Use | Diesel | 10000 | Fiberglass Double Walled | 2014-05-08 |  | Double-Walled Fiberglass | Pressurized
GOLDEN PANTRY #77 | 5171 Macon Hwy | BISHOP | Oconee | 9108019 | 2 | Flapper Valve | 1995-09-27 | FALSE | 1995-09-27 | FALSE | Currently in Use | Plus | 10000 | Fiberglass Double Walled | 1995-09-27 |  | Double-Walled Fiberglass | Pressurized
ATHENS BUILDERS SUPPLY | 120 BEN BARTON RD | BOGART | Oconee | 9108005 | 1 | [5 empty] | Removed from Ground | Gas (Historical Use) | 1000 | Bare Steel | 1984-01-01 | 1899-12-31 | Galvanized Steel
FORMERLY DANIELS GROCERY | HWY 29 | BOGART | Oconee | 1080039 | 3 | [5 empty] | Removed from Ground | Gas (Historical Use) | 550 | Bare Steel | 1956-05-14 | 1899-12-31 | Galvanized Steel
J SWANTON IVY REALTY | 8660 MACON HWY/US HWY 441 | ATHENS | Oconee | 9029043 | 2 |  |  | FALSE |  | FALSE | Removed from Ground | Not Marked/Tank Removed | 500 | Unknown | 1992-01-01 | 1992-01-01 | Unknown
AOA LLC | 8851 MACON HWY | ATHENS | Oconee | 1080019 | 1 |  | 1998-10-23 |  | 1998-10-23 |  | Removed from Ground | Gas (Historical Use) | 10000 | Steel-Impressed Current | 1979-04-19 | 2014-10-01 | Cathodically Protected | Pressurized
OCONEE BUS SHOP | 1421 Rays Church Road | BISHOP | Oconee | 9108026 | 1 | Flapper Valve | 1998-06-01 | FALSE | 1998-06-01 | FALSE | Currently in Use | Diesel | 10000 | Composite | 1998-06-01 |  | Fiberglass Reinforced Plastic | Safe Suction (Euro)
FORMERLY DANIELS GROCERY | HWY 29 | BOGART | Oconee | 1080039 | 1 | [5 empty] | Removed from Ground | Gas (Historical Use) | 1000 | Bare Steel | 1970-05-11 | 1899-12-31 | Galvanized Steel
STRIPLINGS GENERAL STORE | 4501 MONROE HWY | BOGART | Oconee | 10002155 | 1 | Flapper Valve | 2012-08-01 | FALSE | 2012-08-01 | FALSE | Currently in Use | Regular | 12000 | Tank Jacket | 2012-08-01 |  | Double-Walled Fiberglass | Pressurized
KROGER #435 | 2175 OCONEE CONNECTOR | ATHENS | Oconee | 10002357 | 1 | Ball Float | 2014-06-10 | FALSE | 2014-06-10 | FALSE | Currently in Use | Gas (Historical Use) | 20000 | Fiberglass Double Walled | 2014-05-08 |  | Double-Walled Fiberglass | Pressurized
KROGER #435 | 2175 OCONEE CONNECTOR | ATHENS | Oconee | 10002357 | 2B | Ball Float | 2014-06-10 | FALSE | 2014-06-10 | FALSE | Currently in Use | Gas (Historical Use) | 8000 | Fiberglass Double Walled | 2014-05-08 |  | Double-Walled Fiberglass | Pressurized
GOLDEN PANTRY #77 | 5171 Macon Hwy | BISHOP | Oconee | 9108019 | 1 | Flapper Valve | 1995-09-27 | FALSE | 1995-09-27 | FALSE | Currently in Use | Regular | 10000 | Fiberglass Double Walled | 1995-09-27 |  | Double-Walled Fiberglass | Pressurized
JP BOGART | 2430 Monroe Hwy | BOGART | Oconee | 1080042 | 8 |  | 1994-08-31 | FALSE | 1994-08-31 | FALSE | Removed from Ground | Kerosene | 4000 | Galvanic (STIP-3) | 1994-08-30 |  | Fiberglass Reinforced Plastic | Pressurized
JP BOGART | 2430 Monroe Hwy | BOGART | Oconee | 1080042 | 2 |  |  | FALSE |  | FALSE | Removed from Ground | Gas (Historical Use) | 3000 | Bare Steel | 1973-01-04 | 1986-09-01 | Galvanized Steel
T'S CORNER/H R THOMAS GROCERY | 4500 MONROE HWY/4500 ATLANTA HWY | WATKINSVILLE | Oconee | 1080025 | 3 |  |  | FALSE |  | FALSE | Removed from Ground | Gas (Historical Use) | 1000 | Bare Steel | 1956-04-29 | 1994-01-04 | Galvanized Steel | Safe Suction (Euro)
OCONEE WELL DRILLERS | 1331 GREENSBORO HWY | WATKINSVILLE | Oconee | 1080026 | 6 | Flapper Valve | 1995-06-03 | FALSE | 1995-06-03 | FALSE | Currently in Use | Diesel On Road | 2000 | Composite | 1995-06-03 |  | Double-Walled Fiberglass | Safe Suction (Euro)
AL MANN SERVICE STATION | US HWY 441 @ PRICE MILL RD | BISHOP | Oconee | 1080035 | 1 | [5 empty] | Removed from Ground | Empty | 550 | Bare Steel | 1956-05-15 | 1991-03-06 | Galvanized Steel
ATHENS BUILDERS SUPPLY | 120 BEN BARTON RD | BOGART | Oconee | 9108005 | 2 | [5 empty] | Removed from Ground | Diesel | 2000 | Bare Steel | 1977-01-01 | 1899-12-31 | Galvanized Steel
FORMERLY DANIELS GROCERY | HWY 29 | BOGART | Oconee | 1080039 | 4 | [5 empty] | Removed from Ground | Gas (Historical Use) | 550 | Bare Steel | 1956-05-14 | 1899-12-31 | Galvanized Steel
FORMERLY DANIELS GROCERY | HWY 29 | BOGART | Oconee | 1080039 | 5 | [5 empty] | Removed from Ground | Kerosene | 280 | Bare Steel | 1956-05-14 | 1899-12-31 | Galvanized Steel
BOGART FOOD MART | 1311 ATLANTA HWY | BOGART | Oconee | 1080018 | 3 |  | 1998-10-30 | FALSE | 1998-10-30 | FALSE | Currently in Use | Diesel | 10000 | Steel-Impressed Current | 1982-04-18 |  |  | Pressurized
RaceTrac #588 - Mars Hill | 2403 MONROE HWY | BOGART | Oconee | 10002115 | 3 | Overfill Alarm | 2012-06-18 | FALSE | 2012-06-18 | FALSE | Currently in Use | Diesel | 12000 | Composite Double Walled | 2012-06-18 |  | Double-Walled Fiberglass | Pressurized
AMERICAN LINEN SUPPLY CO | 1081 EXPERIMENT STATION RD/RT 53 | WATKINSVILLE | Oconee | 1080001 | 3 | [5 empty] | Removed from Ground | Empty | 10000 | Marked Unknown | 1987-01-01 | 1899-12-31 | Cathodically Protected
T'S CORNER/H R THOMAS GROCERY | 4500 MONROE HWY/4500 ATLANTA HWY | WATKINSVILLE | Oconee | 1080025 | 7A | Flapper Valve | 1995-12-01 | FALSE | 1995-12-01 | FALSE | Currently in Use | Regular | 9000 | Fiberglass | 1995-12-01 |  | Fiberglass Reinforced Plastic | Pressurized
FAST PHILS | 3351 MACON HWY | WATKINSVILLE | Oconee | 10000997 | 2 |  | 2005-10-15 | FALSE | 2005-10-15 | FALSE | Currently in Use | Premium | 8000 | Composite | 2005-10-15 |  | Fiberglass Reinforced Plastic | Pressurized
OLD OCONEE COUNTY RD DEPT | 1110 EXPERIMENT STATION ROAD | WATKINSVILLE | Oconee | 1080045 | 2 | [5 empty] | Permanently Out of Use - historical purposes | Diesel | 550 | Bare Steel | 1966-05-13 | 1899-12-31 | Galvanized Steel
T'S CORNER/H R THOMAS GROCERY | 4500 MONROE HWY/4500 ATLANTA HWY | WATKINSVILLE | Oconee | 1080025 | 2 |  |  | FALSE |  | FALSE | Removed from Ground | Gas (Historical Use) | 2000 | Bare Steel | 1981-04-23 | 1994-01-04 | Galvanized Steel | Safe Suction (Euro)
FRANK HAILEY | 2071 EPPS BRIDGE RD | ATHENS | Oconee | 9108029 | 1 | [5 empty] | Removed from Ground | Gas (Historical Use) | 100 | Bare Steel | 2000-05-27 | 2000-05-27 | Galvanized Steel | Suction (American)
ATHENS ACADEMY | 1281 SPARTAN LN | ATHENS | Oconee | 1080002 | 4 | Flapper Valve | 1988-08-25 | FALSE | 1988-08-25 | FALSE | Currently in Use | Diesel | 3000 | Galvanic (STIP-3) | 1988-08-25 |  | Steel (Impressed Current) | Suction (American)
ATHENS ACADEMY | 1281 SPARTAN LN | ATHENS | Oconee | 1080002 | 1 |  |  | FALSE |  | FALSE | Removed from Ground | Gas (Historical Use) | 2000 |  | 1974-04-03 | 1988-07-01
MURPHY USA #6788 | 1031 JORDAN DR | ATHENS | Oconee | 10000043 | 2B | Flapper Valve | 2002-04-26 | FALSE | 2002-04-26 | FALSE | Currently in Use | Premium | 8000 | Fiberglass Double Walled | 2002-04-23 |  | Double-Walled Flex | Pressurized
GOLDEN PANTRY #77 | 4791 MACON HWY | BISHOP | Oconee | 1080050 | 3 | [5 empty] | Removed from Ground | Gas (Historical Use) | 6000 | Bare Steel | 1982-01-01 | 1996-03-05 | Galvanized Steel | Pressurized
GOLDEN PANTRY #77 | 5171 Macon Hwy | BISHOP | Oconee | 9108019 | 4 | Flapper Valve | 1995-09-27 | FALSE | 1995-09-27 | FALSE | Currently in Use | Diesel | 4000 | Fiberglass Double Walled | 1995-09-27 |  | Double-Walled Fiberglass | Pressurized
GOLDEN PANTRY #77 | 5171 Macon Hwy | BISHOP | Oconee | 9108019 | 5 |  | 1995-09-27 | FALSE | 1995-09-27 | FALSE | Currently in Use | Diesel | 10000 | Fiberglass Double Walled | 1995-09-27 |  | Double-Walled Fiberglass | Pressurized
RON YOUNG | 1433 ATLANTA HWY | BOGART | Oconee | 1080036 | 1 | [5 empty] | Permanently Out of Use - historical purposes | Gas (Historical Use) | 1000 | Bare Steel | 1981-05-09 | 1899-12-31 | Galvanized Steel | Suction (American)
GA DOT 10191 | US HWY 441 SOUTH OF ATHENS | WATKINSVILLE | Oconee | 1080031 | 1 | [5 empty] | Removed from Ground | Gas (Historical Use) | 1000 | Bare Steel | 1985-04-29 | 1987-01-01 | Galvanized Steel
J&B FOOD MART | 1461 GREENSBORO HWY | WATKINSVILLE | Oconee | 9108025 | 2 |  | 1989-07-01 | FALSE | 1989-07-01 | FALSE | Currently in Use | Regular | 6000 |  | 1989-07-01 |  | Fiberglass Reinforced Plastic | Suction (American)
SUWANEE EXPRESS INC DBA ATHENS SHELL | 1211 JENNINGS MILL PKWY | ATHENS | Oconee | 9108021 | 2 | Ball Float | 1997-01-01 | FALSE | 1997-01-01 | FALSE | Currently in Use | Premium | 10000 | Composite | 1997-01-01 |  | Fiberglass Reinforced Plastic | Pressurized
QUIKTRIP #819 | 1240 OCONEE CONNECTOR | ATHENS | Oconee | 10001853 | 4 | Flapper Valve | 2010-03-01 | FALSE | 2010-03-01 | FALSE | Currently in Use | Premium | 8000 | Fiberglass Double Walled | 2010-01-01 |  | Double-Walled Fiberglass | Pressurized
GOLDEN PANTRY #77 | 4791 MACON HWY | BISHOP | Oconee | 1080050 | 2 | [5 empty] | Removed from Ground | Gas (Historical Use) | 8000 | Bare Steel | 1982-01-01 | 1996-03-05 | Galvanized Steel | Pressurized
RaceTrac #285 - Athens | 3790 Atlanta Hwy | BOGART | Oconee | 290171 | 1 |  | 1988-01-01 | FALSE | 1988-01-01 | FALSE | Removed from Ground | Gas (Historical Use) | 12000 | Steel-Impressed Current | 1981-05-09 | 2000-04-01 | Fiberglass Reinforced Plastic | Pressurized
CARSON STORE | MAIN ST/OLD FARMINGTON RD | FARMINGTON | Oconee | 1080028 | 1 | [5 empty] | Closed in Ground | Gas (Historical Use) | 550 | Bare Steel | 1972-04-24 | 1994-10-20 | Galvanized Steel
TOMMY GAS & GROCERY | RT 1/8181 HOG MT RD | STATHAM | Oconee | 1080032 | 2 | [5 empty] | Removed from Ground | Gas (Historical Use) | 1000 | Cathodically Protected Steel | 1986-04-29 | 1987-04-01 | Galvanized Steel
UNION CAMP FARMINTON WOODYARD | US HWY 441/.6 MI NORTH/OLD FARMI | FARMINGTON | Oconee | 9108008 | 1 | [5 empty] | Removed from Ground | Empty | 1000 | Bare Steel | 1994-08-15 | 1994-08-15 | Galvanized Steel | Suction (American)
RAYS CORNER | 1002 HOG MTN RD | WATKINSVILLE | Oconee | 9108006 | 4 | [5 empty] | Removed from Ground | Other | 500 | Not Marked/Unknown | 1993-07-09 | 1993-07-09 | Not Marked
CLIPPER #26 | 2051 EXPERIMENT STATION RD | WATKINSVILLE | Oconee | 9108023 | 3 | Ball Float | 1998-04-01 | FALSE | 1998-04-01 | FALSE | Currently in Use | Gas (Historical Use) | 12460 | Epoxy | 1998-04-01 |  | Double-Walled Flex | Pressurized
FRANK HAILEY | 2071 EPPS BRIDGE RD | ATHENS | Oconee | 9108029 | 2 | [5 empty] | Removed from Ground | Gas (Historical Use) | 100 | Bare Steel | 2000-05-27 | 2000-05-27 | Galvanized Steel | Suction (American)
ATHENS ACADEMY | 1281 SPARTAN LN | ATHENS | Oconee | 1080002 | 2 |  |  | FALSE |  | FALSE | Removed from Ground | Diesel | 2000 |  | 1974-04-03 | 1988-07-01
MURPHY USA #6788 | 1031 JORDAN DR | ATHENS | Oconee | 10000043 | 2A | Flapper Valve | 2002-04-26 | FALSE | 2002-04-26 | FALSE | Currently in Use | Diesel | 12000 | Fiberglass Double Walled | 2002-04-23 |  | Double-Walled Flex | Pressurized
QUIKTRIP #819 | 1240 OCONEE CONNECTOR | ATHENS | Oconee | 10001853 | 1 | Flapper Valve | 2010-03-01 | FALSE | 2010-03-01 | FALSE | Currently in Use | Regular | 20000 | Fiberglass Double Walled | 2010-01-01 |  | Double-Walled Fiberglass | Pressurized
BISHOP BP | 5300 MACON HWY | BISHOP | Oconee | 1080013 | 2 | Flapper Valve | 1998-12-07 | FALSE | 1998-12-07 | FALSE | Temporarily out of use | Plus | 10000 | Steel-Impressed Current | 1985-03-07 |  | Fiberglass Reinforced Plastic | Pressurized
BENSONS INC | BENSON AVE & ELDER ST | BOGART | Oconee | 9108003 | 1 | [5 empty] | Removed from Ground | Diesel | 10000 | Bare Steel | 1990-01-01 | 1991-02-01 | Galvanized Steel
JP BOGART | 2430 Monroe Hwy | BOGART | Oconee | 1080042 | 10 | Flapper Valve | 2022-10-14 | FALSE | 2022-10-14 | FALSE | Currently in Use | Regular | 20000 | Composite Double Walled | 2022-10-14 |  | Double-Walled Fiberglass | Pressurized
JP BOGART | 2430 Monroe Hwy | BOGART | Oconee | 1080042 | 3 |  |  | FALSE |  | FALSE | Removed from Ground | Gas (Historical Use) | 3000 | Bare Steel | 1973-01-04 | 1986-09-01 | Galvanized Steel
STRIPLINGS GENERAL STORE | 4501 MONROE HWY | BOGART | Oconee | 10002155 | 4 | Flapper Valve | 2012-08-01 | FALSE | 2012-08-01 | FALSE | Currently in Use | Diesel | 4000 | Tank Jacket | 2012-08-01 |  | Double-Walled Fiberglass | Pressurized
RaceTrac #285 - Athens | 3790 Atlanta Hwy | BOGART | Oconee | 290171 | 7 | Ball Float | 2000-05-01 | FALSE | 2000-05-01 | FALSE | Currently in Use | Premium | 12000 | Tank Jacket Double Walled | 2000-05-01 |  | Fiberglass Reinforced Plastic | Pressurized
OCONEE COUNTY ROAD DEPT | 1150 INDUSTRIAL DR | WATKINSVILLE | Oconee | 9108013 | 2 | Flapper Valve | 1995-04-01 | FALSE | 1995-04-01 | FALSE | Currently in Use | Diesel | 10000 | Galvanic (STIP-3) | 1987-03-13 |  |  | Safe Suction (Euro)
RITE PRICE GROCERY/FORMER FINA | 4300 HWY 53 | WATKINSVILLE | Oconee | 9108010 | 3 | [5 empty] | Removed from Ground | Gas (Historical Use) | 1000 | Not Marked/Unknown | 1995-08-16 | 1995-08-16 | Unknown
CLIPPER #26 | 2051 EXPERIMENT STATION RD | WATKINSVILLE | Oconee | 9108023 | 4B | Ball Float | 1998-04-01 | FALSE | 1998-04-01 | FALSE | Currently in Use | Diesel Off Road | 4000 | Epoxy | 1998-04-01 |  | Double-Walled Flex | Pressurized
FRANK HAILEY | 2071 EPPS BRIDGE RD | ATHENS | Oconee | 9108029 | 3 | [5 empty] | Removed from Ground | Gas (Historical Use) | 100 | Bare Steel | 2000-05-27 | 2000-05-27 | Galvanized Steel | Suction (American)
AOA LLC | 8851 MACON HWY | ATHENS | Oconee | 1080019 | 2 |  | 1998-10-23 |  | 1998-10-23 |  | Removed from Ground | Diesel | 10000 | Steel-Impressed Current | 1979-04-19 | 2014-10-01 | Cathodically Protected | Pressurized
HUFF WRECKER SERVICE | 1311 WILL USHER RD | ATHENS | Oconee | 1080005 | 1 | [5 empty] | Removed from Ground | Gas (Historical Use) | 1000 | Bare Steel | 1976-03-01 | 1988-05-15 | Galvanized Steel
ATHENS ACADEMY | 1281 SPARTAN LN | ATHENS | Oconee | 1080002 | 3 | Flapper Valve | 1988-08-25 | FALSE | 1988-08-25 | FALSE | Currently in Use | Regular | 3000 | Galvanic (STIP-3) | 1988-08-25 |  | Steel (Impressed Current) | Suction (American)
QUIKTRIP #819 | 1240 OCONEE CONNECTOR | ATHENS | Oconee | 10001853 | 2 | Flapper Valve | 2010-03-01 | FALSE | 2010-03-01 | FALSE | Currently in Use | Regular | 20000 | Fiberglass Double Walled | 2010-01-01 |  | Double-Walled Fiberglass | Pressurized
GOLDEN PANTRY #77 | 4791 MACON HWY | BISHOP | Oconee | 1080050 | 1 | [5 empty] | Removed from Ground | Gas (Historical Use) | 8000 | Bare Steel | 1982-01-01 | 1996-03-05 | Galvanized Steel | Pressurized
CITY OF BOGART | 125 MAIN STREET | BOGART | Oconee | 9108024 | 1 | [5 empty] | Removed from Ground | Gas (Historical Use) | 1000 | Not Marked/Unknown | 1998-10-14 | 1998-10-14 | Not Marked
JP BOGART | 2430 Monroe Hwy | BOGART | Oconee | 1080042 | 5 | Flapper Valve | 1994-08-31 | FALSE | 1994-08-31 | FALSE | Removed from Ground | Regular | 8000 | Galvanic (STIP-3) | 1986-09-18 |  | Fiberglass Reinforced Plastic | Pressurized
RaceTrac #588 - Mars Hill | 2403 MONROE HWY | BOGART | Oconee | 10002115 | 1 | Overfill Alarm | 2012-06-18 | FALSE | 2012-06-18 | FALSE | Currently in Use | Regular | 20000 | Composite Double Walled | 2012-06-18 |  | Double-Walled Fiberglass | Pressurized
J&B FOOD MART | 1461 GREENSBORO HWY | WATKINSVILLE | Oconee | 9108025 | 1 |  | 1989-07-01 | FALSE | 1989-07-01 | FALSE | Currently in Use | Regular | 6000 |  | 1989-07-01 |  | Fiberglass Reinforced Plastic | Pressurized
CLIPPER #26 | 2051 EXPERIMENT STATION RD | WATKINSVILLE | Oconee | 9108023 | 1 | Ball Float | 1998-04-01 | FALSE | 1998-04-01 | FALSE | Currently in Use | Gas (Historical Use) | 10000 | Epoxy | 1998-04-01 |  | Double-Walled Flex | Pressurized
BISHOP BP | 5300 MACON HWY | BISHOP | Oconee | 1080013 | 5 | Flapper Valve | 1998-12-07 | FALSE | 1998-12-07 | FALSE | Currently in Use | Kerosene | 2000 | Steel-Impressed Current | 1985-03-07 |  | Fiberglass Reinforced Plastic | Pressurized
BISHOP BP | 5300 MACON HWY | BISHOP | Oconee | 1080013 | 4 | Flapper Valve | 1998-12-07 | FALSE | 1998-12-07 | FALSE | Currently in Use | Diesel | 10000 | Steel-Impressed Current | 1985-03-07 |  | Fiberglass Reinforced Plastic | Pressurized
BOGART FOOD MART | 1311 ATLANTA HWY | BOGART | Oconee | 1080018 | 2 | Flapper Valve | 1998-10-30 | FALSE | 1998-10-30 | FALSE | Currently in Use | Gas (Historical Use) | 10000 | Steel-Impressed Current | 1982-04-18 |  |  | Pressurized
UGA PLANT SCIENCE | 1281 SNOWS MILL RD | BOGART | Oconee | 10001782 | 1 |  | 2007-06-01 | FALSE | 2007-06-01 | FALSE | Removed from Ground | Diesel | 2500 | Fiberglass Double Walled | 2007-06-01 | 2014-06-27 | Double-Walled Fiberglass | Safe Suction (Euro)
CARSON STORE | MAIN ST/OLD FARMINGTON RD | FARMINGTON | Oconee | 1080028 | 2 | [5 empty] | Closed in Ground | Gas (Historical Use) | 550 | Bare Steel | 1972-04-24 | 1994-10-20 | Galvanized Steel
TOMMY GAS & GROCERY | RT 1/8181 HOG MT RD | STATHAM | Oconee | 1080032 | 1 | [5 empty] | Removed from Ground | Gas (Historical Use) | 1000 | Cathodically Protected Steel | 1986-04-29 | 1987-04-01 | Galvanized Steel
JP BOGART | 2430 Monroe Hwy | BOGART | Oconee | 1080042 | 1 |  |  | FALSE |  | FALSE | Removed from Ground | Gas (Historical Use) | 1000 | Bare Steel | 1973-01-04 | 1986-09-01 | Galvanized Steel
JP BOGART | 2430 Monroe Hwy | BOGART | Oconee | 1080042 | 4 |  |  | FALSE |  | FALSE | Removed from Ground | Diesel | 3000 | Bare Steel | 1983-01-02 | 1986-09-01 | Galvanized Steel
JP BOGART | 2430 Monroe Hwy | BOGART | Oconee | 1080042 | 7 | Flapper Valve | 1994-08-31 | FALSE | 1994-08-31 | FALSE | Removed from Ground | Diesel | 8000 | Galvanic (STIP-3) | 1986-09-18 |  | Fiberglass Reinforced Plastic | Pressurized
ATLANTA DAIRIES | RT 1 | BOGART | Oconee | 1080041 | 1 | [5 empty] | Removed from Ground | Gas (Historical Use) | 1000 | Bare Steel | 1976-05-08 | 1998-08-05 | Galvanized Steel
STRIPLINGS GENERAL STORE | 4501 MONROE HWY | BOGART | Oconee | 10002155 | 3 | Flapper Valve | 2012-08-01 | FALSE | 2012-08-01 | FALSE | Currently in Use | E-10 | 4000 | Tank Jacket | 2012-08-01 |  | Double-Walled Fiberglass | Pressurized
ABANDONED UST IN GDOT RIGHT OF WAY | MARS HILL RD & HOG MOUNTAIN RD | WATKINSVILLE | Oconee | 10002635 | 1 |  |  | FALSE |  | FALSE | Removed from Ground | Not Marked/Tank Removed | 250 | Bare Steel | 2016-12-03 | 2016-12-03
GA DOT 10133/WATKINSVILLE MAINT | 1170 INDUSTRIAL DR | WATKINSVILLE | Oconee | 1080048 | 133G1 | [5 empty] | Removed from Ground | Gas (Historical Use) | 2000 | Cathodically Protected Steel | 1986-01-01 | 2004-01-09 | Galvanized Steel | Suction (American)
OLD OCONEE COUNTY RD DEPT | 1110 EXPERIMENT STATION ROAD | WATKINSVILLE | Oconee | 1080045 | 1 | [5 empty] | Removed from Ground | Gas (Historical Use) | 550 | Bare Steel | 1966-05-13 | 2006-06-15 | Galvanized Steel
FORMER GOLDEN PANTRY #4 | 27 Greensboro Highway aka SR 15 | WATKINSVILLE | Oconee | 1080017 | 1 |  | 1998-10-27 |  | 1998-10-27 |  | Removed from Ground | Gas (Historical Use) | 10000 | Steel-Impressed Current | 1978-04-19 | 1999-07-01 | Cathodically Protected
RAYS CORNER | 1002 HOG MTN RD | WATKINSVILLE | Oconee | 9108006 | 3 | [5 empty] | Removed from Ground | Other | 1000 | Not Marked/Unknown | 1993-07-09 | 1993-07-09 | Not Marked | Pressurized
GOLDEN PANTRY #4 | 31 GREENSBORO HWY | WATKINSVILLE | Oconee | 9108028 | 4 |  | 1999-06-01 |  | 1999-06-01 |  | Currently in Use | Diesel | 4000 | Double Walled | 1999-06-01 |  | Double-Walled Fiberglass | Pressurized
MAXEY BROTHERS GRADING | 1560 MAXEY RD | BISHOP | Oconee | 1080037 | 1 | [5 empty] | Removed from Ground | Diesel | 5000 | Bare Steel | 1974-05-11 | 2000-12-01 | Galvanized Steel | Safe Suction (Euro)
GOLDEN PANTRY #77 | 5171 Macon Hwy | BISHOP | Oconee | 9108019 | 3 | Flapper Valve | 1995-09-27 | FALSE | 1995-09-27 | FALSE | Currently in Use | Premium | 10000 | Fiberglass Double Walled | 1995-09-27 |  | Double-Walled Fiberglass | Pressurized
T'S CORNER/H R THOMAS GROCERY | 4500 MONROE HWY/4500 ATLANTA HWY | WATKINSVILLE | Oconee | 1080025 | 8A | Flapper Valve | 1995-12-01 | FALSE | 1995-12-01 | FALSE | Currently in Use | Diesel | 10000 | Fiberglass | 1995-12-01 |  | Fiberglass Reinforced Plastic | Suction (American)
OCONEE WELL DRILLERS | 1331 GREENSBORO HWY | WATKINSVILLE | Oconee | 1080026 | 1 | [5 empty] | Removed from Ground | Diesel | 4000 | Bare Steel | 1980-04-23 | 1987-12-01 | Galvanized Steel
OCONEE COUNTY UTILITY DEPARTMENT | 1100 DURHAMS MILL WAY | WATKINSVILLE | Oconee | 9108001 | 1 |  | 1999-09-01 |  | 1999-09-01 |  | Removed from Ground | Diesel | 225 | Galvanic (STIP-3) | 1987-01-01 | 2011-11-17 | Copper | Safe Suction (Euro)
SMITH SETZER & SONS OF GA INC | 1180 GREENSBORO HWY | WATKINSVILLE | Oconee | 9108014 | 2 |  | 1998-11-01 | FALSE | 1998-11-01 | FALSE | Removed from Ground | Diesel | 10000 | Composite | 1998-11-18 | 2019-08-29 | Fiberglass Reinforced Plastic | Safe Suction (Euro)
RITE PRICE GROCERY/FORMER FINA | 4300 HWY 53 | WATKINSVILLE | Oconee | 9108010 | 6 | [5 empty] | Removed from Ground | Gas (Historical Use) | 1000 | Bare Steel | 1960-01-01 | 1995-08-16 | Bare Steel | Suction (American)
RaceTrac #51 - Watkinsville | 7921 MACON HWY | WATKINSVILLE | Oconee | 9108030 | 2 | Overfill Alarm | 2000-09-01 | FALSE | 2000-09-01 | FALSE | Currently in Use | Diesel | 12000 | Composite Double Walled | 2000-09-01 |  | Double-Walled Fiberglass | Pressurized
J SWANTON IVY REALTY | 8660 MACON HWY/US HWY 441 | ATHENS | Oconee | 9029043 | 1 |  |  | TRUE |  | TRUE | Removed from Ground | Used Oil | 550 | Marked Unknown | 1992-12-11 | 1992-12-11 | Unknown
LANE CREEK GOLF CLUB | 1201 CLUB DR | BISHOP | Oconee | 9108016 | 2 | Flapper Valve | 1992-11-01 | FALSE | 1992-11-01 | FALSE | Currently in Use | Diesel | 1000 | Epoxy | 1992-01-01 |  | Fiberglass Reinforced Plastic | Suction (American)
RaceTrac #285 - Athens | 3790 Atlanta Hwy | BOGART | Oconee | 290171 | 2 |  | 1988-01-01 | FALSE | 1988-01-01 | FALSE | Removed from Ground | Gas (Historical Use) | 12000 | Steel-Impressed Current | 1981-05-09 | 2000-04-01 | Fiberglass Reinforced Plastic | Pressurized
RITE PRICE GROCERY/FORMER FINA | 4300 HWY 53 | WATKINSVILLE | Oconee | 9108010 | 4 | [5 empty] | Removed from Ground | Gas (Historical Use) | 1000 | Not Marked/Unknown | 1995-08-16 | 1995-08-16 | Unknown
SUWANEE EXPRESS INC DBA ATHENS SHELL | 1211 JENNINGS MILL PKWY | ATHENS | Oconee | 9108021 | 1 | Ball Float | 1997-01-01 | FALSE | 1997-01-01 | FALSE | Currently in Use | Regular | 15000 | Composite | 1997-01-01 |  | Fiberglass Reinforced Plastic | Pressurized
RaceTrac #285 - Athens | 3790 Atlanta Hwy | BOGART | Oconee | 290171 | 5 | Ball Float | 2000-05-01 | FALSE | 2000-05-01 | FALSE | Currently in Use | Regular | 20000 | Tank Jacket Double Walled | 2000-05-01 |  | Fiberglass Reinforced Plastic | Pressurized
RaceTrac #285 - Athens | 3790 Atlanta Hwy | BOGART | Oconee | 290171 | 4 |  | 1988-01-01 | FALSE | 1988-01-01 | FALSE | Removed from Ground | Gas (Historical Use) | 12000 | Steel-Impressed Current | 1981-05-09 | 2000-04-01 | Fiberglass Reinforced Plastic | Pressurized
UNION CAMP FARMINTON WOODYARD | US HWY 441/.6 MI NORTH/OLD FARMI | FARMINGTON | Oconee | 9108008 | 2 | [5 empty] | Removed from Ground | Empty | 550 | Bare Steel | 1994-08-15 | 1994-08-15 | Galvanized Steel | Suction (American)
JP BOGART | 2430 Monroe Hwy | BOGART | Oconee | 1080042 | 9 | Flapper Valve | 2009-06-08 | FALSE | 2009-06-08 | FALSE | Removed from Ground | Regular | 8000 | Galvanic (STIP-3) | 2009-06-08
JP BOGART | 2430 Monroe Hwy | BOGART | Oconee | 1080042 | 6 | Flapper Valve | 1994-08-31 | FALSE | 1994-08-31 | FALSE | Removed from Ground | Premium | 8000 | Galvanic (STIP-3) | 1986-09-18 |  | Fiberglass Reinforced Plastic | Pressurized
RaceTrac #588 - Mars Hill | 2403 MONROE HWY | BOGART | Oconee | 10002115 | 2 | Overfill Alarm | 2012-06-18 | FALSE | 2012-06-18 | FALSE | Currently in Use | Premium | 12000 | Composite Double Walled | 2012-06-18 |  | Double-Walled Fiberglass | Pressurized
RaceTrac #285 - Athens | 3790 Atlanta Hwy | BOGART | Oconee | 290171 | 3 |  | 1988-01-01 | FALSE | 1988-01-01 | FALSE | Removed from Ground | Gas (Historical Use) | 12000 | Steel-Impressed Current | 1981-05-09 | 2000-04-01 | Fiberglass Reinforced Plastic | Pressurized
FORMERLY DANIELS GROCERY | HWY 29 | BOGART | Oconee | 1080039 | 2 | [5 empty] | Removed from Ground | Gas (Historical Use) | 550 | Bare Steel | 1956-05-14 | 1899-12-31 | Galvanized Steel
BOGART FOOD MART | 1311 ATLANTA HWY | BOGART | Oconee | 1080018 | 1 | Flapper Valve | 1998-10-30 | FALSE | 1998-10-30 | FALSE | Currently in Use | Gas (Historical Use) | 10000 | Steel-Impressed Current | 1982-04-18 |  | Steel (Impressed Current) | Pressurized
RaceTrac #285 - Athens | 3790 Atlanta Hwy | BOGART | Oconee | 290171 | 6 | Ball Float | 2000-05-01 | FALSE | 2000-05-01 | FALSE | Currently in Use | Diesel | 12000 | Tank Jacket Double Walled | 2000-05-01 |  | Fiberglass Reinforced Plastic | Pressurized
COSTCO FUEL FACILITY (LOC. NO. 1621) | 5550 PARKWAY BLVD | ATHENS | Oconee | 10003254 | 3 | Flapper Valve | 2022-09-15 | FALSE | 2022-09-15 | FALSE | Currently in Use | Premium | 30000 | Fiberglass Double Walled | 2022-06-15 |  | Double-Walled Flex | Pressurized
COSTCO FUEL FACILITY (LOC. NO. 1621) | 5550 PARKWAY BLVD | ATHENS | Oconee | 10003254 | 4 | Flapper Valve | 2022-09-15 | FALSE | 2022-09-15 | FALSE | Currently in Use | Ultrazol(Fuel Additive) | 1500 | Fiberglass Double Walled | 2022-06-15 |  | Double-Walled Flex | Pressurized
COSTCO FUEL FACILITY (LOC. NO. 1621) | 5550 PARKWAY BLVD | ATHENS | Oconee | 10003254 | 2 | Flapper Valve | 2022-09-15 | FALSE | 2022-09-15 | FALSE | Currently in Use | Regular | 30000 | Fiberglass Double Walled | 2022-06-15 |  | Double-Walled Flex | Pressurized
COSTCO FUEL FACILITY (LOC. NO. 1621) | 5550 PARKWAY BLVD | ATHENS | Oconee | 10003254 | 1 | Flapper Valve | 2022-09-15 | FALSE | 2022-09-15 | FALSE | Currently in Use | Regular | 30000 | Fiberglass Double Walled | 2022-06-15 |  | Double-Walled Flex | Pressurized
HIGH SHOALS GROCERY | HWY 186 | HIGH SHOALS | Oconee | 9108012 | 2 | [5 empty] | Removed from Ground | Gas (Historical Use) | 1000 | Bare Steel | 1967-03-01 | 1998-10-01 | Galvanized Steel | Suction (American)
HIGH SHOALS GROCERY | HWY 186 | HIGH SHOALS | Oconee | 9108012 | 1 | [5 empty] | Removed from Ground | Gas (Historical Use) | 1000 | Bare Steel | 1967-03-01 | 1998-10-01 | Galvanized Steel | Suction (American)
JACK OGLE | 814 WASHINGTON ST | LEXINGTON | Oglethorpe | 1090024 | 3 | [5 empty] | Removed from Ground | Gas (Historical Use) | 1000 | Bare Steel | 1976-05-09 | 2000-03-21 | Unknown | Suction (American)
JACK OGLE | 814 WASHINGTON ST | LEXINGTON | Oglethorpe | 1090024 | 2 | [5 empty] | Removed from Ground | Gas (Historical Use) | 3000 | Bare Steel | 1966-05-12 | 2000-03-21 | Unknown | Suction (American)
RAYLE ELECTRIC MEMBERSHIP CORP | 786 ATHENS RD | LEXINGTON | Oglethorpe | 1090030 | 1 | Flapper Valve | 1987-01-01 | FALSE | 1987-01-01 | FALSE | Currently in Use | Regular | 6000 | Galvanic (STIP-3) | 1987-01-01 |  | Galvanized Steel | Pressurized
GOLDEN PANTRY #35 | 591 W MAIN ST | LEXINGTON | Oglethorpe | 1090007 | 3 | Flapper Valve | 1997-08-08 | FALSE | 1997-08-08 | FALSE | Currently in Use | Diesel | 10152 | Steel-Impressed Current | 1979-04-19 |  | Steel (Impressed Current) | Pressurized
ACREE OIL CO DBA ATHENS OIL | MAIN & US 78 | LEXINGTON | Oglethorpe | 1090009 | 1 | [5 empty] | Closed in Ground | Gas (Historical Use) | 3000 | Bare Steel | 1971-04-25 | 1988-09-06 | Galvanized Steel
ALLTEL GA INC | RTE/HWY 78 | LEXINGTON | Oglethorpe | 1090026 | 1 | [5 empty] | Removed from Ground | Diesel | 550 | Bare Steel | 1985-05-08 | 1993-06-26 | Unknown
ACREE OIL CO DBA ATHENS OIL | MAIN & US 78 | LEXINGTON | Oglethorpe | 1090009 | 2 | [5 empty] | Closed in Ground | Gas (Historical Use) | 3000 | Bare Steel | 1971-04-25 | 1988-09-06 | Galvanized Steel
GOLDEN PANTRY #35 | 591 W MAIN ST | LEXINGTON | Oglethorpe | 1090007 | 1 | Flapper Valve | 1997-08-08 | FALSE | 1997-08-08 | FALSE | Temporarily out of use | Premium | 10152 | Steel-Impressed Current | 1979-04-19 |  | Fiberglass Reinforced Plastic | Pressurized
JACK OGLE | 814 WASHINGTON ST | LEXINGTON | Oglethorpe | 1090024 | 1 | [5 empty] | Removed from Ground | Gas (Historical Use) | 4000 | Bare Steel | 1966-05-12 | 2000-03-21 | Unknown | Suction (American)
ACREE OIL CO DBA ATHENS OIL | MAIN & US 78 | LEXINGTON | Oglethorpe | 1090009 | 3 | [5 empty] | Closed in Ground | Gas (Historical Use) | 3000 | Bare Steel | 1971-04-25 | 1988-09-06 | Galvanized Steel
RAYLE ELECTRIC MEMBERSHIP CORP | 786 ATHENS RD | LEXINGTON | Oglethorpe | 1090030 | 2 | Flapper Valve | 1990-01-01 | FALSE | 1990-01-01 | FALSE | Currently in Use | Diesel | 6000 | Galvanic (STIP-3) | 1990-01-01 |  | Galvanized Steel | Pressurized
GOLDEN PANTRY #35 | 591 W MAIN ST | LEXINGTON | Oglethorpe | 1090007 | 2 | Flapper Valve | 1997-08-08 | FALSE | 1997-08-08 | FALSE | Currently in Use | Regular | 10152 | Steel-Impressed Current | 1979-04-19 |  | Fiberglass Reinforced Plastic | Pressurized
OGLETHORPE COUNTY WORK CAMP | HWY 78 | LEXINGTON | Oglethorpe | 290075 | 1 | [5 empty] | Removed from Ground | Gas (Historical Use) | 550 | Bare Steel | 1982-04-23 | 1999-04-14 | Galvanized Steel
OGLETHORPE COUNTY BUS | 29 FAIRGROUND ROAD | LEXINGTON | Oglethorpe | 9109015 | 2 | Flapper Valve | 1999-05-01 | FALSE | 1999-05-01 | FALSE | Currently in Use | Regular | 10000 | Composite | 1999-05-01 |  | Fiberglass Reinforced Plastic | Safe Suction (Euro)
WALLACE GRAHAM CONST CO | HWY 78 & HWY 22 | LEXINGTON | Oglethorpe | 9109009 | 2 | [5 empty] | Removed from Ground | Diesel | 1000 | Marked Unknown | 1995-11-24 | 1995-11-24 | Unknown
TURNER SERVICE STATION |  | LEXINGTON | Oglethorpe | 1090035 | 1 | [5 empty] | Permanently Out of Use - historical purposes | Gas (Historical Use) | 500 | Bare Steel | 1986-05-28 | 1899-12-31 | Galvanized Steel
OGLETHORPE COUNTY SHERIFFS DEPT | HWY 78 | LEXINGTON | Oglethorpe | 9109013 | 1 | [5 empty] | Removed from Ground | Gas (Historical Use) | 1000 | Bare Steel | 1982-04-23 | 1999-04-14 | Galvanized Steel
OGLETHORPE COUNTY WORK CAMP | HWY 78 | LEXINGTON | Oglethorpe | 290075 | 2 | [5 empty] | Removed from Ground | Diesel | 1000 | Bare Steel | 1982-04-23 | 1999-04-14 | Galvanized Steel
OGLETHORPE COUNTY BOARD OF EDUCA | PO BOX 190 | LEXINGTON | Oglethorpe | 1090005 | 5 | [5 empty] | Permanently Out of Use - historical purposes | Kerosene | 1000 | Bare Steel | 1955-01-29 | 1899-12-31 | Bare Steel
CITIZENS BANKING CO | INT OF MAIN & GILMER ST | LEXINGTON | Oglethorpe | 9109001 | 2 | [5 empty] | Removed from Ground | Gas (Historical Use) | 1000 | Bare Steel | 1940-01-01 | 1990-06-11 | Galvanized Steel
AJ's Food Mart | 648 ATHENS RD | LEXINGTON | Oglethorpe | 1080040 | 4 | Flapper Valve | 2020-06-29 | FALSE | 2020-06-29 | FALSE | Currently in Use | Regular | 12000 | Tank Jacket Double Walled | 2020-06-19 |  | Double-Walled Flex | Pressurized
BUDS SHELL | MAIN ST | LEXINGTON | Oglethorpe | 1080023 | 3 | [5 empty] | Removed from Ground | Gas (Historical Use) | 2000 | Bare Steel | 1970-04-26 | 1999-12-05 | Galvanized Steel
BUDS SHELL | MAIN ST | LEXINGTON | Oglethorpe | 1080023 | 4 | [5 empty] | Removed from Ground | Diesel | 2000 | Bare Steel | 1970-04-26 | 1999-12-05 | Galvanized Steel
AJ's Food Mart | 648 ATHENS RD | LEXINGTON | Oglethorpe | 1080040 | 5B | Flapper Valve | 2020-06-29 | FALSE | 2020-06-29 | FALSE | Currently in Use | E-0 | 4000 | Tank Jacket Double Walled | 2020-06-19 |  | Double-Walled Flex | Pressurized
WHELESS GRADING CONTRACTORS | HWY 78 | LEXINGTON | Oglethorpe | 1090031 | 3 | [5 empty] | Removed from Ground | Empty | 3000 | Bare Steel | 1969-01-05 | 1899-12-31 | Galvanized Steel
CITIZENS BANKING CO | INT OF MAIN & GILMER ST | LEXINGTON | Oglethorpe | 9109001 | 1 | [5 empty] | Removed from Ground | Gas (Historical Use) | 1000 | Bare Steel | 1940-01-01 | 1990-06-11 | Galvanized Steel
BUDS SHELL | MAIN ST | LEXINGTON | Oglethorpe | 1080023 | 2 | [5 empty] | Removed from Ground | Gas (Historical Use) | 4000 | Bare Steel | 1970-04-26 | 1999-12-05 | Galvanized Steel
OGLETHORPE COUNTY BOARD OF EDUCA | PO BOX 190 | LEXINGTON | Oglethorpe | 1090005 | 6 | [5 empty] | Permanently Out of Use - historical purposes | Empty | 10000 | Bare Steel | 1976-01-24 | 1899-12-31 | Copper
WHELESS GRADING CONTRACTORS | HWY 78 | LEXINGTON | Oglethorpe | 1090031 | 2 | [5 empty] | Removed from Ground | Gas (Historical Use) | 1000 | Bare Steel | 1979-01-03 | 1899-12-31 | Galvanized Steel
WALLACE GRAHAM CONST CO | HWY 78 & HWY 22 | LEXINGTON | Oglethorpe | 9109009 | 1 | [5 empty] | Removed from Ground | Gas (Historical Use) | 1000 | Marked Unknown | 1995-11-24 | 1995-11-24 | Unknown
AJ's Food Mart | 648 ATHENS RD | LEXINGTON | Oglethorpe | 1080040 | 3 |  | 1998-12-28 | TRUE | 1998-12-28 | FALSE | Removed from Ground | Regular | 8000 | Steel-Impressed Current | 1985-05-07 | 2020-06-17 | Steel (Impressed Current) | Suction (American)
AJ's Food Mart | 648 ATHENS RD | LEXINGTON | Oglethorpe | 1080040 | 5C | Flapper Valve | 2020-06-29 | FALSE | 2020-06-29 | FALSE | Currently in Use | Diesel On Road | 4000 | Tank Jacket Double Walled | 2020-06-19 |  | Double-Walled Flex | Pressurized
OGLETHORPE COUNTY BOARD OF EDUCA | PO BOX 190 | LEXINGTON | Oglethorpe | 1090005 | 8 | [5 empty] | Permanently Out of Use - historical purposes | Empty | 1000 | Bare Steel | 1955-01-29 | 1899-12-31 | Bare Steel
OGLETHORPE COUNTY BOARD OF EDUCA | PO BOX 190 | LEXINGTON | Oglethorpe | 1090005 | 2 | [5 empty] | Removed from Ground | Gas (Historical Use) | 2000 | Bare Steel | 1968-07-01 | 1968-07-01 | Not Marked
BUDS SHELL | MAIN ST | LEXINGTON | Oglethorpe | 1080023 | 1 | [5 empty] | Removed from Ground | Gas (Historical Use) | 4000 | Bare Steel | 1970-04-26 | 1999-12-05 | Galvanized Steel
WHELESS GRADING CONTRACTORS | HWY 78 | LEXINGTON | Oglethorpe | 1090031 | 1 | [5 empty] | Removed from Ground | Diesel | 2000 | Bare Steel | 1979-01-03 | 1899-12-31 | Galvanized Steel
CITIZENS BANKING CO | INT OF MAIN & GILMER ST | LEXINGTON | Oglethorpe | 9109001 | 3 | [5 empty] | Removed from Ground | Diesel | 550 | Bare Steel | 1940-01-01 | 1990-06-11 | Galvanized Steel
AJ's Food Mart | 648 ATHENS RD | LEXINGTON | Oglethorpe | 1080040 | 5A | Flapper Valve | 2020-06-29 | FALSE | 2020-06-29 | FALSE | Currently in Use | Premium | 4000 | Tank Jacket Double Walled | 2020-06-19 |  | Double-Walled Flex | Pressurized
AJ's Food Mart | 648 ATHENS RD | LEXINGTON | Oglethorpe | 1080040 | 1 | Flapper Valve | 1998-12-28 | TRUE | 1998-12-28 | FALSE | Removed from Ground | Premium | 8000 | Steel-Impressed Current | 1985-05-07 | 2020-06-17 | Steel (Impressed Current) | Suction (American)
OGLETHORPE COUNTY BOARD OF EDUCA | PO BOX 190 | LEXINGTON | Oglethorpe | 1090005 | 3 | [5 empty] | Permanently Out of Use - historical purposes | Diesel | 200 | Bare Steel | 1961-01-27 | 1899-12-31 | Unknown
TURNER SERVICE STATION |  | LEXINGTON | Oglethorpe | 1090035 | 2 | [5 empty] | Permanently Out of Use - historical purposes | Gas (Historical Use) | 250 | Bare Steel | 1986-05-28 | 1899-12-31 | Galvanized Steel
OGLETHORPE COUNTY BUS | 29 FAIRGROUND ROAD | LEXINGTON | Oglethorpe | 9109015 | 1 | Flapper Valve | 1999-05-01 | FALSE | 1999-05-01 | FALSE | Currently in Use | Diesel | 10000 | Composite | 1999-05-01 |  | Fiberglass Reinforced Plastic | Safe Suction (Euro)
AJ's Food Mart | 648 ATHENS RD | LEXINGTON | Oglethorpe | 1080040 | 2 | Flapper Valve | 1998-12-28 | TRUE | 1998-12-28 | FALSE | Removed from Ground | Plus | 8000 | Steel-Impressed Current | 1985-05-07 | 2020-06-17 | Steel (Impressed Current) | Suction (American)
OGLETHORPE COUNTY BOARD OF EDUCA | PO BOX 190 | LEXINGTON | Oglethorpe | 1090005 | 4 | [5 empty] | Permanently Out of Use - historical purposes | Empty | 10000 | Bare Steel | 1955-01-29 | 1899-12-31 | Copper
OGLETHORPE COUNTY BOARD OF EDUCA | PO BOX 190 | LEXINGTON | Oglethorpe | 1090005 | 7 | [5 empty] | Permanently Out of Use - historical purposes | Diesel | 10000 | Bare Steel | 1965-01-26 | 1899-12-31 | Copper
OGLETHORPE COUNTY BOARD OF EDUCA | PO BOX 190 | LEXINGTON | Oglethorpe | 1090005 | 1 | [5 empty] | Removed from Ground | Gas (Historical Use) | 10000 | Bare Steel | 1955-01-29 | 2000-11-26 | Bare Steel
OGLETHORPE COUNTY FORESTRY UNIT | 302 BUDDY FAUST RD | CRAWFORD | Oglethorpe | 1090012 | 3 |  | 1991-01-01 |  | 1991-01-01 |  | Removed from Ground | Gas (Historical Use) | 1000 | Galvanic (STIP-3) | 1991-01-01 | 2007-02-08 | Cathodically Protected | Safe Suction (Euro)
E&E TIRE SALES RICKY GABRIEL | PO BOX 494/HWY 78 | CRAWFORD | Oglethorpe | 1090020 | 1 | [5 empty] | Removed from Ground | Gas (Historical Use) | 10000 | Composite | 1983-05-02 | 2004-05-01 | Galvanized Steel
BAKE ZONE II LLC DBA PEACH EXPRESS | 1185 ATHENS RD | CRAWFORD | Oglethorpe | 10001604 | 2 | Ball Float | 2008-06-15 | FALSE | 2008-06-15 | FALSE | Currently in Use | Premium | 5000 | Composite Double Walled | 2008-06-01 |  | Double-Walled Fiberglass | Pressurized
CRAWFORD TIRE SERVICE | HWY 78 | CRAWFORD | Oglethorpe | 1090004 | 1 | [5 empty] | Removed from Ground | Gas (Historical Use) | 1000 | Bare Steel | 1978-02-26 | 1996-01-15 | Galvanized Steel | Suction (American)
OGLETHORPE COUNTY FORESTRY UNIT | 302 BUDDY FAUST RD | CRAWFORD | Oglethorpe | 1090012 | 4 |  | 1991-01-01 |  | 1991-01-01 |  | Removed from Ground | Diesel | 1000 | Galvanic (STIP-3) | 1991-01-01 | 2007-02-08 | Cathodically Protected | Safe Suction (Euro)
OGLETHORPE COUNTY FORESTRY UNIT | 302 BUDDY FAUST RD | CRAWFORD | Oglethorpe | 1090012 | 5 | Flapper Valve | 2007-02-19 | FALSE | 2007-02-19 | FALSE | Currently in Use | Diesel | 2500 | Fiberglass Double Walled | 2007-02-14 |  | Double-Walled Fiberglass | Safe Suction (Euro)
CRAWFORD FOOD MART, LLC | 1214 ATHENS RD | CRAWFORD | Oglethorpe | 9109012 | 4 | Flapper Valve | 2004-06-01 | FALSE | 2004-06-01 | FALSE | Currently in Use | Diesel | 6000 | Composite | 2004-06-01 |  | Fiberglass Reinforced Plastic | Pressurized
CRAWFORD FOOD MART, LLC | 1214 ATHENS RD | CRAWFORD | Oglethorpe | 9109012 | 1 | Ball Float | 1996-07-05 | FALSE | 1996-07-05 | FALSE | Currently in Use | Regular | 10000 | Galvanic (STIP-3) | 1996-07-05 |  | Fiberglass Reinforced Plastic | Pressurized
JUNCTION GAS | 1816 ATHENS RD | CRAWFORD | Oglethorpe | 9109010 | 2 |  | 1998-12-01 |  | 1998-12-01 |  | Removed from Ground | Gas (Historical Use) | 6000 | Steel-Impressed Current | 1978-08-01 | 2004-02-13 | Cathodically Protected | Safe Suction (Euro)
OLD JEFFERSON MILLS | E COMER RD & NORTH ST | CRAWFORD | Oglethorpe | 9109005 | 2 | [5 empty] | Removed from Ground | Gas (Historical Use) | 12000 | Bare Steel | 1994-01-21 | 1994-01-21 | Galvanized Steel | Suction (American)
E&E TIRE SALES RICKY GABRIEL | PO BOX 494/HWY 78 | CRAWFORD | Oglethorpe | 1090020 | 3 | [5 empty] | Removed from Ground | Gas (Historical Use) | 5000 | Composite | 1980-05-02 | 2004-05-01 | Galvanized Steel
GLENN'S CORNER | MAIN ST | STEPHENS | Oglethorpe | 1090018 | 2 | [5 empty] | Removed from Ground | Gas (Historical Use) | 560 | Bare Steel | 1975-05-10 | 1999-12-01 | Galvanized Steel | Suction (American)
JUNCTION GAS | 1816 ATHENS RD | CRAWFORD | Oglethorpe | 9109010 | 3 |  | 1998-12-01 |  | 1998-12-01 |  | Removed from Ground | Diesel | 6000 | Steel-Impressed Current | 1978-08-01 | 2004-02-13 | Cathodically Protected | Safe Suction (Euro)
QUICK PANTRY #9 | 1772 ATHENS RD | CRAWFORD | Oglethorpe | 9108015 | 2 |  | 1999-01-01 |  | 1998-12-01 |  | Removed from Ground | Gas (Historical Use) | 10000 | Steel-Impressed Current | 1981-05-01 | 2009-06-09 | Steel (Impressed Current) | Pressurized
ACREE OIL CO DBA ATHENS OIL CO | US 78 | OGLETHORPE | Oglethorpe | 1090010 | 1 | [5 empty] | Closed in Ground | Gas (Historical Use) | 1000 | Bare Steel | 1971-04-25 | 1984-05-01 | Galvanized Steel
SHOAT'S GROCERY | 1064 UNION POINT RD | STEPHENS | Oglethorpe | 1090017 | 2 | [5 empty] | Removed from Ground | Gas (Historical Use) | 1000 | Bare Steel | 1961-05-13 | 1999-12-01 | Galvanized Steel | Suction (American)
GOLDEN PANTRY #93 | 1085 ATHENS RD | CRAWFORD | Oglethorpe | 1090008 | 1 | Ball Float | 1997-06-14 | FALSE | 1997-06-14 | FALSE | Currently in Use | Regular | 10000 | Galvanic (STIP-3) | 1984-04-17 |  | Fiberglass Reinforced Plastic | Pressurized
BAKE ZONE II LLC DBA PEACH EXPRESS | 1185 ATHENS RD | CRAWFORD | Oglethorpe | 10001604 | 3 | Ball Float | 2008-06-15 | FALSE | 2008-06-15 | FALSE | Currently in Use | Diesel | 5000 | Composite Double Walled | 2008-06-01 |  | Double-Walled Fiberglass | Pressurized
QUICK PANTRY #9 | 1772 ATHENS RD | CRAWFORD | Oglethorpe | 9108015 | 1 |  | 1999-01-01 |  | 1998-12-01 |  | Removed from Ground | Gas (Historical Use) | 10000 | Steel-Impressed Current | 1981-05-01 | 2009-06-09 | Steel (Impressed Current) | Pressurized
DEVILS POND | DEVILS POND & CRAWFORD SMITHONIA RD | CRAWFORD | Oglethorpe | 1090011 | 2 | [5 empty] | Removed from Ground | Gas (Historical Use) | 1000 | Bare Steel | 1986-04-21 | 1899-12-31 | Galvanized Steel
OLD J W GRIFFITH SALVAGE YARD | 1559 ATHENS ROAD | CRAWFORD | Oglethorpe | 10001307 | 2 |  |  | FALSE |  | FALSE | Removed from Ground | Gas (Historical Use) | 550 | Unknown |  | 1899-12-31 | Unknown
CRAWFORD CHEVRON | HWY 78 | CRAWFORD | Oglethorpe | 1090015 | SUP | [5 empty] | Removed from Ground | Gas (Historical Use) | 2000 | Bare Steel | 1978-05-03 | 1994-09-01 | Galvanized Steel
JOHNSON FORD SALES INC | 111 SOUTH BROAD ST/BOX 615 | CRAWFORD | Oglethorpe | 1080006 | 1 |  |  | TRUE |  | TRUE | Removed from Ground | Used Oil | 500 | Bare Steel | 1955-12-24 | 1999-01-01 | Galvanized Steel | Gravity Fed
GA DOT #10283 OLD OGLETHORPE CO | NORTH ST/ 1/4 MI NORTH OF SR 10 | CRAWFORD | Oglethorpe | 1090014 | 10283-1 | [5 empty] | Removed from Ground | Gas (Historical Use) | 1020 | Bare Steel | 1984-01-01 | 1984-01-01 | Unknown
CRAWFORD TIRE SERVICE | HWY 78 | CRAWFORD | Oglethorpe | 1090004 | 3 | [5 empty] | Removed from Ground | Diesel | 1000 | Bare Steel | 1978-02-26 | 1996-01-15 | Galvanized Steel | Suction (American)
OGLETHORPE COUNTY FORESTRY UNIT | 302 BUDDY FAUST RD | CRAWFORD | Oglethorpe | 1090012 | 2 | [5 empty] | Removed from Ground | Diesel | 560 | Bare Steel | 1985-01-01 | 1991-05-01 | Galvanized Steel
CRAWFORD CHEVRON | HWY 78 | CRAWFORD | Oglethorpe | 1090015 | UNL | [5 empty] | Removed from Ground | Gas (Historical Use) | 1000 | Bare Steel | 1978-05-03 | 1994-09-01 | Galvanized Steel
DEVILS POND | DEVILS POND & CRAWFORD SMITHONIA RD | CRAWFORD | Oglethorpe | 1090011 | 1 | [5 empty] | Removed from Ground | Gas (Historical Use) | 1000 | Bare Steel | 1986-04-21 | 1899-12-31 | Galvanized Steel
BAKE ZONE II LLC DBA PEACH EXPRESS | 1185 ATHENS RD | CRAWFORD | Oglethorpe | 10001604 | 1 | Ball Float | 2008-06-15 | FALSE | 2008-06-15 | FALSE | Currently in Use | Regular | 15000 | Composite Double Walled | 2008-06-15 |  | Double-Walled Fiberglass | Pressurized
OLD JEFFERSON MILLS | E COMER RD & NORTH ST | CRAWFORD | Oglethorpe | 9109005 | 1 | [5 empty] | Removed from Ground | Diesel | 2000 | Bare Steel | 1994-01-21 | 1994-01-21 | Galvanized Steel | Safe Suction (Euro)
QUICK PANTRY #9 | 1772 ATHENS RD | CRAWFORD | Oglethorpe | 9108015 | 4 |  | 1999-02-01 |  | 1998-12-01 |  | Removed from Ground | Diesel | 6000 | Steel-Impressed Current | 1981-05-01 | 2009-06-09 | Steel (Impressed Current) | Pressurized
WATSONMILL BRIDGE STATE PARK | RT 2 BOX 190 | COMER | Oglethorpe | 1090006 | 1 | [5 empty] | Removed from Ground | Gas (Historical Use) | 500 | Bare Steel | 1977-01-24 | 1899-12-31 | Unknown
ACREE OIL CO DBA ATHENS OIL CO | US 78 | OGLETHORPE | Oglethorpe | 1090010 | 3 | [5 empty] | Closed in Ground | Gas (Historical Use) | 1000 | Bare Steel | 1971-04-25 | 1984-05-01 | Galvanized Steel
PRICE AMOCO | US HWY 78 | OGLETHORPE | Oglethorpe | 1090016 | 1 | [5 empty] | Closed in Ground | Gas (Historical Use) | 1000 | Bare Steel | 1971-01-01 | 1971-01-01 | Galvanized Steel
DEVILS POND | DEVILS POND & CRAWFORD SMITHONIA RD | CRAWFORD | Oglethorpe | 1090011 | 3 | [5 empty] | Removed from Ground | Gas (Historical Use) | 1000 | Bare Steel | 1986-04-21 | 1899-12-31 | Galvanized Steel
GA DOT #10228 OGLETHORPE CO MAIN | RT 1/FIRETOWER RD/NEAR SR 10 | CRAWFORD | Oglethorpe | 1090013 | 228G1 | [5 empty] | Removed from Ground | Gas (Historical Use) | 1000 | Bare Steel | 1985-04-29 | 2004-01-12 | Galvanized Steel | Suction (American)
GOLDEN PANTRY #93 | 1085 ATHENS RD | CRAWFORD | Oglethorpe | 1090008 | 2 | Flapper Valve | 1997-06-14 | FALSE | 1997-06-14 | FALSE | Currently in Use | Premium | 10000 | Galvanic (STIP-3) | 1984-04-17 |  | Fiberglass Reinforced Plastic | Pressurized
CRAWFORD FOOD MART, LLC | 1214 ATHENS RD | CRAWFORD | Oglethorpe | 9109012 | 2 | Ball Float | 1996-07-05 | FALSE | 1996-07-05 | FALSE | Currently in Use | Premium | 8000 | Galvanic (STIP-3) | 1996-07-05 |  | Fiberglass Reinforced Plastic | Pressurized
GLENN'S CORNER | MAIN ST | STEPHENS | Oglethorpe | 1090018 | 1 | [5 empty] | Removed from Ground | Gas (Historical Use) | 1000 | Bare Steel | 1971-05-11 | 1999-12-01 | Galvanized Steel | Suction (American)
E S GAINES |  | WINTERVILLE | Oglethorpe | 1090001 | 2 | [5 empty] | Closed in Ground | Gas (Historical Use) | 1000 | Bare Steel | 1973-02-22 | 1986-12-01 | Galvanized Steel
OGLETHORPE COUNTY FORESTRY UNIT | 302 BUDDY FAUST RD | CRAWFORD | Oglethorpe | 1090012 | 1 | [5 empty] | Removed from Ground | Gas (Historical Use) | 2000 | Bare Steel | 1975-04-25 | 1991-05-01 | Galvanized Steel
OLD J W GRIFFITH SALVAGE YARD | 1559 ATHENS ROAD | CRAWFORD | Oglethorpe | 10001307 | 1 |  |  | FALSE |  | FALSE | Removed from Ground | Gas (Historical Use) | 550 | Unknown |  | 1899-12-31 | Unknown
GA DOT #10228 OGLETHORPE CO MAIN | RT 1/FIRETOWER RD/NEAR SR 10 | CRAWFORD | Oglethorpe | 1090013 | 228D1 | [5 empty] | Removed from Ground | Diesel | 1000 | Bare Steel | 1985-04-29 | 2004-01-12 | Galvanized Steel | Suction (American)
PRICE AMOCO | US HWY 78 | OGLETHORPE | Oglethorpe | 1090016 | 2 | [5 empty] | Closed in Ground | Gas (Historical Use) | 1000 | Bare Steel | 1971-01-01 | 1971-01-01 | Galvanized Steel
CRAWFORD TIRE SERVICE | HWY 78 | CRAWFORD | Oglethorpe | 1090004 | 2 | [5 empty] | Removed from Ground | Gas (Historical Use) | 1000 | Bare Steel | 1978-02-26 | 1996-01-15 | Galvanized Steel | Suction (American)
OLD JEFFERSON MILLS | E COMER RD & NORTH ST | CRAWFORD | Oglethorpe | 9109005 | 3 | [5 empty] | Removed from Ground | Other | 550 | Bare Steel | 1994-01-21 | 1994-01-21 | Galvanized Steel | Suction (American)
E&E TIRE SALES RICKY GABRIEL | PO BOX 494/HWY 78 | CRAWFORD | Oglethorpe | 1090020 | 2 | [5 empty] | Removed from Ground | Gas (Historical Use) | 10000 | Composite | 1983-05-02 | 2004-05-01 | Galvanized Steel
CRAWFORD CHEVRON | HWY 78 | CRAWFORD | Oglethorpe | 1090015 | REG | [5 empty] | Removed from Ground | Gas (Historical Use) | 2000 | Bare Steel | 1978-05-03 | 1994-09-01 | Galvanized Steel
QUICK PANTRY #9 | 1772 ATHENS RD | CRAWFORD | Oglethorpe | 9108015 | 3 |  | 1999-02-01 |  | 1998-12-01 |  | Removed from Ground | Gas (Historical Use) | 6000 | Steel-Impressed Current | 1981-05-01 | 2009-06-09 | Steel (Impressed Current) | Pressurized
E&E TIRE SALES RICKY GABRIEL | PO BOX 494/HWY 78 | CRAWFORD | Oglethorpe | 1090020 | 4 | [5 empty] | Removed from Ground | Diesel | 5000 | Composite | 1980-05-02 | 2004-05-01 | Galvanized Steel
E&E TIRE SALES RICKY GABRIEL | PO BOX 494/HWY 78 | CRAWFORD | Oglethorpe | 1090020 | 5 | [5 empty] | Removed from Ground | Kerosene | 500 | Composite | 1985-05-01 | 2004-05-01 | Galvanized Steel
ACREE OIL CO DBA ATHENS OIL CO | US 78 | OGLETHORPE | Oglethorpe | 1090010 | 2 | [5 empty] | Closed in Ground | Gas (Historical Use) | 1000 | Bare Steel | 1971-04-25 | 1984-05-01 | Galvanized Steel
E S GAINES |  | WINTERVILLE | Oglethorpe | 1090001 | 1 | [5 empty] | Closed in Ground | Gas (Historical Use) | 550 | Bare Steel | 1973-02-22 | 1986-12-01 | Galvanized Steel
MINIT SAVE #13 | VERY BEST RD RTE #1 | CARLTON | Oglethorpe | 1090025 | 2 | [5 empty] | Removed from Ground | Gas (Historical Use) | 1000 | Bare Steel | 1977-05-10 | 1993-09-01 | Galvanized Steel
SNELLING GROCERY | RT 2 | CARLTON | Oglethorpe | 1090028 | 1 | [5 empty] | Permanently Out Of Use | Gas (Historical Use) | 1000 | Bare Steel | 1966-05-12 | 1999-12-08 | Galvanized Steel
SANDY CROSS GROCERY | 815 LEXINGTON-CARLTON RD | CARLTON | Oglethorpe | 9109008 | 2 |  | 1998-12-01 |  | 1998-12-01 |  | Removed from Ground | Gas (Historical Use) | 4000 | Steel-Impressed Current | 1981-05-01 | 1899-12-31 | Cathodically Protected | Suction (American)
TOMS PLACE | 552 VERIBEST RD | CARLTON | Oglethorpe | 9109002 | 2 | [5 empty] | Removed from Ground | Gas (Historical Use) | 500 | Bare Steel | 1981-01-01 | 1990-04-01 | Galvanized Steel
SANDY CROSS GROCERY | 815 LEXINGTON-CARLTON RD | CARLTON | Oglethorpe | 9109008 | 3 |  | 1998-12-01 |  | 1998-12-01 |  | Removed from Ground | Gas (Historical Use) | 2000 | Steel-Impressed Current | 1981-05-01 | 1899-12-31 | Cathodically Protected | Suction (American)
SHOAT'S GROCERY | 1064 UNION POINT RD | STEPHENS | Oglethorpe | 1090017 | 3 |  | 2001-01-18 | FALSE | 2001-01-18 | FALSE | Temporarily out of use | Gas (Historical Use) | 8000 | Composite | 2001-01-18 |  | Fiberglass Reinforced Plastic | Safe Suction (Euro)
NIKHAR INC DBA SANDY CROSS GROCERY STORE | 815 LEXINGTON CARLTON RD | CARLTON | Oglethorpe | 9109014 | 2 |  | 11/30/0002 |  | 11/30/0002 |  | Currently in Use | Gas (Historical Use) | 8000 | Composite | 2001-02-01 |  | Fiberglass Reinforced Plastic | Pressurized
HAMS GROCERY | RT 1 | CARLTON | Oglethorpe | 1090029 | 1 | [5 empty] | Removed from Ground | Gas (Historical Use) | 8000 | Bare Steel | 1983-01-02 | 1899-12-31 | Galvanized Steel
PARTAINS GROCERY | HWY 22 | PHILOMATH | Oglethorpe | 1090019 | 2 | [5 empty] | Removed from Ground | Gas (Historical Use) | 1000 | Bare Steel | 1961-05-13 | 1999-12-01 | Galvanized Steel | Suction (American)
MINIT SAVE #13 | VERY BEST RD RTE #1 | CARLTON | Oglethorpe | 1090025 | 1 | [5 empty] | Removed from Ground | Gas (Historical Use) | 1000 | Bare Steel | 1977-05-10 | 1993-09-01 | Galvanized Steel
SANDY CROSS GROCERY | 815 LEXINGTON-CARLTON RD | CARLTON | Oglethorpe | 9109008 | 4 |  | 1998-12-01 |  | 1998-12-01 |  | Removed from Ground | Diesel | 5000 | Steel-Impressed Current | 1981-05-01 | 1899-12-31 | Cathodically Protected | Pressurized
TOMS PLACE | 552 VERIBEST RD | CARLTON | Oglethorpe | 9109002 | 4 | Ball Float | 1990-07-19 | FALSE | 1990-07-19 | FALSE | Temporarily out of use | Gas (Historical Use) | 1000 | Galvanic (STIP-3) | 1990-07-19 |  | Galvanized Steel | Pressurized
TOMS PLACE | 552 VERIBEST RD | CARLTON | Oglethorpe | 9109002 | 5 | Ball Float | 1990-07-19 | FALSE | 1990-07-19 | FALSE | Temporarily out of use | Gas (Historical Use) | 1000 | Galvanic (STIP-3) | 1990-07-19 |  | Galvanized Steel | Pressurized
SMITH GROCERY | RT 1 | CARLTON | Oglethorpe | 1090027 | 1 | [5 empty] | Removed from Ground | Gas (Historical Use) | 1000 | Bare Steel | 1966-05-12 | 1899-12-31 | Galvanized Steel
SMITH GROCERY | RT 1 | CARLTON | Oglethorpe | 1090027 | 4 | [5 empty] | Currently in Use | Kerosene | 0 | Bare Steel | 1986-05-07 |  | Galvanized Steel
SANDY CROSS GROCERY | 815 LEXINGTON-CARLTON RD | CARLTON | Oglethorpe | 9109008 | 1 |  | 1998-12-01 |  | 1998-12-01 |  | Removed from Ground | Gas (Historical Use) | 4000 | Steel-Impressed Current | 1981-05-01 | 1899-12-31 | Cathodically Protected | Suction (American)
NIKHAR INC DBA SANDY CROSS GROCERY STORE | 815 LEXINGTON CARLTON RD | CARLTON | Oglethorpe | 9109014 | 3B |  | 11/30/0002 |  | 11/30/0002 |  | Currently in Use | Diesel | 6000 | Composite | 2001-02-01 |  | Fiberglass Reinforced Plastic | Safe Suction (Euro)
MINIT SAVE #13 | VERY BEST RD RTE #1 | CARLTON | Oglethorpe | 1090025 | 3 | [5 empty] | Removed from Ground | Gas (Historical Use) | 550 | Composite | 1977-05-10 | 1993-09-01 | Galvanized Steel
SHOAT'S GROCERY | 1064 UNION POINT RD | STEPHENS | Oglethorpe | 1090017 | 1 | [5 empty] | Removed from Ground | Gas (Historical Use) | 6000 | Bare Steel | 1961-05-13 | 1999-12-01 | Galvanized Steel | Suction (American)
PARTAINS GROCERY | HWY 22 | PHILOMATH | Oglethorpe | 1090019 | 1 | [5 empty] | Removed from Ground | Diesel | 1000 | Bare Steel | 1961-05-13 | 1999-12-01 | Galvanized Steel | Suction (American)
MINIT SAVE #13 | VERY BEST RD RTE #1 | CARLTON | Oglethorpe | 1090025 | 6 |  | 1994-03-01 |  | 1994-03-01 |  | Removed from Ground | Kerosene | 4000 | Epoxy | 1994-03-01 | 2001-05-25 | Fiberglass Reinforced Plastic | Suction (American)
TOMS PLACE | 552 VERIBEST RD | CARLTON | Oglethorpe | 9109002 | 1 | [5 empty] | Removed from Ground | Gas (Historical Use) | 1000 | Bare Steel | 1981-01-01 | 1990-04-01 | Galvanized Steel
TOMS PLACE | 552 VERIBEST RD | CARLTON | Oglethorpe | 9109002 | 3 | [5 empty] | Removed from Ground | Gas (Historical Use) | 1000 | Bare Steel | 1981-01-01 | 1990-04-01 | Galvanized Steel
SNELLING GROCERY | RT 2 | CARLTON | Oglethorpe | 1090028 | 2 | [5 empty] | Permanently Out Of Use | Gas (Historical Use) | 560 | Bare Steel | 1966-05-12 | 1999-12-08 | Galvanized Steel
TOMS PLACE | 552 VERIBEST RD | CARLTON | Oglethorpe | 9109002 | 6 | Ball Float | 1990-07-19 | FALSE | 1990-07-19 | FALSE | Temporarily out of use | Gas (Historical Use) | 1000 | Galvanic (STIP-3) | 1990-07-19 |  | Galvanized Steel | Pressurized
NIKHAR INC DBA SANDY CROSS GROCERY STORE | 815 LEXINGTON CARLTON RD | CARLTON | Oglethorpe | 9109014 | 1 |  | 2000-02-01 |  | 2000-02-01 |  | Removed from Ground | Kerosene | 1000 | Steel-Impressed Current | 1985-01-01 | 2003-01-06 |  | Safe Suction (Euro)
SMITH GROCERY | RT 1 | CARLTON | Oglethorpe | 1090027 | 2 | [5 empty] | Removed from Ground | Gas (Historical Use) | 560 | Bare Steel | 1966-05-12 | 1899-12-31 | Galvanized Steel
HAMS GROCERY | RT 1 | CARLTON | Oglethorpe | 1090029 | 4 | [5 empty] | Removed from Ground | Diesel | 4000 | Bare Steel | 1983-01-02 | 1899-12-31 | Galvanized Steel
DOYLE HOLMES | RT1 LEXINGTON HWY 77 | ATHENS | Oglethorpe | 1090023 | 1 | [5 empty] | Removed from Ground | Gas (Historical Use) | 1000 | Bare Steel | 1984-05-07 | 1994-03-21 | Galvanized Steel | Safe Suction (Euro)
SNELLING GROCERY | RT 2 | CARLTON | Oglethorpe | 1090028 | 4 | [5 empty] | Permanently Out Of Use | Kerosene | 560 | Bare Steel | 1978-05-09 | 1999-12-08 | Galvanized Steel
HAMS GROCERY | RT 1 | CARLTON | Oglethorpe | 1090029 | 2 | [5 empty] | Removed from Ground | Gas (Historical Use) | 6000 | Bare Steel | 1983-01-02 | 1899-12-31 | Galvanized Steel
SNELLING GROCERY | RT 2 | CARLTON | Oglethorpe | 1090028 | 3 | [5 empty] | Permanently Out Of Use | Diesel | 560 | Bare Steel | 1980-05-08 | 1999-12-08 | Galvanized Steel
NIKHAR INC DBA SANDY CROSS GROCERY STORE | 815 LEXINGTON CARLTON RD | CARLTON | Oglethorpe | 9109014 | 3A |  | 11/30/0002 |  | 11/30/0002 |  | Currently in Use | Gas (Historical Use) | 4000 | Composite | 2001-02-01 |  | Fiberglass Reinforced Plastic | Pressurized
SMITH GROCERY | RT 1 | CARLTON | Oglethorpe | 1090027 | 3 | [5 empty] | Removed from Ground | Gas (Historical Use) | 560 | Bare Steel | 1971-05-11 | 1899-12-31 | Galvanized Steel
GOLDEN PANTRY #93 | 1085 ATHENS RD | CRAWFORD | Oglethorpe | 1090008 | 3 | Ball Float | 1997-06-14 | FALSE | 1997-06-14 | FALSE | Currently in Use | Diesel | 10000 | Galvanic (STIP-3) | 1984-04-17 |  | Fiberglass Reinforced Plastic | Pressurized
CRAWFORD CHEVRON | HWY 78 | CRAWFORD | Oglethorpe | 1090015 | DIESEL-AST |  |  | TRUE |  | TRUE | Permanently Out of Use - historical purposes | Used Oil | 500 | Bare Steel | 1978-05-03 | 1899-12-31 | Galvanized Steel
CRAWFORD FOOD MART, LLC | 1214 ATHENS RD | CRAWFORD | Oglethorpe | 9109012 | 3 |  | 1996-07-05 | FALSE | 1996-07-05 | FALSE | Temporarily out of use | Kerosene | 4000 | Galvanic (STIP-3) | 1996-07-05 |  | Fiberglass Reinforced Plastic | Safe Suction (Euro)
JUNCTION GAS | 1816 ATHENS RD | CRAWFORD | Oglethorpe | 9109010 | 1 |  | 1998-12-01 |  | 1998-12-01 |  | Removed from Ground | Gas (Historical Use) | 8000 | Steel-Impressed Current | 1978-08-01 | 2004-02-13 | Cathodically Protected | Safe Suction (Euro)
BOBBY JONES CONSTRUCTION CO | 1261 ROBERT HARDEMAN RD | WINTERVILLE | Oglethorpe | 1090003 | 1 | [5 empty] | Removed from Ground | Gas (Historical Use) | 3000 | Bare Steel | 1982-03-05 | 2004-04-01 | Galvanized Steel
HAMS GROCERY | RT 1 | CARLTON | Oglethorpe | 1090029 | 3 | [5 empty] | Removed from Ground | Gas (Historical Use) | 4000 | Bare Steel | 1983-01-02 | 1899-12-31 | Galvanized Steel
BOBBY JONES CONSTRUCTION CO | 1261 ROBERT HARDEMAN RD | WINTERVILLE | Oglethorpe | 1090003 | 2 | [5 empty] | Removed from Ground | Diesel | 3000 | Bare Steel | 1982-03-05 | 2004-04-01 | Galvanized Steel
DOYLE HOLMES | RT1 LEXINGTON HWY 77 | ATHENS | Oglethorpe | 1090023 | 2 | [5 empty] | Removed from Ground | Gas (Historical Use) | 1000 | Bare Steel | 1984-05-07 | 1994-03-21 | Galvanized Steel | Safe Suction (Euro)
MINIT SAVE #13 | VERY BEST RD RTE #1 | CARLTON | Oglethorpe | 1090025 | 5 |  | 1994-03-01 |  | 1994-03-01 |  | Removed from Ground | Gas (Historical Use) | 6000 | Epoxy | 1994-03-01 | 2001-05-25 | Fiberglass Reinforced Plastic | Suction (American)
MINIT SAVE #13 | VERY BEST RD RTE #1 | CARLTON | Oglethorpe | 1090025 | 4 |  | 1994-03-01 |  | 1994-03-01 |  | Removed from Ground | Gas (Historical Use) | 6000 | Epoxy | 1994-03-01 | 2001-05-25 | Fiberglass Reinforced Plastic | Suction (American)
C W HESTER |  | MAXEYS | Oglethorpe | 1090034 | 1 | [5 empty] | Currently in Use | Gas (Historical Use) | 2000 | Bare Steel | 1986-05-28 |  | Galvanized Steel
DAVIDS B-B-Q WHOLESALE CO | RT 1 BOX 238 | ARNOLDSVILLE | Oglethorpe | 9109004 | 2 | [5 empty] | Removed from Ground | Gas (Historical Use) | 1000 | Bare Steel | 1964-01-01 | 1993-09-17 | Galvanized Steel | Suction (American)
ROY CARTER GROCERY |  | ARNOLDSVILLE | Oglethorpe | 1090033 | 3 | [5 empty] | Permanently Out of Use - historical purposes | Gas (Historical Use) | 500 | Bare Steel | 1986-05-28 | 1899-12-31 | Galvanized Steel
C W HESTER |  | MAXEYS | Oglethorpe | 1090034 | 3 | [5 empty] | Currently in Use | Gas (Historical Use) | 500 | Bare Steel | 1986-05-28 |  | Galvanized Steel
ROY CARTER GROCERY |  | ARNOLDSVILLE | Oglethorpe | 1090033 | 2 | [5 empty] | Permanently Out of Use - historical purposes | Gas (Historical Use) | 3000 | Bare Steel | 1986-05-28 | 1899-12-31 | Galvanized Steel
BEAVER DAM FARMS | 3085 SMITHONIA RD | COLBERT | Oglethorpe | 9109007 | GASOLINE | [5 empty] | Removed from Ground | Gas (Historical Use) | 2000 | Bare Steel | 1980-02-06 | 1999-10-25 | Galvanized Steel | Suction (American)
C W HESTER |  | MAXEYS | Oglethorpe | 1090034 | 2 | [5 empty] | Currently in Use | Gas (Historical Use) | 500 | Bare Steel | 1986-05-28 |  | Galvanized Steel
BEAVER DAM FARMS | 3085 SMITHONIA RD | COLBERT | Oglethorpe | 9109007 | 2 |  |  | FALSE |  | FALSE | Removed from Ground | Gas (Historical Use) | 2000 | Bare Steel | 1980-02-06 | 2002-11-07 | Unknown
DAVIDS B-B-Q WHOLESALE CO | RT 1 BOX 238 | ARNOLDSVILLE | Oglethorpe | 9109004 | 1 | [5 empty] | Removed from Ground | Gas (Historical Use) | 1000 | Bare Steel | 1964-01-01 | 1993-09-17 | Galvanized Steel | Suction (American)
ALLTEL GA INC | HWY 77 | MAXEYS | Oglethorpe | 9109003 | 1 | [5 empty] | Removed from Ground | Diesel | 550 | Bare Steel | 1993-05-27 | 1993-05-27 | Unknown
BEAVER DAM FARMS | 3085 SMITHONIA RD | COLBERT | Oglethorpe | 9109007 | DIESEL | [5 empty] | Removed from Ground | Diesel | 2000 | Bare Steel | 1980-02-06 | 1999-10-25 | Galvanized Steel | Suction (American)
BEAVER DAM FARMS | 3085 SMITHONIA RD | COLBERT | Oglethorpe | 9109007 | 1 |  |  | FALSE |  | FALSE | Removed from Ground | Diesel | 2000 | Bare Steel | 1980-02-06 | 2002-11-07 | Unknown
ROY CARTER GROCERY |  | ARNOLDSVILLE | Oglethorpe | 1090033 | 1 | [5 empty] | Permanently Out of Use - historical purposes | Gas (Historical Use) | 1000 | Bare Steel | 1986-05-28 | 1899-12-31 | Galvanized Steel
GPS Forsyth | 1000 Indian Springs Dr | Forsyth | Out of State | UST-SLOC-9102043 | 1 | [5 empty] | Removed from Ground | Diesel | 500 | Marked Unknown | 1998-05-25 | 1998-05-25 | Unknown
GPS Forsyth | 1000 Indian Springs Dr | Forsyth | Out of State | UST-SLOC-9102033 | 2 | [5 empty] | Removed from Ground | Gas (Historical Use) | 10000 | Marked Unknown | 1986-01-01 | 1998-04-15 | Unknown | Pressurized
GPS Forsyth | 1000 Indian Springs Dr | Forsyth | Out of State | UST-SLOC-9102033 | 4 |  |  | TRUE |  | TRUE | Removed from Ground | Used Oil | 550 | Marked Unknown | 1986-01-01 | 1998-04-15 | Unknown | Pressurized
GPS Forsyth | 1000 Indian Springs Dr | Forsyth | Out of State | UST-SLOC-9102033 | 1 | Flapper Valve |  |  |  |  | Removed from Ground | Gas (Historical Use) | 10000 | Marked Unknown | 1986-01-01 | 1998-04-15 | Unknown | Pressurized
GPS Forsyth | 1000 Indian Springs Dr | Forsyth | Out of State | UST-SLOC-9102042 | 1 | [5 empty] | Removed from Ground | Diesel | 2000 | Marked Unknown | 1998-05-28 | 1998-05-28 | Unknown
GPS Forsyth | 1000 Indian Springs Dr | Forsyth | Out of State | UST-SLOC-9102033 | 5 | Flapper Valve | 1998-04-02 | FALSE | 1998-04-02 | FALSE | Currently in Use | Regular | 10000 | Fiberglass Double Walled | 1998-04-02 |  | Fiberglass Reinforced Plastic | Pressurized
GPS Forsyth | 1000 Indian Springs Dr | Forsyth | Out of State | UST-SLOC-9102038 | 1 | [5 empty] | Removed from Ground | Diesel | 10000 | Marked Unknown | 1985-01-01 | 1998-08-17 | Unknown
GPS Forsyth | 1000 Indian Springs Dr | Forsyth | Out of State | UST-SLOC-9102033 | 6 | Flapper Valve | 1998-04-02 | FALSE | 1998-04-02 | FALSE | Currently in Use | Diesel | 2000 | Fiberglass Double Walled | 1998-04-02 |  | Fiberglass Reinforced Plastic | Pressurized
GPS Forsyth | 1000 Indian Springs Dr | Forsyth | Out of State | UST-SLOC-9102040 | 1 | [5 empty] | Removed from Ground | Diesel | 500 | Marked Unknown | 1998-05-25 | 1998-05-25 | Unknown
GPS Forsyth | 1000 Indian Springs Dr | Forsyth | Out of State | UST-SLOC-9102033 | 3 | [5 empty] | Removed from Ground | Diesel | 6000 | Marked Unknown | 1986-01-01 | 1998-04-15 | Unknown | Pressurized
GPS Forsyth | 1000 Indian Springs Dr | Forsyth | Out of State | UST-SLOC-9102041 | 1 | [5 empty] | Removed from Ground | Diesel | 500 | Marked Unknown | 1998-05-28 | 1998-05-28 | Unknown
BALA SHOPPING PLAZA | 8860 CARTERSVILLE HWY | DALLAS | Paulding | 10001552 | 3B | Flapper Valve | 2008-03-27 | FALSE | 2008-03-27 | FALSE | Currently in Use | Kerosene | 2000 | Composite Double Walled | 2008-03-25 |  | Fiberglass Reinforced Plastic | Safe Suction (Euro)
GRANDS XXII | 2785 BOBO RD | DALLAS | Paulding | 10000138 | 2 | Ball Float | 2001-01-01 | FALSE | 2001-01-01 | FALSE | Currently in Use | Premium | 8000 | Composite | 2001-01-01 |  | Fiberglass Reinforced Plastic | Pressurized
QUIKTRIP #788 | 491 NATHAN DEAN BLVD | DALLAS | Paulding | 10000148 | 1 | Overfill Alarm | 2002-05-01 | FALSE | 2002-05-01 | FALSE | Currently in Use | Premium | 20000 | Fiberglass Double Walled | 2002-05-01 |  |  | Pressurized
EXXON FOOD STORE | 257 BUCHANNAN ST | DALLAS | Paulding | 10000207 | 1 | Ball Float | 2002-05-29 | FALSE | 2002-05-29 | FALSE | Currently in Use | Premium | 12000 | Fiberglass | 2002-05-24 |  | Double-Walled Fiberglass | Pressurized
DALLAS AUTO SALES | 3755 ATLANTA HIGHWAY | DALLAS | Paulding | 10001182 | 3 |  |  | FALSE |  | FALSE | Removed from Ground | Kerosene | 550 | Unknown | 2006-07-26 | 2006-07-26 | Unknown
GRANDS XXII | 2785 BOBO RD | DALLAS | Paulding | 10000138 | 4 | Flapper Valve | 2001-01-01 | FALSE | 2001-01-01 | FALSE | Currently in Use | E-0 | 2000 | Composite | 2001-01-01 |  | Fiberglass Reinforced Plastic | Safe Suction (Euro)
ROXIE'S FLAVORS | 237 BUCHANAN ST | DALLAS | Paulding | 10000278 | 1 |  |  | FALSE |  | FALSE | Removed from Ground | Not Marked/Tank Removed | 550 | Bare Steel | 2003-02-03 | 2003-02-03
PAULDING COUNTY SCHOOL SYSTEM | 522 HARDEE ST | DALLAS | Paulding | 1100013 | 5 | Overfill Alarm | 1997-08-01 | FALSE | 1997-08-01 | FALSE | Currently in Use | Diesel | 12000 | Epoxy | 1997-08-01 |  | Fiberglass Reinforced Plastic | Pressurized
DALLAS MARKET | 2634 BOBO RD | DALLAS | Paulding | 1100020 | 6 | Ball Float | 1987-11-04 | FALSE | 1987-11-04 | FALSE | Currently in Use | Diesel | 8021 | Composite | 1987-11-04 |  | Fiberglass Reinforced Plastic | Pressurized
DALLAS SUPER CENTER #37 | 4088 MARIETTA HWY | DALLAS | Paulding | 1100019 | 2 |  | 1998-07-01 |  | 1998-07-01 |  | Removed from Ground | Gas (Historical Use) | 8000 | Steel-Impressed Current | 1984-05-01 | 2017-01-12 | Double Walled | Pressurized
RITE WAY FOOD STORE | 8774 DALLAS ACWORTH HWY | DALLAS | Paulding | 1102003 | 1 | Ball Float | 1997-03-31 | FALSE | 1997-03-31 | FALSE | Currently in Use | Regular | 8000 | Galvanic (STIP-3) | 1987-09-04 |  | Fiberglass Reinforced Plastic | Pressurized
PAULDING COUNTY SCHOOL SYSTEM | 522 HARDEE ST | DALLAS | Paulding | 1100013 | 1 |  |  | FALSE |  | FALSE | Removed from Ground | Gas (Historical Use) | 15500 | Bare Steel | 1974-01-17 | 1997-07-16 |  | Pressurized
KLM Auto Sales | 832 SEABOARD DR | DALLAS | Paulding | 1100024 | 6 | [5 empty] | Removed from Ground | Gas (Historical Use) | 250 | Not Marked/Unknown | 1998-06-18 | 1998-06-18 | Not Marked
MARILYN GROCERY | RT 3 HWY 61 | DALLAS | Paulding | 1100031 | 1 | [5 empty] | Removed from Ground | Gas (Historical Use) | 550 | Bare Steel | 1966-05-10 | 1990-11-01 | Galvanized Steel
SHELTON SCHOOL | 1535 CEDARCREST RD | DALLAS | Paulding | 10001230 | 2 | Ball Float | 2006-09-01 | FALSE | 2006-09-01 | FALSE | Currently in Use | Diesel | 12000 | Tank Jacket | 2006-09-01 |  | Double-Walled Fiberglass | Pressurized
UNKNOWN | HARDEE AND MAIN STREETS | DALLAS | Paulding | 10001709 | 2 |  |  | FALSE |  | FALSE | Removed from Ground |  | 500 | Unknown | 2009-03-05 | 2009-03-05
SHELTON SCHOOL | 1535 CEDARCREST RD | DALLAS | Paulding | 10001230 | 1 | Ball Float | 2006-09-01 | FALSE | 2006-09-01 | FALSE | Currently in Use | Regular | 12000 | Tank Jacket | 2006-09-01 |  | Double-Walled Fiberglass | Pressurized
GRANDS 24 | 60 IVEY GULLEDGE RD | DALLAS | Paulding | 10001893 | 2A | Ball Float | 2009-05-26 | FALSE | 2009-05-26 | FALSE | Currently in Use | Premium | 6000 | Composite Double Walled | 2009-05-26 |  | Double-Walled Fiberglass | Pressurized
GROGANS GROCERY | SR92@CEDARCREST ROAD | DALLAS | Paulding | 10000928 | 2 |  |  | FALSE |  | FALSE | Closed in Ground | Not Marked/Tank Removed | 500 | Bare Steel | 2005-05-11 | 2005-05-11
GA FC PAULDING CIT UNIT | HWY 278 WEST | DALLAS | Paulding | 1100003 | 1 | [5 empty] | Removed from Ground | Gas (Historical Use) | 560 | Bare Steel | 1977-04-24 | 1992-10-15 | Galvanized Steel
RODGERS MARKET | 604 WEST MEMORIAL DR | DALLAS | Paulding | 1100033 | 3 | [5 empty] | Removed from Ground | Gas (Historical Use) | 3000 | Bare Steel | 1972-05-08 | 1991-08-05 | Galvanized Steel
FAST LANE FOODS | 4522 VILLA RICA HWY | DALLAS | Paulding | 1100040 | 3 | Flapper Valve | 1998-04-01 | FALSE | 1998-04-01 | FALSE | Currently in Use | Diesel | 2000 |  | 1998-04-01 |  |  | Pressurized
650 WEST MEMORIAL, LLC | 608 WEST MEMORIAL DR | DALLAS | Paulding | 1100059 | 7 | Flapper Valve | 1992-06-23 | FALSE | 1992-06-23 | FALSE | Currently in Use | Diesel | 4000 | Galvanic (STIP-3) | 1992-06-23 |  | Fiberglass Reinforced Plastic | Safe Suction (Euro)
WASTE INDUSTRIES | 1120 OLD HARRIS RD | DALLAS | Paulding | 10001321 | 1 | Ball Float | 2002-08-01 | FALSE | 2002-08-01 | FALSE | Temporarily out of use | Diesel | 12000 | Composite | 2002-08-01 |  | Fiberglass Reinforced Plastic | Pressurized
QUIKTRIP #788 | 491 NATHAN DEAN BLVD | DALLAS | Paulding | 10000148 | 4B | Overfill Alarm | 2015-03-01 | FALSE | 2015-03-14 | FALSE | Currently in Use | Diesel | 9500 | Fiberglass Double Walled | 2015-02-19 |  |  | Pressurized
GRANDS XXII | 2785 BOBO RD | DALLAS | Paulding | 10000138 | 1 | Ball Float | 2001-01-01 | FALSE | 2001-01-01 | FALSE | Currently in Use | Regular | 10000 | Composite | 2001-01-01 |  | Fiberglass Reinforced Plastic | Pressurized
QUIKTRIP #788 | 491 NATHAN DEAN BLVD | DALLAS | Paulding | 10000148 | 4A | Flapper Valve | 2015-03-01 | FALSE | 2015-03-14 | FALSE | Temporarily out of use |  | 10000 | Fiberglass Double Walled | 2015-02-19
EXXON FOOD MART | 101 FIRST PAULDING DR | DALLAS | Paulding | 10000616 | N626042 | Ball Float | 2003-12-30 | FALSE | 2003-12-30 | FALSE | Currently in Use | Plus | 8000 | Composite | 2003-09-01 |  | Fiberglass Reinforced Plastic | Pressurized
THE KROGER COMPANY-GA634 | 8876 DALLAS ACWORTH HWY | DALLAS | Paulding | 10000935 | 2B | Flapper Valve | 2005-06-20 | FALSE | 2005-06-20 | FALSE | Currently in Use | Gas (Historical Use) | 8000 | Fiberglass Double Walled | 2005-06-12 |  | Double-Walled Fiberglass | Pressurized
THE KROGER COMPANY-GA634 | 8876 DALLAS ACWORTH HWY | DALLAS | Paulding | 10000935 | 1 | Flapper Valve | 2005-06-20 | FALSE | 2005-06-20 | FALSE | Currently in Use | Gas (Historical Use) | 20000 | Fiberglass Double Walled | 2005-06-12 |  | Double-Walled Fiberglass | Pressurized
KROGER GA 673 | 457 NATHAN DEAN BLVD | DALLAS | Paulding | 10000963 | 2B | Flapper Valve | 2005-07-29 | FALSE | 2005-07-29 | FALSE | Currently in Use | Premium | 8000 | Fiberglass Double Walled | 2005-07-25 |  | Double-Walled Fiberglass | Pressurized
EXXON FOOD STORE | 257 BUCHANNAN ST | DALLAS | Paulding | 10000207 | 2 | Ball Float | 2002-05-29 | FALSE | 2002-05-29 | FALSE | Currently in Use | Regular | 12000 | Fiberglass | 2002-05-24 |  | Double-Walled Fiberglass | Pressurized
GRANDS #19 | 1575 DALLAS NEBO RD | DALLAS | Paulding | 1102002 | 1 | Ball Float | 1994-11-05 | FALSE | 1994-11-05 | FALSE | Currently in Use | Regular | 8000 | Galvanic (STIP-3) | 1986-08-18 |  | Fiberglass Reinforced Plastic | Pressurized
RITE WAY FOOD STORE | 8774 DALLAS ACWORTH HWY | DALLAS | Paulding | 1102003 | 3 |  | 1997-03-31 | FALSE | 1997-03-31 | FALSE | Currently in Use | Premium | 8000 | Galvanic (STIP-3) | 1987-11-04 |  | Fiberglass Reinforced Plastic | Pressurized
GA FC PAULDING CIT UNIT | HWY 278 WEST | DALLAS | Paulding | 1100003 | 2 | [5 empty] | Removed from Ground | Empty | 560 | Marked Unknown | 1956-04-29 | 1976-10-01 | Unknown
PAULDING COUNTY SCHOOL SYSTEM | 522 HARDEE ST | DALLAS | Paulding | 1100013 | 4A |  |  | TRUE |  | TRUE | Removed from Ground | Diesel | 500 | Epoxy | 1993-07-07 | 1997-07-01 | Fiberglass Reinforced Plastic | Pressurized
JJ's Auto Repair | 601 W MEMORIAL DR | DALLAS | Paulding | 1100023 | 7 |  | 1989-10-25 | FALSE | 1989-10-25 | FALSE | Closed in Ground | Gas (Historical Use) | 4000 | Galvanic (STIP-3) | 1989-10-25 |  | Fiberglass Reinforced Plastic | Suction (American)
JJ's Auto Repair | 601 W MEMORIAL DR | DALLAS | Paulding | 1100023 | 5 |  |  | TRUE |  | TRUE | Removed from Ground | Used Oil | 500 | Bare Steel | 1951-04-04 | 1999-04-28 | Galvanized Steel
PAULDING COUNTY SCHOOL SYSTEM | 522 HARDEE ST | DALLAS | Paulding | 1100013 | 3 |  |  | FALSE |  | FALSE | Removed from Ground | Gas (Historical Use) | 5000 | Bare Steel | 1982-01-15 | 1988-01-01
JJ's Auto Repair | 601 W MEMORIAL DR | DALLAS | Paulding | 1100023 | 8 |  | 1989-10-25 | FALSE | 1989-10-25 | FALSE | Closed in Ground | Gas (Historical Use) | 4000 | Galvanic (STIP-3) | 1989-10-25 |  | Fiberglass Reinforced Plastic | Suction (American)
DALLAS MARKET | 2634 BOBO RD | DALLAS | Paulding | 1100020 | 4 | Ball Float | 1987-11-04 | FALSE | 1987-11-04 | FALSE | Currently in Use | Regular | 10120 | Composite | 1987-11-04 |  | Fiberglass Reinforced Plastic | Pressurized
DALLAS MARKET | 2634 BOBO RD | DALLAS | Paulding | 1100020 | 5 | Ball Float | 1987-11-04 | FALSE | 1987-11-04 | FALSE | Currently in Use | Premium | 8021 | Composite | 1987-11-04 |  | Fiberglass Reinforced Plastic | Pressurized
LITTLE BEAR FOOD STORE | 521 HARDEE ST | DALLAS | Paulding | 1100030 | 1 | Ball Float | 1994-11-15 | FALSE | 1994-11-15 | FALSE | Currently in Use | Regular | 8000 | Steel-Impressed Current | 1994-11-30 |  | Fiberglass Reinforced Plastic | Pressurized
AMERICAN PRIDE STORE LLC | 1275 MERCHANT DR | DALLAS | Paulding | 1100039 | 8 |  | 1994-12-16 | FALSE | 1994-12-16 | FALSE | Currently in Use | Kerosene | 4000 | Composite | 2003-03-26 |  | Fiberglass Reinforced Plastic | Pressurized
AMERICAN PRIDE STORE LLC | 1275 MERCHANT DR | DALLAS | Paulding | 1100039 | 2 | [5 empty] | Removed from Ground | Gas (Historical Use) | 8000 | Bare Steel | 1968-05-11 | 1995-01-03 | Galvanized Steel
650 WEST MEMORIAL, LLC | 608 WEST MEMORIAL DR | DALLAS | Paulding | 1100059 | 5 |  |  | FALSE |  | FALSE | Removed from Ground | Diesel | 1 | Bare Steel | 1976-05-15 | 1992-06-20 | Galvanized Steel
650 WEST MEMORIAL, LLC | 608 WEST MEMORIAL DR | DALLAS | Paulding | 1100059 | 4 |  |  | FALSE |  | FALSE | Removed from Ground | Gas (Historical Use) | 1 | Bare Steel | 1976-05-15 | 1992-06-20 | Galvanized Steel
CHEVRON FOOD MART | 514 HARDEE ST | DALLAS | Paulding | 9110028 | 4 | Ball Float | 1987-11-04 | FALSE | 1987-11-04 | FALSE | Currently in Use | Kerosene | 2000 | Steel-Impressed Current | 2001-08-22 |  | Steel (Impressed Current) | Safe Suction (Euro)
PAULDING COUNTY SCHOOL SYSTEM | 522 HARDEE ST | DALLAS | Paulding | 1100013 | 4 |  |  | TRUE |  | TRUE | Removed from Ground | Used Oil | 500 | Bare Steel | 1974-01-17 | 1993-07-06 | Double-Walled Fiberglass
A&R SHOPPETTE #17 | 6821 CARTERSVILLE HWY | DALLAS | Paulding | 1100027 | 1 |  | 1998-01-14 | FALSE | 1998-01-14 | FALSE | Currently in Use | Gas (Historical Use) | 10000 | Galvanic (STIP-3) | 1979-05-03 |  | Cathodically Protected | Pressurized
KLM Auto Sales | 832 SEABOARD DR | DALLAS | Paulding | 1100024 | D-3 |  | 1990-01-01 | FALSE | 1990-01-01 | FALSE | Temporarily out of use | Diesel | 2000 | Galvanic (STIP-3) | 1990-01-01 |  | Fiberglass Reinforced Plastic | Safe Suction (Euro)
DALLAS SUPER CENTER #37 | 4088 MARIETTA HWY | DALLAS | Paulding | 1100019 | 3 |  | 1998-07-01 |  | 1998-07-01 |  | Removed from Ground | Gas (Historical Use) | 8000 | Steel-Impressed Current | 1984-05-01 | 2017-01-12 | Double Walled | Pressurized
RODGERS MARKET | 604 WEST MEMORIAL DR | DALLAS | Paulding | 1100033 | 1 | [5 empty] | Removed from Ground | Gas (Historical Use) | 3000 | Bare Steel | 1972-05-08 | 1991-08-05 | Galvanized Steel
AMERICAN PRIDE STORE LLC | 1275 MERCHANT DR | DALLAS | Paulding | 1100039 | 5 | Ball Float | 1994-12-16 | FALSE | 1994-12-16 | FALSE | Currently in Use | Diesel | 10000 | Composite | 2003-03-26 |  | Fiberglass Reinforced Plastic | Pressurized
FAST LANE FOODS | 4522 VILLA RICA HWY | DALLAS | Paulding | 1100040 | 4 | Flapper Valve | 1998-04-01 | FALSE | 1998-04-01 | FALSE | Currently in Use | Premium | 2000 | Steel-Impressed Current | 1998-04-01 |  |  | Safe Suction (Euro)
FAST LANE FOODS | 4522 VILLA RICA HWY | DALLAS | Paulding | 1100040 | 5 | [5 empty] | Removed from Ground | Kerosene | 550 | Bare Steel | 1974-05-08 | 1999-04-01 | Galvanized Steel | Safe Suction (Euro)
DALLAS CHEVRON | 210 EAST MEMORIAL DR | DALLAS | Paulding | 1100057 | 3 | [5 empty] | Removed from Ground | Gas (Historical Use) | 6000 | Bare Steel | 1977-01-03 | 1988-12-01 | Unknown
650 WEST MEMORIAL, LLC | 608 WEST MEMORIAL DR | DALLAS | Paulding | 1100059 | 2 |  |  | FALSE |  | FALSE | Removed from Ground | Gas (Historical Use) | 1 | Bare Steel | 1976-05-15 | 1992-06-20 | Galvanized Steel
New Hero's LLC DBA Hero's | 3754 Hiram Acworth Hwy | DALLAS | Paulding | 9110007 | 4 | [5 empty] | Removed from Ground | Gas (Historical Use) | 6000 | Bare Steel | 1976-01-01 | 1990-11-01 | Bare Steel
New Hero's LLC DBA Hero's | 3754 Hiram Acworth Hwy | DALLAS | Paulding | 9110007 | 7 | Flapper Valve | 1990-11-14 | FALSE | 1990-11-14 | FALSE | Currently in Use | E-0 | 8000 | Composite | 1990-08-01 |  | Fiberglass Reinforced Plastic | Pressurized
New Hero's LLC DBA Hero's | 3754 Hiram Acworth Hwy | DALLAS | Paulding | 9110007 | 5 | Flapper Valve | 1990-11-14 | FALSE | 1990-11-14 | FALSE | Currently in Use | Regular | 10000 | Composite | 1990-08-01 |  | Fiberglass Reinforced Plastic | Pressurized
CHEVRON FOOD MART | 514 HARDEE ST | DALLAS | Paulding | 9110028 | 2 | Ball Float | 1987-11-04 | FALSE | 1987-11-04 | FALSE | Currently in Use | Regular | 8000 | Steel-Impressed Current | 2001-08-22 |  | Steel (Impressed Current) | Pressurized
FURNITURE REFINISHING | 2030 BICKERS RD @ DALLAS ACWORTH | DALLAS | Paulding | 9110030 | 1 | [5 empty] | Removed from Ground | Gas (Historical Use) | 1000 | Not Marked/Unknown | 1995-06-23 | 1995-06-23 | Unknown
AIKEN GRADING CO | 61 AIKEN DRIVE | DALLAS | Paulding | 9110032 | 2 |  | 1994-06-17 | FALSE | 1994-06-17 | FALSE | Removed from Ground | Diesel | 20000 | Steel-Impressed Current | 1994-06-17 | 2018-04-30 | Steel (Impressed Current) | Pressurized
JJ's Auto Repair | 601 W MEMORIAL DR | DALLAS | Paulding | 1100023 | 4 | [5 empty] | Removed from Ground | Gas (Historical Use) | 3000 | Bare Steel | 1951-04-04 | 1989-10-01 | Galvanized Steel
KLM Auto Sales | 832 SEABOARD DR | DALLAS | Paulding | 1100024 | UL-1 | [5 empty] | Removed from Ground | Gas (Historical Use) | 2000 | Bare Steel | 1978-01-01 | 1998-06-18 | Galvanized Steel | Suction (American)
JAMES L WALRAVEN | 155 HARDEE ST | DALLAS | Paulding | 1100028 | 1 | [5 empty] | Closed in Ground | Gas (Historical Use) | 1 | Bare Steel | 1961-01-01 | 1961-01-01 | Bare Steel
RODGERS MARKET | 604 WEST MEMORIAL DR | DALLAS | Paulding | 1100033 | 4 | [5 empty] | Removed from Ground | Gas (Historical Use) | 3000 | Bare Steel | 1972-05-08 | 1991-08-05 | Galvanized Steel
CSX | NORTH MAIN ST | DALLAS | Paulding | 1100049 | 16 | [5 empty] | Removed from Ground | Gas (Historical Use) | 280 | Bare Steel | 1950-05-17 | 1993-02-11 | Bare Steel
GOLDEN COASTAL | 250 MERCHANTS DR | DALLAS | Paulding | 1100050 | UL-1 |  | 1989-09-01 | FALSE | 1989-09-01 | FALSE | Currently in Use | Regular | 10000 | Steel-Impressed Current | 1970-05-12 |  | Cathodically Protected | Pressurized
650 WEST MEMORIAL, LLC | 608 WEST MEMORIAL DR | DALLAS | Paulding | 1100059 | 6 | Flapper Valve | 1992-06-23 | FALSE | 1992-06-23 | FALSE | Currently in Use | Diesel | 4000 | Galvanic (STIP-3) | 1992-06-23 |  | Fiberglass Reinforced Plastic | Safe Suction (Euro)
650 WEST MEMORIAL, LLC | 608 WEST MEMORIAL DR | DALLAS | Paulding | 1100059 | 9 |  | 1992-06-23 | FALSE | 1992-06-23 | FALSE | Temporarily out of use | Diesel | 4000 | Galvanic (STIP-3) | 1992-06-23 |  | Fiberglass Reinforced Plastic | Safe Suction (Euro)
650 WEST MEMORIAL, LLC | 608 WEST MEMORIAL DR | DALLAS | Paulding | 1100059 | 8 | Flapper Valve | 1992-06-23 | FALSE | 1992-06-23 | FALSE | Currently in Use | Diesel | 4000 | Galvanic (STIP-3) | 1992-06-23 |  | Fiberglass Reinforced Plastic | Safe Suction (Euro)
BALA SHOPPING PLAZA | 8860 CARTERSVILLE HWY | DALLAS | Paulding | 10001552 | 1 | Ball Float | 2008-03-27 | FALSE | 2008-03-27 | FALSE | Currently in Use | Regular | 12000 | Composite Double Walled | 2008-03-25 |  | Double-Walled Fiberglass | Pressurized
EXXON FOOD MART | 101 FIRST PAULDING DR | DALLAS | Paulding | 10000616 | N626108 | Ball Float | 2003-12-30 | FALSE | 2003-12-30 | FALSE | Currently in Use | Regular | 10000 | Composite | 2003-09-01 |  | Fiberglass Reinforced Plastic | Pressurized
KROGER GA 673 | 457 NATHAN DEAN BLVD | DALLAS | Paulding | 10000963 | 1 | Flapper Valve | 2005-07-29 | FALSE | 2005-07-29 | FALSE | Currently in Use | Regular | 20000 | Fiberglass Double Walled | 2005-06-10 |  | Double-Walled Fiberglass | Pressurized
SPEARS, ROACH & LONG | 1128 MARIETTA HWY | DALLAS | Paulding | 9110013 | 1 |  | 1989-10-01 |  | 1989-10-01 |  | Removed from Ground | Gas (Historical Use) | 8000 | Double Walled | 1989-10-15 | 2007-11-10 | Fiberglass Reinforced Plastic | Pressurized
WELLSTAR PAULDING HOSPITAL | 600 WEST MEMORIAL DR | DALLAS | Paulding | 9110026 | 2 |  |  | FALSE |  | FALSE | Removed from Ground | Diesel | 2000 |  | 1977-08-20 | 1998-02-01 | Galvanized Steel
CITY OF DALLAS CONSTRUCTION SITE | 120 MAIN STREET | DALLAS | Paulding | 10001931 | 1 |  |  | FALSE |  | FALSE | Removed from Ground | Other | 1000 | Unknown | 2010-11-10 | 2010-11-10 | Unknown
KROGER GA 673 | 457 NATHAN DEAN BLVD | DALLAS | Paulding | 10000963 | 2A | Flapper Valve | 2005-07-29 | FALSE | 2005-07-29 | FALSE | Currently in Use | Diesel | 8000 | Fiberglass Double Walled | 2005-06-10 |  | Double-Walled Fiberglass | Pressurized
KLM Auto Sales | 832 SEABOARD DR | DALLAS | Paulding | 1100024 | K-2 |  | 1990-01-01 |  | 1990-01-01 |  | Removed from Ground | Kerosene | 1500 | Cathodically Protected Steel | 1989-01-01 | 1998-06-18 | Galvanized Steel | Suction (American)
DALLAS MARKET | 2634 BOBO RD | DALLAS | Paulding | 1100020 | 3 |  |  | FALSE |  | FALSE | Removed from Ground |  | 4000 | Bare Steel | 1976-05-03 |  | Galvanized Steel
DALLAS SUPER CENTER #37 | 4088 MARIETTA HWY | DALLAS | Paulding | 1100019 | 1 |  | 1998-07-01 |  | 1998-07-01 |  | Removed from Ground | Gas (Historical Use) | 10000 | Steel-Impressed Current | 1984-05-01 | 2017-01-12 | Double Walled | Pressurized
TAZ FOOD MART | 1027 MERCHANTS DR | DALLAS | Paulding | 9110033 | 3 | Flapper Valve | 1998-10-02 | FALSE | 1998-10-02 | FALSE | Currently in Use | Diesel | 6000 | Fiberglass | 1986-04-01 |  | Double-Walled Fiberglass | Pressurized
TAZ FOOD MART | 1027 MERCHANTS DR | DALLAS | Paulding | 9110033 | 2 | Ball Float | 1998-10-02 | FALSE | 1998-10-02 | FALSE | Currently in Use | Regular | 12000 | Fiberglass | 1986-04-01 |  | Double-Walled Fiberglass | Pressurized
DALLAS RECREATIONAL CENTER | 101 DURHAM ST | DALLAS | Paulding | 9110012 | 1 | [5 empty] | Removed from Ground | Gas (Historical Use) | 3000 | Not Marked/Unknown | 1993-06-04 | 1993-06-04 | Not Marked
GRANDS 14 | 43 DALLAS NEBO RD | DALLAS | Paulding | 9110039 | 1 |  | 1987-11-04 |  | 1987-11-04 |  | Removed from Ground | Kerosene | 1000 | Cathodically Protected Steel | 1987-11-04 | 2000-06-21 | Fiberglass Reinforced Plastic | Pressurized
GRANDS 24 | 60 IVEY GULLEDGE RD | DALLAS | Paulding | 10001893 | 1 | Ball Float | 2009-05-26 | FALSE | 2009-05-26 | FALSE | Currently in Use | Regular | 15000 | Composite Double Walled | 2009-05-26 |  | Double-Walled Fiberglass | Safe Suction (Euro)
EXXON FOOD STORE | 257 BUCHANNAN ST | DALLAS | Paulding | 10000207 | 3 | Ball Float | 2002-05-29 | FALSE | 2002-05-29 | FALSE | Currently in Use | Diesel | 12000 | Fiberglass | 2002-05-24 |  | Double-Walled Fiberglass | Pressurized
GROGANS GROCERY | SR92@CEDARCREST ROAD | DALLAS | Paulding | 10000928 | 1 |  |  | FALSE |  | FALSE | Closed in Ground | Not Marked/Tank Removed | 500 | Bare Steel | 2005-05-11 | 2005-05-11
GRANDS #19 | 1575 DALLAS NEBO RD | DALLAS | Paulding | 1102002 | 2 | Ball Float | 1994-11-05 | FALSE | 1994-11-05 | FALSE | Currently in Use | Premium | 8000 | Galvanic (STIP-3) | 1986-08-18 |  | Fiberglass Reinforced Plastic | Pressurized
KLM Auto Sales | 832 SEABOARD DR | DALLAS | Paulding | 1100024 | 1B |  | 1999-04-01 | FALSE | 1999-04-01 | FALSE | Temporarily out of use | Diesel | 3000 | Composite | 1999-04-01 |  | Fiberglass Reinforced Plastic | Pressurized
JAMES L WALRAVEN | 155 HARDEE ST | DALLAS | Paulding | 1100028 | 4 | [5 empty] | Closed in Ground | Gas (Historical Use) | 1 | Bare Steel | 1961-01-01 | 1961-01-01 | Bare Steel
QUIKYS FOOD STORE | 2615 VILLA RICA HWY | DALLAS | Paulding | 1100062 | 2 | [5 empty] | Permanently Out of Use - historical purposes | Gas (Historical Use) | 4000 | Bare Steel | 1975-05-24 | 1899-12-31 | Bare Steel | Suction (American)
PAULDING COUNTY BEER & TOBACCO #119 | 4201 DALLAS ACWORTH HWY | DALLAS | Paulding | 1100064 | 3 | Ball Float | 1986-11-04 | FALSE | 1986-11-04 | FALSE | Currently in Use | Premium | 8000 | Fiberglass | 1986-11-04 |  | Fiberglass Reinforced Plastic | Pressurized
L & L GROCERY | 7960 PAUL AIKEN RD | DALLAS | Paulding | 9110004 | 3 | [5 empty] | Removed from Ground | Gas (Historical Use) | 6000 | Epoxy | 1987-01-01 | 2008-09-03 | Galvanized Steel
AIKEN GRADING CO | 61 AIKEN DRIVE | DALLAS | Paulding | 9110032 | 3 |  | 1994-06-17 | FALSE | 1994-06-17 | FALSE | Removed from Ground | Diesel | 20000 | Steel-Impressed Current | 1994-06-17 | 2018-04-30 | Steel (Impressed Current) | Pressurized
WELLSTAR PAULDING HOSPITAL | 600 WEST MEMORIAL DR | DALLAS | Paulding | 9110026 | 3 |  |  | FALSE |  | FALSE | Removed from Ground | Gas (Historical Use) | 500 |  | 1980-09-01 | 1998-02-01 | Galvanized Steel
UNKNOWN | HARDEE AND MAIN STREETS | DALLAS | Paulding | 10001709 | 1 |  |  | FALSE |  | FALSE | Removed from Ground | Diesel | 1000 | Unknown | 2009-03-05 | 2009-03-05 | Unknown
JAMES L WALRAVEN | 155 HARDEE ST | DALLAS | Paulding | 1100028 | 3 | [5 empty] | Closed in Ground | Gas (Historical Use) | 1 | Bare Steel | 1961-01-01 | 1961-01-01 | Bare Steel
RODGERS MARKET | 604 WEST MEMORIAL DR | DALLAS | Paulding | 1100033 | 2 | [5 empty] | Removed from Ground | Gas (Historical Use) | 3000 | Bare Steel | 1972-05-08 | 1991-08-05 | Galvanized Steel
WILL'S GROCERY | 2585 CARTERSVILLE HWY | DALLAS | Paulding | 1100036 | 1 | [5 empty] | Removed from Ground | Gas (Historical Use) | 1000 | Bare Steel | 1966-05-10 | 1999-03-01 | Galvanized Steel | Safe Suction (Euro)
DALLAS CHEVRON | 210 EAST MEMORIAL DR | DALLAS | Paulding | 1100057 | 4 | [5 empty] | Removed from Ground | Gas (Historical Use) | 8000 | Bare Steel | 1977-01-03 | 1988-12-01 | Unknown
SPEARS, ROACH & LONG | 1128 MARIETTA HWY | DALLAS | Paulding | 9110013 | 2 |  | 1989-10-01 |  | 1989-10-01 |  | Removed from Ground | Gas (Historical Use) | 10000 | Double Walled | 1989-10-15 | 2007-11-10 | Fiberglass Reinforced Plastic | Pressurized
STRICKLAND USED CARS/AUTO SALES | 1801 ATLANTA HWY | DALLAS | Paulding | 9110014 | 1 | [5 empty] | Removed from Ground | Gas (Historical Use) | 1000 | Bare Steel | 1993-08-20 | 1993-08-20 | Galvanized Steel | Suction (American)
WELLSTAR PAULDING HOSPITAL | 600 WEST MEMORIAL DR | DALLAS | Paulding | 9110026 | 4 |  |  | FALSE |  | FALSE | Removed from Ground | Gas (Historical Use) | 500 |  | 1978-05-05 | 1998-02-01 | Galvanized Steel
PAULDING COUNTY DEPT OF TRANSPOR | 1544 N INDUSTRIAL BLVD | DALLAS | Paulding | 9110044 | 3 | [5 empty] | Removed from Ground | Gas (Historical Use) | 1000 | Bare Steel | 1995-12-01 | 1995-12-01 | Bare Steel | Gravity Fed
GA DOT #10606/PAULDING CO MAINT | 2890 N INDUSTRIAL PARK BLVD | DALLAS | Paulding | 1100001 | 606D1 | [5 empty] | Removed from Ground | Diesel | 1050 | Bare Steel | 1961-05-05 | 2003-11-06 | Galvanized Steel | Safe Suction (Euro)
GA FC PAULDING CIT UNIT | HWY 278 WEST | DALLAS | Paulding | 1100003 | 3 | [5 empty] | Removed from Ground | Empty | 330 | Marked Unknown | 1956-04-29 | 1976-05-01 | Unknown
JJ's Auto Repair | 601 W MEMORIAL DR | DALLAS | Paulding | 1100023 | 6 |  | 1989-10-25 | FALSE | 1989-10-25 | FALSE | Closed in Ground | Gas (Historical Use) | 4000 | Galvanic (STIP-3) | 1989-10-25 |  | Fiberglass Reinforced Plastic | Suction (American)
DALLAS MARKET | 2634 BOBO RD | DALLAS | Paulding | 1100020 | 1 |  |  | FALSE |  | FALSE | Removed from Ground |  | 6000 | Bare Steel | 1976-05-03 |  | Galvanized Steel
FAST LANE FOODS | 4522 VILLA RICA HWY | DALLAS | Paulding | 1100040 | 1 | Flapper Valve | 1998-04-01 | FALSE | 1998-04-01 | FALSE | Currently in Use | Regular | 6000 |  | 1998-04-01 |  |  | Pressurized
GLADE PURE MART LLC | 231 W MEMORIAL DR | DALLAS | Paulding | 9110027 | 1 | Flapper Valve | 1990-06-25 | FALSE | 1990-06-25 | FALSE | Currently in Use | Regular | 6000 | Galvanic (STIP-3) | 1990-06-25 |  | Galvanized Steel | Pressurized
BUDDYS | 3121 VILLA RICA HWY | DALLAS | Paulding | 9110034 | 1 | Ball Float | 1998-07-20 | FALSE | 1998-07-20 | FALSE | Currently in Use | Regular | 10000 | Fiberglass | 1989-01-01 |  | Fiberglass Reinforced Plastic | Pressurized
SPEARS, ROACH & LONG | 1128 MARIETTA HWY | DALLAS | Paulding | 9110013 | 3 |  | 1989-10-01 |  | 1989-10-01 |  | Removed from Ground | Gas (Historical Use) | 8000 | Double Walled | 1989-10-15 | 2007-11-10 | Fiberglass Reinforced Plastic | Pressurized
STRICKLAND USED CARS/AUTO SALES | 1801 ATLANTA HWY | DALLAS | Paulding | 9110014 | 2 | [5 empty] | Removed from Ground | Gas (Historical Use) | 1000 | Bare Steel | 1993-08-20 | 1993-08-20 | Galvanized Steel | Suction (American)
PAULDING COUNTY BOARD OF COMMISS | 95 INDUSTRIAL WAY N | DALLAS | Paulding | 9110045 | 3 | Ball Float | 1996-03-08 | FALSE | 1996-03-08 | FALSE | Currently in Use | Diesel | 12000 | Fiberglass Double Walled | 1996-01-15 |  | Fiberglass Reinforced Plastic | Pressurized
CIRCLE M FOOD SHOP #55 | 1238 MARIETTA HWY | DALLAS | Paulding | 9110056 | 3 | Ball Float | 1998-10-06 | FALSE | 1998-10-06 | FALSE | Currently in Use | Premium | 10000 | Fiberglass Double Walled |  |  | Double-Walled Fiberglass | Pressurized
RACKLEY GROCERY | RT 6 HWY 92 SPUR | DALLAS | Paulding | 1100032 | 1 | [5 empty] | Removed from Ground | Gas (Historical Use) | 2000 | Bare Steel | 1981-05-06 | 1990-11-01 | Galvanized Steel
FAST LANE FOODS | 4522 VILLA RICA HWY | DALLAS | Paulding | 1100040 | 2 | Flapper Valve | 1998-04-01 | FALSE | 1998-04-01 | FALSE | Currently in Use | Regular | 6000 |  | 1998-04-01 |  |  | Pressurized
DALLAS CHEVRON | 210 EAST MEMORIAL DR | DALLAS | Paulding | 1100057 | 1 | [5 empty] | Removed from Ground | Gas (Historical Use) | 10000 | Bare Steel | 1977-01-03 | 1988-12-01 | Unknown
650 WEST MEMORIAL, LLC | 608 WEST MEMORIAL DR | DALLAS | Paulding | 1100059 | 10 |  | 1992-06-23 |  | 1992-06-23 |  | Temporarily out of use | Diesel | 4000 | Galvanic (STIP-3) | 1992-06-23 |  | Fiberglass Reinforced Plastic | Safe Suction (Euro)
QUIKYS FOOD STORE | 2615 VILLA RICA HWY | DALLAS | Paulding | 1100062 | 3 | [5 empty] | Permanently Out of Use - historical purposes | Gas (Historical Use) | 6000 | Bare Steel | 1961-05-27 | 1899-12-31 | Bare Steel | Gravity Fed
PAULDING COUNTY BEER & TOBACCO #119 | 4201 DALLAS ACWORTH HWY | DALLAS | Paulding | 1100064 | 2 | Ball Float | 1986-11-04 | FALSE | 1986-11-04 | FALSE | Currently in Use | Diesel | 8000 | Fiberglass | 1986-11-04 |  | Fiberglass Reinforced Plastic | Pressurized
L & L GROCERY | 7960 PAUL AIKEN RD | DALLAS | Paulding | 9110004 | 2 | [5 empty] | Removed from Ground | Gas (Historical Use) | 6000 | Epoxy | 1987-01-01 | 2008-09-03 | Galvanized Steel
AIKEN GRADING CO | 61 AIKEN DRIVE | DALLAS | Paulding | 9110032 | 4 |  | 2006-12-22 | TRUE | 2006-12-22 | TRUE | Removed from Ground | Used Oil | 1000 | Steel-Impressed Current | 1994-06-17 | 2018-04-30 | Steel (Impressed Current) | Safe Suction (Euro)
STRICKLAND USED CARS/AUTO SALES | 1801 ATLANTA HWY | DALLAS | Paulding | 9110014 | 4 | [5 empty] | Removed from Ground | Gas (Historical Use) | 550 | Bare Steel | 1993-08-20 | 1993-08-20 | Galvanized Steel | Suction (American)
STRICKLAND USED CARS/AUTO SALES | 1801 ATLANTA HWY | DALLAS | Paulding | 9110014 | 5 | [5 empty] | Removed from Ground | Gas (Historical Use) | 4000 | Bare Steel | 1993-08-20 | 1993-08-20 | Galvanized Steel | Suction (American)
WELLSTAR PAULDING HOSPITAL | 600 WEST MEMORIAL DR | DALLAS | Paulding | 9110026 | 5 |  |  | FALSE |  | FALSE | Removed from Ground | Gas (Historical Use) | 500 |  | 1971-08-12 | 1998-02-01 | Galvanized Steel
BALA SHOPPING PLAZA | 8860 CARTERSVILLE HWY | DALLAS | Paulding | 10001552 | 2 | Ball Float | 2008-03-27 | FALSE | 2008-03-27 | FALSE | Currently in Use | Premium | 12000 | Composite Double Walled | 2008-03-25 |  | Double-Walled Fiberglass | Pressurized
GRANDS #19 | 1575 DALLAS NEBO RD | DALLAS | Paulding | 1102002 | 3 | Ball Float | 1994-11-05 | FALSE | 1994-11-05 | FALSE | Currently in Use | Plus | 8000 | Galvanic (STIP-3) | 1986-08-18 |  | Fiberglass Reinforced Plastic | Pressurized
GA DOT #10606/PAULDING CO MAINT | 2890 N INDUSTRIAL PARK BLVD | DALLAS | Paulding | 1100001 | 606G1 | [5 empty] | Removed from Ground | Gas (Historical Use) | 1000 | Cathodically Protected Steel | 1988-01-01 | 2003-11-06 | Cathodically Protected | Safe Suction (Euro)
DALLAS MARKET | 2634 BOBO RD | DALLAS | Paulding | 1100020 | 2 |  |  | FALSE |  | FALSE | Removed from Ground |  | 4000 | Bare Steel | 1976-11-06 |  | Galvanized Steel
LITTLE BEAR FOOD STORE | 521 HARDEE ST | DALLAS | Paulding | 1100030 | 3 | Ball Float | 1994-11-15 | FALSE | 1994-11-15 | FALSE | Currently in Use | Premium | 4000 | Steel-Impressed Current | 1994-11-30 |  | Fiberglass Reinforced Plastic | Pressurized
WILL'S GROCERY | 2585 CARTERSVILLE HWY | DALLAS | Paulding | 1100036 | 2 | [5 empty] | Removed from Ground | Gas (Historical Use) | 500 | Bare Steel | 1966-05-10 | 1999-03-01 | Galvanized Steel | Safe Suction (Euro)
PAULDING COUNTY WATER AUTHORITY | 1225 MACLAND RD | DALLAS | Paulding | 9110048 | 2B |  | 1999-01-01 | FALSE | 1999-01-01 | FALSE | Removed from Ground | Diesel | 2000 | Fiberglass | 1999-01-25 | 2017-03-09 | Fiberglass Reinforced Plastic | Suction (American)
PAULDING COUNTY DEPT OF TRANSPOR | 1544 N INDUSTRIAL BLVD | DALLAS | Paulding | 9110044 | 5 |  |  | TRUE |  | TRUE | Removed from Ground | Used Oil | 10000 | Bare Steel | 1995-12-01 | 1995-12-01 | Bare Steel | Gravity Fed
PAULDING COUNTY DEPT OF TRANSPOR | 1544 N INDUSTRIAL BLVD | DALLAS | Paulding | 9110044 | 4 | [5 empty] | Removed from Ground | Diesel | 8000 | Bare Steel | 1995-12-01 | 1995-12-01 | Bare Steel | Gravity Fed
GRANDS 24 | 60 IVEY GULLEDGE RD | DALLAS | Paulding | 10001893 | 2B | Ball Float | 2009-05-26 | FALSE | 2009-05-26 | FALSE | Currently in Use | Diesel | 6000 | Composite Double Walled | 2009-05-26 |  | Double-Walled Fiberglass | Safe Suction (Euro)
QUIKTRIP #788 | 491 NATHAN DEAN BLVD | DALLAS | Paulding | 10000148 | 3 | Overfill Alarm | 2002-05-01 | FALSE | 2002-05-01 | FALSE | Currently in Use | Plus | 12000 | Fiberglass Double Walled | 2002-05-01 |  |  | Pressurized
ROXIE'S FLAVORS | 237 BUCHANAN ST | DALLAS | Paulding | 10000278 | 2 |  |  | FALSE |  | FALSE | Removed from Ground | Not Marked/Tank Removed | 550 | Bare Steel | 2003-02-03 | 2003-02-03
THE KROGER COMPANY-GA634 | 8876 DALLAS ACWORTH HWY | DALLAS | Paulding | 10000935 | 2A | Flapper Valve | 2005-06-20 | FALSE | 2005-06-20 | FALSE | Currently in Use | Diesel | 8000 | Fiberglass Double Walled | 2005-06-12 |  | Double-Walled Fiberglass | Pressurized
DALLAS AUTO SALES | 3755 ATLANTA HIGHWAY | DALLAS | Paulding | 10001182 | 1 |  |  | FALSE |  | FALSE | Removed from Ground | Gas (Historical Use) | 3000 | Unknown | 2006-07-26 | 2006-07-26 | Unknown
RITE WAY FOOD STORE | 8774 DALLAS ACWORTH HWY | DALLAS | Paulding | 1102003 | 2 |  | 1997-03-31 | FALSE | 1997-03-31 | FALSE | Currently in Use | Plus | 8000 | Galvanic (STIP-3) | 1987-09-04 |  | Fiberglass Reinforced Plastic | Pressurized
A&R SHOPPETTE #17 | 6821 CARTERSVILLE HWY | DALLAS | Paulding | 1100027 | 2 |  | 1998-01-14 | FALSE | 1998-01-14 | FALSE | Currently in Use | Gas (Historical Use) | 8000 | Galvanic (STIP-3) | 1979-05-03 |  | Cathodically Protected | Pressurized
JJ's Auto Repair | 601 W MEMORIAL DR | DALLAS | Paulding | 1100023 | 2 | [5 empty] | Removed from Ground | Gas (Historical Use) | 3000 | Bare Steel | 1951-04-04 | 1989-10-01 | Galvanized Steel
RACKLEY GROCERY | RT 6 HWY 92 SPUR | DALLAS | Paulding | 1100032 | 3 | [5 empty] | Removed from Ground | Gas (Historical Use) | 1000 | Bare Steel | 1971-05-09 | 1990-11-01 | Galvanized Steel
DALLAS CHEVRON | 210 EAST MEMORIAL DR | DALLAS | Paulding | 1100057 | 2 | [5 empty] | Removed from Ground | Gas (Historical Use) | 2000 | Bare Steel | 1977-01-03 | 1988-12-01 | Unknown
CITY OF DALLAS MAINTENANCE BARN | 200 HEAD PLACE | DALLAS | Paulding | 9110035 | 1 | [5 empty] | Removed from Ground | Gas (Historical Use) | 1000 | Cathodically Protected Steel | 1986-01-01 | 1999-05-19 | Galvanized Steel | Suction (American)
TAZ FOOD MART | 1027 MERCHANTS DR | DALLAS | Paulding | 9110033 | 1 | Flapper Valve | 1998-10-02 | FALSE | 1998-10-02 | FALSE | Currently in Use | Premium | 12000 | Fiberglass | 1986-04-01 |  | Double-Walled Fiberglass | Pressurized
DALLAS RECREATIONAL CENTER | 101 DURHAM ST | DALLAS | Paulding | 9110012 | 2 | [5 empty] | Removed from Ground | Gas (Historical Use) | 4000 | Not Marked/Unknown | 1993-06-04 | 1993-06-04 | Not Marked
STRICKLAND USED CARS/AUTO SALES | 1801 ATLANTA HWY | DALLAS | Paulding | 9110014 | 3 | [5 empty] | Removed from Ground | Gas (Historical Use) | 550 | Bare Steel | 1993-08-20 | 1993-08-20 | Galvanized Steel | Suction (American)
PAULDING CONCRETE | 102 INDUSTRIAL DR | DALLAS | Paulding | 9110059 | 2 | [5 empty] | Removed from Ground | Diesel | 1000 | Bare Steel | 2000-01-21 | 2000-01-21 | Bare Steel
PAULDING COUNTY DEPT OF TRANSPOR | 1544 N INDUSTRIAL BLVD | DALLAS | Paulding | 9110044 | 1 | [5 empty] | Removed from Ground | Gas (Historical Use) | 1000 | Bare Steel | 1995-12-01 | 1995-12-01 | Bare Steel | Gravity Fed
AMERICAN PRIDE STORE LLC | 1275 MERCHANT DR | DALLAS | Paulding | 1100039 | 6 | Ball Float | 1994-12-16 | FALSE | 1994-12-16 | FALSE | Currently in Use | Regular | 10000 | Composite | 2003-03-26 |  | Fiberglass Reinforced Plastic | Pressurized
New Hero's LLC DBA Hero's | 3754 Hiram Acworth Hwy | DALLAS | Paulding | 9110007 | 3 | [5 empty] | Removed from Ground | Gas (Historical Use) | 6000 | Bare Steel | 1976-01-01 | 1990-11-01 | Bare Steel
PAULDING COUNTY WATER AUTHORITY | 1225 MACLAND RD | DALLAS | Paulding | 9110048 | 2A |  | 1999-01-01 | FALSE | 1999-01-01 | FALSE | Removed from Ground | Gas (Historical Use) | 2000 | Fiberglass | 1999-01-25 | 2017-03-09 | Fiberglass Reinforced Plastic | Suction (American)
LITTLE BEAR FOOD STORE | 521 HARDEE ST | DALLAS | Paulding | 1100030 | 2 | Ball Float | 1994-11-15 | FALSE | 1994-11-15 | FALSE | Currently in Use | Diesel | 8000 | Steel-Impressed Current | 1994-11-30 |  | Fiberglass Reinforced Plastic | Pressurized
GOLDEN COASTAL | 250 MERCHANTS DR | DALLAS | Paulding | 1100050 | S-3 |  | 1989-09-01 | FALSE | 1989-09-01 | FALSE | Currently in Use | Premium | 4000 | Steel-Impressed Current | 1970-05-12 |  | Cathodically Protected | Pressurized
GLADE PURE MART LLC | 231 W MEMORIAL DR | DALLAS | Paulding | 9110027 | 2B | Flapper Valve | 1990-06-25 | FALSE | 1990-06-25 | FALSE | Currently in Use | Premium | 4000 | Galvanic (STIP-3) | 1990-06-25 |  | Galvanized Steel | Pressurized
CIRCLE M FOOD SHOP #55 | 1238 MARIETTA HWY | DALLAS | Paulding | 9110056 | 2 | Ball Float | 1998-10-06 | FALSE | 1998-10-06 | FALSE | Currently in Use | Regular | 10000 | Fiberglass Double Walled |  |  | Double-Walled Fiberglass | Pressurized
EXXON FOOD MART | 101 FIRST PAULDING DR | DALLAS | Paulding | 10000616 | N626112 | Ball Float | 2003-12-30 | FALSE | 2003-12-30 | FALSE | Currently in Use | Premium | 6000 | Composite | 2003-09-01 |  | Fiberglass Reinforced Plastic | Pressurized
PAULDING COUNTY SCHOOL SYSTEM | 522 HARDEE ST | DALLAS | Paulding | 1100013 | 2 | Overfill Alarm | 1997-07-01 | FALSE | 1997-07-01 | FALSE | Currently in Use | Regular | 10000 | Steel-Impressed Current | 1978-01-16 |  | Double-Walled Fiberglass | Safe Suction (Euro)
JJ's Auto Repair | 601 W MEMORIAL DR | DALLAS | Paulding | 1100023 | 3 | [5 empty] | Removed from Ground | Gas (Historical Use) | 3000 | Bare Steel | 1951-04-04 | 1989-10-01 | Galvanized Steel
JAMES L WALRAVEN | 155 HARDEE ST | DALLAS | Paulding | 1100028 | 2 | [5 empty] | Closed in Ground | Gas (Historical Use) | 1 | Bare Steel | 1961-01-01 | 1961-01-01 | Bare Steel
MARILYN GROCERY | RT 3 HWY 61 | DALLAS | Paulding | 1100031 | 2 | [5 empty] | Removed from Ground | Gas (Historical Use) | 550 | Bare Steel | 1966-05-10 | 1990-11-01 | Galvanized Steel
QUIKYS FOOD STORE | 2615 VILLA RICA HWY | DALLAS | Paulding | 1100062 | 4 | [5 empty] | Permanently Out of Use - historical purposes | Gas (Historical Use) | 5000 | Bare Steel | 1989-07-01 | 1899-12-31 | Galvanized Steel | Suction (American)
New Hero's LLC DBA Hero's | 3754 Hiram Acworth Hwy | DALLAS | Paulding | 9110007 | 6 | Flapper Valve | 1990-11-14 | FALSE | 1990-11-14 | FALSE | Currently in Use | Premium | 8000 | Composite | 1990-08-01 |  | Fiberglass Reinforced Plastic | Pressurized
GLADE PURE MART LLC | 231 W MEMORIAL DR | DALLAS | Paulding | 9110027 | 2A | Flapper Valve | 1990-06-25 | FALSE | 1990-06-25 | FALSE | Currently in Use | Plus | 4000 | Galvanic (STIP-3) | 1990-06-25 |  | Galvanized Steel | Pressurized
CHEVRON FOOD MART | 514 HARDEE ST | DALLAS | Paulding | 9110028 | 3 | Ball Float | 1987-11-04 | FALSE | 1987-11-04 | FALSE | Currently in Use | Diesel | 8000 | Steel-Impressed Current | 2001-08-22 |  | Steel (Impressed Current) | Pressurized
FURNITURE REFINISHING | 2030 BICKERS RD @ DALLAS ACWORTH | DALLAS | Paulding | 9110030 | 2 | [5 empty] | Removed from Ground | Gas (Historical Use) | 1000 | Not Marked/Unknown | 1995-06-23 | 1995-06-23 | Unknown
WELLSTAR PAULDING HOSPITAL | 600 WEST MEMORIAL DR | DALLAS | Paulding | 9110026 | 1 |  |  | FALSE | 1998-02-23 | FALSE | Removed from Ground | Diesel | 2000 |  | 1970-06-15 | 1998-09-02 | Galvanized Steel
CIRCLE M FOOD SHOP #55 | 1238 MARIETTA HWY | DALLAS | Paulding | 9110056 | 1 | Ball Float | 1998-10-06 | FALSE | 1998-10-06 | FALSE | Currently in Use | Plus | 10000 | Fiberglass Double Walled |  |  | Double-Walled Fiberglass | Pressurized
PAULDING COUNTY DEPT OF TRANSPOR | 1544 N INDUSTRIAL BLVD | DALLAS | Paulding | 9110044 | 2 | [5 empty] | Removed from Ground | Gas (Historical Use) | 10000 | Bare Steel | 1995-12-01 | 1995-12-01 | Bare Steel | Gravity Fed
PAULDING COUNTY BEER & TOBACCO #119 | 4201 DALLAS ACWORTH HWY | DALLAS | Paulding | 1100064 | 1 | Ball Float | 1986-11-04 | FALSE | 1986-11-04 | FALSE | Currently in Use | Regular | 10000 | Fiberglass | 1986-11-04 |  | Fiberglass Reinforced Plastic | Pressurized
New Hero's LLC DBA Hero's | 3754 Hiram Acworth Hwy | DALLAS | Paulding | 9110007 | 1 | [5 empty] | Removed from Ground | Gas (Historical Use) | 4000 | Bare Steel | 1976-01-01 | 1990-11-01 | Bare Steel
BUDDYS | 3121 VILLA RICA HWY | DALLAS | Paulding | 9110034 | 2 | Ball Float | 1998-07-20 | FALSE | 1998-07-20 | FALSE | Currently in Use | Plus | 10000 | Fiberglass | 1989-01-01 |  | Fiberglass Reinforced Plastic | Pressurized
PAULDING COUNTY SHERIFF (FORMER | 329 JOHNSTON STREET | DALLAS | Paulding | 9110051 | 1 | [5 empty] | Removed from Ground | Gas (Historical Use) | 1000 | Not Marked/Unknown | 1996-05-01 | 1996-05-01 | Not Marked
PAULDING COUNTY BOARD OF COMMISS | 95 INDUSTRIAL WAY N | DALLAS | Paulding | 9110045 | 2 | Ball Float | 1996-03-08 | FALSE | 1996-03-08 | FALSE | Currently in Use | Regular | 12000 | Fiberglass Double Walled | 1996-01-15 |  | Fiberglass Reinforced Plastic | Pressurized
650 WEST MEMORIAL, LLC | 608 WEST MEMORIAL DR | DALLAS | Paulding | 1100059 | 1 |  |  | FALSE |  | FALSE | Removed from Ground | Gas (Historical Use) | 1 | Bare Steel | 1976-05-15 | 1992-06-20 | Galvanized Steel
QUIKYS FOOD STORE | 2615 VILLA RICA HWY | DALLAS | Paulding | 1100062 | 1 | [5 empty] | Permanently Out of Use - historical purposes | Gas (Historical Use) | 4000 | Bare Steel | 1961-05-27 | 1899-12-31 | Bare Steel | Gravity Fed
New Hero's LLC DBA Hero's | 3754 Hiram Acworth Hwy | DALLAS | Paulding | 9110007 | 2 | [5 empty] | Removed from Ground | Gas (Historical Use) | 4000 | Bare Steel | 1976-01-01 | 1990-11-01 | Bare Steel
AIKEN GRADING CO | 61 AIKEN DRIVE | DALLAS | Paulding | 9110032 | 1 |  | 1994-06-17 | FALSE | 1994-06-17 | FALSE | Removed from Ground | Gas (Historical Use) | 8000 | Steel-Impressed Current | 1994-06-17 | 2018-04-30 | Steel (Impressed Current) | Suction (American)
BUDDYS | 3121 VILLA RICA HWY | DALLAS | Paulding | 9110034 | 3 | Ball Float | 1998-07-20 | FALSE | 1998-07-20 | FALSE | Currently in Use | Premium | 10000 | Fiberglass | 1989-01-01 |  | Fiberglass Reinforced Plastic | Pressurized
BST/DALLAS CO/F0273 | 325 MAIN ST | DALLAS | Paulding | 9110011 | 2 |  | 1997-12-16 |  | 1997-12-16 |  | Currently in Use | Diesel | 4000 | Double Walled | 1997-12-16 |  | Copper | Suction (American)
CIRCLE M FOOD SHOP #55 | 1238 MARIETTA HWY | DALLAS | Paulding | 9110056 | 4 | Ball Float | 2011-12-01 | FALSE | 2011-12-01 | FALSE | Currently in Use | Diesel | 10000 | Composite Double Walled | 2011-12-01 |  | Double-Walled Fiberglass | Pressurized
WAYNE DAVIS CONCRETE CO | 154 Hailey Path Dallas | DALLAS | Paulding | 9071040 | 1 |  | 1998-12-15 | FALSE | 1998-12-15 | FALSE | Currently in Use | Diesel | 12000 | Fiberglass | 1998-12-15 |  | Double-Walled Fiberglass | Pressurized
A&R SHOPPETTE #17 | 6821 CARTERSVILLE HWY | DALLAS | Paulding | 1100027 | 4 |  | 1998-01-14 | FALSE | 1998-01-14 | FALSE | Currently in Use | Diesel | 2000 | Galvanic (STIP-3) | 1979-05-03 |  | Cathodically Protected | Pressurized
JJ's Auto Repair | 601 W MEMORIAL DR | DALLAS | Paulding | 1100023 | 1 | [5 empty] | Removed from Ground | Gas (Historical Use) | 3000 | Bare Steel | 1951-04-04 | 1989-10-01 | Galvanized Steel
AMERICAN PRIDE STORE LLC | 1275 MERCHANT DR | DALLAS | Paulding | 1100039 | 3 | [5 empty] | Removed from Ground | Gas (Historical Use) | 10000 | Cathodically Protected Steel | 1985-05-07 | 1995-01-03 | Galvanized Steel
GOLDEN COASTAL | 250 MERCHANTS DR | DALLAS | Paulding | 1100050 | D-2 |  | 1989-09-01 | FALSE | 1989-09-01 | FALSE | Currently in Use | Diesel | 10000 | Steel-Impressed Current | 1974-05-12 |  | Cathodically Protected | Pressurized
650 WEST MEMORIAL, LLC | 608 WEST MEMORIAL DR | DALLAS | Paulding | 1100059 | 3 |  |  | FALSE |  | FALSE | Removed from Ground | Gas (Historical Use) | 1 | Bare Steel | 1976-05-15 | 1992-06-20 | Galvanized Steel
BST/DALLAS CO/F0273 | 325 MAIN ST | DALLAS | Paulding | 9110011 | 1 | [5 empty] | Removed from Ground | Other | 1000 | Fiberglass | 1987-01-01 | 1998-01-28 | Copper | Suction (American)
DALLAS RECREATIONAL CENTER | 101 DURHAM ST | DALLAS | Paulding | 9110012 | 3 | [5 empty] | Removed from Ground | Gas (Historical Use) | 5000 | Not Marked/Unknown | 1993-06-04 | 1993-06-04 | Not Marked
PAULDING COUNTY WATER AUTHORITY | 1225 MACLAND RD | DALLAS | Paulding | 9110048 | 1 | [5 empty] | Removed from Ground | Gas (Historical Use) | 1000 | Bare Steel | 1986-01-01 | 1899-12-31 | Galvanized Steel | Suction (American)
PAULDING COUNTY BOARD OF COMMISS | 95 INDUSTRIAL WAY N | DALLAS | Paulding | 9110045 | 1 |  |  | FALSE |  | FALSE | Removed from Ground |  | 3000
HEADRICK INSULATION INC | 201 WHITE PK DRIVE | DALLAS | Paulding | 9110041 | 1 |  | 1994-06-20 | FALSE | 1994-06-20 | FALSE | Temporarily out of use | Gas (Historical Use) | 3000 | Fiberglass | 1994-06-20 |  | Fiberglass Reinforced Plastic | Safe Suction (Euro)
BALA SHOPPING PLAZA | 8860 CARTERSVILLE HWY | DALLAS | Paulding | 10001552 | 3A | Ball Float | 2008-03-27 | FALSE | 2008-03-27 | FALSE | Currently in Use | Diesel | 10000 | Composite Double Walled | 2008-03-25 |  | Double-Walled Fiberglass | Pressurized
HARDY CHEV/PONTIAC/BUICK INC | HWY 120 @ 360 | DALLAS | Paulding | 110006 | 1 | [5 empty] | Removed from Ground | Diesel | 500 | Bare Steel | 1977-03-13 | 1995-06-16 | Bare Steel | Safe Suction (Euro)
GRANDS XXII | 2785 BOBO RD | DALLAS | Paulding | 10000138 | 3 | Ball Float | 2001-01-01 | FALSE | 2001-01-01 | FALSE | Currently in Use | Diesel | 6000 | Composite | 2001-01-01 |  | Fiberglass Reinforced Plastic | Pressurized
QUIKTRIP #788 | 491 NATHAN DEAN BLVD | DALLAS | Paulding | 10000148 | 2 | Overfill Alarm | 2002-05-01 | FALSE | 2002-05-01 | FALSE | Currently in Use | Regular | 20000 | Fiberglass Double Walled | 2002-05-01 |  |  | Pressurized
ROXIE'S FLAVORS | 237 BUCHANAN ST | DALLAS | Paulding | 10000278 | 3 |  |  | FALSE |  | FALSE | Removed from Ground | Not Marked/Tank Removed | 1000 | Bare Steel | 2003-02-03 | 2003-02-03
DALLAS AUTO SALES | 3755 ATLANTA HIGHWAY | DALLAS | Paulding | 10001182 | 2 |  |  | FALSE |  | FALSE | Removed from Ground | Diesel | 3000 | Unknown | 2006-07-26 | 2006-07-26 | Unknown
A&R SHOPPETTE #17 | 6821 CARTERSVILLE HWY | DALLAS | Paulding | 1100027 | 3 |  | 1998-01-14 | FALSE | 1998-01-14 | FALSE | Currently in Use | Gas (Historical Use) | 8000 | Galvanic (STIP-3) | 1979-05-03 |  | Cathodically Protected | Pressurized
KLM Auto Sales | 832 SEABOARD DR | DALLAS | Paulding | 1100024 | 1A |  | 1999-04-01 | FALSE | 1999-04-01 | FALSE | Temporarily out of use | Gas (Historical Use) | 12000 | Composite | 1999-04-01 |  | Fiberglass Reinforced Plastic | Pressurized
RACKLEY GROCERY | RT 6 HWY 92 SPUR | DALLAS | Paulding | 1100032 | 2 | [5 empty] | Removed from Ground | Gas (Historical Use) | 1000 | Bare Steel | 1971-05-09 | 1990-11-01 | Galvanized Steel
AMERICAN PRIDE STORE LLC | 1275 MERCHANT DR | DALLAS | Paulding | 1100039 | 1 | [5 empty] | Removed from Ground | Gas (Historical Use) | 10000 | Bare Steel | 1980-05-08 | 1995-01-03 | Galvanized Steel
AMERICAN PRIDE STORE LLC | 1275 MERCHANT DR | DALLAS | Paulding | 1100039 | 4 | [5 empty] | Removed from Ground | Diesel | 8000 | Bare Steel | 1968-05-11 | 1995-01-03 | Galvanized Steel
AMERICAN PRIDE STORE LLC | 1275 MERCHANT DR | DALLAS | Paulding | 1100039 | 7 |  | 1994-12-16 | FALSE | 1994-12-16 | FALSE | Currently in Use | Premium | 10000 | Composite | 2003-03-26 |  | Fiberglass Reinforced Plastic | Pressurized
SEABOARD SYSTEM RR | MAIN ST | DALLAS | Paulding | 1100048 | 14 | [5 empty] | Removed from Ground | Gas (Historical Use) | 300 | Bare Steel | 1981-05-09 | 1993-02-11 | Bare Steel
SEABOARD SYSTEM RR | MAIN ST | DALLAS | Paulding | 1100048 | 2 | [5 empty] | Removed from Ground | Gas (Historical Use) | 280 | Marked Unknown | 1993-02-15 | 1993-02-15 | Unknown
L & L GROCERY | 7960 PAUL AIKEN RD | DALLAS | Paulding | 9110004 | 1 | [5 empty] | Removed from Ground | Gas (Historical Use) | 6000 | Epoxy | 1987-01-01 | 2008-09-03 | Galvanized Steel
NEW GEORGIA STORE | 8064 VILLA RICA HWY | DALLAS | Paulding | 9110001 | 1 | Flapper Valve | 1998-04-01 | FALSE | 1998-04-01 | FALSE | Temporarily out of use | Kerosene | 1060 | Galvanic (STIP-3) | 2006-12-13 |  | Galvanized Steel | Safe Suction (Euro)
NEW GEORGIA STORE | 8064 VILLA RICA HWY | DALLAS | Paulding | 9110001 | 1 | Flapper Valve | 1998-04-01 | FALSE | 1998-04-01 | FALSE | Temporarily out of use | Kerosene | 1060 | Galvanic (STIP-3) | 2006-12-13 |  | Galvanized Steel | Safe Suction (Euro)
WELLSTAR PAULDING HOSPITAL | 600 WEST MEMORIAL DR | DALLAS | Paulding | 9110026 | 6 | Flapper Valve | 1998-09-26 | FALSE | 1998-09-26 | FALSE | Currently in Use | Diesel | 2000 | Galvanic (STIP-3) | 1998-09-23 |  | Double-Walled Flex | Suction (American)
PAULDING CONCRETE | 102 INDUSTRIAL DR | DALLAS | Paulding | 9110059 | 1 | [5 empty] | Removed from Ground | Diesel | 6000 | Bare Steel | 2000-01-21 | 2000-01-21 | Bare Steel
FORMER SERVICE STATION | 551 HARDEE STREET | DALLAS | Paulding | 9110052 | 1 | [5 empty] | Permanently Out of Use - historical purposes | Gas (Historical Use) | 0 | Not Marked/Unknown |  | 1899-12-31 | Not Marked
ECONO FLASH | 9388 VILLA RICA HWY | VILLA RICA | Paulding | 10000410 | 2B | Ball Float | 2003-03-10 | FALSE | 2003-03-10 | FALSE | Currently in Use | Diesel | 6000 | Epoxy | 2003-03-10 |  | Fiberglass Reinforced Plastic | Pressurized
ELLIS ASTIN GRADING CO INC | 9139 VILLA RICA HWY | VILLA RICA | Paulding | 1100046 | 2 |  | 1997-08-21 | FALSE | 1997-08-21 | FALSE | Removed from Ground | Diesel | 3000 |  | 1996-09-19 | 2020-12-12 | Fiberglass Reinforced Plastic | Suction (American)
ECONO FLASH | 9388 VILLA RICA HWY | VILLA RICA | Paulding | 10000410 | 1A | Ball Float | 2003-03-10 | FALSE | 2003-03-10 | FALSE | Currently in Use | Regular | 14000 | Epoxy | 2003-03-10 |  | Fiberglass Reinforced Plastic | Pressurized
AT&T | US 278 & SR 101 NW OF DALLAS | YORKVILLE | Paulding | 1100044 | 1 | [5 empty] | Removed from Ground | Diesel | 2000 | Bare Steel | 1966-05-13 | 1991-11-01 | Galvanized Steel
ELLIS ASTIN GRADING CO INC | 9139 VILLA RICA HWY | VILLA RICA | Paulding | 1100046 | 3 |  | 1997-08-21 | FALSE | 1997-08-21 | FALSE | Removed from Ground | Diesel | 3000 |  | 1996-09-19 | 2020-12-12 | Fiberglass Reinforced Plastic | Suction (American)
ECONO FLASH | 9388 VILLA RICA HWY | VILLA RICA | Paulding | 10000410 | 1B | Ball Float | 2003-03-10 | FALSE | 2003-03-10 | FALSE | Currently in Use | Premium | 6000 | Epoxy | 2003-03-10 |  | Fiberglass Reinforced Plastic | Pressurized
ECONO FLASH | 9388 VILLA RICA HWY | VILLA RICA | Paulding | 10000410 | 2A | Ball Float | 2003-03-10 | FALSE | 2003-03-10 | FALSE | Currently in Use | Diesel | 14000 | Epoxy | 2003-03-10 |  | Fiberglass Reinforced Plastic | Pressurized
AT&T | US 278 & SR 101 NW OF DALLAS | YORKVILLE | Paulding | 1100044 | 2 | [5 empty] | Removed from Ground | Diesel | 300 | Bare Steel | 1966-05-13 | 1991-11-01 | Galvanized Steel
ELLIS ASTIN GRADING CO INC | 9139 VILLA RICA HWY | VILLA RICA | Paulding | 1100046 | 1 | [5 empty] | Removed from Ground | Diesel | 2000 | Bare Steel | 1980-05-09 | 1997-08-20 | Galvanized Steel | Safe Suction (Euro)
ELLIS ASTIN GRADING CO INC | 9139 VILLA RICA HWY | VILLA RICA | Paulding | 1100046 | 4 |  | 2000-10-20 | FALSE | 2000-10-20 | FALSE | Removed from Ground | Gas (Historical Use) | 3000 | Composite | 2000-10-20 | 2020-12-12 | Fiberglass Reinforced Plastic | Suction (American)
MURPHY USA #7284 | 55 HILLSIDE DR | DALLAS | Paulding | 10001053 | 1 | Flapper Valve | 2006-01-04 | FALSE | 2006-01-04 | FALSE | Currently in Use | Gas (Historical Use) | 20000 | Fiberglass Double Walled | 2005-12-29 |  |  | Pressurized
CITGO SNACK-N-PACK | 500 NATHAN DEAN BLVD | DALLAS | Paulding | 9110037 | 2 |  | 1990-01-01 |  | 1990-01-01 |  | Removed from Ground | Gas (Historical Use) | 10000 | Fiberglass | 1990-01-01 | 2014-05-02 | Fiberglass Reinforced Plastic | Pressurized
GRAND PAW'S #1 | 43 DALLAS NEBO RD | DALLAS | Paulding | 1100066 | 2 | Flapper Valve | 2021-03-09 | FALSE | 1996-11-01 | FALSE | Currently in Use | Regular | 8000 | Galvanic (STIP-3) | 1987-11-04 |  | Double-Walled Fiberglass | Pressurized
MOUNTAIN EXPRESS #144 | 51 CADILLAC PKWY | DALLAS | Paulding | 10001075 | 3 | Overfill Alarm | 2004-08-01 | FALSE | 2004-08-01 | FALSE | Currently in Use | Diesel | 6000 | Composite | 2004-06-01 |  | Flex | Pressurized
SHELL FOOD MART | 2651 CHARLES HARDY PKWY | DALLAS | Paulding | 9110021 | 1 | Flapper Valve | 1990-05-01 | FALSE | 1990-05-01 | FALSE | Currently in Use | Regular | 10000 | Galvanic (STIP-3) | 1990-05-01 |  | Fiberglass Reinforced Plastic | Pressurized
ASN ENTERPRISE LLC | 3036 VILLA RICA HWY | DALLAS | Paulding | 10000253 | 3 | Overfill Alarm | 2003-01-01 | FALSE | 2003-01-01 | FALSE | Currently in Use | Diesel | 10000 | Composite | 2003-01-01 |  | Fiberglass Reinforced Plastic | Pressurized
SHELL FOOD MART | 2651 CHARLES HARDY PKWY | DALLAS | Paulding | 9110021 | 5 | Flapper Valve | 1990-05-01 | FALSE | 1990-05-01 | FALSE | Currently in Use | Kerosene | 2000 | Galvanic (STIP-3) | 1990-05-01 |  | Fiberglass Reinforced Plastic | Safe Suction (Euro)
SHELL FOOD MART | 2651 CHARLES HARDY PKWY | DALLAS | Paulding | 9110021 | 4 | Flapper Valve | 1990-05-01 | FALSE | 1990-05-01 | FALSE | Currently in Use | Diesel | 6000 | Galvanic (STIP-3) | 1990-05-01 |  | Fiberglass Reinforced Plastic | Pressurized
ALS EXXON FOOD MART | 30 HIGHWAY 101 NORTH | DALLAS | Paulding | 1100004 | 4C |  | 2017-06-01 | FALSE | 2017-06-01 | FALSE | Currently in Use | Diesel | 4000 | Tank Jacket Double Walled | 2017-06-01 |  | Double-Walled Fiberglass | Pressurized
DALLAS FOOD MART | 758 VILLA RICA HWY | DALLAS | Paulding | 1100022 | 1 | [5 empty] | Removed from Ground | Gas (Historical Use) | 8000 | Bare Steel | 1976-05-03 | 1990-04-01 | Galvanized Steel
ASN ENTERPRISE LLC | 3036 VILLA RICA HWY | DALLAS | Paulding | 10000253 | 1 | Overfill Alarm | 2003-01-01 | FALSE | 2003-01-01 | FALSE | Currently in Use | Regular | 12000 | Composite | 2003-01-01 |  | Fiberglass Reinforced Plastic | Pressurized
DALLAS FOOD MART | 758 VILLA RICA HWY | DALLAS | Paulding | 1100022 | 3 | [5 empty] | Removed from Ground | Gas (Historical Use) | 8000 | Bare Steel | 1976-05-03 | 1990-04-01 | Galvanized Steel
GRANDS VI | 1600 HIRAM DOUGLASVILLE HWY | HIRAM | Paulding | 1100021 | 3 | [5 empty] | Removed from Ground | Gas (Historical Use) | 8000 | Bare Steel | 1981-05-02 | 2010-04-20 | Galvanized Steel
THE I MARKET #714 | 3354 NEBO RD | DALLAS | Paulding | 10001541 | 2B | Flapper Valve | 2008-10-15 | FALSE | 2008-10-15 | FALSE | Currently in Use | Diesel | 5000 | Fiberglass Double Walled | 2008-10-15 |  | Double-Walled Flex | Pressurized
CARL SCOGGINS MIDDLE SCHOOL | 1663 MULBERRY ROCK RD | DALLAS | Paulding | 10001895 | 1 |  | 2009-04-01 | FALSE | 2009-04-01 | FALSE | Currently in Use | Regular | 12000 | Epoxy Double-Walled | 2009-04-01 |  | Double-Walled Fiberglass
SHELL FOOD MART | 2651 CHARLES HARDY PKWY | DALLAS | Paulding | 9110021 | 3 | Flapper Valve | 1990-05-01 | FALSE | 1990-05-01 | FALSE | Currently in Use | Premium | 10000 | Galvanic (STIP-3) | 1990-05-01 |  | Fiberglass Reinforced Plastic | Pressurized
QUIKYS | 7034 VILLA RICA HWY | DALLAS | Paulding | 9110050 | 2 | Ball Float | 1996-03-01 | FALSE | 1996-03-01 | FALSE | Currently in Use | Regular | 8000 | Fiberglass | 1996-03-01 |  | Fiberglass Reinforced Plastic | Pressurized
DALLAS FOOD MART | 758 VILLA RICA HWY | DALLAS | Paulding | 1100022 | 6 | Ball Float | 1990-05-01 | FALSE | 1990-05-01 | FALSE | Currently in Use | Diesel | 10000 | Composite | 1990-05-01 |  | Fiberglass Reinforced Plastic | Pressurized
S & S FOOD MART | 4854 MACLAND RD | HIRAM | Paulding | 9110057 | 2 |  | 1997-11-07 | FALSE | 1997-11-07 | FALSE | Currently in Use | Premium | 3000 | Epoxy | 1997-11-07 |  | Fiberglass Reinforced Plastic | Pressurized
FLOUR CHILD CAKERY & BAKE SHOP | 6129 RIDGE RD | HIRAM | Paulding | 9110036 | UL-1 |  | 1999-04-01 |  | 1989-05-01 |  | Closed in Ground | Gas (Historical Use) | 2000 | Galvanic (STIP-3) | 1989-05-01 | 2014-10-14 | Galvanized Steel | Suction (American)
CIRCLE M FOOD SHOP #54 | 4439 JIMMY LEE SMITH PKWY | HIRAM | Paulding | 9110008 | 2 | [5 empty] | Removed from Ground | Gas (Historical Use) | 10000 | Bare Steel | 1981-01-01 | 1988-04-07 | Galvanized Steel
CIRCLE M FOOD SHOP #54 | 4439 JIMMY LEE SMITH PKWY | HIRAM | Paulding | 9110008 | 8 | Ball Float | 1988-07-14 | FALSE | 1988-07-14 | FALSE | Removed from Ground | Diesel | 10000 | Steel-Impressed Current | 1988-07-01 |  | Fiberglass Reinforced Plastic | Pressurized
CHEVRON COUNTRY STORE | 2515 GOLD MINE RD | DALLAS | Paulding | 10000085 | 3 |  | 2002-06-20 | FALSE | 2002-06-20 | FALSE | Currently in Use | Diesel | 8000 | Composite | 2002-06-20 |  | Double Walled | Pressurized
EAST PAULDING SHELL | 185 EAST PAULDING DRIVE | DALLAS | Paulding | 10001137 | 329129 | Ball Float | 2006-03-09 | FALSE | 2006-03-09 | FALSE | Currently in Use | Regular | 12000 | Fiberglass | 2006-03-09 |  | Double-Walled Fiberglass | Pressurized
ALS EXXON FOOD MART | 30 HIGHWAY 101 NORTH | DALLAS | Paulding | 1100004 | 5B |  | 2017-06-01 | FALSE | 2017-06-01 | FALSE | Currently in Use | Kerosene | 2000 | Tank Jacket Double Walled | 2017-06-01 |  | Double-Walled Fiberglass | Pressurized
ALS EXXON FOOD MART | 30 HIGHWAY 101 NORTH | DALLAS | Paulding | 1100004 | 2 |  | 1999-03-18 |  | 1999-03-18 |  | Removed from Ground | Gas (Historical Use) | 2000 | Steel-Impressed Current | 1971-04-25 | 2014-04-25 | Cathodically Protected | Safe Suction (Euro)
THE I MARKET #714 | 3354 NEBO RD | DALLAS | Paulding | 10001541 | 1A |  | 2008-10-15 | FALSE | 2008-10-15 | FALSE | Currently in Use | Regular | 25000 | Fiberglass Double Walled | 2008-10-15 |  | Double-Walled Flex | Pressurized
QUIKYS | 7034 VILLA RICA HWY | DALLAS | Paulding | 9110050 | 1 | Ball Float | 1996-03-01 | FALSE | 1996-03-01 | FALSE | Currently in Use | Premium | 10000 | Fiberglass | 1996-03-01 |  | Fiberglass Reinforced Plastic | Pressurized
QUIKYS | 7034 VILLA RICA HWY | DALLAS | Paulding | 9110050 | 4 | Ball Float | 1996-03-01 |  | 1996-03-01 |  | Removed from Ground | Kerosene | 1000 | Fiberglass | 1996-03-01 | 2015-03-24 | Fiberglass Reinforced Plastic | Pressurized
DALLAS FOOD MART | 758 VILLA RICA HWY | DALLAS | Paulding | 1100022 | 5 | Ball Float | 1990-05-01 | FALSE | 1990-05-01 | FALSE | Currently in Use | Premium | 8000 | Composite | 1990-05-01 |  | Fiberglass Reinforced Plastic | Pressurized
PDQ MART/R S POWELL/FLEET #215 | 1730 ATLANTA RD (US HWY 278) | HIRAM | Paulding | 1100053 | S2 |  | 1993-04-23 |  | 1993-04-23 |  | Removed from Ground | Gas (Historical Use) | 6000 | Bare Steel | 1965-05-01 | 1996-03-16 | Galvanized Steel | Suction (American)
GRANDS VI | 1600 HIRAM DOUGLASVILLE HWY | HIRAM | Paulding | 1100021 | 2 | [5 empty] | Removed from Ground | Gas (Historical Use) | 8000 | Bare Steel | 1981-05-02 | 2009-10-21 | Galvanized Steel
CHEVRON COUNTRY STORE | 2515 GOLD MINE RD | DALLAS | Paulding | 10000085 | 4 |  | 2002-06-20 | FALSE | 2002-06-20 | FALSE | Currently in Use | Diesel | 4000 | Composite | 2002-06-20 |  | Double Walled | Pressurized
CHEVRON COUNTRY STORE | 2515 GOLD MINE RD | DALLAS | Paulding | 10000085 | 2 |  | 2002-06-20 | FALSE | 2002-06-20 | FALSE | Currently in Use | Gas (Historical Use) | 10000 | Composite | 2002-06-20 |  | Double Walled | Pressurized
MURPHY USA #7284 | 55 HILLSIDE DR | DALLAS | Paulding | 10001053 | 2A | Flapper Valve | 2006-01-04 | FALSE | 2006-01-04 | FALSE | Currently in Use | Diesel | 12000 | Fiberglass Double Walled | 2005-12-29 |  |  | Pressurized
CARL SCOGGINS MIDDLE SCHOOL | 1663 MULBERRY ROCK RD | DALLAS | Paulding | 10001895 | 2 |  | 2009-04-01 | FALSE | 2009-04-01 | FALSE | Currently in Use | Diesel | 12000 | Epoxy Double-Walled | 2009-04-01 |  | Double-Walled Fiberglass
MOUNTAIN EXPRESS #144 | 51 CADILLAC PKWY | DALLAS | Paulding | 10001075 | 1 | Overfill Alarm | 2004-08-01 | FALSE | 2004-08-01 | FALSE | Currently in Use | Regular | 12000 | Composite | 2004-06-01 |  | Flex | Pressurized
PDQ MART/R S POWELL/FLEET #215 | 1730 ATLANTA RD (US HWY 278) | HIRAM | Paulding | 1100053 | MG1 |  | 1993-04-23 |  | 1993-04-23 |  | Removed from Ground | Gas (Historical Use) | 6000 | Bare Steel | 1965-05-01 | 1996-03-16 | Galvanized Steel | Suction (American)
GRANDS VI | 1600 HIRAM DOUGLASVILLE HWY | HIRAM | Paulding | 1100021 | 5 |  | 1995-06-01 |  | 1995-06-01 |  | Removed from Ground | Gas (Historical Use) | 10000 | Composite | 1995-06-01 | 2009-10-21 | Double Walled | Pressurized
E&S SERVICE STATION | 4957 HIRAM ACWORTH HWY | HIRAM | Paulding | 1100011 | 1 | [5 empty] | Removed from Ground | Gas (Historical Use) | 6000 | Bare Steel | 1975-03-03 | 1998-10-16 | Galvanized Steel | Suction (American)
GOOD WILL SHELL | 3601 MACLAND RD | HIRAM | Paulding | 9110019 | 3 | Ball Float | 1995-05-01 | FALSE | 1995-05-01 | FALSE | Currently in Use | Premium | 8000 | Galvanic (STIP-3) | 1986-12-17 |  | Double-Walled Flex | Pressurized
CHEVRON COUNTRY STORE | 2515 GOLD MINE RD | DALLAS | Paulding | 10000085 | 1 |  | 2002-06-20 | FALSE | 2002-06-20 | FALSE | Currently in Use | Gas (Historical Use) | 12000 | Composite | 2002-06-20 |  | Double Walled | Pressurized
ASN ENTERPRISE LLC | 3036 VILLA RICA HWY | DALLAS | Paulding | 10000253 | 2 | Overfill Alarm | 2003-01-01 | FALSE | 2003-01-01 | FALSE | Currently in Use | Premium | 10000 | Composite | 2003-01-01 |  | Fiberglass Reinforced Plastic | Pressurized
MOUNTAIN EXPRESS #144 | 51 CADILLAC PKWY | DALLAS | Paulding | 10001075 | 2 | Flapper Valve | 2004-02-21 | FALSE | 2004-08-01 | FALSE | Currently in Use | Premium | 6000 | Composite | 2004-06-01 |  | Flex | Pressurized
THE I MARKET #714 | 3354 NEBO RD | DALLAS | Paulding | 10001541 | 1B | Flapper Valve | 2008-10-15 | FALSE | 2008-10-15 | FALSE | Currently in Use | Premium | 7000 | Fiberglass Double Walled | 2008-10-15 |  | Double-Walled Flex | Pressurized
CITGO SNACK-N-PACK | 500 NATHAN DEAN BLVD | DALLAS | Paulding | 9110037 | 3 |  | 1990-01-01 |  | 1990-01-01 |  | Removed from Ground | Diesel | 10000 | Fiberglass | 1990-01-01 | 2014-05-02 | Fiberglass Reinforced Plastic | Pressurized
CHEVRON FOOD MART | 1980 HIRAM DOUGLAS HWY | HIRAM | Paulding | 1100017 | 3 | Ball Float | 1991-06-01 | FALSE | 1991-06-01 | FALSE | Removed from Ground | Gas (Historical Use) | 4000 | Steel-Impressed Current | 1973-04-18 | 2017-11-28 | Steel (Impressed Current) | Safe Suction (Euro)
SOUTHERN SHELL | 5329 WENDY BAGWELL PKWY | HIRAM | Paulding | 9110058 | 2 |  | 1996-12-01 |  | 1996-12-01 |  | Removed from Ground | Gas (Historical Use) | 8000 | Fiberglass | 1996-12-01 | 2012-02-14 | Fiberglass Reinforced Plastic | Pressurized
CHEVRON COUNTRY STORE | 2515 GOLD MINE RD | DALLAS | Paulding | 10000085 | 5 |  | 2002-06-20 | FALSE | 2002-06-20 | FALSE | Currently in Use | Kerosene | 2000 | Composite | 2002-06-20 |  | Double Walled | Pressurized
Amoco Charles Hardy | 2536 CHARLES HARDY PKWY | DALLAS | Paulding | 9110055 | 6702 | Ball Float | 1997-10-01 | FALSE | 1997-10-01 | FALSE | Currently in Use | Regular | 10000 | Composite | 1997-10-01 |  | Fiberglass Reinforced Plastic | Pressurized
GRAND PAW'S #1 | 43 DALLAS NEBO RD | DALLAS | Paulding | 1100066 | 3 | Flapper Valve | 2021-03-09 | FALSE | 1996-11-01 | FALSE | Currently in Use | Premium | 6000 | Galvanic (STIP-3) | 1987-11-04 |  | Double-Walled Fiberglass | Pressurized
RaceTrac #610 - Hiram | 4597 JIMMY LEE SMITH PKWY | HIRAM | Paulding | 9110054 | 3 | Overfill Alarm | 1997-12-06 | FALSE | 1997-12-06 | FALSE | Currently in Use | Premium | 12000 | Composite Double Walled | 1997-12-06 |  | Double-Walled Fiberglass | Pressurized
GOOD WILL SHELL | 3601 MACLAND RD | HIRAM | Paulding | 9110019 | 2 | Ball Float | 1995-05-01 | FALSE | 1995-05-01 | FALSE | Currently in Use | Regular | 8000 | Galvanic (STIP-3) | 1986-12-17 |  | Double-Walled Flex | Pressurized
ALSOBROOKS GARAGE | 501 HIRAM ACWORTH RD/GA HWY 92 | HIRAM | Paulding | 9110018 | 2 | [5 empty] | Removed from Ground | Gas (Historical Use) | 500 | Bare Steel | 1964-11-05 | 1990-12-10 | Bare Steel | Safe Suction (Euro)
SHELL | 3491 ATLANTA HWY | HIRAM | Paulding | 9110002 | 2 | Ball Float | 1989-01-01 | FALSE | 1989-01-01 | FALSE | Currently in Use | Plus | 8000 | Galvanic (STIP-3) | 1989-01-01 |  | Fiberglass Reinforced Plastic | Pressurized
MURPHY USA #7284 | 55 HILLSIDE DR | DALLAS | Paulding | 10001053 | 2B | Flapper Valve | 2006-01-04 | FALSE | 2006-01-04 | FALSE | Currently in Use | Premium | 8000 | Fiberglass Double Walled | 2005-12-29 |  |  | Pressurized
THE I MARKET #714 | 3354 NEBO RD | DALLAS | Paulding | 10001541 | 2A | Flapper Valve | 2008-10-15 | FALSE | 2008-10-15 | FALSE | Currently in Use | Diesel | 5000 | Fiberglass Double Walled | 2008-10-15 |  | Double-Walled Flex | Pressurized
NEW GEORGIA STORE | 8064 VILLA RICA HWY | DALLAS | Paulding | 1100063 | 4 | Flapper Valve | 1998-04-01 | FALSE | 1998-04-01 | FALSE | Currently in Use | Diesel | 6000 | Fiberglass | 1987-01-01 |  | Fiberglass Reinforced Plastic | Safe Suction (Euro)
NEW GEORGIA STORE | 8064 VILLA RICA HWY | DALLAS | Paulding | 1100063 | 5 | Flapper Valve |  | FALSE | 1998-04-01 | FALSE | Temporarily out of use | E-0 | 1060 | Galvanic (STIP-3) | 2006-12-13 |  | Galvanized Steel | Safe Suction (Euro)
NEW GRANDS | 21 GOLF CREST RD | ACWORTH-DALLAS | Paulding | 10000092 | 2 | Ball Float | 2002-04-01 | FALSE | 2002-04-01 | FALSE | Currently in Use | Diesel Off Road | 8000 | Composite | 2002-04-01 |  | Fiberglass Reinforced Plastic | Pressurized
NEW GRANDS | 21 GOLF CREST RD | ACWORTH-DALLAS | Paulding | 10000092 | 1 | Ball Float | 2002-04-01 | FALSE | 2002-04-01 | FALSE | Currently in Use | Regular | 10000 | Composite | 2002-04-01 |  | Fiberglass Reinforced Plastic | Pressurized
EAST PAULDING SHELL | 185 EAST PAULDING DRIVE | DALLAS | Paulding | 10001137 | 329131B | Ball Float | 2006-03-09 | FALSE | 2006-03-09 | FALSE | Currently in Use | Diesel | 4000 | Fiberglass | 2006-03-09 |  | Double-Walled Fiberglass | Pressurized
PDQ MART/R S POWELL/FLEET #215 | 1730 ATLANTA RD (US HWY 278) | HIRAM | Paulding | 1100053 | UL4 |  | 1993-04-23 |  | 1993-04-23 |  | Removed from Ground | Gas (Historical Use) | 4000 | Bare Steel | 1965-05-01 | 1996-03-16 | Galvanized Steel | Suction (American)
CHEVRON FOOD MART | 1980 HIRAM DOUGLAS HWY | HIRAM | Paulding | 1100017 | 1 | Ball Float | 1991-06-01 | FALSE | 1991-06-01 | FALSE | Removed from Ground | Gas (Historical Use) | 4000 | Steel-Impressed Current | 1973-04-18 | 2017-11-28 | Steel (Impressed Current) | Safe Suction (Euro)
PINE VALLEY COUNTRY STORE | 265 PINE VALLEY RD | HIRAM | Paulding | 9110040 | 4 |  |  | FALSE |  | FALSE | Removed from Ground | Gas (Historical Use) | 1000 |  | 1995-10-25 | 1995-10-25
PINE VALLEY COUNTRY STORE | 265 PINE VALLEY RD | HIRAM | Paulding | 9110040 | 5 |  |  | FALSE |  | FALSE | Removed from Ground | Gas (Historical Use) | 500 |  | 1995-10-25 | 1995-10-25
HIRAM FOOD AND FUEL | 4120 JIMMY LEE SMITH PKWY | HIRAM | Paulding | 9110015 | 1 | Ball Float | 1997-04-01 | FALSE | 1997-04-01 | FALSE | Currently in Use | Gas (Historical Use) | 12000 | STIP-3/Impressed Current | 1986-08-01 |  | Fiberglass Reinforced Plastic | Pressurized
ALSOBROOKS GARAGE | 501 HIRAM ACWORTH RD/GA HWY 92 | HIRAM | Paulding | 9110018 | 4 | [5 empty] | Removed from Ground | Gas (Historical Use) | 2000 | Bare Steel | 1964-11-05 | 1990-12-10 | Bare Steel | Safe Suction (Euro)
ALSOBROOKS GARAGE | 501 HIRAM ACWORTH RD/GA HWY 92 | HIRAM | Paulding | 9110018 | 1 | [5 empty] | Removed from Ground | Diesel | 500 | Bare Steel | 1964-11-05 | 1990-12-10 | Bare Steel | Safe Suction (Euro)
BARFIELD PROPERTY | 2680 /2690 HWY 92 | HIRAM | Paulding | 10001198 | 4 |  |  | FALSE |  | FALSE | Removed from Ground |  | 250 | Bare Steel | 2006-07-24 | 2006-07-24
BARFIELD PROPERTY | 2680 /2690 HWY 92 | HIRAM | Paulding | 10001198 | 1 |  |  | FALSE |  | FALSE | Removed from Ground |  | 1000 | Bare Steel | 2006-07-24 | 2006-07-24
SHELL FOOD MART | 2651 CHARLES HARDY PKWY | DALLAS | Paulding | 9110021 | 2 | Flapper Valve | 1990-05-01 | FALSE | 1990-05-01 | FALSE | Currently in Use | Plus | 10000 | Galvanic (STIP-3) | 1990-05-01 |  | Fiberglass Reinforced Plastic | Pressurized
Amoco Charles Hardy | 2536 CHARLES HARDY PKWY | DALLAS | Paulding | 9110055 | 6701 | Ball Float | 1997-10-01 | FALSE | 1997-10-01 | FALSE | Currently in Use | Premium | 15000 | Composite | 1997-10-01 |  | Fiberglass Reinforced Plastic | Pressurized
QUIKYS | 7034 VILLA RICA HWY | DALLAS | Paulding | 9110050 | 3 | Ball Float | 1996-03-01 | FALSE | 1996-03-01 | FALSE | Currently in Use | Diesel | 4000 | Fiberglass | 1996-03-01 |  | Fiberglass Reinforced Plastic | Pressurized
ALS EXXON FOOD MART | 30 HIGHWAY 101 NORTH | DALLAS | Paulding | 1100004 | 4B |  | 2017-06-01 | FALSE | 2017-06-01 | FALSE | Currently in Use | Gas (Historical Use) | 4000 | Tank Jacket Double Walled | 2017-06-01 |  | Double-Walled Fiberglass | Pressurized
ALS EXXON FOOD MART | 30 HIGHWAY 101 NORTH | DALLAS | Paulding | 1100004 | 5A |  | 2017-06-01 | FALSE | 2017-06-01 | FALSE | Currently in Use | Diesel | 2000 | Tank Jacket Double Walled | 2017-06-01 |  | Double-Walled Fiberglass | Pressurized
NEW GEORGIA STORE | 8064 VILLA RICA HWY | DALLAS | Paulding | 1100063 | 1 | Flapper Valve | 1998-04-01 | FALSE | 1998-04-01 | FALSE | Currently in Use | Regular | 10000 | Fiberglass | 1986-01-01 |  | Fiberglass Reinforced Plastic | Safe Suction (Euro)
E&S SERVICE STATION | 4957 HIRAM ACWORTH HWY | HIRAM | Paulding | 1100011 | 2 | [5 empty] | Removed from Ground | Diesel | 6000 | Bare Steel | 1975-03-03 | 1998-10-16 | Galvanized Steel | Suction (American)
WAYNE DAVIS CONCRETE CO | 1706 ANGHAM RD | HIRAM | Paulding | 9110020 | 1 | Ball Float | 1998-11-15 | FALSE | 1998-11-15 | FALSE | Currently in Use | Diesel | 10000 | Epoxy Double-Walled | 1990-07-01 |  | Double-Walled Flex | Pressurized
BAGWELL & SPEARS #36 | 4373 JIMMY LEE PKWY | HIRAM | Paulding | 9110009 | 63637 |  | 1989-11-01 |  | 1989-11-01 |  | Removed from Ground | Gas (Historical Use) | 10000 | Fiberglass | 1989-11-01 | 2013-03-01 | Fiberglass Reinforced Plastic | Pressurized
CAPS CORNER EZ SHOP | 6989 BRASWELL Mtn RD | ROCKMART | Paulding | 10000706 | REG-UL |  | 2004-05-01 | FALSE | 2004-05-01 | FALSE | Temporarily out of use | Gas (Historical Use) | 10000 | Epoxy | 2004-05-01 |  | Fiberglass Reinforced Plastic | Pressurized
SCOTTS GROCERY | 2775 HWY 101 | ROCKMART | Paulding | 9110005 | 3 | Flapper Valve | 1998-03-01 | FALSE | 1998-03-01 | FALSE | Currently in Use | Regular | 6000 | Steel-Impressed Current | 1980-01-01 |  | Steel (Impressed Current) | Pressurized
RAIESH MOMIN | 6454 HWY 101 N | ROCKMART | Paulding | 1100042 | 3 | Ball Float | 1998-09-30 | FALSE | 1998-09-30 | FALSE | Currently in Use | Plus | 4000 | Steel-Impressed Current | 1975-05-11 |  |  | Pressurized
THOMAS CONCRETE OF GA INC-HIRAM | 1133 ROSEDALE DR | HIRAM | Paulding | 9110043 | 1 | Flapper Valve | 1995-08-01 | FALSE | 1995-08-01 | FALSE | Currently in Use | Diesel | 10000 | Fiberglass | 1995-08-01 |  | Fiberglass Reinforced Plastic | Safe Suction (Euro)
RaceTrac #610 - Hiram | 4597 JIMMY LEE SMITH PKWY | HIRAM | Paulding | 9110054 | 2 | Overfill Alarm | 1997-12-06 | FALSE | 1997-12-06 | FALSE | Currently in Use | Diesel | 12000 | Composite Double Walled | 1997-12-06 |  | Double-Walled Fiberglass | Pressurized
SOUTHERN FLIER INC | 390 MAIN ST | HIRAM | Paulding | 9110031 | 1 | [5 empty] | Closed in Ground | Empty | 500 | Cathodically Protected Steel | 1995-05-26 | 1995-05-26 | Fiberglass Reinforced Plastic | Suction (American)
HIRAM FOOD AND FUEL | 4120 JIMMY LEE SMITH PKWY | HIRAM | Paulding | 9110015 | 2 | Ball Float | 1997-04-01 | FALSE | 1997-04-01 | FALSE | Currently in Use | Gas (Historical Use) | 8000 | STIP-3/Impressed Current | 1986-08-01 |  | Fiberglass Reinforced Plastic | Pressurized
ALSOBROOKS GARAGE | 501 HIRAM ACWORTH RD/GA HWY 92 | HIRAM | Paulding | 9110018 | 3 | [5 empty] | Removed from Ground | Gas (Historical Use) | 500 | Bare Steel | 1964-11-05 | 1990-12-10 | Bare Steel | Safe Suction (Euro)
CIRCLE M FOOD SHOP #54 | 4439 JIMMY LEE SMITH PKWY | HIRAM | Paulding | 9110008 | 1 | [5 empty] | Removed from Ground | Gas (Historical Use) | 10000 | Bare Steel | 1981-01-01 | 1988-04-07 | Galvanized Steel
CIRCLE M FOOD SHOP #54 | 4439 JIMMY LEE SMITH PKWY | HIRAM | Paulding | 9110008 | 4 | [5 empty] | Removed from Ground | Diesel | 10000 | Bare Steel | 1981-01-01 | 1988-04-07 | Galvanized Steel
HIRAM FOOD AND FUEL | 4120 JIMMY LEE SMITH PKWY | HIRAM | Paulding | 9110015 | 5 | Ball Float | 1997-04-01 | FALSE | 1997-04-01 | FALSE | Currently in Use | Kerosene | 1000 | STIP-3/Impressed Current | 1986-08-01 |  | Fiberglass Reinforced Plastic | Pressurized
HIRAM FOOD AND FUEL | 4120 JIMMY LEE SMITH PKWY | HIRAM | Paulding | 9110015 | 4 | Ball Float | 1997-04-01 | FALSE | 1997-04-01 | FALSE | Currently in Use | Diesel | 4000 | STIP-3/Impressed Current | 1986-01-01 |  | Fiberglass Reinforced Plastic | Pressurized
ALS EXXON FOOD MART | 30 HIGHWAY 101 NORTH | DALLAS | Paulding | 1100004 | 3 |  | 1999-03-18 | FALSE | 1999-03-18 | FALSE | Removed from Ground |  | 2000 | Steel-Impressed Current | 2014-04-25 | 2014-04-25 | Cathodically Protected | Safe Suction (Euro)
GRANDS VI | 1600 HIRAM DOUGLASVILLE HWY | HIRAM | Paulding | 1100021 | 1 |  | 1995-06-01 |  | 1995-06-01 |  | Removed from Ground | Gas (Historical Use) | 10000 | Bare Steel | 1981-05-02 | 2010-04-20 | Galvanized Steel
GRANDS VI | 1600 HIRAM DOUGLASVILLE HWY | HIRAM | Paulding | 1100021 | 4 | Ball Float | 1995-06-01 | FALSE | 1995-06-01 | FALSE | Currently in Use | Regular | 12000 | Composite | 1995-06-01 |  | Double-Walled Flex | Pressurized
CHEVRON FOOD MART | 1980 HIRAM DOUGLAS HWY | HIRAM | Paulding | 1100017 | 2 | Ball Float | 1991-06-01 | FALSE | 1991-06-01 | FALSE | Removed from Ground | Gas (Historical Use) | 3000 | Steel-Impressed Current | 1973-04-18 | 2017-11-28 | Steel (Impressed Current) | Safe Suction (Euro)
SOUTHERN SHELL | 5329 WENDY BAGWELL PKWY | HIRAM | Paulding | 9110058 | 3 |  | 1996-12-01 |  | 1996-12-01 |  | Removed from Ground | Diesel | 8000 | Fiberglass | 1996-12-01 | 2012-02-14 | Fiberglass Reinforced Plastic | Pressurized
SHELL | 3491 ATLANTA HWY | HIRAM | Paulding | 9110002 | 3 | Ball Float | 1989-01-01 | FALSE | 1989-01-01 | FALSE | Currently in Use | Premium | 8000 | Galvanic (STIP-3) | 1989-01-01 |  | Fiberglass Reinforced Plastic | Pressurized
SCOTTS GROCERY | 2775 HWY 101 | ROCKMART | Paulding | 9110005 | 2 | Flapper Valve | 1998-03-01 | FALSE | 1998-03-01 | FALSE | Currently in Use | Diesel | 2000 | Steel-Impressed Current | 1974-01-01 |  | Steel (Impressed Current) | Suction (American)
E&S SERVICE STATION | 4957 HIRAM ACWORTH HWY | HIRAM | Paulding | 1100011 | 3 | [5 empty] | Removed from Ground | Gas (Historical Use) | 6000 | Bare Steel | 1975-03-03 | 1998-10-16 | Galvanized Steel | Suction (American)
PINE VALLEY COUNTRY STORE | 265 PINE VALLEY RD | HIRAM | Paulding | 9110040 | 1 | Flapper Valve | 1995-09-01 | FALSE | 1995-09-01 | FALSE | Currently in Use | Regular | 8000 | Composite | 1995-09-01 |  | Fiberglass Reinforced Plastic | Pressurized
FLOUR CHILD CAKERY & BAKE SHOP | 6129 RIDGE RD | HIRAM | Paulding | 9110036 | S2 |  | 1999-04-01 |  | 1989-05-01 |  | Closed in Ground | Gas (Historical Use) | 2000 | Galvanic (STIP-3) | 1989-05-01 | 2014-10-14 | Galvanized Steel | Suction (American)
GOOD WILL SHELL | 3601 MACLAND RD | HIRAM | Paulding | 9110019 | 1 | Ball Float | 1995-05-01 | FALSE | 1995-05-01 | FALSE | Currently in Use | Regular | 8000 | Galvanic (STIP-3) | 1986-12-17 |  | Double-Walled Flex | Pressurized
BAGWELL & SPEARS #36 | 4373 JIMMY LEE PKWY | HIRAM | Paulding | 9110009 | 63639 |  | 1989-11-01 |  | 1989-11-01 |  | Removed from Ground | Gas (Historical Use) | 10000 | Fiberglass | 1989-11-01 | 2013-03-01 | Fiberglass Reinforced Plastic | Pressurized
CIRCLE M FOOD SHOP #54 | 4439 JIMMY LEE SMITH PKWY | HIRAM | Paulding | 9110008 | 7 | Ball Float | 1988-07-14 | FALSE | 1988-07-14 | FALSE | Removed from Ground | Premium | 10000 | Steel-Impressed Current | 1988-07-01 |  | Fiberglass Reinforced Plastic | Pressurized
BARFIELD PROPERTY | 2680 /2690 HWY 92 | HIRAM | Paulding | 10001198 | 2 |  |  | FALSE |  | FALSE | Removed from Ground |  | 1000 | Bare Steel | 2006-07-24 | 2006-07-24
CAPS CORNER EZ SHOP | 6989 BRASWELL Mtn RD | ROCKMART | Paulding | 10000706 | SUP U/L |  | 2004-05-01 | FALSE | 2004-05-01 | FALSE | Temporarily out of use | Gas (Historical Use) | 5000 | Epoxy | 2004-05-01 |  | Fiberglass Reinforced Plastic | Pressurized
NOORALI INVESTMENT INC D/B/A TEX | 1665 HIRAM DOUGLASVILLE HWY | HIRAM | Paulding | 9110017 | 3 |  | 1995-03-24 | FALSE | 1995-03-24 | FALSE | Currently in Use | Premium | 10000 | Fiberglass | 1987-06-15 |  | Fiberglass Reinforced Plastic | Pressurized
PAULDING MEDICAL CENTER | 146 BILL CARRUTH PKWY | HIRAM | Paulding | 10002250 | 1 | Overfill Alarm | 2012-09-28 | FALSE | 2012-09-28 | FALSE | Currently in Use | Diesel | 20000 | Fiberglass Double Walled | 2012-09-28 |  | Double-Walled Fiberglass | Pressurized
SAMS #4802 | 4798 JIMMY LEE PKWY | HIRAM | Paulding | 10000147 | 3 | Flapper Valve | 2002-03-08 | FALSE | 2002-03-08 | FALSE | Currently in Use | Premium | 20000 | Fiberglass Double Walled | 2002-03-08 |  | Double-Walled Flex | Pressurized
RAIESH MOMIN | 6454 HWY 101 N | ROCKMART | Paulding | 1100042 | 4 | Ball Float | 1998-09-30 | FALSE | 1998-09-30 | FALSE | Currently in Use | Diesel | 8000 | Steel-Impressed Current | 1975-05-11 |  |  | Pressurized
RAIESH MOMIN | 6454 HWY 101 N | ROCKMART | Paulding | 1100042 | 1 | Ball Float | 1998-09-30 | FALSE | 1998-09-30 | FALSE | Currently in Use | Regular | 4000 | Steel-Impressed Current | 1975-05-11 |  |  | Pressurized
RaceTrac #76 - Bagwell Pkwy | 5882 WENDY BAGWELL PKWY | HIRAM | Paulding | 10001653 | 1 |  | 2008-10-27 | FALSE | 2008-10-27 | FALSE | Currently in Use | Regular | 12000 | Composite Double Walled | 2008-10-27 |  | Double-Walled Fiberglass | Pressurized
SAMS #4802 | 4798 JIMMY LEE PKWY | HIRAM | Paulding | 10000147 | 1 | Flapper Valve | 2002-03-08 | FALSE | 2002-03-08 | FALSE | Currently in Use | Regular | 20000 | Fiberglass Double Walled | 2002-03-08 |  | Double-Walled Flex | Pressurized
CITGO SNACK-N-PACK | 500 NATHAN DEAN BLVD | DALLAS | Paulding | 9110037 | 1 |  | 1990-01-01 |  | 1990-01-01 |  | Removed from Ground | Gas (Historical Use) | 10000 | Fiberglass | 1990-01-01 | 2014-05-02 | Fiberglass Reinforced Plastic | Pressurized
GRAND PAW'S #1 | 43 DALLAS NEBO RD | DALLAS | Paulding | 1100066 | 1 | Flapper Valve | 2021-03-09 | FALSE | 1996-11-01 | FALSE | Currently in Use | Regular | 6000 | Galvanic (STIP-3) | 1987-11-04 |  | Double-Walled Fiberglass | Pressurized
RaceTrac #610 - Hiram | 4597 JIMMY LEE SMITH PKWY | HIRAM | Paulding | 9110054 | 1 | Overfill Alarm | 1997-12-06 | FALSE | 1997-12-06 | FALSE | Currently in Use | Regular | 15000 | Composite Double Walled | 1997-12-06 |  | Double-Walled Fiberglass | Pressurized
S & S FOOD MART | 4854 MACLAND RD | HIRAM | Paulding | 9110057 | 1 |  | 1997-11-07 | FALSE | 1997-11-07 | FALSE | Currently in Use | Regular | 10000 | Epoxy | 1997-11-07 |  | Fiberglass Reinforced Plastic | Pressurized
SOUTHERN SHELL | 5329 WENDY BAGWELL PKWY | HIRAM | Paulding | 9110058 | 1 |  | 1996-12-01 |  | 1996-12-01 |  | Removed from Ground | Gas (Historical Use) | 10000 | Fiberglass | 1996-12-01 | 2012-02-14 | Fiberglass Reinforced Plastic | Pressurized
NOORALI INVESTMENT INC D/B/A TEX | 1665 HIRAM DOUGLASVILLE HWY | HIRAM | Paulding | 9110017 | 2 |  | 1995-03-24 | FALSE | 1995-03-24 | FALSE | Currently in Use | Plus | 10000 | Fiberglass | 1987-06-15 |  | Fiberglass Reinforced Plastic | Pressurized
QUICK THRIFT STORE #655 | COUNTY LINE RD/RT 2 | HIRAM | Paulding | 9110010 | 1 | [5 empty] | Removed from Ground | Gas (Historical Use) | 1000 | Bare Steel | 1976-01-01 | 1992-10-01 | Galvanized Steel | Suction (American)
CIRCLE M FOOD SHOP #54 | 4439 JIMMY LEE SMITH PKWY | HIRAM | Paulding | 9110008 | 6 | Ball Float | 1988-07-14 | FALSE | 1988-07-14 | FALSE | Removed from Ground | Regular | 10000 | Steel-Impressed Current | 1988-07-01 |  | Fiberglass Reinforced Plastic | Pressurized
SHELL | 3491 ATLANTA HWY | HIRAM | Paulding | 9110002 | 4 | Ball Float | 1989-01-01 | FALSE | 1989-01-01 | FALSE | Currently in Use | Diesel | 4000 | Galvanic (STIP-3) | 1989-01-01 |  | Fiberglass Reinforced Plastic | Pressurized
CLAYS GROCERY | RT 3 HWY 278 | ROCKMART | Paulding | 1100029 | 2 | [5 empty] | Removed from Ground | Gas (Historical Use) | 560 | Bare Steel | 1969-05-09 | 1994-08-20 | Galvanized Steel | Suction (American)
ALS EXXON FOOD MART | 30 HIGHWAY 101 NORTH | DALLAS | Paulding | 1100004 | 1 | Flapper Valve | 1999-03-18 | FALSE | 1999-03-18 | FALSE | Removed from Ground |  | 2000 | Steel-Impressed Current | 2014-04-25 | 2014-04-25 | Cathodically Protected | Safe Suction (Euro)
QUICK THRIFT STORE #655 | COUNTY LINE RD/RT 2 | HIRAM | Paulding | 9110010 | 4 | [5 empty] | Removed from Ground | Gas (Historical Use) | 3000 | Bare Steel | 1982-01-01 | 1992-10-01 | Galvanized Steel | Suction (American)
SHELL | 3491 ATLANTA HWY | HIRAM | Paulding | 9110002 | 1 | Ball Float | 1989-01-01 | FALSE | 1989-01-01 | FALSE | Currently in Use | Regular | 8000 | Galvanic (STIP-3) | 1989-01-01 |  | Fiberglass Reinforced Plastic | Pressurized
RaceTrac #76 - Bagwell Pkwy | 5882 WENDY BAGWELL PKWY | HIRAM | Paulding | 10001653 | 2 |  | 2008-10-27 | FALSE | 2008-10-27 | FALSE | Currently in Use | Diesel | 12000 | Composite Double Walled | 2008-10-27 |  | Double-Walled Fiberglass | Pressurized
DALLAS FOOD MART | 758 VILLA RICA HWY | DALLAS | Paulding | 1100022 | 2 | [5 empty] | Removed from Ground | Gas (Historical Use) | 8000 | Bare Steel | 1976-05-03 | 1990-04-01 | Galvanized Steel
NEW GEORGIA STORE | 8064 VILLA RICA HWY | DALLAS | Paulding | 1100063 | 2 | Flapper Valve | 1998-04-01 | FALSE | 1998-04-01 | FALSE | Currently in Use | Premium | 8000 | Fiberglass | 1987-01-01 |  | Fiberglass Reinforced Plastic | Safe Suction (Euro)
PINE VALLEY COUNTRY STORE | 265 PINE VALLEY RD | HIRAM | Paulding | 9110040 | 3 |  |  | FALSE |  | FALSE | Removed from Ground | Gas (Historical Use) | 1000 |  | 1995-10-25 | 1995-10-25
PAULDING BAPTIST CHURCH | 2135 ATLANTA HWY | HIRAM | Paulding | 9110042 | 1 | [5 empty] | Removed from Ground | Gas (Historical Use) | 3000 | Marked Unknown | 1995-11-27 | 1995-11-27 | Unknown
B&K FOOD STORES | 1818 HIRAM DOUGLASVILLE HWY | HIRAM | Paulding | 9110038 | 2 | Flapper Valve | 1997-03-01 |  | 1997-03-01 |  | Removed from Ground | Gas (Historical Use) | 8000 | Steel-Impressed Current | 1987-01-01 | 2007-08-27 | Steel (Impressed Current) | Pressurized
QUICK THRIFT STORE #655 | COUNTY LINE RD/RT 2 | HIRAM | Paulding | 9110010 | 2 | [5 empty] | Removed from Ground | Gas (Historical Use) | 1000 | Bare Steel | 1976-01-01 | 1992-10-01 | Galvanized Steel | Suction (American)
CLAYS GROCERY | RT 3 HWY 278 | ROCKMART | Paulding | 1100029 | 3 | [5 empty] | Removed from Ground | Gas (Historical Use) | 1000 | Bare Steel | 1972-05-08 | 1994-09-20 | Galvanized Steel | Suction (American)
NEW GEORGIA STORE | 8064 VILLA RICA HWY | DALLAS | Paulding | 1100063 | 3 | Flapper Valve | 1998-04-01 | FALSE | 1998-04-01 | FALSE | Currently in Use | Plus | 8000 | Fiberglass | 1987-01-01 |  | Fiberglass Reinforced Plastic | Safe Suction (Euro)
PDQ MART/R S POWELL/FLEET #215 | 1730 ATLANTA RD (US HWY 278) | HIRAM | Paulding | 1100053 | UL3 |  | 1993-04-23 |  | 1993-04-23 |  | Removed from Ground | Gas (Historical Use) | 6000 | Bare Steel | 1965-05-01 | 1996-03-16 | Galvanized Steel | Suction (American)
PINE VALLEY COUNTRY STORE | 265 PINE VALLEY RD | HIRAM | Paulding | 9110040 | 6 | Flapper Valve | 1995-09-01 | FALSE | 1995-09-01 | FALSE | Currently in Use | Diesel | 1000 | Composite | 1995-09-01 |  | Fiberglass Reinforced Plastic | Safe Suction (Euro)
B&K FOOD STORES | 1818 HIRAM DOUGLASVILLE HWY | HIRAM | Paulding | 9110038 | 3 | Flapper Valve | 1997-03-01 |  | 1997-03-01 |  | Removed from Ground | Gas (Historical Use) | 6000 | Steel-Impressed Current | 1987-01-01 | 2007-08-27 | Steel (Impressed Current) | Pressurized
QUICK THRIFT STORE #655 | COUNTY LINE RD/RT 2 | HIRAM | Paulding | 9110010 | 3 | [5 empty] | Removed from Ground | Gas (Historical Use) | 4000 | Cathodically Protected Steel | 1985-01-01 | 1992-10-01 | Galvanized Steel | Suction (American)
BAGWELL & SPEARS #36 | 4373 JIMMY LEE PKWY | HIRAM | Paulding | 9110009 | 63638 |  | 1989-11-01 |  | 1989-11-01 |  | Removed from Ground | Gas (Historical Use) | 10000 | Fiberglass | 1989-11-01 | 2013-03-01 | Fiberglass Reinforced Plastic | Pressurized
BARFIELD PROPERTY | 2680 /2690 HWY 92 | HIRAM | Paulding | 10001198 | 3 |  |  | FALSE |  | FALSE | Removed from Ground |  | 1000 | Bare Steel | 2006-07-24 | 2006-07-24
CLAYS GROCERY | RT 3 HWY 278 | ROCKMART | Paulding | 1100029 | 4 | [5 empty] | Removed from Ground | Kerosene | 280 | Bare Steel | 1972-05-08 | 1994-09-20 | Galvanized Steel | Suction (American)
HIRAM FOOD AND FUEL | 4120 JIMMY LEE SMITH PKWY | HIRAM | Paulding | 9110015 | 3 | Ball Float | 1997-04-01 | FALSE | 1997-04-01 | FALSE | Currently in Use | Gas (Historical Use) | 8000 | STIP-3/Impressed Current | 1986-08-01 |  | Fiberglass Reinforced Plastic | Pressurized
PAULDING MEDICAL CENTER | 146 BILL CARRUTH PKWY | HIRAM | Paulding | 10002250 | 3 | Overfill Alarm | 2025-04-15 | FALSE | 2025-04-15 | FALSE | Currently in Use | Diesel | 20000 | Fiberglass | 2025-04-15 |  | Double-Walled Flex | Pressurized
SAMS #4802 | 4798 JIMMY LEE PKWY | HIRAM | Paulding | 10000147 | 2 | Flapper Valve | 2002-03-08 | FALSE | 2002-03-08 | FALSE | Currently in Use | Regular | 20000 | Fiberglass Double Walled | 2002-03-08 |  | Double-Walled Flex | Pressurized
SCOTTS GROCERY | 2775 HWY 101 | ROCKMART | Paulding | 9110005 | 1 | Ball Float | 1998-03-01 | FALSE | 1998-03-01 | FALSE | Currently in Use | Regular | 2000 | Steel-Impressed Current | 1974-01-01 |  | Steel (Impressed Current) | Suction (American)
B&K FOOD STORES | 1818 HIRAM DOUGLASVILLE HWY | HIRAM | Paulding | 9110038 | 1 | Flapper Valve | 1997-03-01 |  | 1997-03-01 |  | Removed from Ground | Gas (Historical Use) | 8000 | Steel-Impressed Current | 1987-01-01 | 2007-08-27 | Steel (Impressed Current) | Pressurized
NOORALI INVESTMENT INC D/B/A TEX | 1665 HIRAM DOUGLASVILLE HWY | HIRAM | Paulding | 9110017 | 1 |  | 1995-03-24 | FALSE | 1995-03-24 | FALSE | Currently in Use | Regular | 5000 | Fiberglass | 1987-06-15 |  | Fiberglass Reinforced Plastic | Pressurized
CIRCLE M FOOD SHOP #54 | 4439 JIMMY LEE SMITH PKWY | HIRAM | Paulding | 9110008 | 5 | Ball Float | 1988-07-14 | FALSE | 1988-07-14 | FALSE | Removed from Ground | Regular | 10000 | Steel-Impressed Current | 1988-07-14 |  | Fiberglass Reinforced Plastic | Pressurized
PAULDING MEDICAL CENTER | 146 BILL CARRUTH PKWY | HIRAM | Paulding | 10002250 | 2 | Overfill Alarm | 2025-04-15 | FALSE | 2025-04-15 | FALSE | Currently in Use | Diesel | 20000 | Fiberglass | 2025-04-15 |  | Double-Walled Flex | Pressurized
SCOTTS GROCERY | 2775 HWY 101 | ROCKMART | Paulding | 9110005 | 4 | Ball Float | 1998-03-01 | FALSE | 1998-03-01 | FALSE | Currently in Use | Premium | 6000 | Steel-Impressed Current | 1987-01-01 |  | Steel (Impressed Current) | Pressurized
RAIESH MOMIN | 6454 HWY 101 N | ROCKMART | Paulding | 1100042 | 2 | Ball Float | 1998-09-30 | FALSE | 1998-09-30 | FALSE | Currently in Use | Premium | 4000 | Steel-Impressed Current | 1975-05-11 |  |  | Pressurized
PANTER SCHOOL | 186 PANTER SCHOOL RD | DALLAS | Paulding | 10001231 | 1 | Ball Float | 2006-09-01 | FALSE | 2006-09-01 | FALSE | Currently in Use | Regular | 12000 | Tank Jacket | 2006-09-01 |  | Double-Walled Fiberglass | Pressurized
PANTER SCHOOL | 186 PANTER SCHOOL RD | DALLAS | Paulding | 10001231 | 2 | Ball Float | 2006-09-01 | FALSE | 2006-09-01 | FALSE | Currently in Use | Diesel | 12000 | Tank Jacket | 2006-09-01 |  | Double-Walled Fiberglass | Pressurized
GRANDS XXI (21) #43 | 4689 RIDGE ROAD | DOUGLASVILLE | Paulding | 9048080 | 3 | Ball Float | 1996-04-01 |  | 1996-04-01 |  | Currently in Use | Diesel | 6000 | Epoxy | 1996-04-01 |  | Double Walled | Pressurized
KROGER 616 | 4815 RIDGE RD | DOUGLASVILLE | Paulding | 10000648 | 1A |  | 2004-02-25 | FALSE | 2004-02-25 | FALSE | Currently in Use | Regular | 20000 | Fiberglass Double Walled | 2004-02-18 |  |  | Pressurized
TOP OF THE RIDGE | 2874 RIDGE RD | DOUGLASVILLE | Paulding | 10001658 | 1 | Ball Float | 2008-01-01 | FALSE | 2008-01-01 | FALSE | Currently in Use | Regular | 12000 | Composite Double Walled | 2008-01-17 |  | Fiberglass Reinforced Plastic | Pressurized
GRANDS XXI (21) #43 | 4689 RIDGE ROAD | DOUGLASVILLE | Paulding | 9048080 | 2 | Ball Float | 1996-04-01 |  | 1996-04-01 |  | Currently in Use | Gas (Historical Use) | 8000 | Epoxy | 1996-04-01 |  | Double Walled | Pressurized
GRANDS XXI (21) #43 | 4689 RIDGE ROAD | DOUGLASVILLE | Paulding | 9048080 | 1 | Ball Float | 1996-04-01 |  | 1996-04-01 |  | Currently in Use | Gas (Historical Use) | 10000 | Epoxy | 1996-04-01 |  | Double Walled | Pressurized
GRANDS XXI (21) #43 | 4689 RIDGE ROAD | DOUGLASVILLE | Paulding | 9048080 | 4 | Ball Float | 1996-04-01 |  | 1996-04-01 |  | Currently in Use | Gas (Historical Use) | 2000 | Epoxy | 1996-04-01 |  | Double Walled | Pressurized
TOP OF THE RIDGE | 2874 RIDGE RD | DOUGLASVILLE | Paulding | 10001658 | 3 | Ball Float | 2008-01-01 | FALSE | 2008-01-01 | FALSE | Currently in Use | Diesel | 6000 | Composite Double Walled | 2008-01-01 |  | Fiberglass Reinforced Plastic | Pressurized
TOP OF THE RIDGE | 2874 RIDGE RD | DOUGLASVILLE | Paulding | 10001658 | 2 | Ball Float | 2008-01-01 | FALSE | 2008-01-01 | FALSE | Currently in Use | Premium | 6000 | Composite Double Walled | 2008-01-01 |  | Fiberglass Reinforced Plastic | Pressurized
KROGER 616 | 4815 RIDGE RD | DOUGLASVILLE | Paulding | 10000648 | 1B |  | 2004-02-25 | FALSE | 2004-02-25 | FALSE | Currently in Use | Diesel | 8000 | Fiberglass Double Walled | 2004-02-18 |  | Double-Walled Fiberglass | Pressurized
EAST PAULDING SHELL | 185 EAST PAULDING DRIVE | DALLAS | Paulding | 10001137 | 329131A | Ball Float | 2006-03-09 | FALSE | 2006-03-09 | FALSE | Currently in Use | Premium | 8000 | Fiberglass | 2006-03-09 |  | Double-Walled Fiberglass | Pressurized
ALS EXXON FOOD MART | 30 HIGHWAY 101 NORTH | DALLAS | Paulding | 1100004 | 4A |  | 2017-06-01 | FALSE | 2017-06-07 | FALSE | Currently in Use | Gas (Historical Use) | 12000 | Tank Jacket Double Walled | 2017-06-01 |  | Double-Walled Fiberglass | Pressurized
DALLAS FOOD MART | 758 VILLA RICA HWY | DALLAS | Paulding | 1100022 | 4 | Ball Float | 1990-05-01 | FALSE | 1990-05-01 | FALSE | Currently in Use | Regular | 8000 | Composite | 1990-05-01 |  | Fiberglass Reinforced Plastic | Pressurized
GRANDS VI | 1600 HIRAM DOUGLASVILLE HWY | HIRAM | Paulding | 1100021 | 6B | Ball Float | 2010-04-01 | FALSE | 2010-04-01 | FALSE | Currently in Use | Diesel | 6000 | Composite Double Walled | 2010-04-01 |  | Double-Walled Flex | Pressurized
GRANDS VI | 1600 HIRAM DOUGLASVILLE HWY | HIRAM | Paulding | 1100021 | 6A | Ball Float | 2010-04-01 | FALSE | 2010-04-01 | FALSE | Currently in Use | Premium | 8000 | Composite Double Walled | 2010-04-01 |  | Double-Walled Flex | Pressurized
PINE VALLEY COUNTRY STORE | 265 PINE VALLEY RD | HIRAM | Paulding | 9110040 | 2 | Flapper Valve | 1995-09-01 | FALSE | 1995-09-01 | FALSE | Currently in Use | Premium | 6000 | Composite | 1995-09-01 |  | Fiberglass Reinforced Plastic | Pressurized
PAULDING BAPTIST CHURCH | 2135 ATLANTA HWY | HIRAM | Paulding | 9110042 | 2 | [5 empty] | Removed from Ground | Gas (Historical Use) | 10000 | Marked Unknown | 1995-11-27 | 1995-11-27 | Unknown
S & S FOOD MART | 4854 MACLAND RD | HIRAM | Paulding | 9110057 | 3 |  | 1997-11-07 | FALSE | 1997-11-07 | FALSE | Currently in Use | Diesel | 6000 | Epoxy | 1997-11-07 |  | Fiberglass Reinforced Plastic | Pressurized
CIRCLE M FOOD SHOP #54 | 4439 JIMMY LEE SMITH PKWY | HIRAM | Paulding | 9110008 | 3 | [5 empty] | Removed from Ground | Gas (Historical Use) | 10000 | Bare Steel | 1981-01-01 | 1988-04-07 | Galvanized Steel
RaceTrac #76 - Bagwell Pkwy | 5882 WENDY BAGWELL PKWY | HIRAM | Paulding | 10001653 | 3 |  | 2008-10-27 | FALSE | 2008-10-27 | FALSE | Currently in Use | Premium | 20000 | Composite Double Walled | 2008-10-27 |  | Double-Walled Fiberglass | Pressurized
NEW GRANDS | 21 GOLF CREST RD | ACWORTH-DALLAS | Paulding | 10000092 | 3 | Ball Float | 2002-04-01 | FALSE | 2002-04-01 | FALSE | Currently in Use | Diesel | 6000 | Composite | 2002-04-01 |  | Fiberglass Reinforced Plastic | Pressurized
CLAYS GROCERY | RT 3 HWY 278 | ROCKMART | Paulding | 1100029 | 1 | [5 empty] | Removed from Ground | Gas (Historical Use) | 560 | Bare Steel | 1969-05-09 | 1994-09-20 | Galvanized Steel | Suction (American)
KROGER 616 | 4815 RIDGE RD | DOUGLASVILLE | Paulding | 10000648 | 2 |  | 2010-07-02 | FALSE | 2010-07-02 | FALSE | Currently in Use | Premium | 10000 | Fiberglass Double Walled | 2014-09-05 | 2014-09-05 | Double-Walled Fiberglass | Pressurized
CHEVRON FOOD MART | 587 VILLA RICA HWY | DALLAS | Paulding | 10003478 | 2B | Flapper Valve |  | FALSE |  | FALSE | Currently in Use | Diesel | 6000 | Composite Double Walled | 2023-06-22 |  | Double-Walled Fiberglass | Pressurized
CHEVRON FOOD MART | 587 VILLA RICA HWY | DALLAS | Paulding | 10003478 | 2A | Flapper Valve |  | FALSE |  | FALSE | Currently in Use | Premium | 6000 | Composite Double Walled | 2023-06-22 |  | Double-Walled Fiberglass | Pressurized
TEXACO | 3606 ATLANTA HWY | HIRAM | Paulding | 10003494 | 3 | Overfill Alarm | 2022-07-01 | FALSE | 2022-07-01 | FALSE | Currently in Use | Diesel | 4000 | Fiberglass Double Walled | 2022-06-01 |  |  | Pressurized
CHEVRON FOOD MART | 251 EAST MEMORIAL DR | DALLAS | Paulding | 10003522 | 2A | Flapper Valve | 2023-09-12 | FALSE | 2023-09-12 | FALSE | Currently in Use | Premium | 8000 | Composite Double Walled | 2023-09-12 |  | Double-Walled Fiberglass | Pressurized
TEXACO | 3606 ATLANTA HWY | HIRAM | Paulding | 10003494 | 2 | Overfill Alarm | 2022-07-01 | FALSE | 2022-07-01 | FALSE | Currently in Use | Premium | 4000 | Fiberglass Double Walled | 2022-06-01 |  |  | Pressurized
CHEVRON FOOD MART | 251 EAST MEMORIAL DR | DALLAS | Paulding | 10003522 | 2B | Flapper Valve | 2023-09-12 | FALSE | 2023-09-12 | FALSE | Currently in Use | Diesel | 4000 | Composite Double Walled | 2023-09-12 |  | Double-Walled Fiberglass | Pressurized
CHEVRON FOOD MART | 251 EAST MEMORIAL DR | DALLAS | Paulding | 10003522 | 1 | Flapper Valve | 2023-09-12 | FALSE | 2023-09-12 | FALSE | Currently in Use | Regular | 12000 | Composite Double Walled | 2023-09-12 |  | Double-Walled Fiberglass | Pressurized
TEXACO | 3606 ATLANTA HWY | HIRAM | Paulding | 10003494 | 1 | Overfill Alarm | 2022-07-01 | FALSE | 2022-07-01 | FALSE | Currently in Use | Regular | 12000 | Fiberglass Double Walled | 2022-06-01 |  |  | Pressurized
TOWN CREEK SHELL | 10176 DALLAS ACWORTH HIGHWAY | DALLAS | Paulding | 10003526 | 1 | Flapper Valve | 2024-02-20 | FALSE | 2023-07-03 | FALSE | Currently in Use | Regular | 12000 | Composite Double Walled | 2023-06-28 |  | Double-Walled Fiberglass | Pressurized
TOWN CREEK SHELL | 10176 DALLAS ACWORTH HIGHWAY | DALLAS | Paulding | 10003526 | 2A | Flapper Valve | 2024-02-20 | FALSE | 2023-07-03 | FALSE | Currently in Use | Premium | 6000 | Composite Double Walled | 2023-06-28 |  | Double-Walled Fiberglass | Pressurized
TOWN CREEK SHELL | 10176 DALLAS ACWORTH HIGHWAY | DALLAS | Paulding | 10003526 | 2B | Flapper Valve | 2024-02-20 | FALSE | 2023-07-03 | FALSE | Currently in Use | Diesel | 6000 | Composite Double Walled | 2023-06-28 |  | Double-Walled Fiberglass | Pressurized
BP FOOD MART | 2101 SEVEN HILLS CONNECTOR | DALLAS | Paulding | 10003388 | 2D | Flapper Valve | 2023-07-10 | FALSE | 2023-03-06 | FALSE | Currently in Use | Diesel Off Road | 5000 | Composite Double Walled | 2022-12-20 |  | Double-Walled Fiberglass | Pressurized
PLEASANT HILL COUNTRY STORE | 5600 BROWNSVILLE ROAD | POWDER SPRINGS | Paulding | 1100025 | 5 | [5 empty] | Permanently Out of Use - historical purposes | Kerosene | 500 | Bare Steel | 1981-05-01 | 1899-12-31 | Galvanized Steel
HOMER COCHRAN | 2087 ROCKMART HWY | DALLAS | Paulding | 9110023 | 1 | [5 empty] | Closed in Ground | Empty | 0 | Bare Steel |  | 1899-12-31 | Not Marked
PLEASANT HILL COUNTRY STORE | 5600 BROWNSVILLE ROAD | POWDER SPRINGS | Paulding | 1100025 | 4 | [5 empty] | Permanently Out of Use - historical purposes | Gas (Historical Use) | 1000 | Bare Steel | 1973-05-03 | 1899-12-31 | Galvanized Steel
GRANDS 18 | 6435 HIRAM DOUGLASVILLE HWY | DALLAS | Paulding | 9110003 | 1 | Ball Float | 1991-08-01 | FALSE | 1991-08-01 | FALSE | Currently in Use | Diesel | 10000 | Steel-Impressed Current | 1991-11-01 |  | Fiberglass Reinforced Plastic | Pressurized
GRANDS 18 | 6435 HIRAM DOUGLASVILLE HWY | DALLAS | Paulding | 9110003 | 3 | Ball Float | 2004-02-10 | FALSE | 2004-02-10 | FALSE | Currently in Use | Regular | 15000 | Epoxy | 2004-02-10 |  | Fiberglass Reinforced Plastic | Pressurized
PLEASANT HILL COUNTRY STORE | 5600 BROWNSVILLE ROAD | POWDER SPRINGS | Paulding | 1100025 | 1 | [5 empty] | Permanently Out of Use - historical purposes | Gas (Historical Use) | 2000 | Bare Steel | 1973-05-03 | 1899-12-31 | Galvanized Steel
DIAMOND FOOD MART | 2529 BROWNSVILLE RD | POWDER SPRINGS | Paulding | 9110053 | 3 | Flapper Valve | 1999-02-06 | FALSE | 1997-03-01 | FALSE | Removed from Ground | Gas (Historical Use) | 3000 | Steel-Impressed Current | 1985-01-01 | 2010-03-23 | Steel (Impressed Current) | Safe Suction (Euro)
BP FOOD MART | 2101 SEVEN HILLS CONNECTOR | DALLAS | Paulding | 10003388 | 2B | Flapper Valve | 2023-07-10 | FALSE | 2023-03-06 | FALSE | Currently in Use | Regular | 5000 | Composite Double Walled | 2022-12-20 |  | Double-Walled Fiberglass | Pressurized
DIAMOND FOOD MART | 2529 BROWNSVILLE RD | POWDER SPRINGS | Paulding | 9110053 | 5 | Overfill Alarm | 2010-04-01 | FALSE | 2010-04-01 | FALSE | Currently in Use | Premium | 4000 | Fiberglass Double Walled | 2010-02-15 |  | Double-Walled Fiberglass | Pressurized
DIAMOND FOOD MART | 2529 BROWNSVILLE RD | POWDER SPRINGS | Paulding | 9110053 | 4 | Overfill Alarm | 2010-04-01 | FALSE | 2010-04-01 | FALSE | Currently in Use | Regular | 12000 | Fiberglass Double Walled | 2010-02-15 |  | Double-Walled Fiberglass | Pressurized
BP FOOD MART | 2101 SEVEN HILLS CONNECTOR | DALLAS | Paulding | 10003388 | 1B | Flapper Valve | 2023-07-10 | FALSE | 2023-03-06 | FALSE | Currently in Use | Premium | 10000 | Composite Double Walled | 2022-12-20 |  | Double-Walled Fiberglass | Pressurized
PLEASANT HILL COUNTRY STORE | 5600 BROWNSVILLE ROAD | POWDER SPRINGS | Paulding | 1100025 | 2 | [5 empty] | Permanently Out of Use - historical purposes | Gas (Historical Use) | 500 | Bare Steel | 1949-05-09 | 1899-12-31 | Galvanized Steel
HOMER COCHRAN | 2087 ROCKMART HWY | DALLAS | Paulding | 9110023 | 2 | [5 empty] | Closed in Ground | Empty | 0 | Bare Steel |  | 1899-12-31 | Not Marked
DIAMOND FOOD MART | 2529 BROWNSVILLE RD | POWDER SPRINGS | Paulding | 9110053 | 1 | Flapper Valve | 1999-02-06 | FALSE | 1997-03-01 | FALSE | Removed from Ground | Gas (Historical Use) | 3000 | Steel-Impressed Current | 1985-01-01 | 2010-03-23 | Steel (Impressed Current) | Safe Suction (Euro)
MINIT MART INC | RTE 2 BROWNSVILLE RD | POWDER SPRINGS | Paulding | 9110024 | 3 | [5 empty] | Removed from Ground | Gas (Historical Use) | 3000 | Bare Steel |  | 1899-12-31 | Galvanized Steel
BP FOOD MART | 2101 SEVEN HILLS CONNECTOR | DALLAS | Paulding | 10003388 | 2C | Flapper Valve | 2023-07-10 | FALSE | 2023-03-06 | FALSE | Currently in Use | Diesel On Road | 10000 | Composite Double Walled | 2022-12-20 |  | Double-Walled Fiberglass | Pressurized
GRANDS 18 | 6435 HIRAM DOUGLASVILLE HWY | DALLAS | Paulding | 9110003 | 2 | Ball Float | 1991-08-01 | FALSE | 1991-08-01 | FALSE | Currently in Use | Premium | 15000 | Steel-Impressed Current | 1991-11-01 |  | Fiberglass Reinforced Plastic | Pressurized
DIAMOND FOOD MART | 2529 BROWNSVILLE RD | POWDER SPRINGS | Paulding | 9110053 | 2 | Flapper Valve | 1999-02-06 | FALSE | 1997-03-01 | FALSE | Removed from Ground | Gas (Historical Use) | 3000 | Steel-Impressed Current | 1985-01-01 | 2010-03-23 | Steel (Impressed Current) | Safe Suction (Euro)
BP FOOD MART | 2101 SEVEN HILLS CONNECTOR | DALLAS | Paulding | 10003388 | 1A | Flapper Valve | 2023-07-10 | FALSE | 2023-03-06 | FALSE | Currently in Use | Regular | 15000 | Composite Double Walled | 2022-12-20 |  | Double-Walled Fiberglass | Pressurized
MINIT MART INC | RTE 2 BROWNSVILLE RD | POWDER SPRINGS | Paulding | 9110024 | 2 | [5 empty] | Removed from Ground | Gas (Historical Use) | 3000 | Bare Steel |  | 1899-12-31 | Galvanized Steel
ROSES COASTAL | 9747 BUCHANAN HWY | TEMPLE | Paulding | 9110029 | 3 | Ball Float | 1989-08-01 | FALSE | 1989-08-01 | FALSE | Currently in Use | Diesel | 6000 | STIP-3/Impressed Current | 1989-08-01 |  | Steel (Impressed Current) | Pressurized
MINIT MART INC | RTE 2 BROWNSVILLE RD | POWDER SPRINGS | Paulding | 9110024 | 1 | [5 empty] | Removed from Ground | Gas (Historical Use) | 3000 | Bare Steel |  | 1899-12-31 | Galvanized Steel
ROSES COASTAL | 9747 BUCHANAN HWY | TEMPLE | Paulding | 9110029 | 2 | Ball Float | 1989-08-01 | FALSE | 1989-08-01 | FALSE | Currently in Use | Premium | 6000 | STIP-3/Impressed Current | 1989-08-01 |  | Steel (Impressed Current) | Pressurized
PLEASANT HILL COUNTRY STORE | 5600 BROWNSVILLE ROAD | POWDER SPRINGS | Paulding | 1100025 | 3 | [5 empty] | Permanently Out of Use - historical purposes | Gas (Historical Use) | 500 | Bare Steel | 1949-05-09 | 1899-12-31 | Galvanized Steel
DIAMOND FOOD MART | 2529 BROWNSVILLE RD | POWDER SPRINGS | Paulding | 9110053 | 6 | Overfill Alarm | 2010-04-01 | FALSE | 2010-04-01 | FALSE | Currently in Use | Diesel | 4000 | Fiberglass Double Walled | 2010-02-15 |  | Double-Walled Fiberglass | Pressurized
CHEVRON FOOD MART | 587 VILLA RICA HWY | DALLAS | Paulding | 10003478 | 1 | Flapper Valve |  | FALSE |  | FALSE | Currently in Use | Regular | 12000 | Composite Double Walled | 2023-06-22 |  | Double-Walled Fiberglass | Pressurized
NEW GEORGIA STORE | 8064 VILLA RICA HWY | DALLAS | Paulding | 9110001 | 1 | Flapper Valve | 1998-04-01 | FALSE | 1998-04-01 | FALSE | Temporarily out of use | Kerosene | 1060 | Galvanic (STIP-3) | 2006-12-13 |  | Galvanized Steel | Safe Suction (Euro)
NEW GEORGIA STORE | 8064 VILLA RICA HWY | DALLAS | Paulding | 9110001 | 1 | Flapper Valve | 1998-04-01 | FALSE | 1998-04-01 | FALSE | Temporarily out of use | Kerosene | 1060 | Galvanic (STIP-3) | 2006-12-13 |  | Galvanized Steel | Safe Suction (Euro)
HIRAM SHELL | 8354 RIDGE RD | HIRAM | Paulding | 10003579 | 2C | Flapper Valve | 2024-04-01 | FALSE | 2024-04-01 | FALSE | Currently in Use | E-0 | 4000 | Fiberglass Double Walled | 2024-03-01 |  | Double-Walled Flex | Pressurized
HIRAM SHELL | 8354 RIDGE RD | HIRAM | Paulding | 10003579 | 2B | Flapper Valve | 2024-04-01 | FALSE | 2024-04-01 | FALSE | Currently in Use | E-0 | 4000 | Fiberglass Double Walled | 2024-03-01 |  | Double-Walled Flex | Pressurized
HIRAM SHELL | 8354 RIDGE RD | HIRAM | Paulding | 10003579 | 1A | Flapper Valve | 2024-04-01 | FALSE | 2024-04-01 | FALSE | Currently in Use | Regular | 14000 | Fiberglass Double Walled | 2024-03-01 |  | Double-Walled Flex | Pressurized
BP STATION | 6400 HWY 101 | ROCKMART | Paulding | 10003599 | 1 | Flapper Valve | 2024-01-17 | FALSE | 2024-08-12 | FALSE | Currently in Use | Regular | 15000 | Composite Double Walled | 2024-04-19 |  | Double-Walled Fiberglass | Pressurized
BP STATION | 6400 HWY 101 | ROCKMART | Paulding | 10003599 | 2B | Flapper Valve | 2024-01-17 | FALSE | 2024-08-12 | FALSE | Currently in Use | Diesel On Road | 10000 | Composite Double Walled | 2024-04-19 |  | Double-Walled Fiberglass | Pressurized
BP STATION | 6400 HWY 101 | ROCKMART | Paulding | 10003599 | 2A | Flapper Valve | 2024-01-17 | FALSE | 2024-08-12 | FALSE | Currently in Use | Premium | 5000 | Composite Double Walled | 2024-04-19 |  | Double-Walled Fiberglass | Pressurized
HIRAM SHELL | 8354 RIDGE RD | HIRAM | Paulding | 10003579 | 2A | Flapper Valve | 2024-04-01 | FALSE | 2024-04-01 | FALSE | Currently in Use | Diesel | 8000 | Fiberglass Double Walled | 2024-03-01 |  | Double-Walled Flex | Pressurized
HIRAM SHELL | 8354 RIDGE RD | HIRAM | Paulding | 10003579 | 1B | Flapper Valve | 2024-04-01 | FALSE | 2024-04-01 | FALSE | Currently in Use | Premium | 6000 | Fiberglass Double Walled | 2024-03-01 |  | Double-Walled Flex | Pressurized
RaceTrac #2485 Bill Carruth | 2850 Jimmy Lee Smith Pkwy | Hiram | Paulding | 10002925 | 3A | Overfill Alarm | 2019-06-12 | FALSE | 2019-04-17 | FALSE | Currently in Use | E-85 | 10000 | Fiberglass Double Walled | 2019-04-10 |  | Double-Walled Fiberglass | Pressurized
RaceTrac #2485 Bill Carruth | 2850 Jimmy Lee Smith Pkwy | Hiram | Paulding | 10002925 | 2B | Overfill Alarm | 2019-06-12 | FALSE | 2019-04-17 | FALSE | Currently in Use | Diesel | 10000 | Fiberglass Double Walled | 2019-04-10 |  | Double-Walled Fiberglass | Pressurized
RaceTrac #2485 Bill Carruth | 2850 Jimmy Lee Smith Pkwy | Hiram | Paulding | 10002925 | 2A | Overfill Alarm | 2019-06-12 | FALSE | 2019-04-17 | FALSE | Currently in Use | Diesel | 10000 | Fiberglass Double Walled | 2019-04-10 |  | Double-Walled Fiberglass | Pressurized
RaceTrac #2485 Bill Carruth | 2850 Jimmy Lee Smith Pkwy | Hiram | Paulding | 10002925 | 3B | Overfill Alarm | 2019-06-12 | FALSE | 2019-04-17 | FALSE | Currently in Use | Premium | 10000 | Fiberglass Double Walled | 2019-04-10 |  | Double-Walled Fiberglass | Pressurized
RaceTrac #2485 Bill Carruth | 2850 Jimmy Lee Smith Pkwy | Hiram | Paulding | 10002925 | 1 | Overfill Alarm | 2019-06-12 | FALSE | 2019-04-17 | FALSE | Currently in Use | Regular | 20000 | Fiberglass Double Walled | 2019-04-10 |  | Double-Walled Fiberglass | Pressurized
BP FOOD MART | 2101 SEVEN HILLS CONNECTOR | DALLAS | Paulding | 10003388 | 2A | Flapper Valve | 2023-07-10 | FALSE | 2023-03-06 | FALSE | Currently in Use | Regular | 5000 | Composite Double Walled | 2022-12-20 |  | Double-Walled Fiberglass | Pressurized
ROSES COASTAL | 9747 BUCHANAN HWY | TEMPLE | Paulding | 9110029 | 1 | Ball Float | 1989-08-01 | FALSE | 1989-08-01 | FALSE | Currently in Use | Regular | 8000 | STIP-3/Impressed Current | 1989-08-01 |  | Steel (Impressed Current) | Pressurized
Minit Saver 2 | 50 Virgie Ballentine Dr | Hiram | Paulding | 10003083 | 2A | Flapper Valve | 2020-02-03 | FALSE | 2019-12-15 | FALSE | Currently in Use | Premium | 6000 | Epoxy Double-Walled | 2020-02-12 |  | Double-Walled Fiberglass | Pressurized
Greystone Power Corp | 3400 Hiram Douglasville Hwy | Hiram | Paulding | 10003100 | 1 | Flapper Valve | 2020-09-01 | FALSE | 2020-07-01 | FALSE | Currently in Use | Regular | 12000 | Fiberglass Double Walled | 2020-06-01 |  | Double-Walled Fiberglass | Pressurized
Costco Fuel Facility (Loc.1389) | 1717 Charles Hardy Pkwy | Dallas | Paulding | 10003089 | 1 | Flapper Valve | 2021-01-10 | FALSE | 2021-01-10 | FALSE | Currently in Use | Regular | 40000 | Fiberglass Double Walled | 2020-05-27 |  | Double-Walled Flex | Pressurized
Minit Saver 2 | 50 Virgie Ballentine Dr | Hiram | Paulding | 10003083 | 1 | Flapper Valve |  | FALSE |  | FALSE | [6 empty] | Double-Walled Fiberglass | Pressurized
Minit Saver 2 | 50 Virgie Ballentine Dr | Hiram | Paulding | 10003083 | 2B | Flapper Valve | 2020-02-03 | FALSE | 2019-12-15 | FALSE | Currently in Use | Diesel | 6000 | Epoxy Double-Walled | 2020-02-12 |  | Double-Walled Fiberglass | Pressurized
Costco Fuel Facility (Loc.1389) | 1717 Charles Hardy Pkwy | Dallas | Paulding | 10003089 | 4 | Flapper Valve | 2021-01-10 | FALSE | 2021-01-10 | FALSE | Currently in Use | Ultrazol(Fuel Additive) | 1500 | Fiberglass Double Walled | 2020-05-27 |  | Double-Walled Flex | Pressurized
Costco Fuel Facility (Loc.1389) | 1717 Charles Hardy Pkwy | Dallas | Paulding | 10003089 | 2 | Flapper Valve | 2021-01-10 | FALSE | 2021-01-10 | FALSE | Currently in Use | Regular | 40000 | Fiberglass Double Walled | 2020-05-27 |  | Double-Walled Flex | Pressurized
Costco Fuel Facility (Loc.1389) | 1717 Charles Hardy Pkwy | Dallas | Paulding | 10003089 | 3 | Flapper Valve | 2021-01-10 | FALSE | 2021-01-10 | FALSE | Currently in Use | Premium | 40000 | Fiberglass Double Walled | 2020-05-27 |  | Double-Walled Flex | Pressurized
BILLS TRAVEL SHOP | HWY 376 & I-75 | BYRON | Peach | 920270 | 6 | [5 empty] | Removed from Ground | Empty | 4000 | Bare Steel | 1976-04-01 | 1899-12-31 | Galvanized Steel
QUICK STOP #489 | 310 GA HWY 49 NORTH | BYRON | Peach | 9111006 | 4 | Ball Float | 1990-10-01 | FALSE | 1990-10-01 | FALSE | Removed from Ground | Diesel | 8000 | Galvanic (STIP-3) | 1990-10-01 |  | Fiberglass Reinforced Plastic | Pressurized
BOBBYS FOOD MART | 4003 N HWY 41 | BYRON | Peach | 9111034 | 1 |  | 1999-04-02 |  | 1999-04-02 |  | Removed from Ground | Gas (Historical Use) | 4000 | Steel-Impressed Current | 1978-01-01 | 2012-11-27 | Cathodically Protected | Suction (American)
NAPIER PROPERTY-FORMER SERVICE S | 3219 US HWY 41 | BYRON | Peach | 9111052 | 1 | [5 empty] | Removed from Ground | Gas (Historical Use) | 0 | Marked Unknown |  | 1899-12-31 | Unknown
PILOT TRAVEL CENTER 267 | 2965 HWY 247C | BYRON | Peach | 9111048 | 1 | Ball Float | 1999-06-01 |  | 1999-06-01 |  | Currently in Use | Diesel | 20000 | Double Walled | 1999-06-01 |  | Fiberglass Reinforced Plastic | Pressurized
EXXON MARKET | 12017 WATSON BLVD | BYRON | Peach | 9111031 | 6A |  | 2004-11-06 | FALSE | 2004-11-06 | FALSE | Currently in Use | Gas (Historical Use) | 12000 | Composite | 2004-10-01 |  |  | Pressurized
EXXON MARKET | 12017 WATSON BLVD | BYRON | Peach | 9111031 | 6B |  | 2004-11-06 | FALSE | 2004-11-06 | FALSE | Currently in Use | Gas (Historical Use) | 8000 | Composite | 2004-10-01 |  |  | Pressurized
RACEWAY FOODMART #2 | 2494 HWY 247 CONNECTOR | BYRON | Peach | 9111027 | 3 | Flapper Valve | 1999-02-19 | FALSE | 1999-02-19 | FALSE | Currently in Use |  | 8000 | Steel-Impressed Current | 1970-01-01 |  |  | Suction (American)
CIRCLE K 2703146 | 303 HWY 49 N | BYRON | Peach | 1110039 | 5 | Flapper Valve | 1991-05-01 | FALSE | 1991-05-01 | FALSE | Currently in Use | Gas (Historical Use) | 6000 | Composite | 1991-05-01 |  | Fiberglass Reinforced Plastic | Pressurized
CIRCLE K 2703146 | 303 HWY 49 N | BYRON | Peach | 1110039 | 4 | Ball Float | 1991-05-01 | FALSE | 1991-05-01 | FALSE | Temporarily out of use | Diesel | 6000 | Composite | 1985-05-07 |  | Fiberglass Reinforced Plastic | Pressurized
BYRON CONCRETE PLANT | 2094 HWY 49 N | BYRON | Peach | 9111051 | 1 | Flapper Valve | 2001-03-01 |  | 2001-03-01 |  | Currently in Use | Diesel | 12000 | Fiberglass | 2001-03-01 |  | Double-Walled Fiberglass | Safe Suction (Euro)
CLOSED/NO NAME ON FORM | 100 GA HWY 49 NORTH | BYRON | Peach | 9111018 | 1 | [5 empty] | Removed from Ground | Gas (Historical Use) | 2000 | Marked Unknown |  | 1899-12-31 | Unknown | Suction (American)
GRUB & GAS | 201 MOSELY RD | BYRON | Peach | 9111002 | 4 | Flapper Valve | 1987-01-01 | FALSE | 1987-01-01 | FALSE | Currently in Use |  | 4000 | Galvanic (STIP-3) | 1987-01-01 |  | Fiberglass Reinforced Plastic | Pressurized
BYRON FIRE DEPARMENT | 103 S HIGHWAY 49 | BYRON | Peach | 9111039 | 1 |  | 1998-03-04 |  | 1998-03-04 |  | Temporarily out of use | Gas (Historical Use) | 8000 | Steel-Impressed Current | 1986-01-01 |  | Cathodically Protected | Suction (American)
EXXON MARKET | 12017 WATSON BLVD | BYRON | Peach | 9111031 | 1 |  | 1998-10-23 |  | 1998-10-23 |  | Removed from Ground | Gas (Historical Use) | 6000 | Steel-Impressed Current | 1987-10-30 | 2004-05-01 | Fiberglass Reinforced Plastic | Pressurized
USDA | 21 DUNBAR RD | BYRON | Peach | 1110013 | 3 |  | 1991-11-10 |  | 1991-11-10 |  | Currently in Use | Gas (Historical Use) | 1000 | Fiberglass | 1991-11-10 |  | Fiberglass Reinforced Plastic | Safe Suction (Euro)
BYRON GAS N GO | 248 HWY 49 N | BYRON | Peach | 1110029 | 11 | Overfill Alarm | 2016-12-16 | FALSE | 2016-12-16 | FALSE | Currently in Use | Gas (Historical Use) | 6000 | Composite Double Walled | 2016-12-16 |  | Double-Walled Fiberglass | Pressurized
Circle K 2745138 | 3211 GA HWY 247 CONN & I-75 | BYRON | Peach | 1110033 | 6 | Flapper Valve | 2007-09-06 | FALSE | 2007-09-06 | FALSE | Currently in Use | Gas (Historical Use) | 15000 | Composite Double Walled | 2007-09-06 |  | Double-Walled Flex | Pressurized
GRUB & GAS | 201 MOSELY RD | BYRON | Peach | 9111002 | 2 |  | 1987-01-01 | FALSE | 1987-01-01 | FALSE | Currently in Use |  | 6000 | Galvanic (STIP-3) | 1987-01-01 |  | Fiberglass Reinforced Plastic | Pressurized
BYRON TEXACO | 245 HWY 49 | BYRON | Peach | 9111017 | 1 |  | 1997-02-21 | TRUE | 1997-02-21 | TRUE | Closed in Ground | Used Oil | 550 | Cathodically Protected Steel | 1961-01-01 | 2002-04-01 | Galvanized Steel
CLOSED/NO NAME ON FORM | 100 GA HWY 49 NORTH | BYRON | Peach | 9111018 | 2 | [5 empty] | Removed from Ground | Gas (Historical Use) | 2000 | Marked Unknown |  | 1899-12-31 | Unknown | Suction (American)
RaceWay #917 - Byron | 237 HWY 49 | BYRON | Peach | 9111014 | 6 | Overfill Alarm | 1992-01-01 | FALSE | 1992-01-01 | FALSE | Currently in Use | Gas (Historical Use) | 12000 | Composite Double Walled | 1992-01-01 |  | Double-Walled Fiberglass | Pressurized
PILOT TRAVEL CENTER 267 | 2965 HWY 247C | BYRON | Peach | 9111048 | 6 | Ball Float | 1999-06-01 |  | 1999-06-01 |  | Currently in Use | Diesel | 4000 | Double Walled | 1999-06-01 |  | Fiberglass Reinforced Plastic | Pressurized
EXXON MARKET | 12017 WATSON BLVD | BYRON | Peach | 9111031 | 7B |  | 2004-11-06 | FALSE | 2004-11-06 | FALSE | Currently in Use | Diesel | 4000 | Composite | 2004-10-01 |  |  | Pressurized
WINDSTREAM BYRON CENTRAL OFFICE | 103 HWY 49 S | BYRON | Peach | 1110047 | 2 | [5 empty] | Removed from Ground | Gas (Historical Use) | 100 | Fiberglass Double Walled | 1986-05-08 | 1899-12-31 | Unknown
GRUB & GAS | 201 MOSELY RD | BYRON | Peach | 9111002 | 3 | Flapper Valve | 1987-01-01 | FALSE | 1987-01-01 | FALSE | Currently in Use |  | 6000 | Galvanic (STIP-3) | 1987-01-01 |  | Fiberglass Reinforced Plastic | Pressurized
BILLS TRAVEL SHOP | HWY 376 & I-75 | BYRON | Peach | 920270 | 1 | [5 empty] | Removed from Ground | Empty | 4000 | Bare Steel | 1976-03-01 | 1899-12-31 | Galvanized Steel
RaceWay #917 - Byron | 237 HWY 49 | BYRON | Peach | 9111014 | 4 | Overfill Alarm | 1992-01-01 | FALSE | 1992-01-01 | FALSE | Currently in Use | Gas (Historical Use) | 12000 | Composite Double Walled | 1992-01-01 |  | Double-Walled Fiberglass | Pressurized
BILLS TRAVEL SHOP | HWY 376 & I-75 | BYRON | Peach | 920270 | 3 | [5 empty] | Removed from Ground | Empty | 4000 | Bare Steel | 1976-04-01 | 1899-12-31 | Galvanized Steel
QUICK STOP #489 | 310 GA HWY 49 NORTH | BYRON | Peach | 9111006 | 2 | Ball Float | 1990-10-01 | FALSE | 1990-10-01 | FALSE | Removed from Ground | Gas (Historical Use) | 8000 | Galvanic (STIP-3) | 1990-10-01 |  | Fiberglass Reinforced Plastic | Pressurized
BYRON TEXACO | 245 HWY 49 | BYRON | Peach | 9111017 | 5 | Flapper Valve | 1998-08-01 |  | 1998-08-01 |  | Currently in Use | Gas (Historical Use) | 3000 | Steel-Impressed Current | 1958-01-01 |  | Double-Walled Flex | Pressurized
BYRON TEXACO | 245 HWY 49 | BYRON | Peach | 9111017 | 4 | Flapper Valve | 1998-08-01 |  | 1998-08-01 |  | Currently in Use | Gas (Historical Use) | 3000 | Steel-Impressed Current | 1958-01-01 |  | Double-Walled Flex | Pressurized
RaceWay #917 - Byron | 237 HWY 49 | BYRON | Peach | 9111014 | 2 | [5 empty] | Removed from Ground | Gas (Historical Use) | 12000 | Bare Steel | 1973-01-01 | 1992-04-12 | Galvanized Steel
49 GROCERY | HWY 49 | BYRON | Peach | 1110050 | 4 | [5 empty] | Removed from Ground | Gas (Historical Use) | 0 | Bare Steel | 1966-05-11 | 1899-12-31 | Unknown
DEPARTMENT OF TRANSPORTATION 103 | 210 HWY 49 N | BYRON | Peach | 1110014 | 10344-1 | [5 empty] | Removed from Ground | Gas (Historical Use) | 1060 | Bare Steel | 1972-05-02 | 1899-12-31 | Galvanized Steel | Safe Suction (Euro)
CHEVRON #40456 | I-75 GA 49 | BYRON | Peach | 9111013 | 5 |  |  | TRUE |  | TRUE | Removed from Ground | Used Oil | 550 | Cathodically Protected Steel | 1965-01-01 | 1990-04-17 | Galvanized Steel
CHEVRON #40456 | I-75 GA 49 | BYRON | Peach | 9111013 | 4 | [5 empty] | Removed from Ground | Gas (Historical Use) | 3000 | Cathodically Protected Steel | 1965-01-01 | 1990-04-17 | Galvanized Steel
BOBBYS FOOD MART | 4003 N HWY 41 | BYRON | Peach | 9111034 | 3 |  | 1999-04-02 |  | 1999-04-02 |  | Removed from Ground | Gas (Historical Use) | 6000 | Steel-Impressed Current | 1978-01-01 | 2012-11-27 | Cathodically Protected | Suction (American)
49 GROCERY | HWY 49 | BYRON | Peach | 1110050 | 1 | [5 empty] | Removed from Ground | Gas (Historical Use) | 0 | Bare Steel | 1966-05-11 | 1899-12-31 | Unknown
EXXON MARKET | 12017 WATSON BLVD | BYRON | Peach | 9111031 | 2 |  | 1998-10-27 |  | 1998-10-23 |  | Removed from Ground | Gas (Historical Use) | 6000 | Steel-Impressed Current | 1987-10-30 | 2004-05-01 | Fiberglass Reinforced Plastic | Pressurized
RACEWAY FOODMART #2 | 2494 HWY 247 CONNECTOR | BYRON | Peach | 9111027 | 4 | Flapper Valve | 1999-02-19 | FALSE | 1999-02-19 | FALSE | Currently in Use |  | 5000 | Steel-Impressed Current | 1970-01-01 |  |  | Suction (American)
BYRON GAS N GO | 248 HWY 49 N | BYRON | Peach | 1110029 | 3 | [5 empty] | Removed from Ground | Gas (Historical Use) | 6000 | Bare Steel | 1986-04-29 | 1996-02-01 | Galvanized Steel
USDA | 21 DUNBAR RD | BYRON | Peach | 1110013 | 4 |  | 1991-11-10 |  | 1991-11-10 |  | Currently in Use | Diesel | 1000 | Fiberglass | 1991-11-10 |  | Fiberglass Reinforced Plastic | Safe Suction (Euro)
USDA | 21 DUNBAR RD | BYRON | Peach | 1110013 | 5 | [5 empty] | Currently in Use | Other | 500 | Not Marked/Unknown | 1991-10-28 | 1991-10-28 | Not Marked
BYRON GAS N GO | 248 HWY 49 N | BYRON | Peach | 1110029 | 7 | [5 empty] | Removed from Ground | Other | 1000 | Not Marked/Unknown | 1996-02-01 | 1996-02-01 | Not Marked
BYRON GAS N GO | 248 HWY 49 N | BYRON | Peach | 1110029 | 5 | [5 empty] | Removed from Ground | Other | 1000 | Not Marked/Unknown | 1996-02-01 | 1996-02-01 | Not Marked
BYRON GAS N GO | 248 HWY 49 N | BYRON | Peach | 1110029 | 4 | [5 empty] | Removed from Ground | Gas (Historical Use) | 6000 | Bare Steel | 1986-04-29 | 1996-02-01 | Galvanized Steel
Circle K 2745138 | 3211 GA HWY 247 CONN & I-75 | BYRON | Peach | 1110033 | 1 |  | 1998-12-01 |  | 1998-12-01 |  | Removed from Ground | Gas (Historical Use) | 10000 | Composite | 1986-03-17 | 2007-08-16 | Fiberglass Reinforced Plastic | Pressurized
PILOT TRAVEL CENTER 267 | 2965 HWY 247C | BYRON | Peach | 9111048 | 3 | Ball Float | 1999-06-01 | FALSE | 1999-06-01 | FALSE | Currently in Use | Diesel | 20000 | Fiberglass Double Walled | 1999-06-01 |  | Fiberglass Reinforced Plastic | Pressurized
BYRON TEXACO | 245 HWY 49 | BYRON | Peach | 9111017 | 3 | Flapper Valve | 1998-08-01 |  | 1998-08-01 |  | Currently in Use | Diesel | 3000 | Steel-Impressed Current | 1958-01-01 |  | Double-Walled Flex | Pressurized
F HUNT SANDERS | 3341 HWY 41 N | BYRON | Peach | 9111032 | 1 | [5 empty] | Currently in Use | Gas (Historical Use) | 550 | Epoxy | 1986-05-01 |  | Galvanized Steel | Pressurized
CIRCLE K 2703146 | 303 HWY 49 N | BYRON | Peach | 1110039 | 2 | Flapper Valve | 1991-05-01 | FALSE | 1991-05-01 | FALSE | Currently in Use | Gas (Historical Use) | 6000 | Composite | 1985-05-07 |  | Fiberglass Reinforced Plastic | Pressurized
49 GROCERY | HWY 49 | BYRON | Peach | 1110050 | 3 | [5 empty] | Removed from Ground | Gas (Historical Use) | 0 | Bare Steel | 1966-05-11 | 1899-12-31 | Unknown
DEPARTMENT OF TRANSPORTATION 103 | 210 HWY 49 N | BYRON | Peach | 1110014 | 344G1 | [5 empty] | Removed from Ground | Gas (Historical Use) | 2000 | Bare Steel | 1988-05-04 | 1999-11-02 | Galvanized Steel | Safe Suction (Euro)
JACKS CORNER | 100 JOHN E HOWARD DR | BYRON | Peach | 10001990 | 4 |  | 2010-11-01 | FALSE | 2010-11-01 | FALSE | Currently in Use | E-85 | 6000 | Composite Double Walled | 2010-11-01 |  | Double-Walled Fiberglass | Pressurized
BYRON PACKAGE | 243 HWY 49 NORTH | BYRON | Peach | 9111045 | 2 | [5 empty] | Removed from Ground | Gas (Historical Use) | 8000 | Not Marked/Unknown | 1997-08-21 | 1997-08-21 | Not Marked
BILLS TRAVEL SHOP | HWY 376 & I-75 | BYRON | Peach | 920270 | 5 | [5 empty] | Removed from Ground | Empty | 4000 | Bare Steel | 1976-04-01 | 1899-12-31 | Galvanized Steel
BILLS TRAVEL SHOP | HWY 376 & I-75 | BYRON | Peach | 920270 | 4 | [5 empty] | Removed from Ground | Empty | 4000 | Bare Steel | 1976-04-01 | 1899-12-31 | Galvanized Steel
QUICK STOP #489 | 310 GA HWY 49 NORTH | BYRON | Peach | 9111006 | 3 | Ball Float | 1990-10-01 | FALSE | 1990-10-01 | FALSE | Removed from Ground | Gas (Historical Use) | 8000 | Galvanic (STIP-3) | 1990-10-01 |  | Fiberglass Reinforced Plastic | Pressurized
CHEVRON #40456 | I-75 GA 49 | BYRON | Peach | 9111013 | 3 | [5 empty] | Removed from Ground | Gas (Historical Use) | 4000 | Cathodically Protected Steel | 1965-01-01 | 1990-04-17 | Galvanized Steel
EXXON MARKET | 12017 WATSON BLVD | BYRON | Peach | 9111031 | 3 |  | 1998-10-23 |  | 1998-10-23 |  | Removed from Ground | Gas (Historical Use) | 4000 | Steel-Impressed Current | 1987-10-30 | 2004-05-01 | Fiberglass Reinforced Plastic | Pressurized
PILOT TRAVEL CENTER 267 | 2965 HWY 247C | BYRON | Peach | 9111048 | 5 | Ball Float | 1999-06-01 |  | 1999-06-01 |  | Currently in Use | Gas (Historical Use) | 12000 | Double Walled | 1999-06-01 |  | Fiberglass Reinforced Plastic | Pressurized
PILOT TRAVEL CENTER 267 | 2965 HWY 247C | BYRON | Peach | 9111048 | 4 | Ball Float | 1999-06-01 | FALSE | 1999-06-01 | FALSE | Currently in Use | E-15 | 15000 | Fiberglass Double Walled | 1999-06-01 |  | Fiberglass Reinforced Plastic | Pressurized
BILLS TRAVEL SHOP | HWY 376 & I-75 | BYRON | Peach | 920270 | 2 | [5 empty] | Removed from Ground | Empty | 4000 | Bare Steel | 1976-04-01 | 1899-12-31 | Galvanized Steel
QUICK STOP #489 | 310 GA HWY 49 NORTH | BYRON | Peach | 9111006 | 1 | Ball Float | 1990-10-01 | FALSE | 1990-10-01 | FALSE | Removed from Ground | Gas (Historical Use) | 12000 | Galvanic (STIP-3) | 1990-10-01 |  | Fiberglass Reinforced Plastic | Pressurized
BYRON TEXACO | 245 HWY 49 | BYRON | Peach | 9111017 | 6 | Flapper Valve | 1997-02-21 |  | 1997-02-21 |  | Currently in Use | Gas (Historical Use) | 10000 | Steel-Impressed Current | 1978-01-01 |  | Double-Walled Flex | Pressurized
RaceWay #917 - Byron | 237 HWY 49 | BYRON | Peach | 9111014 | 3 | [5 empty] | Removed from Ground | Gas (Historical Use) | 12000 | Bare Steel | 1973-01-01 | 1992-04-12 | Galvanized Steel
CHEVRON #40456 | I-75 GA 49 | BYRON | Peach | 9111013 | 1 | [5 empty] | Removed from Ground | Gas (Historical Use) | 5000 | Cathodically Protected Steel | 1965-01-01 | 1990-04-17 | Galvanized Steel
PILOT TRAVEL CENTER 267 | 2965 HWY 247C | BYRON | Peach | 9111048 | 2 | Ball Float | 1999-06-01 |  | 1999-06-01 |  | Currently in Use | Diesel | 20000 | Double Walled | 1999-06-01 |  | Fiberglass Reinforced Plastic | Pressurized
MASTERS ECONOMY INN | HAMPTON RD & GA HWY 247 | BYRON | Peach | 9111029 | 1 | [5 empty] | Permanently Out of Use - historical purposes | Gas (Historical Use) | 0 | Marked Unknown |  | 1899-12-31 | Unknown
Circle K 2745111 | 105 GA HWY 49 SOUTH | BYRON | Peach | 1110042 | 3 | Flapper Valve | 1997-07-11 |  | 1983-08-01 |  | Currently in Use | Gas (Historical Use) | 6000 | Steel-Impressed Current | 1980-05-09 |  | Steel (Impressed Current) | Pressurized
USDA | 21 DUNBAR RD | BYRON | Peach | 1110013 | 1 | [5 empty] | Currently in Use | Other | 2000 | Composite | 1991-10-28 | 1991-10-28 | Galvanized Steel
SWAMI 4009 INC | 4009 HWY 41 N | BYRON | Peach | 10001863 | 1 | Flapper Valve | 2010-03-01 | FALSE | 2010-03-01 | FALSE | Currently in Use | Gas (Historical Use) | 12000 | Epoxy Double-Walled | 2010-03-01 |  | Double-Walled Fiberglass | Pressurized
BANNER HARDWARE | 106 HIGHWAY 49 NORTH | BYRON | Peach | 10001024 | 1 |  |  | FALSE |  | FALSE | Removed from Ground | Gas (Historical Use) | 0 | Unknown |  | 1899-12-31 | Unknown
BYRON PACKAGE | 243 HWY 49 NORTH | BYRON | Peach | 9111045 | 1 | [5 empty] | Removed from Ground | Gas (Historical Use) | 8000 | Not Marked/Unknown | 1997-08-21 | 1997-08-21 | Not Marked
CIRCLE K 2703146 | 303 HWY 49 N | BYRON | Peach | 1110039 | 1 | Ball Float | 1991-05-01 | FALSE | 1991-05-01 | FALSE | Currently in Use | Gas (Historical Use) | 6000 | Composite | 1985-05-07 |  | Fiberglass Reinforced Plastic | Pressurized
BYRON GAS N GO | 248 HWY 49 N | BYRON | Peach | 1110029 | 9 | Flapper Valve | 1996-06-01 |  | 1996-06-01 |  | Currently in Use | Gas (Historical Use) | 10000 | Epoxy | 1996-06-01 |  | Double Walled | Pressurized
BYRON GAS N GO | 248 HWY 49 N | BYRON | Peach | 1110029 | 8 | Flapper Valve | 1996-06-01 |  | 1996-06-01 |  | Currently in Use | Gas (Historical Use) | 15000 | Epoxy | 1996-06-01 |  | Double Walled | Pressurized
BYRON GAS N GO | 248 HWY 49 N | BYRON | Peach | 1110029 | 2 | [5 empty] | Removed from Ground | Gas (Historical Use) | 6000 | Cathodically Protected Steel | 1986-04-29 | 1996-02-01 | Galvanized Steel
BYRON GAS N GO | 248 HWY 49 N | BYRON | Peach | 1110029 | 1 | [5 empty] | Removed from Ground | Gas (Historical Use) | 6000 | Bare Steel | 1986-04-29 | 1996-02-01 | Galvanized Steel
Circle K 2745138 | 3211 GA HWY 247 CONN & I-75 | BYRON | Peach | 1110033 | 7 | Flapper Valve | 2007-09-06 | FALSE | 2007-09-06 | FALSE | Currently in Use | Gas (Historical Use) | 15000 | Composite Double Walled | 2007-09-06 |  | Double-Walled Flex | Pressurized
Circle K 2745138 | 3211 GA HWY 247 CONN & I-75 | BYRON | Peach | 1110033 | 4 |  | 1998-12-01 |  | 1998-12-01 |  | Removed from Ground | Diesel | 8000 | Composite | 1986-03-17 | 2007-08-17 | Fiberglass Reinforced Plastic | Pressurized
RaceWay #917 - Byron | 237 HWY 49 | BYRON | Peach | 9111014 | 5 | Overfill Alarm | 1992-01-01 | FALSE | 1992-01-01 | FALSE | Currently in Use | Diesel | 12000 | Composite Double Walled | 1992-01-01 |  | Double-Walled Fiberglass | Pressurized
CHEVRON #40456 | I-75 GA 49 | BYRON | Peach | 9111013 | 2 | [5 empty] | Removed from Ground | Gas (Historical Use) | 4000 | Cathodically Protected Steel | 1965-01-01 | 1990-04-17 | Galvanized Steel
CIRCLE K 2703146 | 303 HWY 49 N | BYRON | Peach | 1110039 | 6 | Flapper Valve | 2008-06-20 | FALSE | 2008-06-20 | FALSE | Currently in Use | Diesel | 6000 | Composite Double Walled | 2008-06-20 |  | Double-Walled Fiberglass | Pressurized
WINDSTREAM BYRON CENTRAL OFFICE | 103 HWY 49 S | BYRON | Peach | 1110047 | 1 |  |  | FALSE |  | FALSE | Removed from Ground | Diesel | 100 | Bare Steel | 1986-05-08 | 1899-12-31 | Unknown
MARATHON MART 2 | 103 CHAPMAN RD | BYRON | Peach | 1110019 | 1 | [5 empty] | Removed from Ground | Gas (Historical Use) | 4000 | Bare Steel | 1966-04-28 | 1987-12-12 | Galvanized Steel
MARATHON MART 2 | 103 CHAPMAN RD | BYRON | Peach | 1110019 | 7 | [5 empty] | Removed from Ground | Diesel | 1000 | Bare Steel | 1966-04-28 | 1991-12-04 | Galvanized Steel
JACKS CORNER | 100 JOHN E HOWARD DR | BYRON | Peach | 10001990 | 1 |  | 2010-11-01 | FALSE | 2010-11-01 | FALSE | Currently in Use | Gas (Historical Use) | 12000 | Composite Double Walled | 2010-11-01 |  | Double-Walled Fiberglass | Pressurized
WALTHALL OIL CO | 302 HWY 49 | BYRON | Peach | 10000081 | 3 | Flapper Valve | 2002-05-01 | FALSE | 2002-05-01 | FALSE | Currently in Use | Diesel | 4000 | Composite | 2002-05-01 |  |  | Pressurized
MARATHON MART 2 | 103 CHAPMAN RD | BYRON | Peach | 1110019 | 106 | [5 empty] | Removed from Ground | Empty | 560 | Fiberglass | 1992-12-01 | 2001-06-12 | Fiberglass Reinforced Plastic | Suction (American)
SWAMI 4009 INC | 4009 HWY 41 N | BYRON | Peach | 10001863 | 3 | Flapper Valve | 2010-03-01 | FALSE | 2010-03-01 | FALSE | Currently in Use | Diesel | 4000 | Epoxy Double-Walled | 2010-03-01 |  | Double-Walled Fiberglass | Pressurized
MARATHON MART 2 | 103 CHAPMAN RD | BYRON | Peach | 1110019 | 102 |  | 1987-12-12 | FALSE | 1987-12-12 | FALSE | Removed from Ground | Gas (Historical Use) | 8000 | Fiberglass | 1987-12-12 |  | Fiberglass Reinforced Plastic | Pressurized
MARATHON MART 2 | 103 CHAPMAN RD | BYRON | Peach | 1110019 | 104 |  | 1987-12-12 | FALSE | 1987-12-12 | FALSE | Removed from Ground | Gas (Historical Use) | 8000 | Fiberglass | 1987-12-12 |  | Fiberglass Reinforced Plastic | Pressurized
MARATHON MART 2 | 103 CHAPMAN RD | BYRON | Peach | 1110019 | 3 | [5 empty] | Removed from Ground | Gas (Historical Use) | 4000 | Bare Steel | 1966-04-28 | 1987-12-12 | Galvanized Steel
MARATHON MART 2 | 103 CHAPMAN RD | BYRON | Peach | 1110019 | 105 |  | 1987-12-12 | FALSE | 1987-12-12 | FALSE | Removed from Ground | Diesel | 10000 | Fiberglass | 1987-12-12 |  | Fiberglass Reinforced Plastic | Pressurized
BYRON TEXACO | 245 HWY 49 | BYRON | Peach | 9111017 | 2 | [5 empty] | Permanently Out Of Use | Diesel | 1000 | Bare Steel | 1961-01-01 | 1973-08-01 | Unknown
CIRCLE K 2703146 | 303 HWY 49 N | BYRON | Peach | 1110039 | 3 | Flapper Valve | 1991-05-01 | FALSE | 1991-05-01 | FALSE | Currently in Use | Gas (Historical Use) | 6000 | Composite | 1985-05-07 |  | Fiberglass Reinforced Plastic | Pressurized
49 GROCERY | HWY 49 | BYRON | Peach | 1110050 | 2 | [5 empty] | Removed from Ground | Gas (Historical Use) | 0 | Bare Steel | 1966-05-11 | 1899-12-31 | Unknown
Circle K 2745137 | 240 GA HWY 49 @ I-75 | BYRON | Peach | 1110034 | 1 | Flapper Valve | 1997-10-01 | FALSE | 1997-10-01 | FALSE | Currently in Use | Gas (Historical Use) | 12000 | Steel-Impressed Current | 1982-03-18 |  | Fiberglass Reinforced Plastic | Pressurized
RACEWAY FOODMART #2 | 2494 HWY 247 CONNECTOR | BYRON | Peach | 9111027 | 1 | Flapper Valve | 1999-02-19 | FALSE | 1999-02-19 | FALSE | Currently in Use |  | 10000 | Steel-Impressed Current | 1970-01-01 |  | Fiberglass Reinforced Plastic | Pressurized
USDA | 21 DUNBAR RD | BYRON | Peach | 1110013 | 2 | [5 empty] | Currently in Use | Other | 2000 | Composite | 1991-10-28 | 1991-10-28 | Galvanized Steel
Circle K 2745138 | 3211 GA HWY 247 CONN & I-75 | BYRON | Peach | 1110033 | 3 |  | 1998-12-01 |  | 1998-12-01 |  | Removed from Ground | Gas (Historical Use) | 8000 | Composite | 1986-03-17 | 2007-08-16 | Fiberglass Reinforced Plastic | Pressurized
Circle K 2745137 | 240 GA HWY 49 @ I-75 | BYRON | Peach | 1110034 | 4 | Flapper Valve | 1997-10-01 | FALSE | 1997-10-01 | FALSE | Currently in Use | Gas (Historical Use) | 5000 | Steel-Impressed Current | 1982-03-18 |  | Fiberglass Reinforced Plastic | Pressurized
Circle K 2745137 | 240 GA HWY 49 @ I-75 | BYRON | Peach | 1110034 | 5 |  | 1997-10-01 |  | 1997-10-01 |  | Permanently Out Of Use | Gas (Historical Use) | 5000 | Cathodically Protected Steel | 1982-03-18 | 2002-06-25 | Fiberglass Reinforced Plastic | Pressurized
WINDSTREAM BYRON CENTRAL OFFICE | 103 HWY 49 S | BYRON | Peach | 1110047 | 3 |  | 1988-01-01 | FALSE | 1988-01-01 | FALSE | Removed from Ground | Diesel | 1000 |  | 1988-01-01 | 2018-09-11 | Copper | Safe Suction (Euro)
Circle K 2745137 | 240 GA HWY 49 @ I-75 | BYRON | Peach | 1110034 | 6 | Flapper Valve | 1997-10-01 | FALSE | 1997-10-01 | FALSE | Currently in Use | Diesel | 20000 | Steel-Impressed Current | 1982-03-18 |  | Fiberglass Reinforced Plastic | Pressurized
JACKS CORNER | 100 JOHN E HOWARD DR | BYRON | Peach | 10001990 | 2 |  | 2010-11-01 | FALSE | 2010-11-01 | FALSE | Currently in Use | Gas (Historical Use) | 4000 | Composite Double Walled | 2010-11-01 |  | Double-Walled Fiberglass | Pressurized
Circle K 2745111 | 105 GA HWY 49 SOUTH | BYRON | Peach | 1110042 | 1 | Flapper Valve | 1997-07-11 |  | 1993-08-01 |  | Currently in Use | Gas (Historical Use) | 10000 | Steel-Impressed Current | 1980-05-09 |  | Steel (Impressed Current) | Pressurized
RaceWay #917 - Byron | 237 HWY 49 | BYRON | Peach | 9111014 | 1 | [5 empty] | Removed from Ground | Gas (Historical Use) | 12000 | Bare Steel | 1973-01-01 | 1992-04-12 | Galvanized Steel
Circle K 2745111 | 105 GA HWY 49 SOUTH | BYRON | Peach | 1110042 | 2 | Flapper Valve | 1997-07-11 |  | 1993-08-01 |  | Currently in Use | Gas (Historical Use) | 10000 | Steel-Impressed Current | 1980-05-09 |  | Steel (Impressed Current) | Pressurized
BYRON GAS N GO | 248 HWY 49 N | BYRON | Peach | 1110029 | 10 | Flapper Valve | 1996-06-01 |  | 1996-06-01 |  | Currently in Use | Diesel | 15000 | Epoxy | 1996-06-01 |  | Double Walled | Pressurized
BYRON GAS N GO | 248 HWY 49 N | BYRON | Peach | 1110029 | 6 | [5 empty] | Removed from Ground | Other | 1000 | Not Marked/Unknown | 1996-02-01 | 1996-02-01 | Not Marked
MARATHON MART 2 | 103 CHAPMAN RD | BYRON | Peach | 1110019 | 103 |  | 1987-12-12 | FALSE | 1987-12-12 | FALSE | Removed from Ground | Gas (Historical Use) | 8000 | Fiberglass | 1987-12-12 |  | Fiberglass Reinforced Plastic | Pressurized
MARATHON MART 2 | 103 CHAPMAN RD | BYRON | Peach | 1110019 | 2 | [5 empty] | Removed from Ground | Gas (Historical Use) | 4000 | Bare Steel | 1966-04-28 | 1987-12-12 | Galvanized Steel
Circle K 2745137 | 240 GA HWY 49 @ I-75 | BYRON | Peach | 1110034 | 3 | Flapper Valve | 1997-10-10 | FALSE | 1997-10-10 | FALSE | Currently in Use | Gas (Historical Use) | 8000 | Steel-Impressed Current | 1982-03-18 |  | Fiberglass Reinforced Plastic | Pressurized
JACKS CORNER | 100 JOHN E HOWARD DR | BYRON | Peach | 10001990 | 3 |  | 2010-11-01 | FALSE | 2010-11-01 | FALSE | Currently in Use | Diesel | 4000 | Composite Double Walled | 2010-11-01 |  | Double-Walled Fiberglass | Pressurized
DEPARTMENT OF TRANSPORTATION 103 | 210 HWY 49 N | BYRON | Peach | 1110014 | 344D1 | [5 empty] | Removed from Ground | Diesel | 2000 | Bare Steel | 1988-05-04 | 1999-11-02 | Galvanized Steel | Safe Suction (Euro)
XPO Logistics | 130 PEACHTREE PARKWAY | BYRON | Peach | 9111015 | 1 | Flapper Valve | 1990-01-01 |  | 1990-01-01 |  | Currently in Use | Diesel | 10000 | Fiberglass | 1990-01-01 |  | Fiberglass Reinforced Plastic | Pressurized
BOBBYS FOOD MART | 4003 N HWY 41 | BYRON | Peach | 9111034 | 2 |  | 1999-04-02 |  | 1999-04-02 |  | Removed from Ground | Gas (Historical Use) | 4000 | Steel-Impressed Current | 1978-01-01 | 2012-11-27 | Cathodically Protected | Suction (American)
EXXON MARKET | 12017 WATSON BLVD | BYRON | Peach | 9111031 | 7A |  | 2004-11-06 | FALSE | 2004-11-06 | FALSE | Currently in Use | Diesel | 4000 | Composite | 2004-10-01 |  |  | Pressurized
CITY OF BYRON | PO BOX 129 | BYRON | Peach | 1110052 | 1 | [5 empty] | Removed from Ground | Gas (Historical Use) | 1000 | Bare Steel | 1966-05-13 | 1986-01-01 | Unknown
Circle K 2745137 | 240 GA HWY 49 @ I-75 | BYRON | Peach | 1110034 | 2 | Flapper Valve | 1997-10-01 | FALSE | 1997-10-01 | FALSE | Currently in Use | Gas (Historical Use) | 6000 | Steel-Impressed Current | 1982-03-18 |  | Fiberglass Reinforced Plastic | Pressurized
SWAMI 4009 INC | 4009 HWY 41 N | BYRON | Peach | 10001863 | 2 |  | 2010-03-01 | FALSE | 2010-03-01 | FALSE | Currently in Use | Gas (Historical Use) | 8000 | Epoxy Double-Walled | 2010-03-01 |  | Double-Walled Fiberglass | Pressurized
BANNER HARDWARE | 106 HIGHWAY 49 NORTH | BYRON | Peach | 10001024 | 2 |  |  | FALSE |  | FALSE | Removed from Ground | Gas (Historical Use) | 0 | Unknown |  | 1899-12-31 | Unknown
Circle K 2745138 | 3211 GA HWY 247 CONN & I-75 | BYRON | Peach | 1110033 | 5 |  | 1998-12-01 |  | 1998-12-01 |  | Removed from Ground | Kerosene | 4000 | Composite | 1986-03-17 | 2007-08-16 | Fiberglass Reinforced Plastic | Pressurized
WALTHALL OIL CO | 302 HWY 49 | BYRON | Peach | 10000081 | 1 | Flapper Valve | 2002-05-01 | FALSE | 2002-05-01 | FALSE | Currently in Use | Regular | 15000 | Composite | 2002-05-01 |  | Flex | Pressurized
WALTHALL OIL CO | 302 HWY 49 | BYRON | Peach | 10000081 | 2 | Flapper Valve | 2002-05-01 | FALSE | 2002-05-01 | FALSE | Currently in Use | Premium | 8000 | Fiberglass | 2002-05-01 |  |  | Pressurized
GRUB & GAS | 201 MOSELY RD | BYRON | Peach | 9111002 | 1 | Flapper Valve | 1987-01-01 | FALSE | 1987-01-01 | FALSE | Currently in Use |  | 6000 | Galvanic (STIP-3) | 1987-01-01 |  | Fiberglass Reinforced Plastic | Pressurized
EXXON MARKET | 12017 WATSON BLVD | BYRON | Peach | 9111031 | 4 |  | 1998-10-23 |  | 1998-10-23 |  | Closed in Ground | Kerosene | 500 | Steel-Impressed Current | 1987-10-20 | 2001-07-26 | Fiberglass Reinforced Plastic
EXXON MARKET | 12017 WATSON BLVD | BYRON | Peach | 9111031 | 5 |  | 1998-10-23 | TRUE | 1998-10-23 | TRUE | Closed in Ground | Used Oil | 500 | Steel-Impressed Current | 1987-10-30 | 2001-07-26 | Fiberglass Reinforced Plastic | Pressurized
RACEWAY FOODMART #2 | 2494 HWY 247 CONNECTOR | BYRON | Peach | 9111027 | 2 | Flapper Valve | 1999-02-19 | FALSE | 1999-02-19 | FALSE | Currently in Use |  | 8000 | Steel-Impressed Current | 1970-01-01 |  |  | Suction (American)
Circle K 2745138 | 3211 GA HWY 247 CONN & I-75 | BYRON | Peach | 1110033 | 8 | Flapper Valve | 2007-09-06 | FALSE | 2007-09-06 | FALSE | Currently in Use | Gas (Historical Use) | 8000 | Composite Double Walled | 2007-09-06 |  | Double-Walled Flex | Pressurized
Circle K 2745138 | 3211 GA HWY 247 CONN & I-75 | BYRON | Peach | 1110033 | 2 |  | 1998-12-01 |  | 1998-12-01 |  | Removed from Ground | Gas (Historical Use) | 10000 | Composite | 1986-03-17 | 2007-08-16 | Fiberglass Reinforced Plastic | Pressurized
Circle K 2745138 | 3211 GA HWY 247 CONN & I-75 | BYRON | Peach | 1110033 | 9 | Flapper Valve | 2007-09-06 | FALSE | 2007-09-06 | FALSE | Currently in Use | Diesel | 8000 | Composite Double Walled | 2007-09-06 |  | Double-Walled Flex | Pressurized
MARATHON MART 2 | 103 CHAPMAN RD | BYRON | Peach | 1110019 | 4 | [5 empty] | Removed from Ground | Gas (Historical Use) | 4000 | Bare Steel | 1966-04-28 | 1987-12-12 | Galvanized Steel
MARATHON MART 2 | 103 CHAPMAN RD | BYRON | Peach | 1110019 | 5 | [5 empty] | Removed from Ground | Diesel | 10000 | Bare Steel | 1982-04-24 | 1987-12-12 | Galvanized Steel
Atrium Health Navicent Peach | 1960 HWY 247 CONNECTOR | BYRON | Peach | 10002307 | 1 |  | 2012-10-01 | FALSE | 2012-10-01 | FALSE | Currently in Use | Diesel | 12000 | Fiberglass Double Walled | 2012-10-01 |  | Double-Walled Flex | Safe Suction (Euro)
WINDSTREAM CENTERVILLE CENTRAL OFFICE | 109 GUNN RD | CENTERVILLE | Peach | 1110046 | 1 |  | 1990-01-01 | FALSE | 1990-01-01 | FALSE | Removed from Ground | Diesel | 1000 | Bare Steel | 1986-05-08 | 2018-09-11 |  | Suction (American)
SUWANEE SWIFTY | 200 EAST CHURCH ST | FORT VALLEY | Peach | 1110048 | 3 | [5 empty] | Removed from Ground | Gas (Historical Use) | 5000 | Bare Steel | 1978-05-07 | 1991-05-01 | Galvanized Steel
RON'S FOOD MART | 402 VINEVILLE ST | FORT VALLEY | Peach | 1110038 | 2 | [5 empty] | Removed from Ground | Gas (Historical Use) | 8000 | Bare Steel | 1976-05-09 | 1994-04-01 | Galvanized Steel
BADCOCK HOME FURNISHING SERVICE | RT 1 BOX 1295 | FORT VALLEY | Peach | 1110059 | 2 |  | 1998-12-18 |  | 1998-12-18 |  | Removed from Ground | Diesel | 20000 | Steel-Impressed Current | 1985-01-01 | 2001-05-01 | Cathodically Protected | Pressurized
AP MINI MART | 702 ORANGE ST | FORT VALLEY | Peach | 1110060 | 1 | Flapper Valve | 1997-10-01 | FALSE | 1997-10-01 | FALSE | Currently in Use | Gas (Historical Use) | 8000 | Steel-Impressed Current | 1978-05-10 |  | Steel (Impressed Current) | Pressurized
Circle K 2745054 | 740 CAMELLIA BLVD | FORT VALLEY | Peach | 1110021 | 2 | [5 empty] | Removed from Ground | Gas (Historical Use) | 8000 | Bare Steel | 1981-01-01 | 1994-04-26 | Galvanized Steel | Pressurized
SUWANEE SWIFTY | 200 EAST CHURCH ST | FORT VALLEY | Peach | 1110048 | 2 | [5 empty] | Removed from Ground | Gas (Historical Use) | 6000 | Bare Steel | 1978-05-07 | 1991-05-01 | Galvanized Steel
FORT VALLEY\THE BIBB CO | US 341 S | FORT VALLEY | Peach | 1110045 | 1 | [5 empty] | Removed from Ground | Gas (Historical Use) | 1000 | Bare Steel | 1970-05-12 | 1993-03-01 | Bare Steel
GAS & GROCERY | 510 S CAMILLIA BLVD | FORT VALLEY | Peach | 1110041 | 3-MID |  | 1995-05-22 |  | 1995-05-22 |  | Removed from Ground | Gas (Historical Use) | 3000 | Steel-Impressed Current | 1975-05-11 | 2006-12-06 | Cathodically Protected | Safe Suction (Euro)
HIGHWAY HAVEN | 1300 HWY 96 & HWY 41 | FORT VALLEY | Peach | 1110068 | 2 |  | 1999-01-25 |  | 1999-01-25 |  | Currently in Use | Gas (Historical Use) | 3005 | Steel-Impressed Current | 1967-02-18 |  | Cathodically Protected | Suction (American)
SUWANEE SWIFTY | 200 EAST CHURCH ST | FORT VALLEY | Peach | 1110048 | 1 | [5 empty] | Removed from Ground | Gas (Historical Use) | 8000 | Bare Steel | 1978-05-07 | 1991-05-01 | Galvanized Steel
HIGHWAY HAVEN | 1300 HWY 96 & HWY 41 | FORT VALLEY | Peach | 1110068 | 3 |  | 1999-01-25 |  | 1999-01-25 |  | Currently in Use | Gas (Historical Use) | 2005 | Steel-Impressed Current | 1967-02-18 |  | Cathodically Protected | Suction (American)
ABANDONED TANK | 106 NORTH CAMELLIA BLVD | FT VALLEY | Peach | 10002279 | 1 |  |  | FALSE |  | FALSE | Removed from Ground |  | 600 | Bare Steel | 2013-06-18 | 2013-06-18
96 ALFORD SHELL | I-75 & HOUSER MILL RD | FORT VALLEY | Peach | 1110040 | 1 |  | 1996-12-18 |  | 1996-12-18 |  | Removed from Ground | Gas (Historical Use) | 6000 | Steel-Impressed Current | 1970-05-11 | 2001-05-01 | Cathodically Protected | Pressurized
FAMILY FOOD MART | 402 S CAMELLIA BLVD. | FORT VALLEY | Peach | 1110061 | 1 |  | 1997-12-22 |  | 1997-12-22 |  | Currently in Use | Gas (Historical Use) | 8000 | Steel-Impressed Current | 1978-05-10 |  | Steel (Impressed Current) | Pressurized
HOUSTON FERTILIZER AND GRAIN | US HWY 341 SOUTH | FORT VALLEY | Peach | 1110023 | 1 | [5 empty] | Removed from Ground | Diesel | 550 | Bare Steel | 1974-05-02 | 1987-01-01 | Unknown
SOUTHSIDE BP | 501 STATE COLLEGE DR | FORT VALLEY | Peach | 1110025 | 2 | [5 empty] | Removed from Ground | Empty | 1000 | Bare Steel | 1970-05-03 | 1999-06-03 | Unknown
STANLEYS BP | 700 ORANGE ST | FORT VALLEY | Peach | 1110024 | 4 | [5 empty] | Removed from Ground | Gas (Historical Use) | 4000 | Bare Steel | 1963-05-05 | 1999-06-02 | Unknown | Safe Suction (Euro)
J W DENT & SONS | 14391 HWY 96 E | FORT VALLEY | Peach | 1110070 | 79 | Overfill Alarm | 1998-11-01 | FALSE | 1998-11-01 | FALSE | Currently in Use | Diesel | 2000 | Composite | 1998-11-01 |  | Fiberglass Reinforced Plastic | Safe Suction (Euro)
GAS & GROCERY | 510 S CAMILLIA BLVD | FORT VALLEY | Peach | 1110041 | 4B |  | 2006-12-06 | FALSE | 2006-12-06 | FALSE | Currently in Use | Gas (Historical Use) | 3000 | Composite | 2006-12-06 |  | Fiberglass Reinforced Plastic | Safe Suction (Euro)
RON'S FOOD MART | 402 VINEVILLE ST | FORT VALLEY | Peach | 1110038 | 3 | [5 empty] | Removed from Ground | Gas (Historical Use) | 6000 | Bare Steel | 1976-05-09 | 1994-04-01 | Galvanized Steel
RAILROAD AGENTS OFFICE | EAST MAIN ST | FORT VALLEY | Peach | 1110054 | 2 | [5 empty] | Removed from Ground | Diesel | 400 | Bare Steel | 1986-05-08 | 1899-12-31 | Bare Steel
BADCOCK HOME FURNISHING SERVICE | RT 1 BOX 1295 | FORT VALLEY | Peach | 1110059 | 3 |  | 1998-12-18 |  | 1998-12-18 |  | Removed from Ground | Gas (Historical Use) | 12000 | Steel-Impressed Current | 1985-01-01 | 2001-05-01 | Cathodically Protected | Pressurized
WARREN GREENE CHEV-OLDS INC | 121 CAMELLIA BLVD | FORT VALLEY | Peach | 1110008 | 1 | [5 empty] | Removed from Ground | Gas (Historical Use) | 500 | Bare Steel | 1971-03-21 | 1990-05-25 | Galvanized Steel
Circle K 2745054 | 740 CAMELLIA BLVD | FORT VALLEY | Peach | 1110021 | 3 | [5 empty] | Removed from Ground | Gas (Historical Use) | 6000 | Bare Steel | 1981-01-01 | 1994-04-26 | Galvanized Steel | Pressurized
FAMILY FOOD MART | 402 S CAMELLIA BLVD. | FORT VALLEY | Peach | 1110061 | 2 |  | 1997-12-22 | FALSE | 1997-12-22 | FALSE | Currently in Use | Gas (Historical Use) | 8000 | Steel-Impressed Current | 1978-05-10 |  | Steel (Impressed Current) | Pressurized
SOUTHSIDE BP | 501 STATE COLLEGE DR | FORT VALLEY | Peach | 1110025 | 1 |  |  | TRUE |  | TRUE | Removed from Ground | Used Oil | 550 | Bare Steel | 1967-05-04 | 1999-06-03 | Unknown
EASTSIDE QUICK STOP | 413 E CHURCH ST | FORT VALLEY | Peach | 9111040 | 2 | [5 empty] | Removed from Ground | Gas (Historical Use) | 0 | Not Marked/Unknown | 1999-07-14 | 1999-07-14 | Not Marked
R & R QUICK STOP | 501 MARTIN LUTHER KING BLVD | FORT VALLEY | Peach | 9111041 | 1 |  | 1989-06-22 | FALSE | 1989-06-22 | FALSE | Currently in Use | Gas (Historical Use) | 4000 | Galvanic (STIP-3) | 1989-06-01 |  | Fiberglass Reinforced Plastic | Suction (American)
J W DENT & SONS | 14391 HWY 96 E | FORT VALLEY | Peach | 1110070 | 76 | [5 empty] | Removed from Ground | Diesel | 10000 | Marked Unknown | 1972-01-05 | 1998-11-01 | Galvanized Steel | Safe Suction (Euro)
J W DENT & SONS | 14391 HWY 96 E | FORT VALLEY | Peach | 1110070 | 77 | [5 empty] | Removed from Ground | Gas (Historical Use) | 560 | Marked Unknown | 1972-01-05 | 1998-11-01 | Galvanized Steel | Safe Suction (Euro)
FIVE POINT SERVICES INC | 8 Wonderlodge Way | FORT VALLEY | Peach | 9111007 | 3 |  | 1990-01-01 |  | 1990-01-01 |  | Currently in Use | Diesel | 8000 | Cathodically Protected Steel | 1990-01-01 |  | Fiberglass Reinforced Plastic | Pressurized
GAS & GROCERY | 510 S CAMILLIA BLVD | FORT VALLEY | Peach | 1110041 | 4A |  | 2006-12-06 | FALSE | 2006-12-06 | FALSE | Currently in Use | Gas (Historical Use) | 5000 | Composite | 2006-12-06 |  | Fiberglass Reinforced Plastic | Safe Suction (Euro)
RON'S FOOD MART | 402 VINEVILLE ST | FORT VALLEY | Peach | 1110038 | 1 | [5 empty] | Removed from Ground | Gas (Historical Use) | 8000 | Bare Steel | 1976-05-09 | 1994-04-01 | Galvanized Steel
FT VALLEY RADIO RELAY STATION | UNKNOWN/HARTLEY ROAD? | FORT VALLEY | Peach | 1110037 | 1 | [5 empty] | Removed from Ground | Diesel | 1500 | Bare Steel | 1974-05-09 | 1994-02-21 | Galvanized Steel
AP MINI MART | 702 ORANGE ST | FORT VALLEY | Peach | 1110060 | 3 | Flapper Valve | 1997-10-01 | FALSE | 1997-10-01 | FALSE | Currently in Use | Gas (Historical Use) | 6000 | Steel-Impressed Current | 1978-05-10 |  | Steel (Impressed Current) | Pressurized
Circle K 2745054 | 740 CAMELLIA BLVD | FORT VALLEY | Peach | 1110021 | 1 | [5 empty] | Removed from Ground | Gas (Historical Use) | 8000 | Bare Steel | 1981-01-01 | 1994-04-26 | Galvanized Steel | Pressurized
NEIGHBOR'S FOOD MART | 412 MARTIN LUTHER KING JR DR | FORT VALLEY | Peach | 9111033 | 3 |  | 1998-11-23 |  | 1998-11-23 |  | Currently in Use | Gas (Historical Use) | 8000 | Composite | 1998-11-23 |  | Fiberglass Reinforced Plastic | Pressurized
PEACH CO HOSPITAL | 601 NORTH CAMALIA BLVD | FORT VALLEY | Peach | 9111028 | 1 | [5 empty] | Closed in Ground | Diesel | 125 | Bare Steel | 1964-01-01 | 1998-08-14 | Unknown
FIVE POINT SERVICES INC | 8 Wonderlodge Way | FORT VALLEY | Peach | 9111007 | 1B |  | 1990-01-01 | FALSE | 1990-01-01 | FALSE | Currently in Use | Gas (Historical Use) | 4000 |  | 1990-01-01 |  | Fiberglass Reinforced Plastic | Pressurized
UNION 76 STATION | 400 NORTH CAMELIA BLVD | FORT VALLEY | Peach | 9111043 | 1 | [5 empty] | Removed from Ground | Used Oil | 500 | Not Marked/Unknown | 1995-09-08 | 1995-09-08 | Not Marked
GREAT AMERICAN | 910 MLK JR DR | FORT VALLEY | Peach | 9111030 | 2 |  | 1996-11-01 |  | 1996-11-01 |  | Currently in Use | Gas (Historical Use) | 10000 | Steel-Impressed Current | 1986-01-01 |  | Steel (Impressed Current) | Pressurized
COMMUNITY PLAZA 1 | 1200 ST COLLEGE DR | FORT VALLEY | Peach | 9111003 | 3 | Ball Float | 1998-08-24 | FALSE | 1998-08-24 | FALSE | Currently in Use | Regular | 4000 | Galvanic (STIP-3) | 1986-01-01 |  | Fiberglass Reinforced Plastic | Pressurized
HOP IN FOOD & TOBACCO | 1125 E CHURCH ST | FORT VALLEY | Peach | 10002281 | 3 | Ball Float | 2013-07-01 | FALSE | 2013-07-01 | FALSE | Currently in Use | Diesel | 4000 | Composite Double Walled | 2013-06-18 |  | Double-Walled Fiberglass | Pressurized
TABACCO WORLD | 2991 HWY 41 N | FORT VALLEY | Peach | 10002613 | 1B |  | 2016-07-25 | FALSE | 2016-07-25 | FALSE | Currently in Use | Gas (Historical Use) | 5000 | Composite Double Walled | 2016-06-16 |  | Double-Walled Fiberglass | Pressurized
UNION 76 STATION | 400 NORTH CAMELIA BLVD | FORT VALLEY | Peach | 9111043 | 3 | [5 empty] | Removed from Ground | Diesel | 10000 | Not Marked/Unknown | 1995-09-08 | 1995-09-08 | Not Marked
EVANS FARMS LLC | HWY 96 & EVANS RD | FORT VALLEY | Peach | 9111038 | 1 |  | 1998-12-01 |  | 1998-12-01 |  | Currently in Use | Gas (Historical Use) | 10000 | Steel-Impressed Current | 1985-01-01 |  | Steel (Impressed Current) | Suction (American)
HIWAY PATEL | 14950 HWY 96 E & HWY41 | FORT VALLEY | Peach | 9111049 | 5 | [5 empty] | Removed from Ground | Gas (Historical Use) | 2000 | Marked Unknown | 2000-04-27 | 2000-04-27 | Unknown
HIWAY PATEL | 14950 HWY 96 E & HWY41 | FORT VALLEY | Peach | 9111049 | 4 | [5 empty] | Removed from Ground | Gas (Historical Use) | 2000 | Marked Unknown | 2000-04-27 | 2000-04-27 | Unknown
GREAT AMERICAN | 910 MLK JR DR | FORT VALLEY | Peach | 9111030 | 1 |  | 1996-11-01 |  | 1996-11-01 |  | Currently in Use | Diesel | 10000 | Steel-Impressed Current | 1986-01-01 |  | Steel (Impressed Current) | Pressurized
96 ALFORD SHELL | I-75 & HOUSER MILL RD | FORT VALLEY | Peach | 1110040 | 3 |  | 1996-12-18 |  | 1996-12-18 |  | Removed from Ground | Gas (Historical Use) | 6000 | Steel-Impressed Current | 1970-05-11 | 2001-05-01 | Cathodically Protected | Pressurized
HIGHWAY HAVEN | 1300 HWY 96 & HWY 41 | FORT VALLEY | Peach | 1110068 | 1 |  | 1999-01-25 |  | 1999-01-25 |  | Currently in Use | Diesel | 2008 | Steel-Impressed Current | 1987-09-17 |  | Cathodically Protected | Suction (American)
PEACH COUNTY SCHOOL BUS BARN | 901 TULIP DR | FORT VALLEY | Peach | 1110006 | 2B |  | 1991-08-07 |  | 1991-08-07 |  | Currently in Use | Gas (Historical Use) | 4000 | Cathodically Protected Steel | 1991-08-07 |  | Fiberglass Reinforced Plastic | Pressurized
SOUTHSIDE BP | 501 STATE COLLEGE DR | FORT VALLEY | Peach | 1110025 | 3 | [5 empty] | Removed from Ground | Gas (Historical Use) | 2000 | Bare Steel | 1971-05-03 | 1999-06-03 | Unknown | Safe Suction (Euro)
STANLEYS BP | 700 ORANGE ST | FORT VALLEY | Peach | 1110024 | 1 |  |  | TRUE |  | TRUE | Removed from Ground | Used Oil | 550 | Bare Steel | 1963-05-05 | 1999-06-02 | Unknown
R & R QUICK STOP | 501 MARTIN LUTHER KING BLVD | FORT VALLEY | Peach | 9111041 | 2 |  | 1989-06-22 | FALSE | 1989-06-22 | FALSE | Currently in Use | Gas (Historical Use) | 4000 | Galvanic (STIP-3) | 1989-06-01 |  | Fiberglass Reinforced Plastic | Suction (American)
FORT VALLEY REDI-MIX & SUPPLY CO | 502 ANTHOINE ST | FORT VALLEY | Peach | 1110067 | 1 | [5 empty] | Removed from Ground | Diesel | 10061 | Bare Steel | 1981-01-02 | 1991-10-23 | Galvanized Steel
FT VALLEY DEPT OF PUBLIC WORKS | 610 /601 SOUTH CAMELLIA BLVD | FORT VALLEY | Peach | 1110015 | 3 | [5 empty] | Removed from Ground | Diesel | 2000 | Bare Steel | 1986-03-27 | 1996-04-01 | Galvanized Steel
EAST MAIN GULF SERVICE | 103 EAST MAIN ST | FORT VALLEY | Peach | 1110028 | 3 | [5 empty] | Removed from Ground | Gas (Historical Use) | 2000 | Bare Steel | 1966-05-04 | 1989-10-16 | Unknown
FIVE POINTS GAS N GO | 101 VINEVILLE AVE | FORT VALLEY | Peach | 9111050 | 1 | Flapper Valve | 2021-04-23 | FALSE | 2000-03-01 | FALSE | Currently in Use | Diesel | 15000 | Composite | 2000-03-01 |  | Double Walled | Pressurized
FIVE POINTS GAS N GO | 101 VINEVILLE AVE | FORT VALLEY | Peach | 9111050 | 4 | Flapper Valve | 2021-04-23 | FALSE | 2000-03-01 | FALSE | Currently in Use | Diesel | 6000 | Composite | 2000-03-01 |  | Double Walled | Pressurized
DOT 10343/PEACH CO MAINT HQ | OLD MACON RD | FORT VALLEY | Peach | 9111019 | 10343-2 | [5 empty] | Removed from Ground | Gas (Historical Use) | 1000 | Bare Steel | 1993-05-19 | 1993-05-19 | Galvanized Steel | Safe Suction (Euro)
Circle K 2745110 | 401 NORTH CAMELLIA BLVD | FORT VALLEY | Peach | 9111005 | 2 | Flapper Valve | 1997-07-29 |  | 1988-04-06 |  | Currently in Use | Gas (Historical Use) | 10000 | Galvanic (STIP-3) | 1988-04-06 |  | Fiberglass Reinforced Plastic | Pressurized
HOP IN FOOD & TOBACCO | 1125 E CHURCH ST | FORT VALLEY | Peach | 10002281 | 4 | Ball Float | 2013-07-01 | FALSE | 2013-07-01 | FALSE | Currently in Use | Gas (Historical Use) | 12000 | Composite Double Walled | 2013-06-18 |  | Double-Walled Fiberglass | Pressurized
NICKS FOOD MART | 2015 HWY 341 | FORT VALLEY | Peach | 10002049 | 2A | Ball Float | 2011-06-22 | FALSE | 2011-06-09 | FALSE | Currently in Use | Gas (Historical Use) | 5000 | Composite Double Walled | 2011-06-09 |  | Double-Walled Fiberglass | Pressurized
GAS & GROCERY | 510 S CAMILLIA BLVD | FORT VALLEY | Peach | 1110041 | 1-RU |  | 1995-05-22 |  | 1995-05-22 |  | Removed from Ground | Gas (Historical Use) | 8000 | Steel-Impressed Current | 1972-05-11 | 2006-12-06 | Cathodically Protected | Safe Suction (Euro)
96 ALFORD SHELL | I-75 & HOUSER MILL RD | FORT VALLEY | Peach | 1110040 | 2 |  | 1996-12-18 |  | 1996-12-18 |  | Removed from Ground | Gas (Historical Use) | 6000 | Steel-Impressed Current | 1970-05-11 | 2001-05-01 | Cathodically Protected | Pressurized
FAMILY FOOD MART | 402 S CAMELLIA BLVD. | FORT VALLEY | Peach | 1110061 | 3 |  | 1997-12-22 | FALSE | 1997-12-22 | FALSE | Temporarily out of use | Gas (Historical Use) | 6000 | Steel-Impressed Current | 1978-05-10 |  | Steel (Impressed Current) | Pressurized
BADCOCK HOME FURNISHING SERVICE | RT 1 BOX 1295 | FORT VALLEY | Peach | 1110059 | 4 |  |  | TRUE |  | TRUE | Removed from Ground | Used Oil | 265 | Bare Steel | 1985-01-01 | 1998-12-18 | Galvanized Steel | Pressurized
PEACH COUNTY SCHOOL BUS BARN | 901 TULIP DR | FORT VALLEY | Peach | 1110006 | 2A |  | 1991-08-07 |  | 1991-08-07 |  | Currently in Use | Diesel | 8000 | Cathodically Protected Steel | 1991-08-07 |  | Fiberglass Reinforced Plastic | Pressurized
FT VALLEY DEPT OF PUBLIC WORKS | 610 /601 SOUTH CAMELLIA BLVD | FORT VALLEY | Peach | 1110015 | 1 | [5 empty] | Removed from Ground | Gas (Historical Use) | 1000 | Bare Steel | 1986-03-27 | 1996-04-01 | Galvanized Steel
ESTECH CHEMICAL CORP | US 341 SOUTH | FORT VALLEY | Peach | 1110022 | 1 | [5 empty] | Removed from Ground | Gas (Historical Use) | 550 | Bare Steel | 1966-05-04 | 1987-01-01 | Unknown
FIVE POINTS GAS N GO | 101 VINEVILLE AVE | FORT VALLEY | Peach | 9111050 | 5 | Flapper Valve | 2021-04-23 | FALSE | 2000-03-01 | FALSE | Currently in Use | Gas (Historical Use) | 2000 | Composite | 2000-03-01 |  | Double Walled | Pressurized
FT VALLEY FIRE ST/CITY HALL | 204 WEST CHURCH ST | FORT VALLEY | Peach | 9111047 | 1 | [5 empty] | Removed from Ground | Gas (Historical Use) | 1000 | Bare Steel | 1986-03-27 | 1997-04-15 | Galvanized Steel
HOP IN FOOD & TOBACCO | 1125 E CHURCH ST | FORT VALLEY | Peach | 10002281 | 2 | Ball Float | 2013-07-01 | FALSE | 2013-07-01 | FALSE | Currently in Use | Diesel | 4000 | Composite Double Walled | 2013-06-18 |  | Double-Walled Fiberglass | Pressurized
FIVE POINTS GAS N GO | 101 VINEVILLE AVE | FORT VALLEY | Peach | 9111050 | 2 | Flapper Valve | 2021-04-23 | FALSE | 2000-03-01 | FALSE | Currently in Use | Gas (Historical Use) | 15000 | Composite | 2000-03-01 |  | Double Walled | Pressurized
NEIGHBOR'S FOOD MART | 412 MARTIN LUTHER KING JR DR | FORT VALLEY | Peach | 9111033 | 1 | [5 empty] | Removed from Ground | Gas (Historical Use) | 3000 | Bare Steel | 1989-01-01 | 1998-11-20 | Fiberglass Reinforced Plastic | Pressurized
DOT 10343/PEACH CO MAINT HQ | OLD MACON RD | FORT VALLEY | Peach | 9111019 | 10343-1 | [5 empty] | Removed from Ground | Gas (Historical Use) | 560 | Bare Steel | 1993-05-19 | 1993-05-19 | Galvanized Steel | Safe Suction (Euro)
Circle K 2745110 | 401 NORTH CAMELLIA BLVD | FORT VALLEY | Peach | 9111005 | 1 | Flapper Valve | 1997-07-29 |  | 1988-04-06 |  | Currently in Use | Gas (Historical Use) | 10000 | Galvanic (STIP-3) | 1988-04-06 |  | Fiberglass Reinforced Plastic | Pressurized
Circle K 2745110 | 401 NORTH CAMELLIA BLVD | FORT VALLEY | Peach | 9111005 | 4 | Flapper Valve | 1997-07-29 |  | 1988-04-06 |  | Currently in Use | Diesel | 8000 | Galvanic (STIP-3) | 1988-04-06 |  | Fiberglass Reinforced Plastic | Pressurized
ESTECH CHEMICAL CORP | US 341 SOUTH | FORT VALLEY | Peach | 1110022 | 2 | [5 empty] | Removed from Ground | Gas (Historical Use) | 1000 | Bare Steel | 1964-05-04 | 1987-01-01 | Unknown
R & R QUICK STOP | 501 MARTIN LUTHER KING BLVD | FORT VALLEY | Peach | 9111041 | 3 |  | 1989-06-22 | FALSE | 1989-06-22 | FALSE | Currently in Use | Gas (Historical Use) | 2000 | Galvanic (STIP-3) | 1989-06-01 |  | Fiberglass Reinforced Plastic | Suction (American)
FIVE POINTS GAS N GO | 101 VINEVILLE AVE | FORT VALLEY | Peach | 9111050 | 3 | Flapper Valve | 2021-04-23 | FALSE | 2000-03-01 | FALSE | Currently in Use | Gas (Historical Use) | 10000 | Composite | 2000-03-01 |  | Double Walled | Pressurized
GREAT AMERICAN | 910 MLK JR DR | FORT VALLEY | Peach | 9111030 | 4 |  | 1996-11-01 |  | 1996-11-01 |  | Currently in Use | Kerosene | 6000 | Steel-Impressed Current | 1986-01-01 |  | Steel (Impressed Current) | Pressurized
COMMUNITY PLAZA 1 | 1200 ST COLLEGE DR | FORT VALLEY | Peach | 9111003 | 1 |  | 1998-08-24 | FALSE | 1998-08-24 | FALSE | Currently in Use | Regular | 4000 | Galvanic (STIP-3) | 1986-01-01 |  | Fiberglass Reinforced Plastic | Pressurized
HOP IN FOOD & TOBACCO | 1125 E CHURCH ST | FORT VALLEY | Peach | 10002281 | 1 | Ball Float | 2013-07-01 | FALSE | 2013-07-01 | FALSE | Currently in Use | Gas (Historical Use) | 4000 | Composite Double Walled | 2013-06-18 |  | Double-Walled Fiberglass | Pressurized
COCA-COLA ENTERPRISES | HWY 49/MAIN ST | FORT VALLEY | Peach | 9111010 | 1 | [5 empty] | Closed in Ground | Diesel | 3000 | Not Marked/Unknown | 1979-01-01 | 1988-08-01 | Not Marked
FT VALLEY STATE COLLEGE/WILSON R | 1005 STATE COLLEGE DR | FORT VALLEY | Peach | 9111023 | 4 | [5 empty] | Removed from Ground | Gas (Historical Use) | 2000 | Bare Steel | 1969-01-01 | 1999-12-14 | Bare Steel | Safe Suction (Euro)
COMMUNITY PLAZA 1 | 1200 ST COLLEGE DR | FORT VALLEY | Peach | 9111003 | 2 | Ball Float | 1998-08-24 | FALSE | 1998-08-24 | FALSE | Currently in Use | Regular | 6000 | Galvanic (STIP-3) | 1986-01-01 |  | Fiberglass Reinforced Plastic | Pressurized
UTILITY COMM-CITY OF FT VALLEY | 500 ANTHOINE ST | FORT VALLEY | Peach | 9111008 | 1 | [5 empty] | Removed from Ground | Gas (Historical Use) | 10000 | Bare Steel | 1989-12-01 | 1989-12-01 | Bare Steel
AMOCO STATION #1265 (FORMER) | 608 MAIN ST | FORT VALLEY | Peach | 9000503 | DUMMY | [5 empty] | Removed from Ground | Other | 1 | Not Marked/Unknown | 1989-09-01 | 1989-09-01 | Not Marked
FORMER PEARSONS | 11022 HIGHWAY 341 | FORT VALLEY | Peach | 10001994 | 1 |  |  | FALSE |  | FALSE | Removed from Ground | Gas (Historical Use) | 2000 | Bare Steel | 2011-05-25 | 2011-05-25 | Bare Steel | Suction (American)
TABACCO WORLD | 2991 HWY 41 N | FORT VALLEY | Peach | 10002613 | 1C |  | 2016-07-25 | FALSE | 2016-07-25 | FALSE | Currently in Use | Diesel | 5000 | Composite Double Walled | 2016-06-16 |  | Double-Walled Fiberglass
R AND R QUICK STOP #2 | 808 STATE UNIVERSITY BLVD | FORT VALLEY | Peach | 9111042 | 2 |  | 1998-12-06 |  | 1998-12-06 |  | Removed from Ground | Gas (Historical Use) | 0 | Steel-Impressed Current | 1986-01-01 | 2007-11-21 | Cathodically Protected | Suction (American)
UNION 76 STATION | 400 NORTH CAMELIA BLVD | FORT VALLEY | Peach | 9111043 | 4 | [5 empty] | Removed from Ground | Gas (Historical Use) | 10000 | Not Marked/Unknown | 1995-09-08 | 1995-09-08 | Not Marked
HIWAY PATEL | 14950 HWY 96 E & HWY41 | FORT VALLEY | Peach | 9111049 | 3 |  | 1999-11-01 |  | 1999-11-01 |  | Currently in Use | Diesel | 8000 | Composite | 2000-04-20 |  | Fiberglass Reinforced Plastic | Pressurized
NEIGHBOR'S FOOD MART | 412 MARTIN LUTHER KING JR DR | FORT VALLEY | Peach | 9111033 | 5 | [5 empty] | Removed from Ground | Kerosene | 2000 | Bare Steel | 1989-01-01 | 1998-11-20 | Fiberglass Reinforced Plastic | Pressurized
NEIGHBOR'S FOOD MART | 412 MARTIN LUTHER KING JR DR | FORT VALLEY | Peach | 9111033 | 4 |  | 1998-11-23 |  | 1998-11-23 |  | Temporarily out of use | Gas (Historical Use) | 6000 | Composite | 1989-01-01 |  | Fiberglass Reinforced Plastic | Pressurized
FORT VALLEY OIL CO INC | 209 CAMELLIA BLVD | FORT VALLEY | Peach | 9111026 | 1 | [5 empty] | Removed from Ground | Gas (Historical Use) | 1000 | Bare Steel | 1973-01-01 | 1899-12-31 | Unknown
PEACH CO FORESTRY UNIT | HWY 96 2 MI EAST OF FORT VALLEY | FORT VALLEY | Peach | 9111012 | 2 |  | 1990-01-01 |  | 1990-01-01 |  | Removed from Ground | Gas (Historical Use) | 550 | Galvanic (STIP-3) | 1990-01-01 | 2005-03-22 | Cathodically Protected | Safe Suction (Euro)
AP MINI MART | 702 ORANGE ST | FORT VALLEY | Peach | 1110060 | 2 | Flapper Valve | 1997-10-01 | FALSE | 1997-10-01 | FALSE | Currently in Use | Gas (Historical Use) | 8000 | Steel-Impressed Current | 1978-05-10 |  | Steel (Impressed Current) | Pressurized
RAILROAD AGENTS OFFICE | EAST MAIN ST | FORT VALLEY | Peach | 1110054 | 1 | [5 empty] | Removed from Ground | Gas (Historical Use) | 400 | Bare Steel | 1986-05-08 | 1899-12-31 | Bare Steel
EAST MAIN GULF SERVICE | 103 EAST MAIN ST | FORT VALLEY | Peach | 1110028 | 1 | [5 empty] | Removed from Ground | Gas (Historical Use) | 2000 | Bare Steel | 1954-05-07 | 1989-10-16 | Unknown
EASTSIDE QUICK STOP | 413 E CHURCH ST | FORT VALLEY | Peach | 9111040 | 1 | [5 empty] | Removed from Ground | Gas (Historical Use) | 1000 | Bare Steel | 1974-01-01 | 1999-07-14 | Bare Steel | Suction (American)
UNION 76 STATION | 400 NORTH CAMELIA BLVD | FORT VALLEY | Peach | 9111043 | 2 | [5 empty] | Removed from Ground | Gas (Historical Use) | 2500 | Not Marked/Unknown | 1995-09-08 | 1995-09-08 | Not Marked
NEIGHBOR'S FOOD MART | 412 MARTIN LUTHER KING JR DR | FORT VALLEY | Peach | 9111033 | 2 | [5 empty] | Removed from Ground | Gas (Historical Use) | 4000 | Bare Steel | 1989-01-01 | 1998-11-20 | Fiberglass Reinforced Plastic | Pressurized
PEACH CO HOSPITAL | 601 NORTH CAMALIA BLVD | FORT VALLEY | Peach | 9111028 | 2 | [5 empty] | Removed from Ground | Diesel | 500 | Bare Steel | 1964-01-01 | 1998-08-14 | Unknown
J W DENT & SONS | 14391 HWY 96 E | FORT VALLEY | Peach | 1110070 | 80 | Overfill Alarm | 1998-11-01 | FALSE | 1998-11-01 | FALSE | Currently in Use | Regular | 2000 | Composite | 1998-11-01 |  | Fiberglass Reinforced Plastic | Safe Suction (Euro)
HWY 49 FOOD MART | 121 N CAMELLIA BLVD | FORT VALLEY | Peach | 10002184 | 1A | Ball Float | 2012-12-15 | FALSE | 2012-12-15 | FALSE | Currently in Use | Gas (Historical Use) | 10000 | Tank Jacket | 2012-12-15 |  | Double-Walled Fiberglass | Pressurized
FORT VALLEY FISHERIES | RT 3 BOX 75 | FORT VALLEY | Peach | 1110017 | 1 | [5 empty] | Removed from Ground | Gas (Historical Use) | 525 | Marked Unknown | 1961-04-23 | 1989-06-01 | Unknown | Safe Suction (Euro)
R AND R QUICK STOP #2 | 808 STATE UNIVERSITY BLVD | FORT VALLEY | Peach | 9111042 | 1 |  | 1998-12-06 |  | 1998-12-06 |  | Removed from Ground | Gas (Historical Use) | 6000 | Steel-Impressed Current | 1986-01-01 | 2007-11-21 | Cathodically Protected | Suction (American)
HIWAY PATEL | 14950 HWY 96 E & HWY41 | FORT VALLEY | Peach | 9111049 | 1 |  | 1999-11-01 |  | 1999-11-01 |  | Currently in Use | Gas (Historical Use) | 12000 | Composite | 2000-04-20 |  | Fiberglass Reinforced Plastic | Pressurized
PEACH CO FORESTRY UNIT | HWY 96 2 MI EAST OF FORT VALLEY | FORT VALLEY | Peach | 9111012 | 3 | [5 empty] | Closed in Ground | Gas (Historical Use) | 560 | Bare Steel | 1971-01-01 | 1990-04-01 | Bare Steel
FT VALLEY STATE COLLEGE/WILSON R | 1005 STATE COLLEGE DR | FORT VALLEY | Peach | 9111023 | 1 | [5 empty] | Removed from Ground | Gas (Historical Use) | 545 | Bare Steel | 1969-01-01 | 1999-12-14 | Bare Steel | Safe Suction (Euro)
BADCOCK HOME FURNISHING SERVICE | RT 1 BOX 1295 | FORT VALLEY | Peach | 1110059 | 1 |  | 1998-12-18 |  | 1998-12-18 |  | Removed from Ground | Diesel | 10000 | Steel-Impressed Current | 1985-01-01 | 2001-05-01 | Cathodically Protected | Pressurized
SOUTHSIDE BP | 501 STATE COLLEGE DR | FORT VALLEY | Peach | 1110025 | 4 | [5 empty] | Removed from Ground | Gas (Historical Use) | 2000 | Bare Steel | 1971-05-03 | 1999-06-03 | Unknown | Safe Suction (Euro)
SOUTHSIDE BP | 501 STATE COLLEGE DR | FORT VALLEY | Peach | 1110025 | 5 | [5 empty] | Removed from Ground | Gas (Historical Use) | 2000 | Bare Steel | 1971-05-03 | 1999-06-03 | Unknown | Safe Suction (Euro)
STANLEYS BP | 700 ORANGE ST | FORT VALLEY | Peach | 1110024 | 2 | [5 empty] | Removed from Ground | Gas (Historical Use) | 4000 | Bare Steel | 1963-05-05 | 1999-06-02 | Unknown | Suction (American)
HIWAY PATEL | 14950 HWY 96 E & HWY41 | FORT VALLEY | Peach | 9111049 | 2 |  | 1999-11-01 |  | 1999-11-01 |  | Currently in Use | Gas (Historical Use) | 8000 | Composite | 2000-04-20 |  | Fiberglass Reinforced Plastic | Pressurized
GREAT AMERICAN | 910 MLK JR DR | FORT VALLEY | Peach | 9111030 | 3 |  | 1996-11-01 |  | 1996-11-01 |  | Currently in Use | Gas (Historical Use) | 10000 | Steel-Impressed Current | 1986-01-01 |  | Steel (Impressed Current) | Pressurized
FT VALLEY STATE COLLEGE/WILSON R | 1005 STATE COLLEGE DR | FORT VALLEY | Peach | 9111023 | 2 | [5 empty] | Removed from Ground | Gas (Historical Use) | 545 | Bare Steel | 1969-01-01 | 1999-12-14 | Bare Steel | Safe Suction (Euro)
Circle K 2745110 | 401 NORTH CAMELLIA BLVD | FORT VALLEY | Peach | 9111005 | 3 | Flapper Valve | 1997-07-29 |  | 1988-04-06 |  | Currently in Use | Gas (Historical Use) | 8000 | Galvanic (STIP-3) | 1988-04-06 |  | Fiberglass Reinforced Plastic | Pressurized
FIVE POINT SERVICES INC | 8 Wonderlodge Way | FORT VALLEY | Peach | 9111007 | 1 |  | 1990-01-01 |  | 1990-01-01 |  | Currently in Use | Diesel | 10000 | Cathodically Protected Steel | 1990-01-01 |  | Fiberglass Reinforced Plastic | Pressurized
NICKS FOOD MART | 2015 HWY 341 | FORT VALLEY | Peach | 10002049 | 2B | Ball Float | 2011-06-22 | FALSE | 2011-06-09 | FALSE | Currently in Use | Diesel | 5000 | Composite Double Walled | 2011-06-09 |  | Double-Walled Fiberglass | Pressurized
TABACCO WORLD | 2991 HWY 41 N | FORT VALLEY | Peach | 10002613 | 1A |  | 2016-07-25 | FALSE | 2016-07-25 | FALSE | Currently in Use | Gas (Historical Use) | 15000 | Composite Double Walled | 2016-06-16 |  | Double-Walled Fiberglass | Pressurized
FORMER PEARSONS | 11022 HIGHWAY 341 | FORT VALLEY | Peach | 10001994 | 2 |  |  | FALSE |  | FALSE | Removed from Ground | Gas (Historical Use) | 2000 | Bare Steel | 2011-05-25 | 2011-05-25 | Bare Steel | Suction (American)
FIVE POINT SERVICES INC | 8 Wonderlodge Way | FORT VALLEY | Peach | 9111007 | 1A |  | 1990-01-01 | FALSE | 1990-01-01 | FALSE | Currently in Use | Diesel | 10000 |  | 1990-01-01 |  | Fiberglass Reinforced Plastic | Pressurized
FIVE POINT SERVICES INC | 8 Wonderlodge Way | FORT VALLEY | Peach | 9111007 | 2 |  | 1990-01-01 |  | 1990-01-01 |  | Currently in Use | Gas (Historical Use) | 8000 | Cathodically Protected Steel | 1990-01-01 |  | Fiberglass Reinforced Plastic | Pressurized
HWY 49 FOOD MART | 121 N CAMELLIA BLVD | FORT VALLEY | Peach | 10002184 | 1B | Ball Float | 2012-12-15 | FALSE | 2012-12-15 | FALSE | Currently in Use | Gas (Historical Use) | 5000 | Tank Jacket | 2012-12-15 |  | Double-Walled Fiberglass | Pressurized
BST/FORT VALLEY CO/R2125 | 110 ANDERSON AVE | FORT VALLEY | Peach | 1110058 | 2 |  | 1998-04-06 | FALSE | 1998-04-06 | FALSE | Currently in Use | Diesel | 2500 |  | 1998-04-06 |  | Copper | Suction (American)
PEACH COUNTY SCHOOL BUS BARN | 901 TULIP DR | FORT VALLEY | Peach | 1110006 | 1 | [5 empty] | Removed from Ground | Gas (Historical Use) | 7000 | Bare Steel | 1974-03-03 | 1991-08-07 | Galvanized Steel
R AND R QUICK STOP #2 | 808 STATE UNIVERSITY BLVD | FORT VALLEY | Peach | 9111042 | 3B |  | 2007-11-21 | FALSE | 2007-11-21 | FALSE | Currently in Use | Not Marked | 2000 | Composite | 2007-11-29
HIWAY PATEL | 14950 HWY 96 E & HWY41 | FORT VALLEY | Peach | 9111049 | 6 | [5 empty] | Removed from Ground | Gas (Historical Use) | 3000 | Marked Unknown | 2000-04-27 | 2000-04-27 | Unknown
J W DENT & SONS | 14391 HWY 96 E | FORT VALLEY | Peach | 1110070 | 78 | Overfill Alarm | 1998-11-01 | FALSE | 1998-11-01 | FALSE | Currently in Use | Diesel | 8000 | Composite | 1998-11-01 |  | Fiberglass Reinforced Plastic | Safe Suction (Euro)
GAS & GROCERY | 510 S CAMILLIA BLVD | FORT VALLEY | Peach | 1110041 | 2-SU |  | 1995-05-22 |  | 1995-05-22 |  | Removed from Ground | Gas (Historical Use) | 3000 | Steel-Impressed Current | 1972-05-11 | 2006-12-06 | Cathodically Protected | Safe Suction (Euro)
RON'S FOOD MART | 402 VINEVILLE ST | FORT VALLEY | Peach | 1110038 | 4 | Ball Float | 1994-04-01 |  | 1994-04-01 |  | Currently in Use | Gas (Historical Use) | 10000 | Epoxy | 1994-04-01 |  | Fiberglass Reinforced Plastic | Pressurized
RON'S FOOD MART | 402 VINEVILLE ST | FORT VALLEY | Peach | 1110038 | 5 | Ball Float | 1994-04-01 |  | 1994-04-01 |  | Currently in Use | Gas (Historical Use) | 5000 | Epoxy | 1994-04-01 |  | Fiberglass Reinforced Plastic | Pressurized
BST/FORT VALLEY CO/R2125 | 110 ANDERSON AVE | FORT VALLEY | Peach | 1110058 | 1 | [5 empty] | Removed from Ground | Diesel | 1000 | Bare Steel | 1981-02-20 | 1994-04-12 | Bare Steel | Suction (American)
HOUSTON FERTILIZER AND GRAIN | US HWY 341 SOUTH | FORT VALLEY | Peach | 1110023 | 2 | [5 empty] | Removed from Ground | Empty | 550 | Bare Steel | 1974-05-02 | 1987-01-01 | Unknown
Circle K 2745054 | 740 CAMELLIA BLVD | FORT VALLEY | Peach | 1110021 | 5 | Flapper Valve | 1994-04-28 |  | 1994-04-28 |  | Currently in Use | Gas (Historical Use) | 10000 | Composite | 1994-04-28 |  | Fiberglass Reinforced Plastic | Pressurized
Circle K 2745054 | 740 CAMELLIA BLVD | FORT VALLEY | Peach | 1110021 | 4 | Flapper Valve | 1994-04-28 |  | 1994-04-28 |  | Currently in Use | Gas (Historical Use) | 10000 | Composite | 1994-04-28 |  | Fiberglass Reinforced Plastic | Pressurized
EAST MAIN GULF SERVICE | 103 EAST MAIN ST | FORT VALLEY | Peach | 1110028 | 2 | [5 empty] | Removed from Ground | Gas (Historical Use) | 2000 | Bare Steel | 1966-05-04 | 1989-10-16 | Unknown
STANLEYS BP | 700 ORANGE ST | FORT VALLEY | Peach | 1110024 | 3 | [5 empty] | Removed from Ground | Gas (Historical Use) | 4000 | Bare Steel | 1963-05-05 | 1999-06-02 | Unknown | Suction (American)
R AND R QUICK STOP #2 | 808 STATE UNIVERSITY BLVD | FORT VALLEY | Peach | 9111042 | 3A |  | 2007-11-21 | FALSE | 2007-11-21 | FALSE | Currently in Use | Not Marked | 4000 | Composite | 2007-11-29
HWY 49 FOOD MART | 121 N CAMELLIA BLVD | FORT VALLEY | Peach | 10002184 | 1C | Ball Float | 2012-12-15 | FALSE | 2012-12-15 | FALSE | Currently in Use | Diesel | 5000 | Tank Jacket | 2012-12-15 |  | Double-Walled Fiberglass | Pressurized
PEACH CO FORESTRY UNIT | HWY 96 2 MI EAST OF FORT VALLEY | FORT VALLEY | Peach | 9111012 | 1 |  | 1990-01-01 |  | 1990-01-01 |  | Removed from Ground | Diesel | 550 | Galvanic (STIP-3) | 1987-01-01 | 2005-04-06 | Cathodically Protected | Safe Suction (Euro)
FT VALLEY STATE COLLEGE/WILSON R | 1005 STATE COLLEGE DR | FORT VALLEY | Peach | 9111023 | 3 | [5 empty] | Removed from Ground | Gas (Historical Use) | 545 | Bare Steel | 1969-01-01 | 1999-12-14 | Bare Steel | Safe Suction (Euro)
J W DENT & SONS | 14391 HWY 96 E | FORT VALLEY | Peach | 1110070 | 75 | [5 empty] | Removed from Ground | Gas (Historical Use) | 560 | Marked Unknown | 1972-01-05 | 1998-11-01 | Galvanized Steel | Safe Suction (Euro)
NICKS FOOD MART | 2015 HWY 341 | FORT VALLEY | Peach | 10002049 | 1 | Ball Float | 2011-06-22 | FALSE | 2011-06-09 | FALSE | Currently in Use | Gas (Historical Use) | 12000 | Composite Double Walled | 2011-06-09 |  | Double-Walled Fiberglass | Pressurized
PEACH BLOSSOM STORE INC | 507 GA HIGHWAY 49 N. | BYRON | Peach | 10003523 | 1B | Flapper Valve | 2024-12-01 | FALSE | 2024-12-01 | FALSE | Currently in Use | Premium | 6000 | Composite Double Walled | 2024-12-01 |  | Double-Walled Flex | Pressurized
PEACH BLOSSOM STORE INC | 507 GA HIGHWAY 49 N. | BYRON | Peach | 10003523 | 1A | Flapper Valve | 2024-12-01 | FALSE | 2024-12-01 | FALSE | Currently in Use | Regular | 14000 | Composite Double Walled | 2024-12-01 |  | Double-Walled Flex | Pressurized
PEACH BLOSSOM STORE INC | 507 GA HIGHWAY 49 N. | BYRON | Peach | 10003523 | 1C | Flapper Valve | 2024-12-01 | FALSE | 2024-12-01 | FALSE | Currently in Use | Diesel | 4000 | Composite Double Walled | 2024-12-01 |  | Double-Walled Flex | Pressurized
SHELL STATION | 12005 WATSON BLVD | Byron | Peach | 9111046 | 1 |  | 1997-10-01 | FALSE | 1997-10-01 | FALSE | Currently in Use | Gas (Historical Use) | 8000 | Composite | 1997-10-01 |  |  | Pressurized
SPEEDWAY #42373 | 2890 CENTERVILLE RD | WARNER ROBINS | Peach | 10003549 | 4A | Flapper Valve |  | FALSE |  | FALSE | Currently in Use | Diesel On Road | 20000 | Fiberglass Double Walled | 2024-07-02 |  | Double-Walled Flex | Pressurized
FLINT EMC - SERVICE CENTER | 1937 ELECTRIC AVE | FORT VALLEY | Peach | 10003550 | 1 | Flapper Valve | 2024-06-01 | FALSE | 2024-06-01 | FALSE | Currently in Use | Diesel | 12000 | Fiberglass Double Walled | 2024-06-01 |  | Double-Walled Flex | Pressurized
EXPRESS 49 | 100 GA 49 CONNECTOR | FORT VALLEY | Peach | 10003578 | 1A | Flapper Valve | 2025-01-01 | FALSE | 2025-01-01 | FALSE | Currently in Use | Regular | 15000 | Tank Jacket Double Walled | 2025-01-01 |  | Double-Walled Fiberglass | Pressurized
SPEEDWAY #42373 | 2890 CENTERVILLE RD | WARNER ROBINS | Peach | 10003549 | 3 | Flapper Valve |  | FALSE |  | FALSE | Currently in Use | Diesel On Road | 20000 | Fiberglass Double Walled | 2024-07-02 |  | Double-Walled Flex | Pressurized
SPEEDWAY #42373 | 2890 CENTERVILLE RD | WARNER ROBINS | Peach | 10003549 | 2A | Flapper Valve |  | FALSE |  | FALSE | Currently in Use | Premium | 8000 | Fiberglass Double Walled | 2024-07-02 |  | Double-Walled Flex | Pressurized
BJ'S WHOLESALE CLUB #246 RETAIL GAS STATION | 6201 WATSON RD | WARNER ROBINS | Peach | 10003611 | 2 | Flapper Valve | 2025-06-25 | FALSE | 2025-04-29 | FALSE | Currently in Use | Regular | 20000 | Fiberglass Double Walled | 2025-04-02 |  | Double-Walled Flex | Pressurized
BJ'S WHOLESALE CLUB #246 RETAIL GAS STATION | 6201 WATSON RD | WARNER ROBINS | Peach | 10003611 | 3A | Flapper Valve | 2025-06-25 | FALSE | 2025-04-29 | FALSE | Currently in Use | Premium | 12000 | Fiberglass Double Walled | 2025-04-02 |  | Double-Walled Flex | Pressurized
FLINT EMC - SERVICE CENTER | 1937 ELECTRIC AVE | FORT VALLEY | Peach | 10003550 | 3 | Flapper Valve | 2024-06-01 | FALSE | 2024-06-01 | FALSE | Currently in Use | Diesel | 12000 | Fiberglass Double Walled | 2024-06-01 |  | Double-Walled Flex | Pressurized
FLINT EMC - SERVICE CENTER | 1937 ELECTRIC AVE | FORT VALLEY | Peach | 10003550 | 2 | Flapper Valve | 2024-06-01 | FALSE | 2024-06-01 | FALSE | Currently in Use | Gas (Historical Use) | 12000 | Fiberglass Double Walled | 2024-06-01 |  | Double-Walled Flex | Pressurized
EXPRESS 49 | 100 GA 49 CONNECTOR | FORT VALLEY | Peach | 10003578 | 1C | Flapper Valve | 2025-01-01 | FALSE | 2025-01-01 | FALSE | Currently in Use | E-0 | 5000 | Tank Jacket Double Walled | 2025-01-01 |  | Double-Walled Flex | Pressurized
EXPRESS 49 | 100 GA 49 CONNECTOR | FORT VALLEY | Peach | 10003578 | 1B | Flapper Valve | 2025-01-01 | FALSE | 2025-01-01 | FALSE | Currently in Use | Premium | 5000 | Tank Jacket Double Walled | 2025-01-01 |  | Double-Walled Flex | Pressurized
EXPRESS 49 | 100 GA 49 CONNECTOR | FORT VALLEY | Peach | 10003578 | 2A | Flapper Valve | 2025-01-01 | FALSE | 2025-01-01 | FALSE | Currently in Use | Diesel On Road | 20000 | Tank Jacket Double Walled | 2025-01-01 |  | Double-Walled Flex | Pressurized
EXPRESS 49 | 100 GA 49 CONNECTOR | FORT VALLEY | Peach | 10003578 | 2B | Flapper Valve | 2025-01-01 | FALSE | 2025-01-01 | FALSE | Currently in Use | Diesel Off Road | 5000 | Tank Jacket Double Walled | 2025-01-01 |  | Double-Walled Flex | Pressurized
BJ'S WHOLESALE CLUB #246 RETAIL GAS STATION | 6201 WATSON RD | WARNER ROBINS | Peach | 10003611 | 1 | Flapper Valve | 2025-06-25 | FALSE | 2025-04-29 | FALSE | Currently in Use | Regular | 20000 | Fiberglass Double Walled | 2025-04-02 |  | Double-Walled Flex | Pressurized
SPEEDWAY #42373 | 2890 CENTERVILLE RD | WARNER ROBINS | Peach | 10003549 | 2B | Flapper Valve |  | FALSE |  | FALSE | Currently in Use | Diesel On Road | 12000 | Fiberglass Double Walled | 2024-07-02 |  | Double-Walled Flex | Pressurized
Buc-ee's #51 | 7001 Russell Pkwy | Fort Valley | Peach | 10003084 | 3A | Flapper Valve |  | FALSE |  | FALSE | Currently in Use | Diesel | 32000 | Fiberglass Double Walled | 2020-03-16 |  | Double-Walled Fiberglass | Pressurized
Buc-ee's #51 | 7001 Russell Pkwy | Fort Valley | Peach | 10003084 | 4 | Flapper Valve |  | FALSE |  | FALSE | Currently in Use | Regular | 40000 | Fiberglass Double Walled | 2020-03-16 |  | Double-Walled Fiberglass | Pressurized
Buc-ee's #51 | 7001 Russell Pkwy | Fort Valley | Peach | 10003084 | 2A | Flapper Valve |  | FALSE |  | FALSE | Currently in Use | Regular | 28000 | Fiberglass Double Walled | 2020-03-16 |  | Double-Walled Fiberglass | Pressurized
SHELL STATION | 12005 WATSON BLVD | Byron | Peach | 9111046 | 2 |  | 1997-10-01 | FALSE | 1997-10-01 | FALSE | Currently in Use | Gas (Historical Use) | 10000 | Composite | 1997-10-01 |  |  | Pressurized
QuikTrip #1731 | 12000 Watson Blvd | Byron | Peach | 10003166 | 7 | Flapper Valve | 2021-10-01 | FALSE | 2021-08-01 | FALSE | Currently in Use | Diesel | 15000 | Fiberglass Double Walled | 2021-05-27 |  | Double-Walled Fiberglass | Pressurized
QuikTrip #1731 | 12000 Watson Blvd | Byron | Peach | 10003166 | 4 | Flapper Valve | 2021-10-01 | FALSE | 2021-08-01 | FALSE | Currently in Use | Regular | 15000 | Fiberglass Double Walled | 2021-05-27 |  | Double-Walled Fiberglass | Pressurized
QuikTrip #1731 | 12000 Watson Blvd | Byron | Peach | 10003166 | 3 | Flapper Valve | 2021-10-01 | FALSE | 2021-08-01 | FALSE | Currently in Use | Regular | 15000 | Fiberglass Double Walled | 2021-05-27 |  | Double-Walled Fiberglass | Pressurized
Buc-ee's #51 | 7001 Russell Pkwy | Fort Valley | Peach | 10003084 | 1 | Flapper Valve |  | FALSE |  | FALSE | Currently in Use | Regular | 40000 | Fiberglass Double Walled | 2020-03-16 |  | Double-Walled Fiberglass | Pressurized
Buc-ee's #51 | 7001 Russell Pkwy | Fort Valley | Peach | 10003084 | 3B | Flapper Valve |  | FALSE |  | FALSE | Currently in Use | E-0 | 8000 | Fiberglass Double Walled | 2020-03-16 |  | Double-Walled Fiberglass | Pressurized
Buc-ee's #51 | 7001 Russell Pkwy | Fort Valley | Peach | 10003084 | 5A | Flapper Valve |  | FALSE |  | FALSE | Currently in Use | Regular | 28000 | Fiberglass Double Walled | 2020-03-16 |  | Double-Walled Fiberglass | Pressurized
Buc-ee's #51 | 7001 Russell Pkwy | Fort Valley | Peach | 10003084 | 6A | Flapper Valve |  | FALSE |  | FALSE | Currently in Use | Diesel | 28000 | Fiberglass Double Walled | 2020-03-16 |  | Double-Walled Fiberglass | Pressurized
Buc-ee's #51 | 7001 Russell Pkwy | Fort Valley | Peach | 10003084 | 6B | Flapper Valve |  | FALSE |  | FALSE | Currently in Use | Premium | 12000 | Fiberglass Double Walled | 2020-03-16 |  | Double-Walled Fiberglass | Pressurized
Buc-ee's #51 | 7001 Russell Pkwy | Fort Valley | Peach | 10003084 | 2B | Flapper Valve |  | FALSE |  | FALSE | Currently in Use | Premium | 12000 | Fiberglass Double Walled | 2020-03-16 |  | Double-Walled Fiberglass | Pressurized
QuikTrip #1731 | 12000 Watson Blvd | Byron | Peach | 10003166 | 1 | Flapper Valve | 2021-10-01 | FALSE | 2021-08-01 | FALSE | Currently in Use | Regular | 15000 | Fiberglass Double Walled | 2021-05-27 |  | Double-Walled Fiberglass | Pressurized
QuikTrip #1731 | 12000 Watson Blvd | Byron | Peach | 10003166 | 2 | Flapper Valve | 2021-10-01 | FALSE | 2021-08-01 | FALSE | Currently in Use | Regular | 15000 | Fiberglass Double Walled | 2021-05-27 |  | Double-Walled Fiberglass | Pressurized
QuikTrip #1731 | 12000 Watson Blvd | Byron | Peach | 10003166 | 5 | Flapper Valve | 2021-10-01 | FALSE | 2021-08-01 | FALSE | Currently in Use | E-0 | 15000 | Fiberglass Double Walled | 2021-05-27 |  | Double-Walled Fiberglass | Pressurized
QuikTrip #1731 | 12000 Watson Blvd | Byron | Peach | 10003166 | 6 | Flapper Valve | 2021-10-01 | FALSE | 2021-08-01 | FALSE | Currently in Use | Premium | 15000 | Fiberglass Double Walled | 2021-05-27 |  | Double-Walled Fiberglass | Pressurized
SPEEDWAY #42373 | 2890 CENTERVILLE RD | WARNER ROBINS | Peach | 10003549 | 1 | Flapper Valve |  | FALSE |  | FALSE | Currently in Use | Regular | 20000 | Fiberglass Double Walled | 2024-07-02 |  | Double-Walled Flex | Pressurized
BJ'S WHOLESALE CLUB #246 RETAIL GAS STATION | 6201 WATSON RD | WARNER ROBINS | Peach | 10003611 | 3B | Flapper Valve | 2025-06-25 | FALSE | 2025-04-29 | FALSE | Currently in Use | Diesel | 12000 | Fiberglass Double Walled | 2025-04-02 |  | Double-Walled Flex | Pressurized
Buc-ee's #51 | 7001 Russell Pkwy | Fort Valley | Peach | 10003084 | 5B | Flapper Valve |  | FALSE |  | FALSE | Currently in Use | E-0 | 12000 | Fiberglass Double Walled | 2020-03-16 |  | Double-Walled Fiberglass | Pressurized
TEEK 6 LLC | 2881 JERUSALEM CHURCH RD | JASPER | Pickens | 10000889 | 5 | Flapper Valve | 2005-01-01 | FALSE | 2005-01-01 | FALSE | Currently in Use | Kerosene | 1000 | Epoxy | 2005-01-01 |  | Fiberglass Reinforced Plastic | Safe Suction (Euro)
TEEK 6 LLC | 2881 JERUSALEM CHURCH RD | JASPER | Pickens | 10000889 | 4 | Flapper Valve | 2005-01-01 | FALSE | 2005-01-01 | FALSE | Currently in Use | Diesel | 3000 | Epoxy | 2005-01-01 |  | Fiberglass Reinforced Plastic | Pressurized
PICKENS COUNTY GOVERNMENT | 3043 CAMP RD | JASPER | Pickens | 9112030 | 2 | Ball Float | 1998-12-21 | FALSE | 1998-12-21 | FALSE | Currently in Use | Diesel | 10000 | Epoxy | 1998-12-20 |  | Fiberglass Reinforced Plastic | Pressurized
PICKENS CO SCHOOLS TRANSPORTATION DEPT | 330 HARMONY SCHOOL RD | JASPER | Pickens | 10001277 | 1 | Flapper Valve | 2003-08-22 | FALSE | 2003-08-22 | FALSE | Currently in Use | Diesel | 15000 | Epoxy Double-Walled | 2003-08-22 |  | Double-Walled Fiberglass | Pressurized
THE OLD TRUCK STOP | 1267 EAST CHRUCH STREET | JASPER | Pickens | 10002460 | 2 |  |  | FALSE |  | FALSE | Removed from Ground | Gas (Historical Use) | 750 | Bare Steel | 2015-06-15 | 2015-06-15 | Bare Steel
THE OLD TRUCK STOP | 1267 EAST CHRUCH STREET | JASPER | Pickens | 10002460 | 1 |  |  | FALSE |  | FALSE | Removed from Ground | Gas (Historical Use) | 1000 | Bare Steel | 2015-06-15 | 2015-06-15 | Bare Steel
CITY OF JASPER | BURNT MTN RD | JASPER | Pickens | 9112026 | 2 | [5 empty] | Removed from Ground | Gas (Historical Use) | 560 | Bare Steel | 1997-09-15 | 1997-09-15 | Bare Steel
LEXINGTON INSULATORS | 1076 RIDGEWOOD RD | JASPER | Pickens | 9112025 | 1 | [5 empty] | Removed from Ground | Gas (Historical Use) | 550 | Not Marked/Unknown | 1997-06-10 | 1997-06-10 | Not Marked
AMOCO WEST MARKET | 4631 HWY 53 W | JASPER | Pickens | 9112020 | 2 | Ball Float | 1995-07-26 | FALSE | 1995-07-26 | FALSE | Currently in Use | Regular | 6000 | Composite | 1995-07-26 |  | Fiberglass Reinforced Plastic | Pressurized
LAWSON CHEV/OLDS INC | 545 HWY 515 S | JASPER | Pickens | 9112017 | 1 | Flapper Valve | 1998-04-01 |  | 1998-04-01 |  | Removed from Ground | Gas (Historical Use) | 10000 | Galvanic (STIP-3) | 1988-05-16 | 2011-07-01 | Fiberglass Reinforced Plastic | Safe Suction (Euro)
JASPER JEEP SALES INC | 1050 HWY 515 S | JASPER | Pickens | 9112005 | 1 |  | 1996-03-21 | FALSE | 1996-03-21 | FALSE | Removed from Ground | Gas (Historical Use) | 12000 | Galvanic (STIP-3) | 1988-01-01 |  | Fiberglass Reinforced Plastic | Safe Suction (Euro)
MURPHY EXPRESS #8809 | 1011 NOAH DR | JASPER | Pickens | 10002614 | 2C |  | 2016-10-06 | FALSE | 2016-10-06 | FALSE | Currently in Use | Gas (Historical Use) | 8000 | Fiberglass Double Walled | 2016-08-26 |  | Double-Walled Fiberglass | Pressurized
MURPHY EXPRESS #8809 | 1011 NOAH DR | JASPER | Pickens | 10002614 | 2C |  | 2016-10-06 | FALSE | 2016-10-06 | FALSE | Currently in Use | Gas (Historical Use) | 8000 | Fiberglass Double Walled | 2016-08-26 |  | Double-Walled Fiberglass | Pressurized
MURPHY EXPRESS #8809 | 1011 NOAH DR | JASPER | Pickens | 10002614 | 2C |  | 2016-10-06 | FALSE | 2016-10-06 | FALSE | Currently in Use | Gas (Historical Use) | 8000 | Fiberglass Double Walled | 2016-08-26 |  | Double-Walled Fiberglass | Pressurized
MURPHY EXPRESS #8809 | 1011 NOAH DR | JASPER | Pickens | 10002614 | 2C |  | 2016-10-06 | FALSE | 2016-10-06 | FALSE | Currently in Use | Gas (Historical Use) | 8000 | Fiberglass Double Walled | 2016-08-26 |  | Double-Walled Fiberglass | Pressurized
MURPHY EXPRESS #8809 | 1011 NOAH DR | JASPER | Pickens | 10002614 | 2B |  | 2016-10-06 | FALSE | 2016-10-06 | FALSE | Currently in Use | Diesel | 10000 | Fiberglass Double Walled | 2016-08-26 |  | Double-Walled Fiberglass | Pressurized
MURPHY EXPRESS #8809 | 1011 NOAH DR | JASPER | Pickens | 10002614 | 2B |  | 2016-10-06 | FALSE | 2016-10-06 | FALSE | Currently in Use | Diesel | 10000 | Fiberglass Double Walled | 2016-08-26 |  | Double-Walled Fiberglass | Pressurized
MURPHY EXPRESS #8809 | 1011 NOAH DR | JASPER | Pickens | 10002614 | 2B |  | 2016-10-06 | FALSE | 2016-10-06 | FALSE | Currently in Use | Diesel | 10000 | Fiberglass Double Walled | 2016-08-26 |  | Double-Walled Fiberglass | Pressurized
MURPHY EXPRESS #8809 | 1011 NOAH DR | JASPER | Pickens | 10002614 | 2B |  | 2016-10-06 | FALSE | 2016-10-06 | FALSE | Currently in Use | Diesel | 10000 | Fiberglass Double Walled | 2016-08-26 |  | Double-Walled Fiberglass | Pressurized
TOM M PHILLIPS | 54 PINE ST | JASPER | Pickens | 1120021 | 3 |  | 2007-09-27 | FALSE | 2007-09-27 | FALSE | Temporarily out of use | Diesel | 12000 | Composite | 2007-09-27 |  | Fiberglass Reinforced Plastic | Pressurized
BENT TREE COMMUNITY INC | BENT TREE DR | JASPER | Pickens | 9112001 | 2 | [5 empty] | Removed from Ground | Gas (Historical Use) | 2000 | Bare Steel | 1997-09-04 | 1997-09-04 | Galvanized Steel | Safe Suction (Euro)
FORMER JASPER EXXON CARWASH | 742 CHURCH STREET | JASPER | Pickens | 9112027 | 2 | [5 empty] | Removed from Ground | Gas (Historical Use) | 3000 | Bare Steel | 1998-05-01 | 1998-05-01 | Bare Steel | Suction (American)
AMOCO WEST MARKET | 4631 HWY 53 W | JASPER | Pickens | 9112020 | 3 | Ball Float | 1995-07-26 | FALSE | 1995-07-26 | FALSE | Currently in Use | Premium | 6000 | Composite | 1995-07-26 |  | Fiberglass Reinforced Plastic | Pressurized
MURPHY EXPRESS #8809 | 1011 NOAH DR | JASPER | Pickens | 10002614 | 2A |  | 2016-10-06 | FALSE | 2016-10-06 | FALSE | Currently in Use | Gas (Historical Use) | 8000 | Fiberglass Double Walled | 2016-08-26 |  | Double-Walled Fiberglass | Pressurized
MURPHY EXPRESS #8809 | 1011 NOAH DR | JASPER | Pickens | 10002614 | 2A |  | 2016-10-06 | FALSE | 2016-10-06 | FALSE | Currently in Use | Gas (Historical Use) | 8000 | Fiberglass Double Walled | 2016-08-26 |  | Double-Walled Fiberglass | Pressurized
KROGER GA 620 | 115 BILL WIGINGTON PKWY | JASPER | Pickens | 10000853 | 2A | Flapper Valve | 2005-01-24 | FALSE | 2005-01-24 | FALSE | Currently in Use | Gas (Historical Use) | 8000 | Fiberglass Double Walled | 2004-12-16 |  | Double-Walled Fiberglass | Pressurized
PICKENS CO GOV | 1266 E CHURCH ST | JASPER | Pickens | 9112022 | 1 | Flapper Valve | 2011-02-24 |  | 1994-08-22 |  | Removed from Ground | Diesel | 2000 | Composite | 1994-08-22 | 2014-04-25 | Fiberglass Reinforced Plastic | Safe Suction (Euro)
JASPER BY PASS AMOCO | 1738 HWY 53 W | JASPER | Pickens | 9112004 | 4 | Flapper Valve | 1989-01-01 | FALSE | 1989-01-01 | FALSE | Currently in Use | Diesel | 5000 | Composite | 1989-01-01 |  | Fiberglass Reinforced Plastic | Pressurized
RaceTrac #118 - Jasper | 303 INTERSTATE SOUTH DR | JASPER | Pickens | 10000351 | 2 | Overfill Alarm | 2003-02-25 | FALSE | 2003-02-25 | FALSE | Installed | Gas (Historical Use) | 12000 | Composite Double Walled | 2003-02-25 |  | Double-Walled Fiberglass | Pressurized
TEEK 6 LLC | 2881 JERUSALEM CHURCH RD | JASPER | Pickens | 10000889 | 1 | Ball Float | 2005-01-01 | FALSE | 2005-01-01 | FALSE | Currently in Use | Regular | 10000 | Epoxy | 2005-01-01 |  | Fiberglass Reinforced Plastic | Pressurized
AMOCO WEST MARKET | 4631 HWY 53 W | JASPER | Pickens | 9112020 | 1 | Ball Float | 1995-07-26 | FALSE | 1995-07-26 | FALSE | Currently in Use | Regular | 8000 | Composite | 1995-07-26 |  | Fiberglass Reinforced Plastic | Pressurized
BUDS CHEVRON | 523 E CHURCH ST | JASPER | Pickens | 9112016 | 36 |  | 1998-09-04 |  | 1998-09-04 |  | Removed from Ground | Diesel | 3000 | Steel-Impressed Current | 1986-01-01 | 2005-02-28 | Cathodically Protected | Suction (American)
TEEK 6 LLC | 2881 JERUSALEM CHURCH RD | JASPER | Pickens | 10000889 | 2 | Ball Float | 2005-01-01 | FALSE | 2005-01-01 | FALSE | Currently in Use | Plus | 5000 | Epoxy | 2005-01-01 |  | Fiberglass Reinforced Plastic | Pressurized
PICKENS COUNTY GOVERNMENT | 3043 CAMP RD | JASPER | Pickens | 9112030 | 1 | Ball Float | 1998-12-21 | FALSE | 1998-12-21 | FALSE | Currently in Use | Regular | 10000 | Epoxy | 1998-12-20 |  | Fiberglass Reinforced Plastic | Pressurized
FORMER JASPER EXXON CARWASH | 742 CHURCH STREET | JASPER | Pickens | 9112027 | 1 | [5 empty] | Removed from Ground | Gas (Historical Use) | 6000 | Bare Steel | 1998-05-01 | 1998-05-01 | Bare Steel | Suction (American)
FORMER JASPER EXXON CARWASH | 742 CHURCH STREET | JASPER | Pickens | 9112027 | 4 | [5 empty] | Removed from Ground | Diesel | 3000 | Bare Steel | 1998-05-01 | 1998-05-01 | Bare Steel | Suction (American)
AMOCO WEST MARKET | 4631 HWY 53 W | JASPER | Pickens | 9112020 | 4 | Ball Float | 1995-07-26 | FALSE | 1995-07-26 | FALSE | Currently in Use | Diesel | 4000 | Composite | 1995-07-26 |  | Fiberglass Reinforced Plastic | Pressurized
AMOCO WEST MARKET | 4631 HWY 53 W | JASPER | Pickens | 9112020 | 5 | Ball Float | 1995-07-26 | FALSE | 1995-07-26 | FALSE | Currently in Use | E-0 | 4000 | Composite | 1995-07-26 |  | Fiberglass Reinforced Plastic | Pressurized
HILL CITY SUPERETTE | 4611 HWY 53 W | JASPER | Pickens | 9112021 | 2 | [5 empty] | Removed from Ground | Gas (Historical Use) | 7500 | Bare Steel | 1996-12-01 | 1999-05-10 | Galvanized Steel | Safe Suction (Euro)
MURPHY EXPRESS #8809 | 1011 NOAH DR | JASPER | Pickens | 10002614 | 2A |  | 2016-10-06 | FALSE | 2016-10-06 | FALSE | Currently in Use | Gas (Historical Use) | 8000 | Fiberglass Double Walled | 2016-08-26 |  | Double-Walled Fiberglass | Pressurized
MURPHY EXPRESS #8809 | 1011 NOAH DR | JASPER | Pickens | 10002614 | 2A |  | 2016-10-06 | FALSE | 2016-10-06 | FALSE | Currently in Use | Gas (Historical Use) | 8000 | Fiberglass Double Walled | 2016-08-26 |  | Double-Walled Fiberglass | Pressurized
JASPER FORMER USED CAR LOT | 1070 HIGHWAY 515 SOUTH | JASPER | Pickens | 10001681 | 1 |  |  | FALSE |  | FALSE | Removed from Ground | Gas (Historical Use) | 500 | Bare Steel | 2007-06-10 | 2007-06-10
OLD STORE | 1565 WEST CHURCH STREET | JASPER | Pickens | 10000809 | 2 |  |  | FALSE |  | FALSE | Removed from Ground | Gas (Historical Use) | 1000 | Bare Steel | 2005-01-25 | 2005-01-29 | Bare Steel | Safe Suction (Euro)
JEAN ROLAND SERVICE STATION | RT 4 BOX 21 | JASPER | Pickens | 1120009 | 5 | [5 empty] | Removed from Ground | Gas (Historical Use) | 5000 | Bare Steel | 1957-01-08 | 1968-01-01 | Galvanized Steel
INGLES GAS EXPRESS #437 | 1449 W CHURCH ST | JASPER | Pickens | 10000184 | 1B | Ball Float | 2002-07-08 | FALSE | 2002-07-08 | FALSE | Currently in Use | Premium | 12000 | Fiberglass | 2002-06-28 |  | Double-Walled Fiberglass | Pressurized
JEAN ROLAND SERVICE STATION | RT 4 BOX 21 | JASPER | Pickens | 1120009 | 2 | [5 empty] | Removed from Ground | Gas (Historical Use) | 5000 | Bare Steel | 1979-01-03 | 1994-01-01 | Galvanized Steel
PLATINUM MOUNT VIEW INC | 29 COVE RD | JASPER | Pickens | 9112024 | 2 | Ball Float | 1996-09-27 | FALSE | 1996-09-27 | FALSE | Currently in Use | Premium | 6000 | Epoxy | 1996-09-25 |  | Fiberglass Reinforced Plastic | Pressurized
PICKENS COUNTY SCHOOL BUS SHOP | 134 D B CARROLL | JASPER | Pickens | 9112012 | 2 |  | 1997-07-22 |  | 1997-07-22 |  | Removed from Ground | Diesel | 6000 | Steel-Impressed Current | 1975-01-01 | 1899-12-31 | Cathodically Protected | Suction (American)
JASPER BY PASS AMOCO | 1738 HWY 53 W | JASPER | Pickens | 9112004 | 2 | Flapper Valve | 1989-01-01 | FALSE | 1989-01-01 | FALSE | Currently in Use | Regular | 10000 | Composite | 1989-01-01 |  | Fiberglass Reinforced Plastic | Pressurized
TOM M PHILLIPS | 54 PINE ST | JASPER | Pickens | 1120021 | 1 |  |  | FALSE |  | FALSE | [6 empty] | Fiberglass Reinforced Plastic | Pressurized
THOMASONS OUTLET STORE | 9228 HWY 53 WEST | JASPER | Pickens | 1120026 | 3 |  | 1990-01-01 |  | 1990-01-01 |  | Removed from Ground | Gas (Historical Use) | 2000 | Cathodically Protected Steel | 1990-01-01 | 2005-07-15 | Fiberglass Reinforced Plastic | Safe Suction (Euro)
ATLANTA COCA COLA BOTTLING CO | 670 CHURCH ST | JASPER | Pickens | 1120006 | 1 | [5 empty] | Removed from Ground | Gas (Historical Use) | 10000 | Bare Steel | 1974-04-24 | 1990-02-01 | Galvanized Steel
AMICALOLA EMC | 544 HWY 515 S | JASPER | Pickens | 1120004 | 1 | Flapper Valve | 1998-08-31 | FALSE | 1998-08-31 | FALSE | Currently in Use | Diesel | 5000 | Steel-Impressed Current | 1984-03-21 |  | Steel (Impressed Current) | Safe Suction (Euro)
PLATINUM MOUNT VIEW INC | 29 COVE RD | JASPER | Pickens | 9112024 | 4 | Ball Float | 1996-09-27 | FALSE | 1996-09-27 | FALSE | Currently in Use | Diesel | 3000 | Epoxy | 1996-09-25 |  | Fiberglass Reinforced Plastic | Pressurized
FORMER JASPER EXXON CARWASH | 742 CHURCH STREET | JASPER | Pickens | 9112027 | 3 | [5 empty] | Removed from Ground | Gas (Historical Use) | 3000 | Bare Steel | 1998-05-01 | 1998-05-01 | Bare Steel | Suction (American)
CLARK CONSTRUCTION CO | FRONTIER RD | JASPER | Pickens | 9112015 | 2 | [5 empty] | Removed from Ground | Diesel | 4000 | Bare Steel | 1990-03-01 | 1995-05-17 | Galvanized Steel | Suction (American)
JASPER BP | 585 E CHURCH ST | JASPER | Pickens | 1120019 | 2 | Ball Float | 1992-05-15 | FALSE | 1992-05-15 | FALSE | Currently in Use | Regular | 10000 | Galvanic (STIP-3)/Sacrificial Anodes | 1985-08-01 |  | Fiberglass Reinforced Plastic | Pressurized
H L COLLINS GROCERY | HWY 5 NORTH | JASPER | Pickens | 1120011 | 3 | [5 empty] | Closed in Ground | Empty | 1000 | Bare Steel | 1967-01-06 | 2006-05-30 | Galvanized Steel
JASPER FINA & MUFFLER | 540 E CHURCH ST | JASPER | Pickens | 1120007 | 4 | [5 empty] | Removed from Ground | Diesel | 3000 | Bare Steel | 1981-04-12 | 1998-02-18 | Galvanized Steel | Suction (American)
JASPER FINA & MUFFLER | 540 E CHURCH ST | JASPER | Pickens | 1120007 | 5 | [5 empty] | Removed from Ground | Kerosene | 2000 | Bare Steel | 1981-04-12 | 1998-02-18 | Galvanized Steel | Suction (American)
AMICALOLA EMC | 544 HWY 515 S | JASPER | Pickens | 1120004 | 3 | Flapper Valve | 1998-08-31 | FALSE | 1998-08-31 | FALSE | Currently in Use | Regular | 10000 | Steel-Impressed Current | 1984-03-21 |  | Steel (Impressed Current) | Safe Suction (Euro)
BROCK & PARKER INC | 1052 EAST CHURCH ST | JASPER | Pickens | 1120012 | 1 |  | 1997-02-20 |  | 1997-02-20 |  | Removed from Ground | Diesel | 10000 | Steel-Impressed Current | 1967-01-06 | 2003-06-19 | Cathodically Protected | Pressurized
GEORGIA DEPARTMENT OF TRANSPORTA | AIRPORT RD 1/4 S OF SR 53 ON CAM | JASPER | Pickens | 1120016 | 62302 | [5 empty] | Removed from Ground | Gas (Historical Use) | 550 | Bare Steel | 1964-05-04 | 1989-06-12 | Galvanized Steel | Safe Suction (Euro)
BROCK & PARKER INC | 1052 EAST CHURCH ST | JASPER | Pickens | 1120012 | 3 |  | 1997-02-20 |  | 1997-02-20 |  | Removed from Ground | Gas (Historical Use) | 15000 | Steel-Impressed Current | 1967-01-06 | 2003-06-19 | Cathodically Protected | Pressurized
MOSS SER STA | 9252 HWY 53 W | JASPER | Pickens | 1120018 | 2 | [5 empty] | Removed from Ground | Gas (Historical Use) | 6000 | Bare Steel | 1969-04-22 | 1999-11-03 | Galvanized Steel
PICKENS HIGH SCHOOL | 670 W CHURCH ST | JASPER | Pickens | 1120015 | 1 | [5 empty] | Closed in Ground | Diesel | 5000 | Bare Steel | 1957-04-17 | 1974-01-01 | Galvanized Steel
850 South Main Inc. | 850 S MAIN ST | JASPER | Pickens | 1120054 | 5 | Flapper Valve | 1998-05-18 | FALSE | 1998-05-18 | FALSE | Temporarily out of use | Kerosene | 1000 | Galvanic (STIP-3) | 1987-11-04 |  | Fiberglass Reinforced Plastic | Safe Suction (Euro)
MURPHY EXPRESS #8809 | 1011 NOAH DR | JASPER | Pickens | 10002614 | 1 |  | 2016-10-06 | FALSE | 2016-10-06 | FALSE | Currently in Use | Gas (Historical Use) | 25000 | Fiberglass Double Walled | 2016-08-26 |  | Double-Walled Fiberglass | Pressurized
MURPHY EXPRESS #8809 | 1011 NOAH DR | JASPER | Pickens | 10002614 | 1 |  | 2016-10-06 | FALSE | 2016-10-06 | FALSE | Currently in Use | Gas (Historical Use) | 25000 | Fiberglass Double Walled | 2016-08-26 |  | Double-Walled Fiberglass | Pressurized
MURPHY EXPRESS #8809 | 1011 NOAH DR | JASPER | Pickens | 10002614 | 1 |  | 2016-10-06 | FALSE | 2016-10-06 | FALSE | Currently in Use | Gas (Historical Use) | 25000 | Fiberglass Double Walled | 2016-08-26 |  | Double-Walled Fiberglass | Pressurized
MURPHY EXPRESS #8809 | 1011 NOAH DR | JASPER | Pickens | 10002614 | 1 |  | 2016-10-06 | FALSE | 2016-10-06 | FALSE | Currently in Use | Gas (Historical Use) | 25000 | Fiberglass Double Walled | 2016-08-26 |  | Double-Walled Fiberglass | Pressurized
RaceTrac #118 - Jasper | 303 INTERSTATE SOUTH DR | JASPER | Pickens | 10000351 | 5A | Overfill Alarm | 2021-09-14 | FALSE | 2021-09-14 | FALSE | Currently in Use | Biodiesel | 14000 | Fiberglass Double Walled | 2021-09-14 |  | Fiberglass Reinforced Plastic | Pressurized
CITY OF JASPER | BURNT MTN RD | JASPER | Pickens | 9112026 | 1 | [5 empty] | Removed from Ground | Gas (Historical Use) | 560 | Bare Steel | 1997-09-15 | 1997-09-15 | Bare Steel
HILL CITY SUPERETTE | 4611 HWY 53 W | JASPER | Pickens | 9112021 | 3 | [5 empty] | Removed from Ground | Diesel | 4000 | Bare Steel | 1996-12-01 | 1999-05-10 | Galvanized Steel | Safe Suction (Euro)
JASPER BY PASS AMOCO | 1738 HWY 53 W | JASPER | Pickens | 9112004 | 1 | Flapper Valve | 1989-01-01 | FALSE | 1989-01-01 | FALSE | Currently in Use | Regular | 10000 | Composite | 1989-01-01 |  | Fiberglass Reinforced Plastic | Pressurized
PICKENS CO SCHOOLS TRANSPORTATION DEPT | 330 HARMONY SCHOOL RD | JASPER | Pickens | 10001277 | 2 | Flapper Valve | 2003-08-22 | FALSE | 2003-08-22 | FALSE | Currently in Use | Regular | 10000 | Epoxy Double-Walled | 2003-08-22 |  | Double-Walled Fiberglass | Pressurized
RaceTrac #118 - Jasper | 303 INTERSTATE SOUTH DR | JASPER | Pickens | 10000351 | 3 | Overfill Alarm | 2003-02-25 | FALSE | 2003-02-25 | FALSE | Installed | Diesel | 12000 | Composite Double Walled | 2003-02-25 |  | Double-Walled Fiberglass | Pressurized
PLATINUM MOUNT VIEW INC | 29 COVE RD | JASPER | Pickens | 9112024 | 3 | Ball Float | 1996-09-27 | FALSE | 1996-09-27 | FALSE | Currently in Use | Kerosene | 5000 | Epoxy | 1996-09-25 |  | Fiberglass Reinforced Plastic | Pressurized
BUDS CHEVRON | 523 E CHURCH ST | JASPER | Pickens | 9112016 | 39 |  | 1998-09-04 |  | 1998-09-04 |  | Removed from Ground | Gas (Historical Use) | 6000 | Steel-Impressed Current | 1980-01-01 | 2005-02-28 | Cathodically Protected | Pressurized
JONES OIL DISTRIBUTOR INC | 184 OLD FEDERAL RD | JASPER | Pickens | 1120032 | 4 | Ball Float | 1994-10-15 | FALSE | 1994-10-15 | FALSE | Currently in Use | Diesel | 12000 | Steel-Impressed Current | 1984-05-06 |  | Steel (Impressed Current) | Pressurized
TOM M PHILLIPS | 54 PINE ST | JASPER | Pickens | 1120021 | 2 |  | 2005-11-14 | FALSE | 2005-11-14 | FALSE | Temporarily out of use | Diesel | 12000 | Composite | 2005-11-14 |  | Fiberglass Reinforced Plastic | Pressurized
BURGESS SERVICE STATION | 45 E CHURCH ST | JASPER | Pickens | 1120030 | 3 | [5 empty] | Removed from Ground | Gas (Historical Use) | 4000 | Bare Steel | 1981-05-07 | 1996-11-06 | Bare Steel | Safe Suction (Euro)
AMICALOLA EMC | 544 HWY 515 S | JASPER | Pickens | 1120004 | 2 | Flapper Valve | 1998-08-31 | FALSE | 1998-08-31 | FALSE | Currently in Use | Diesel | 5000 | Steel-Impressed Current | 1984-03-21 |  | Steel (Impressed Current) | Safe Suction (Euro)
PICKENS HIGH SCHOOL | 670 W CHURCH ST | JASPER | Pickens | 1120015 | 2 |  | 1997-07-22 | FALSE | 1997-07-22 | FALSE | Permanently Out of Use - historical purposes | Diesel | 5000 | Steel-Impressed Current | 1958-04-17 |  | Cathodically Protected
QUIKTRIP #829 | 3353 CAMP RD | JASPER | Pickens | 10001642 | 3A | Overfill Alarm | 2008-10-01 | FALSE | 2008-06-01 | FALSE | Currently in Use | Diesel | 12000 | Fiberglass Double Walled | 2008-06-01 |  | Double-Walled Fiberglass | Pressurized
QUIKTRIP #829 | 3353 CAMP RD | JASPER | Pickens | 10001642 | 1 | Overfill Alarm | 2008-10-01 | FALSE | 2008-06-01 | FALSE | Currently in Use | Premium | 20000 | Fiberglass Double Walled | 2008-06-01 |  | Double-Walled Fiberglass | Pressurized
KROGER GA 620 | 115 BILL WIGINGTON PKWY | JASPER | Pickens | 10000853 | 2B | Flapper Valve | 2005-01-24 | FALSE | 2005-01-24 | FALSE | Currently in Use | Diesel | 8000 | Fiberglass Double Walled | 2004-12-16 |  | Double-Walled Fiberglass | Pressurized
CITY OF JASPER | BURNT MTN RD | JASPER | Pickens | 9112026 | 3 | [5 empty] | Removed from Ground | Gas (Historical Use) | 560 | Bare Steel | 1997-09-15 | 1997-09-15 | Bare Steel
AMICALOLA EMC | 544 HWY 515 S | JASPER | Pickens | 1120004 | 4 |  |  | TRUE |  | TRUE | Removed from Ground | Used Oil | 2000 | Bare Steel | 1984-03-21 | 1899-12-31 | Galvanized Steel
AMICALOLA EMC | 544 HWY 515 S | JASPER | Pickens | 1120004 | 5 | [5 empty] | Removed from Ground | Diesel | 500 | Bare Steel | 1984-03-21 | 1899-12-31 | Galvanized Steel
GA FORESTRY COMMISSION | RT 4 BOX 139 | JASPER | Pickens | 1120014 | 205939 |  | 1992-10-06 |  | 1992-10-06 |  | Removed from Ground | Diesel | 1000 | Galvanic (STIP-3) | 1992-10-06 | 2002-06-13 | Cathodically Protected | Safe Suction (Euro)
CHERI MARTIN | 1853 HIGHWAY 53 | JASPER | Pickens | 9112033 | 2 | [5 empty] | Removed from Ground | Gas (Historical Use) | 1000 | Bare Steel | 2000-01-12 | 2000-01-12 | Bare Steel
JASPER BP | 585 E CHURCH ST | JASPER | Pickens | 1120019 | 1 |  | 1992-05-15 |  | 1992-05-15 |  | Closed in Ground | Gas (Historical Use) | 10000 | Cathodically Protected Steel | 1985-08-01 | 2005-04-12 | Fiberglass Reinforced Plastic | Pressurized
BURGESS SERVICE STATION | 45 E CHURCH ST | JASPER | Pickens | 1120030 | 5A | Flapper Valve | 1997-06-23 | FALSE | 1997-06-23 | FALSE | Currently in Use | Premium | 7000 | Epoxy | 1997-06-18 |  | Fiberglass Reinforced Plastic | Pressurized
BARNES BROTHERS INC/HINTON COMMU | DEAN MILL RD | JASPER | Pickens | 1120028 | 1 | [5 empty] | Removed from Ground | Diesel | 8000 | Bare Steel | 1980-05-07 | 1989-01-01 | Galvanized Steel | Safe Suction (Euro)
JASPER FINA & MUFFLER | 540 E CHURCH ST | JASPER | Pickens | 1120007 | 2 | [5 empty] | Removed from Ground | Gas (Historical Use) | 10000 | Bare Steel | 1985-04-11 | 1998-02-18 | Galvanized Steel | Suction (American)
TEEK 6 LLC | 2881 JERUSALEM CHURCH RD | JASPER | Pickens | 10000889 | 3 | Flapper Valve | 2005-01-01 | FALSE | 2005-01-01 | FALSE | Currently in Use | Diesel | 7000 | Epoxy | 2005-01-01 |  | Fiberglass Reinforced Plastic | Pressurized
HILL CITY SUPERETTE | 4611 HWY 53 W | JASPER | Pickens | 9112021 | 1 | [5 empty] | Removed from Ground | Gas (Historical Use) | 7500 | Bare Steel | 1996-12-01 | 1999-05-10 | Galvanized Steel | Safe Suction (Euro)
JASPER BY PASS AMOCO | 1738 HWY 53 W | JASPER | Pickens | 9112004 | 3 | Ball Float | 1989-01-01 | FALSE | 1989-01-01 | FALSE | Currently in Use | Premium | 10000 | Composite | 1989-01-01 |  | Fiberglass Reinforced Plastic | Pressurized
PICKENS COUNTY GOVERNMENT | 193 AIRPORT RD | JASPER | Pickens | 9112031 | 1 |  | 1998-12-21 |  | 1998-12-21 |  | Removed from Ground | Gas (Historical Use) | 10000 | Epoxy | 1998-12-20 | 2007-12-01 | Fiberglass Reinforced Plastic | Pressurized
H L COLLINS GROCERY | HWY 5 NORTH | JASPER | Pickens | 1120011 | 1 | [5 empty] | Closed in Ground | Empty | 1000 | Bare Steel | 1967-01-06 | 2006-05-30 | Galvanized Steel
JASPER FINA & MUFFLER | 540 E CHURCH ST | JASPER | Pickens | 1120007 | 3 | [5 empty] | Removed from Ground | Gas (Historical Use) | 6000 | Bare Steel | 1985-04-11 | 1998-02-18 | Galvanized Steel | Suction (American)
WEST END GROCERY | RT #2 JERUSALEM RD | JASPER | Pickens | 1120005 | 3 | [5 empty] | Removed from Ground | Gas (Historical Use) | 10000 | Bare Steel | 1969-04-20 | 1995-02-18 | Galvanized Steel
VERNIE JONES FORD | 333 CHURCH ST | JASPER | Pickens | 9112008 | 1 |  |  | TRUE |  | TRUE | Removed from Ground | Used Oil | 500 | Marked Unknown | 1992-12-01 | 1992-12-01 | Unknown
JONES OIL DISTRIBUTOR INC | 184 OLD FEDERAL RD | JASPER | Pickens | 1120032 | 3 | Ball Float | 1984-01-01 | FALSE | 1984-01-01 | FALSE | Currently in Use | Kerosene | 12000 | Steel-Impressed Current | 1984-01-01 |  | Fiberglass Reinforced Plastic | Pressurized
BURGESS SERVICE STATION | 45 E CHURCH ST | JASPER | Pickens | 1120030 | 1 |  |  | FALSE |  | FALSE | Removed from Ground | Gas (Historical Use) | 10000 | Bare Steel | 1981-05-07 | 1996-11-06 | Bare Steel | Safe Suction (Euro)
RaceTrac #118 - Jasper | 303 INTERSTATE SOUTH DR | JASPER | Pickens | 10000351 | 1 | Overfill Alarm | 2003-02-25 | FALSE | 2003-02-25 | FALSE | Installed | Gas (Historical Use) | 20000 | Composite Double Walled | 2003-02-25 |  | Double-Walled Fiberglass | Pressurized
RaceTrac #118 - Jasper | 303 INTERSTATE SOUTH DR | JASPER | Pickens | 10000351 | 4 | Overfill Alarm | 2021-09-14 | FALSE | 2021-09-14 | FALSE | Currently in Use | Diesel | 24000 | Fiberglass Double Walled | 2021-09-14 |  | Fiberglass Reinforced Plastic | Pressurized
Thomas Concrete Jasper Plant #1700 | 960 A W LAWSON BLVD | JASPER | Pickens | 10000759 | 1 | Ball Float | 2004-11-01 | FALSE | 2004-11-01 | FALSE | Currently in Use | Diesel | 10000 | Composite | 2004-10-29 |  | Fiberglass Reinforced Plastic | Pressurized
BENT TREE COMMUNITY INC | BENT TREE DR | JASPER | Pickens | 9112001 | 1 | [5 empty] | Removed from Ground | Gas (Historical Use) | 1000 | Bare Steel | 1970-01-01 | 1990-06-08 | Bare Steel
HILL CITY SUPERETTE | 4611 HWY 53 W | JASPER | Pickens | 9112021 | 4 | [5 empty] | Removed from Ground | Diesel | 3000 | Bare Steel | 1996-12-01 | 1999-05-10 | Galvanized Steel | Safe Suction (Euro)
HILL CITY SUPERETTE | 4611 HWY 53 W | JASPER | Pickens | 9112021 | 5 | [5 empty] | Removed from Ground | Kerosene | 560 | Bare Steel | 1983-01-01 | 1999-05-10 | Galvanized Steel | Safe Suction (Euro)
JONES OIL DISTRIBUTOR INC | 184 OLD FEDERAL RD | JASPER | Pickens | 1120032 | 8 | Ball Float | 2006-01-01 | FALSE | 2006-01-01 | FALSE | Currently in Use | Diesel | 15000 | Steel-Impressed Current | 2006-01-01 |  | Fiberglass Reinforced Plastic | Pressurized
JONES OIL DISTRIBUTOR INC | 184 OLD FEDERAL RD | JASPER | Pickens | 1120032 | 6 | Ball Float | 2006-01-01 | FALSE | 2006-01-01 | FALSE | Currently in Use | Regular | 15000 | Steel-Impressed Current | 2006-01-01 |  | Fiberglass Reinforced Plastic | Pressurized
850 South Main Inc. | 850 S MAIN ST | JASPER | Pickens | 1120054 | 2 | Ball Float | 1998-05-01 | FALSE | 1998-05-01 | FALSE | Currently in Use | Plus | 8000 | Galvanic (STIP-3) | 1987-11-04 |  | Fiberglass Reinforced Plastic | Pressurized
LEXINGTON COMPONENTS | 250 RIDGEWAY RD | JASPER | Pickens | 1120042 | 3AST | [5 empty] | Closed in Ground | Other | 4000 | Bare Steel | 1984-05-02 | 1997-04-01 | Bare Steel
850 South Main Inc. | 850 S MAIN ST | JASPER | Pickens | 1120054 | 1 | Ball Float | 1998-05-01 | FALSE | 1998-05-01 | FALSE | Currently in Use | Regular | 6000 | Galvanic (STIP-3) | 1987-11-04 |  | Fiberglass Reinforced Plastic | Pressurized
PICKENS FOOTWEAR 6 INC | 800 HOOD RD | JASPER | Pickens | 1120051 | 1 | [5 empty] | Removed from Ground | Kerosene | 1 | Bare Steel | 1986-05-07 | 1990-01-01 | Galvanized Steel
LEXINGTON COMPONENTS | 250 RIDGEWAY RD | JASPER | Pickens | 1120042 | 1 |  |  | FALSE |  | FALSE | Closed in Ground | Other | 4000 | Bare Steel | 1984-05-02 | 1994-04-01 | Unknown
COUNTRY CUPBOARD #8 | HWY 5 SOUTH | JASPER | Pickens | 1120038 | 3 | [5 empty] | Removed from Ground | Gas (Historical Use) | 6110 | Bare Steel | 1981-05-06 | 1993-11-14 | Galvanized Steel
GA MARBLE CO | GA HWY 53 | TATE | Pickens | 1120048 | 2 | [5 empty] | Removed from Ground | Gas (Historical Use) | 1000 | Bare Steel | 1966-05-11 | 1990-05-09 | Galvanized Steel
WEAVERS AMOCO | 13073 HWY 53 EAST | MARBLE HILL | Pickens | 9112006 | 4 |  | 1995-03-15 | FALSE | 1995-03-15 | FALSE | Temporarily out of use | Diesel | 4000 | Composite | 1995-03-15 |  | Fiberglass Reinforced Plastic | Pressurized
LEXINGTON COMPONENTS | 250 RIDGEWAY RD | JASPER | Pickens | 1120042 | 4 |  |  | FALSE |  | FALSE | Closed in Ground | Other | 4000 | Bare Steel | 1984-05-02 | 1994-04-01 | Unknown
KING'S OIL #369 | 1759 HWY 53 W | JASPER | Pickens | 1120039 | 2B | Flapper Valve | 2006-10-18 | FALSE | 2006-10-18 | FALSE | Currently in Use | Diesel | 6000 | Fiberglass | 2006-10-18 |  | Fiberglass Reinforced Plastic | Pressurized
MT OGLETHORPE REMOTE COMMUNICATI | DEAD END ON MONUMENT RD | JASPER | Pickens | 9023050 | 1 | [5 empty] | Removed from Ground | Diesel | 1000 | Not Marked/Unknown | 1998-08-06 | 1998-08-06 | Not Marked
GA MARBLE CO | GA HWY 53 | TATE | Pickens | 1120048 | 6 | [5 empty] | Removed from Ground | Diesel | 500 | Bare Steel | 1961-05-12 | 1990-05-09 | Galvanized Steel
TATE MARKET | 20 CANTON HWY | TATE | Pickens | 1120031 | 1 | Flapper Valve | 1998-12-21 | FALSE | 1998-12-21 | FALSE | Currently in Use | Regular | 8000 | Steel-Impressed Current | 1981-05-07 |  | Fiberglass Reinforced Plastic | Pressurized
LEXINGTON COMPONENTS | 250 RIDGEWAY RD | JASPER | Pickens | 1120042 | 4AST | [5 empty] | Closed in Ground | Other | 4000 | Bare Steel | 1984-05-02 | 1997-04-01 | Bare Steel
ZCH INVESTMENTS | 253 E CHURCH ST | JASPER | Pickens | 1120041 | 1 | Flapper Valve | 1996-05-01 | FALSE | 1996-05-01 | FALSE | Currently in Use | Regular | 8000 | Steel-Impressed Current | 1985-05-05 |  | Fiberglass Reinforced Plastic | Pressurized
TATE TEXACO | HWY 5 & 53 | TATE | Pickens | 1120013 | 2 | [5 empty] | Removed from Ground | Diesel | 3000 | Bare Steel | 1972-01-05 | 1998-10-23 | Galvanized Steel
CM #72 | 2101 Waleska Highway 108 | Jasper | Pickens | 9112003 | 5 |  | 1990-01-01 | FALSE | 1990-01-01 | FALSE | Removed from Ground | Kerosene | 2000 | Galvanic (STIP-3) | 1990-01-01 |  | Fiberglass Reinforced Plastic | Suction (American)
LEXINGTON COMPONENTS | 250 RIDGEWAY RD | JASPER | Pickens | 1120042 | 2 |  |  | FALSE |  | FALSE | Closed in Ground | Other | 4000 | Bare Steel | 1984-05-02 | 1994-04-01 | Unknown
MULLINAX TRUSS CO INC | 741 HOOD RD | JASPER | Pickens | 1120035 | 1 | [5 empty] | Permanently Out of Use - historical purposes | Diesel | 5500 | Bare Steel | 1982-05-07 | 1899-12-31 | Galvanized Steel | Suction (American)
TATE TEXACO | HWY 5 & 53 | TATE | Pickens | 1120013 | 4 | [5 empty] | Removed from Ground | Gas (Historical Use) | 7000 | Bare Steel | 1972-01-05 | 1998-10-23 | Galvanized Steel
AT&T NELSON #112044 | OFF OF YELLOW CREEK CHURCH RD | TATE | Pickens | 1120044 | 1 | [5 empty] | Removed from Ground | Diesel | 3000 | Bare Steel | 1986-05-07 | 1899-12-31 | Unknown
GA MARBLE CO | GA HWY 53 | TATE | Pickens | 1120048 | 3 | [5 empty] | Removed from Ground | Gas (Historical Use) | 1000 | Bare Steel | 1966-05-11 | 1990-05-09 | Galvanized Steel
TATE MARKET | 20 CANTON HWY | TATE | Pickens | 1120031 | 2 | Flapper Valve | 1998-12-21 | FALSE | 1998-12-21 | FALSE | Currently in Use | Premium | 6000 | Steel-Impressed Current | 1981-05-07 |  | Fiberglass Reinforced Plastic | Pressurized
GRANTS AUTO SERVICE | 3101 HWY 53 EAST | TATE | Pickens | 9112028 | 1 | [5 empty] | Removed from Ground | Gas (Historical Use) | 6000 | Marked Unknown | 1999-09-17 | 1999-09-17 | Not Marked
IMERYS MARBLE INC | 9986 HWY 53 | MARBLE HILL | Pickens | 9112018 | 1 | [5 empty] | Removed from Ground | Gas (Historical Use) | 1000 | Bare Steel | 1983-08-01 | 1998-03-12 | Galvanized Steel | Suction (American)
FOOTHILLS CHEVRON | 13359 HWY 53 E | MARBLE HILL | Pickens | 9112034 | 2 | Ball Float | 2001-07-19 | FALSE | 2001-07-19 | FALSE | Currently in Use | Premium | 10000 | Fiberglass | 2001-07-12 |  | Fiberglass Reinforced Plastic | Pressurized
BURGESS SERVICE STATION | 45 E CHURCH ST | JASPER | Pickens | 1120030 | 2 | [5 empty] | Removed from Ground | Gas (Historical Use) | 6000 | Bare Steel | 1981-05-07 | 1996-11-06 | Bare Steel | Safe Suction (Euro)
WEST END GROCERY | RT #2 JERUSALEM RD | JASPER | Pickens | 1120005 | 2 | [5 empty] | Removed from Ground | Gas (Historical Use) | 10000 | Bare Steel | 1969-04-20 | 1995-02-18 | Galvanized Steel
GA FORESTRY COMMISSION | RT 4 BOX 139 | JASPER | Pickens | 1120014 | 2 | [5 empty] | Removed from Ground | Diesel | 560 | Bare Steel | 1969-04-26 | 1992-10-06 | Galvanized Steel | Safe Suction (Euro)
BROCK & PARKER INC | 1052 EAST CHURCH ST | JASPER | Pickens | 1120012 | 4 |  | 1997-02-20 |  | 1997-02-20 |  | Removed from Ground | Gas (Historical Use) | 10000 | Steel-Impressed Current | 1967-01-06 | 2003-06-19 | Cathodically Protected | Pressurized
BROCK & PARKER INC | 1052 EAST CHURCH ST | JASPER | Pickens | 1120012 | 5 |  | 1997-02-20 |  | 1997-02-20 |  | Removed from Ground | Diesel | 6000 | Steel-Impressed Current | 1967-01-06 | 2003-06-19 | Cathodically Protected | Pressurized
KROGER GA 620 | 115 BILL WIGINGTON PKWY | JASPER | Pickens | 10000853 | 1 | Flapper Valve | 2005-01-24 | FALSE | 2005-01-24 | FALSE | Currently in Use | Gas (Historical Use) | 20000 | Fiberglass Double Walled | 2004-12-16 |  | Double-Walled Fiberglass | Pressurized
JEAN ROLAND SERVICE STATION | RT 4 BOX 21 | JASPER | Pickens | 1120009 | 1 | [5 empty] | Removed from Ground | Gas (Historical Use) | 5000 | Bare Steel | 1979-01-03 | 1994-01-01 | Galvanized Steel
JEAN ROLAND SERVICE STATION | RT 4 BOX 21 | JASPER | Pickens | 1120009 | 4 | [5 empty] | Removed from Ground | Gas (Historical Use) | 5000 | Bare Steel | 1957-01-08 | 1968-01-01 | Galvanized Steel
BUDS CHEVRON | 523 E CHURCH ST | JASPER | Pickens | 9112016 | 37 |  | 1998-09-04 |  | 1998-09-04 |  | Removed from Ground | Gas (Historical Use) | 8000 | Steel-Impressed Current | 1982-01-01 | 2005-02-28 | Cathodically Protected | Pressurized
BUDS CHEVRON | 523 E CHURCH ST | JASPER | Pickens | 9112016 | 38 |  | 1998-09-04 |  | 1998-09-04 |  | Removed from Ground | Gas (Historical Use) | 4000 | Steel-Impressed Current | 1998-09-19 | 2005-02-28 | Cathodically Protected | Pressurized
PICKENS COUNTY SCHOOL BUS SHOP | 134 D B CARROLL | JASPER | Pickens | 9112012 | 1 |  | 1997-07-22 |  | 1997-07-22 |  | Removed from Ground | Gas (Historical Use) | 7200 | Steel-Impressed Current | 1965-01-01 | 1899-12-31 | Cathodically Protected | Suction (American)
BURGESS SERVICE STATION | 45 E CHURCH ST | JASPER | Pickens | 1120030 | 4 | Flapper Valve | 1997-06-23 | FALSE | 1997-06-23 | FALSE | Currently in Use | Regular | 10000 | Epoxy | 1997-06-18 |  | Fiberglass Reinforced Plastic | Pressurized
H L COLLINS GROCERY | HWY 5 NORTH | JASPER | Pickens | 1120011 | 2 | [5 empty] | Closed in Ground | Empty | 1000 | Bare Steel | 1967-01-06 | 2006-05-30 | Galvanized Steel
CHERI MARTIN | 1853 HIGHWAY 53 | JASPER | Pickens | 9112033 | 3 | [5 empty] | Removed from Ground | Gas (Historical Use) | 2000 | Bare Steel | 2000-01-12 | 2000-01-12 | Bare Steel
JASPER FINA & MUFFLER | 540 E CHURCH ST | JASPER | Pickens | 1120007 | 1 | [5 empty] | Removed from Ground | Gas (Historical Use) | 6000 | Bare Steel | 1985-04-11 | 1998-02-18 | Galvanized Steel | Suction (American)
ATLANTA COCA COLA BOTTLING CO | 670 CHURCH ST | JASPER | Pickens | 1120006 | 2 | [5 empty] | Closed in Ground | Diesel | 2000 | Bare Steel | 1969-04-25 | 1990-02-01 | Galvanized Steel
QUIKTRIP #829 | 3353 CAMP RD | JASPER | Pickens | 10001642 | 2 | Overfill Alarm | 2008-10-01 | FALSE | 2008-06-01 | FALSE | Currently in Use | Regular | 20000 | Fiberglass Double Walled | 2008-06-01 |  | Double-Walled Fiberglass | Pressurized
INGLES GAS EXPRESS #437 | 1449 W CHURCH ST | JASPER | Pickens | 10000184 | 1A | Ball Float | 2002-07-08 | FALSE | 2002-07-08 | FALSE | Currently in Use | Regular | 20000 | Fiberglass | 2002-06-28 |  | Double-Walled Fiberglass | Pressurized
OLD STORE | 1565 WEST CHURCH STREET | JASPER | Pickens | 10000809 | 1 |  |  | FALSE |  | FALSE | Removed from Ground | Gas (Historical Use) | 1000 | Bare Steel | 2004-01-25 | 2005-01-25 | Bare Steel | Safe Suction (Euro)
JEAN ROLAND SERVICE STATION | RT 4 BOX 21 | JASPER | Pickens | 1120009 | 3 | [5 empty] | Removed from Ground | Gas (Historical Use) | 1000 | Bare Steel | 1979-01-03 | 1994-01-01 | Galvanized Steel
CITY OF JASPER | BURNT MTN RD | JASPER | Pickens | 9112026 | 4 | [5 empty] | Removed from Ground | Diesel | 562 | Bare Steel | 1997-09-15 | 1997-09-15 | Bare Steel
AMICALOLA EMC | 544 HWY 515 S | JASPER | Pickens | 1120004 | 6 |  |  | TRUE |  | TRUE | Removed from Ground | Used Oil | 500 | Bare Steel | 1984-03-21 | 1899-12-31 | Galvanized Steel
PICKENS TECHNICAL INSTITUTE | 100 PICKENS TECH DR | JASPER | Pickens | 1120001 | 2 |  |  | TRUE |  | TRUE | Removed from Ground | Used Oil | 250 | Bare Steel | 1967-03-11 | 2002-06-14 | Galvanized Steel
THOMASONS OUTLET STORE | 9228 HWY 53 WEST | JASPER | Pickens | 1120026 | 2 | [5 empty] | Removed from Ground | Gas (Historical Use) | 560 | Bare Steel | 1971-05-04 | 1984-01-01 | Galvanized Steel
BURGESS SERVICE STATION | 45 E CHURCH ST | JASPER | Pickens | 1120030 | 5B | Flapper Valve | 1997-06-23 | FALSE | 1997-06-23 | FALSE | Currently in Use | Diesel | 3000 | Epoxy | 1997-06-18 |  | Fiberglass Reinforced Plastic | Pressurized
MOSS SER STA | 9252 HWY 53 W | JASPER | Pickens | 1120018 | 1 | [5 empty] | Removed from Ground | Gas (Historical Use) | 6000 | Bare Steel | 1969-04-22 | 1999-11-03 | Galvanized Steel
GEORGIA DEPARTMENT OF TRANSPORTA | AIRPORT RD 1/4 S OF SR 53 ON CAM | JASPER | Pickens | 1120016 | 623G1 | [5 empty] | Removed from Ground | Gas (Historical Use) | 1000 | Cathodically Protected Steel | 1989-09-08 | 2003-08-19 | Bare Steel | Safe Suction (Euro)
JONES OIL DISTRIBUTOR INC | 184 OLD FEDERAL RD | JASPER | Pickens | 1120032 | 7 | Ball Float | 2006-01-01 | FALSE | 2006-01-01 | FALSE | Currently in Use | Diesel | 15000 | Steel-Impressed Current | 2006-01-01 |  | Fiberglass Reinforced Plastic | Pressurized
JONES OIL DISTRIBUTOR INC | 184 OLD FEDERAL RD | JASPER | Pickens | 1120032 | 5 | Ball Float | 1994-10-15 | FALSE | 1994-10-15 | FALSE | Currently in Use | Diesel | 12000 | Steel-Impressed Current | 1984-05-06 |  | Steel (Impressed Current) | Pressurized
JASPER BY PASS AMOCO | 1738 HWY 53 W | JASPER | Pickens | 9112004 | 5 | Flapper Valve | 1989-01-01 | FALSE | 1989-01-01 | FALSE | Currently in Use | Diesel | 5000 | Composite | 1989-01-01 |  | Fiberglass Reinforced Plastic | Pressurized
THOMASONS OUTLET STORE | 9228 HWY 53 WEST | JASPER | Pickens | 1120026 | 1 | [5 empty] | Removed from Ground | Gas (Historical Use) | 560 | Bare Steel | 1971-05-04 | 1984-01-01 | Galvanized Steel
WEST END GROCERY | RT #2 JERUSALEM RD | JASPER | Pickens | 1120005 | 1 | [5 empty] | Removed from Ground | Gas (Historical Use) | 10000 | Bare Steel | 1969-04-20 | 1995-02-18 | Galvanized Steel
GA FORESTRY COMMISSION | RT 4 BOX 139 | JASPER | Pickens | 1120014 | 1 | [5 empty] | Removed from Ground | Gas (Historical Use) | 2000 | Bare Steel | 1979-04-24 | 1992-10-06 | Galvanized Steel | Safe Suction (Euro)
GA FORESTRY COMMISSION | RT 4 BOX 139 | JASPER | Pickens | 1120014 | 205938 |  | 1992-10-06 |  | 1992-10-06 |  | Removed from Ground | Gas (Historical Use) | 1000 | Galvanic (STIP-3) | 1992-10-06 | 2002-06-13 | Cathodically Protected | Safe Suction (Euro)
CHERI MARTIN | 1853 HIGHWAY 53 | JASPER | Pickens | 9112033 | 1 | [5 empty] | Removed from Ground | Gas (Historical Use) | 500 | Bare Steel | 2000-01-12 | 2000-01-12 | Bare Steel
JASPER BP | 585 E CHURCH ST | JASPER | Pickens | 1120019 | 3 | Ball Float | 1992-05-15 | FALSE | 1992-05-15 | FALSE | Currently in Use | Premium | 10000 | Galvanic (STIP-3)/Sacrificial Anodes | 1985-08-01 |  | Fiberglass Reinforced Plastic | Pressurized
JONES OIL DISTRIBUTOR INC | 184 OLD FEDERAL RD | JASPER | Pickens | 1120032 | 1 | Ball Float | 1994-10-15 | FALSE | 1994-10-15 | FALSE | Currently in Use | Premium | 12000 | Steel-Impressed Current | 1984-05-06 |  | Steel (Impressed Current) | Pressurized
QUIKTRIP #829 | 3353 CAMP RD | JASPER | Pickens | 10001642 | 3B | Overfill Alarm | 2008-10-01 | FALSE | 2008-06-01 | FALSE | Currently in Use | Plus | 8000 | Fiberglass Double Walled | 2008-06-01 |  | Double-Walled Fiberglass | Pressurized
GA MARBLE CO-PLT 5 | PLANT 5 HOOD RD | JASPER | Pickens | 9112002 | 1 | [5 empty] | Removed from Ground | Gas (Historical Use) | 500 | Bare Steel | 1985-01-01 | 1992-01-22 | Unknown
PLATINUM MOUNT VIEW INC | 29 COVE RD | JASPER | Pickens | 9112024 | 1 | Ball Float | 1996-09-27 | FALSE | 1996-09-27 | FALSE | Currently in Use | Regular | 10000 | Epoxy | 1996-09-25 |  | Fiberglass Reinforced Plastic | Pressurized
CLARK CONSTRUCTION CO | FRONTIER RD | JASPER | Pickens | 9112015 | 1 | [5 empty] | Removed from Ground | Gas (Historical Use) | 4000 | Bare Steel | 1990-03-01 | 1995-05-17 | Galvanized Steel | Suction (American)
PICKENS TECHNICAL INSTITUTE | 100 PICKENS TECH DR | JASPER | Pickens | 1120001 | 1 | [5 empty] | Removed from Ground | Other | 250 | Bare Steel | 1967-03-11 | 2002-06-14 | Galvanized Steel
THE OLD TWIN TANKS GENERAL STORE | 12878 HWY 53 W | FAIRMOUNT | Pickens | 1120043 | 1 | Flapper Valve | 1998-09-23 | FALSE | 1998-09-23 | FALSE | Currently in Use | Regular | 6000 | Steel-Impressed Current | 1983-05-06 |  |  | Pressurized
THE OLD TWIN TANKS GENERAL STORE | 12878 HWY 53 W | FAIRMOUNT | Pickens | 1120043 | 3 | Flapper Valve | 1998-09-23 | FALSE | 1998-09-23 | FALSE | Currently in Use | Premium | 6000 | Steel-Impressed Current | 1983-05-06 |  |  | Pressurized
THE OLD TWIN TANKS GENERAL STORE | 12878 HWY 53 W | FAIRMOUNT | Pickens | 1120043 | 4 | Ball Float | 1999-03-09 | FALSE | 1999-03-09 | FALSE | Currently in Use | Diesel | 6000 |  | 1999-03-09 |  |  | Pressurized
THE OLD TWIN TANKS GENERAL STORE | 12878 HWY 53 W | FAIRMOUNT | Pickens | 1120043 | 2 | Flapper Valve | 1998-09-23 | FALSE | 1998-09-23 | FALSE | Currently in Use | Regular | 6000 | Steel-Impressed Current | 1983-05-06 |  |  | Pressurized
THOMASONS OUTLET STORE | 9228 HWY 53 WEST | JASPER | Pickens | 1120026 | 4 |  | 1990-01-01 |  | 1990-01-01 |  | Removed from Ground | Gas (Historical Use) | 2000 | Cathodically Protected Steel | 1990-01-01 | 2005-07-15 | Fiberglass Reinforced Plastic | Safe Suction (Euro)
JONES OIL DISTRIBUTOR INC | 184 OLD FEDERAL RD | JASPER | Pickens | 1120032 | 2 | Ball Float | 1994-10-15 | FALSE | 1994-10-15 | FALSE | Currently in Use | Regular | 12000 | Steel-Impressed Current | 1984-05-06 |  | Steel (Impressed Current) | Pressurized
BROCK & PARKER INC | 1052 EAST CHURCH ST | JASPER | Pickens | 1120012 | 2 |  | 1997-02-20 |  | 1997-02-20 |  | Removed from Ground | Diesel | 15000 | Steel-Impressed Current | 1967-01-06 | 2003-06-19 | Cathodically Protected | Pressurized
GEORGIA DEPARTMENT OF TRANSPORTA | AIRPORT RD 1/4 S OF SR 53 ON CAM | JASPER | Pickens | 1120016 | 623D1 | [5 empty] | Removed from Ground | Diesel | 1000 | Cathodically Protected Steel | 1964-05-04 | 2003-08-19 | Cathodically Protected | Safe Suction (Euro)
THE TRADING POST | RT 3 REFUGE RD | JASPER | Pickens | 1120037 | 4 | [5 empty] | Removed from Ground | Diesel | 3000 | Bare Steel | 1981-05-07 | 1993-03-09 | Galvanized Steel | Safe Suction (Euro)
THE TRADING POST | RT 3 REFUGE RD | JASPER | Pickens | 1120037 | 5 | [5 empty] | Removed from Ground | Kerosene | 500 | Bare Steel | 1981-05-07 | 1993-03-09 | Galvanized Steel | Safe Suction (Euro)
TATE TEXACO | HWY 5 & 53 | TATE | Pickens | 1120013 | 3 | [5 empty] | Removed from Ground | Diesel | 3000 | Bare Steel | 1972-01-05 | 1998-10-23 | Galvanized Steel
CM #72 | 2101 Waleska Highway 108 | Jasper | Pickens | 9112003 | 3 |  | 1990-01-01 | FALSE | 1990-01-01 | FALSE | Removed from Ground | Gas (Historical Use) | 8000 | Galvanic (STIP-3) | 1990-01-01 |  | Fiberglass Reinforced Plastic | Pressurized
FAZ CORNER | 12910 HWY 53 E | MARBLE HILL | Pickens | 1120033 | 9 | Ball Float | 1995-08-29 | FALSE | 1995-08-29 | FALSE | Currently in Use | Premium | 8000 | Composite | 1995-08-28 |  | Fiberglass Reinforced Plastic | Pressurized
AT&T EMMA RADIO RELAY STATION | BURNT MOUNTAIN | JASPER | Pickens | 1120045 | 1 | [5 empty] | Removed from Ground | Diesel | 10000 | Bare Steel | 1966-01-01 | 1992-04-28 | Copper | Suction (American)
LEXINGTON COMPONENTS | 250 RIDGEWAY RD | JASPER | Pickens | 1120042 | 1AST | [5 empty] | Closed in Ground | Other | 4000 | Bare Steel | 1984-05-02 | 1997-04-01 | Bare Steel
LEXINGTON COMPONENTS | 250 RIDGEWAY RD | JASPER | Pickens | 1120042 | 3 |  |  | FALSE |  | FALSE | Closed in Ground | Other | 4000 | Bare Steel | 1984-05-02 | 1994-04-01 | Unknown
MAIN STOP MARKET | 575 N. MAIN ST, SUITE D | JASPER | Pickens | 1120040 | 504 |  | 1998-11-01 |  | 1998-11-01 |  | Currently in Use | Diesel | 6110 | Steel-Impressed Current | 1982-10-24 |  | Fiberglass Reinforced Plastic | Pressurized
COUNTRY CUPBOARD #8 | HWY 5 SOUTH | JASPER | Pickens | 1120038 | 1 | [5 empty] | Removed from Ground | Gas (Historical Use) | 10008 | Bare Steel | 1981-05-06 | 1993-11-14 | Galvanized Steel
COUNTRY CUPBOARD #8 | HWY 5 SOUTH | JASPER | Pickens | 1120038 | 2 | [5 empty] | Removed from Ground | Gas (Historical Use) | 10008 | Bare Steel | 1981-05-06 | 1993-11-14 | Galvanized Steel
THE TRADING POST | RT 3 REFUGE RD | JASPER | Pickens | 1120037 | 1 | [5 empty] | Removed from Ground | Gas (Historical Use) | 6000 | Bare Steel | 1981-05-07 | 1993-03-09 | Galvanized Steel | Pressurized
BARTS BAIT & TACKLE | 8126 HWY 136 W | TALKING ROCK | Pickens | 1120029 | 1 | Flapper Valve | 1998-12-08 | FALSE | 1998-12-08 | FALSE | Currently in Use | Premium | 4000 | Steel-Impressed Current | 1983-05-07 |  | Fiberglass Reinforced Plastic | Safe Suction (Euro)
IMERYS MARBLE INC | 2314 WHITESTONE RD | TALKING ROCK | Pickens | 610053 | 6 | Ball Float | 2004-10-27 | FALSE | 2004-10-27 | FALSE | Currently in Use | Gas (Historical Use) | 2000 | Composite | 2004-10-28 |  | Fiberglass Reinforced Plastic | Safe Suction (Euro)
KING'S OIL #369 | 1759 HWY 53 W | JASPER | Pickens | 1120039 | 1503 |  | 1998-10-01 |  | 1998-10-01 |  | Removed from Ground | Gas (Historical Use) | 10000 | Steel-Impressed Current | 1983-02-06 | 2003-06-11 | Fiberglass Reinforced Plastic | Pressurized
KING'S OIL #369 | 1759 HWY 53 W | JASPER | Pickens | 1120039 | 3B | Flapper Valve | 2006-10-18 | FALSE | 2006-10-18 | FALSE | Currently in Use | Diesel Off Road | 6000 | Fiberglass | 2006-10-18 |  | Fiberglass Reinforced Plastic | Safe Suction (Euro)
KING'S OIL #369 | 1759 HWY 53 W | JASPER | Pickens | 1120039 | 1 | Ball Float | 2006-10-18 | FALSE | 2006-10-18 | FALSE | Currently in Use | Regular | 12000 | Fiberglass | 2006-10-18 |  | Fiberglass Reinforced Plastic | Pressurized
KING'S OIL #369 | 1759 HWY 53 W | JASPER | Pickens | 1120039 | 1502 |  | 1998-10-01 |  | 1998-10-01 |  | Removed from Ground | Gas (Historical Use) | 6000 | Steel-Impressed Current | 1983-02-06 | 2003-06-11 | Fiberglass Reinforced Plastic | Pressurized
MULLINAX TRUSS CO INC | 741 HOOD RD | JASPER | Pickens | 1120035 | 2 | [5 empty] | Permanently Out of Use - historical purposes | Diesel | 3000 | Bare Steel | 1982-05-07 | 1899-12-31 | Galvanized Steel | Suction (American)
JASPER FOOD MART | 304 W CHURCH ST | JASPER | Pickens | 1120034 | 5 |  | 1993-11-18 | FALSE | 1993-11-18 | FALSE | Temporarily out of use | Kerosene | 1000 | Galvanic (STIP-3) | 1993-11-18 |  | Fiberglass Reinforced Plastic | Safe Suction (Euro)
WEAVERS AMOCO | 13073 HWY 53 EAST | MARBLE HILL | Pickens | 9112006 | 1 |  | 1995-03-15 |  | 1995-03-15 |  | Temporarily out of use | Gas (Historical Use) | 5000 | Cathodically Protected Steel | 1989-01-01 |  | Fiberglass Reinforced Plastic
DUNNS FOOD STORE | 170 ANTIOCH CHURCH RD | TALKING ROCK | Pickens | 1120053 | 5 | Flapper Valve | 2006-01-01 | FALSE | 1987-01-01 | FALSE | Currently in Use | Kerosene | 1000 | Galvanic (STIP-3) | 1987-01-01 |  | Fiberglass Reinforced Plastic | Suction (American)
BARTS BAIT & TACKLE | 8126 HWY 136 W | TALKING ROCK | Pickens | 1120029 | 6 | Flapper Valve | 1998-12-08 | FALSE | 1998-12-08 | FALSE | Currently in Use | Regular | 8000 | Epoxy | 1998-12-04 |  | Fiberglass Reinforced Plastic | Safe Suction (Euro)
TATE TEXACO | HWY 5 & 53 | TATE | Pickens | 1120013 | 5 | [5 empty] | Removed from Ground | Gas (Historical Use) | 7000 | Bare Steel | 1972-01-05 | 1998-10-23 | Galvanized Steel
PICKENS CO HEAD START | SMOKY HOLLOW RD/3 MILES EAST | TATE | Pickens | 1120002 | 1 | [5 empty] | Closed in Ground | Diesel | 5000 | Bare Steel | 1956-01-17 | 1974-01-01 | Galvanized Steel | Suction (American)
CM #72 | 2101 Waleska Highway 108 | Jasper | Pickens | 9112003 | 1 |  | 1990-01-01 | FALSE | 1990-01-01 | FALSE | Removed from Ground | Gas (Historical Use) | 10000 | Galvanic (STIP-3) | 1990-01-01 |  | Fiberglass Reinforced Plastic | Pressurized
WEAVERS AMOCO | 13073 HWY 53 EAST | MARBLE HILL | Pickens | 9112006 | 3 |  | 1995-03-15 | FALSE | 1995-03-15 | FALSE | Temporarily out of use | Gas (Historical Use) | 8000 | Composite | 1995-03-15 |  | Fiberglass Reinforced Plastic | Pressurized
FAZ CORNER | 12910 HWY 53 E | MARBLE HILL | Pickens | 1120033 | 5 | Flapper Valve | 1990-09-12 | FALSE | 1990-09-12 | FALSE | Currently in Use | Diesel | 6000 | Galvanic (STIP-3) | 1990-01-01 |  | Fiberglass Reinforced Plastic | Safe Suction (Euro)
FAZ CORNER | 12910 HWY 53 E | MARBLE HILL | Pickens | 1120033 | 7 | Flapper Valve | 1990-09-12 | FALSE | 1990-09-12 | FALSE | Temporarily out of use | Diesel | 1000 | Galvanic (STIP-3) | 1990-01-01 |  | Fiberglass Reinforced Plastic | Safe Suction (Euro)
FAZ CORNER | 12910 HWY 53 E | MARBLE HILL | Pickens | 1120033 | 4 | [5 empty] | Removed from Ground | Gas (Historical Use) | 3000 | Bare Steel | 1983-05-07 | 1995-08-24 | Galvanized Steel | Suction (American)
LEXINGTON COMPONENTS | 250 RIDGEWAY RD | JASPER | Pickens | 1120042 | 2AST | [5 empty] | Closed in Ground | Other | 4000 | Bare Steel | 1984-05-02 | 1997-04-01 | Bare Steel
ZCH INVESTMENTS | 253 E CHURCH ST | JASPER | Pickens | 1120041 | 3 | Flapper Valve | 1996-05-01 | FALSE | 1996-05-01 | FALSE | Currently in Use | Premium | 6000 | Steel-Impressed Current | 1985-05-05 |  | Fiberglass Reinforced Plastic | Pressurized
KING'S OIL #369 | 1759 HWY 53 W | JASPER | Pickens | 1120039 | 3C | Flapper Valve | 2006-10-18 | FALSE | 2006-10-18 | FALSE | Currently in Use | Kerosene | 3000 | Fiberglass | 2006-10-18 |  | Fiberglass Reinforced Plastic | Safe Suction (Euro)
THE TRADING POST | RT 3 REFUGE RD | JASPER | Pickens | 1120037 | 3 | [5 empty] | Removed from Ground | Gas (Historical Use) | 6000 | Bare Steel | 1981-05-07 | 1993-03-09 | Galvanized Steel | Pressurized
TATE MARKET | 20 CANTON HWY | TATE | Pickens | 1120031 | 5 | Flapper Valve | 1998-12-21 | FALSE | 1998-12-21 | FALSE | Currently in Use | Diesel | 6000 | Epoxy | 1998-12-16 |  | Fiberglass Reinforced Plastic | Pressurized
TATE MARKET | 20 CANTON HWY | TATE | Pickens | 1120031 | 4 | [5 empty] | Permanently Out Of Use | Empty | 10000 | Bare Steel | 1981-05-07 | 1998-12-21 | Galvanized Steel | Safe Suction (Euro)
BARTS BAIT & TACKLE | 8126 HWY 136 W | TALKING ROCK | Pickens | 1120029 | 3 | Flapper Valve | 1998-12-08 | FALSE | 1998-12-08 | FALSE | Temporarily out of use | Empty | 2000 | Steel-Impressed Current | 1983-05-07 |  | Fiberglass Reinforced Plastic | Safe Suction (Euro)
MAIN STOP MARKET | 575 N. MAIN ST, SUITE D | JASPER | Pickens | 1120040 | 503 | Flapper Valve | 1998-11-01 |  | 1998-11-01 |  | Currently in Use | Gas (Historical Use) | 4000 | Steel-Impressed Current | 1982-10-24 |  | Fiberglass Reinforced Plastic | Pressurized
MAIN STOP MARKET | 575 N. MAIN ST, SUITE D | JASPER | Pickens | 1120040 | 502 | Flapper Valve | 1998-11-01 |  | 1998-11-01 |  | Currently in Use | Gas (Historical Use) | 10008 | Steel-Impressed Current | 1982-10-24 |  | Fiberglass Reinforced Plastic | Pressurized
KING'S OIL #369 | 1759 HWY 53 W | JASPER | Pickens | 1120039 | 1501 |  | 1998-10-01 |  | 1998-10-01 |  | Removed from Ground | Gas (Historical Use) | 10000 | Steel-Impressed Current | 1983-02-06 | 2003-06-11 | Fiberglass Reinforced Plastic | Pressurized
TATE ELEMENTARY SCHOOL | 1 MI SE OF TATE ON GA HWY 53 | TATE | Pickens | 9112014 | 1 | [5 empty] | Closed in Ground | Diesel | 8000 | Bare Steel | 1956-01-17 | 1974-01-01 | Galvanized Steel
GRANTS AUTO SERVICE | 3101 HWY 53 EAST | TATE | Pickens | 9112028 | 2 | [5 empty] | Removed from Ground | Gas (Historical Use) | 3000 | Marked Unknown | 1999-09-17 | 1999-09-17 | Not Marked
FOOTHILLS CHEVRON | 13359 HWY 53 E | MARBLE HILL | Pickens | 9112034 | 1 | Ball Float | 2001-07-19 | FALSE | 2001-07-19 | FALSE | Currently in Use | Regular | 12000 | Fiberglass | 2001-07-12 |  | Fiberglass Reinforced Plastic | Pressurized
RUBICO | 9037 HWY 53 | MARBLE HILL | Pickens | 1120027 | 2 |  | 1998-02-01 | FALSE | 1998-02-01 | FALSE | Temporarily out of use | Empty | 3000 | Steel-Impressed Current | 1982-04-09 |  |  | Pressurized
CM #72 | 2101 Waleska Highway 108 | Jasper | Pickens | 9112003 | 4 |  | 1990-01-01 | FALSE | 1990-01-01 | FALSE | Removed from Ground | Diesel | 6000 | Galvanic (STIP-3) | 1990-01-01 |  | Fiberglass Reinforced Plastic | Pressurized
FAZ CORNER | 12910 HWY 53 E | MARBLE HILL | Pickens | 1120033 | 1 | [5 empty] | Removed from Ground | Gas (Historical Use) | 6000 | Bare Steel | 1983-05-07 | 1995-08-24 | Galvanized Steel | Suction (American)
ROCK SOLID VENTURES LLC | 362 CARNS MILL RD | TALKING ROCK | Pickens | 9061022 | 4 | Flapper Valve | 1995-12-15 | FALSE | 1995-12-15 | FALSE | Removed from Ground | Diesel | 1000 | Fiberglass | 1995-12-15 | 2017-07-17 | Fiberglass Reinforced Plastic | Suction (American)
IMERYS MARBLE INC | 2314 WHITESTONE RD | TALKING ROCK | Pickens | 610053 | 3 | [5 empty] | Removed from Ground | Gas (Historical Use) | 500 | Bare Steel | 1981-08-02 | 1992-01-01 | Unknown
IMERYS MARBLE INC | 2314 WHITESTONE RD | TALKING ROCK | Pickens | 610053 | 1 | [5 empty] | Removed from Ground | Gas (Historical Use) | 1000 | Bare Steel | 1985-08-01 | 1998-11-30 | Galvanized Steel | Suction (American)
KING'S OIL #369 | 1759 HWY 53 W | JASPER | Pickens | 1120039 | 2A | Ball Float | 2006-10-18 | FALSE | 2006-10-18 | FALSE | Currently in Use | Premium | 6000 | Fiberglass | 2006-10-18 |  | Fiberglass Reinforced Plastic | Pressurized
PICKENS COUNTY CONCRETE | CONVICT CAMP RD | JASPER | Pickens | 1120036 | 1 | [5 empty] | Removed from Ground | Diesel | 3000 | Bare Steel | 1980-05-07 | 1989-01-01 | Galvanized Steel | Safe Suction (Euro)
TATE MARKET | 20 CANTON HWY | TATE | Pickens | 1120031 | 3 | Flapper Valve | 1998-12-21 | FALSE | 1998-12-21 | FALSE | Temporarily out of use | Plus | 6000 | Steel-Impressed Current | 1981-05-07 |  | Fiberglass Reinforced Plastic | Pressurized
WEAVERS AMOCO | 13073 HWY 53 EAST | MARBLE HILL | Pickens | 9112006 | 2 |  | 1995-03-15 |  | 1995-03-15 |  | Temporarily out of use | Gas (Historical Use) | 5000 | Cathodically Protected Steel | 1989-01-01 |  | Fiberglass Reinforced Plastic
FOOTHILLS CHEVRON | 13359 HWY 53 E | MARBLE HILL | Pickens | 9112034 | 3 | Ball Float | 2001-07-19 | FALSE | 2001-07-19 | FALSE | Currently in Use | Diesel | 6000 | Fiberglass | 2001-07-12 |  | Fiberglass Reinforced Plastic | Pressurized
FAZ CORNER | 12910 HWY 53 E | MARBLE HILL | Pickens | 1120033 | 6 | [5 empty] | Removed from Ground | Gas (Historical Use) | 3000 | Cathodically Protected Steel | 1990-01-01 | 1995-08-24 | Fiberglass Reinforced Plastic
850 South Main Inc. | 850 S MAIN ST | JASPER | Pickens | 1120054 | 4 | Ball Float | 1998-05-01 | FALSE | 1998-05-01 | FALSE | Currently in Use | Premium | 6000 | Galvanic (STIP-3) | 1987-11-04 |  | Fiberglass Reinforced Plastic | Pressurized
MAIN STOP MARKET | 575 N. MAIN ST, SUITE D | JASPER | Pickens | 1120040 | 501 | Flapper Valve | 1998-11-01 |  | 1998-11-01 |  | Currently in Use | Gas (Historical Use) | 10008 | Steel-Impressed Current | 1982-10-24 |  | Fiberglass Reinforced Plastic | Pressurized
JASPER FOOD MART | 304 W CHURCH ST | JASPER | Pickens | 1120034 | 2 | Ball Float | 1998-06-25 | FALSE | 1998-06-25 | FALSE | Currently in Use | Regular | 8000 | Galvanic (STIP-3) | 1985-05-06 |  | Fiberglass Reinforced Plastic | Pressurized
GRANTS AUTO SERVICE | 3101 HWY 53 EAST | TATE | Pickens | 9112028 | 3 | [5 empty] | Removed from Ground | Gas (Historical Use) | 2000 | Marked Unknown | 1999-09-17 | 1999-09-17 | Not Marked
IMERYS MARBLE INC | 9986 HWY 53 | MARBLE HILL | Pickens | 9112018 | 2 | [5 empty] | Removed from Ground | Gas (Historical Use) | 1000 | Bare Steel | 1983-08-01 | 1998-03-12 | Galvanized Steel | Suction (American)
IMERYS MARBLE INC | 9986 HWY 53 | MARBLE HILL | Pickens | 9112018 | 3 | [5 empty] | Removed from Ground | Gas (Historical Use) | 5000 | Bare Steel | 1983-08-01 | 1998-03-12 | Galvanized Steel | Suction (American)
DUNNS FOOD STORE | 170 ANTIOCH CHURCH RD | TALKING ROCK | Pickens | 1120053 | 2 | Ball Float | 1987-01-01 | FALSE | 1987-01-01 | FALSE | Currently in Use | Plus | 8000 | Galvanic (STIP-3) | 1987-01-01 |  | Fiberglass Reinforced Plastic | Pressurized
IMERYS MARBLE INC | 2314 WHITESTONE RD | TALKING ROCK | Pickens | 610053 | 5 |  | 1998-12-05 |  | 1998-12-05 |  | Removed from Ground | Gas (Historical Use) | 2000 | Composite | 1998-12-05 | 2004-10-27 | Fiberglass Reinforced Plastic | Pressurized
IMERYS MARBLE INC | 2314 WHITESTONE RD | TALKING ROCK | Pickens | 610053 | 4 |  |  | TRUE |  | TRUE | Removed from Ground | Used Oil | 2000 | Bare Steel | 1981-08-02 | 1998-11-30 | Bare Steel
THE TRADING POST | RT 3 REFUGE RD | JASPER | Pickens | 1120037 | 2 | [5 empty] | Removed from Ground | Gas (Historical Use) | 6000 | Bare Steel | 1981-05-07 | 1993-03-09 | Galvanized Steel | Pressurized
GA MARBLE CO | GA HWY 53 | TATE | Pickens | 1120048 | 1 | [5 empty] | Removed from Ground | Diesel | 10000 | Bare Steel | 1961-05-12 | 1990-05-09 | Galvanized Steel
TATE TEXACO | HWY 5 & 53 | TATE | Pickens | 1120013 | 1 | [5 empty] | Removed from Ground | Gas (Historical Use) | 3000 | Bare Steel | 1972-01-05 | 1998-10-23 | Galvanized Steel
ROCK SOLID VENTURES LLC | 362 CARNS MILL RD | TALKING ROCK | Pickens | 9061022 | 3 | Ball Float | 1995-12-15 | FALSE | 1995-12-15 | FALSE | Removed from Ground | Diesel | 10000 | Fiberglass | 1995-12-15 | 2017-07-17 | Fiberglass Reinforced Plastic | Pressurized
CM #72 | 2101 Waleska Highway 108 | Jasper | Pickens | 9112003 | 2 |  | 1990-01-01 | FALSE | 1990-01-01 | FALSE | Removed from Ground | Gas (Historical Use) | 8000 | Galvanic (STIP-3) | 1990-01-01 |  | Fiberglass Reinforced Plastic | Pressurized
FAZ CORNER | 12910 HWY 53 E | MARBLE HILL | Pickens | 1120033 | 3 | [5 empty] | Removed from Ground | Gas (Historical Use) | 4000 | Bare Steel | 1983-05-07 | 1995-08-24 | Galvanized Steel | Suction (American)
ROCK SOLID VENTURES LLC | 362 CARNS MILL RD | TALKING ROCK | Pickens | 9061022 | 2 | Ball Float | 1995-12-15 | FALSE | 1995-12-15 | FALSE | Removed from Ground | Gas (Historical Use) | 10000 | Fiberglass | 1995-12-15 | 2017-07-17 | Fiberglass Reinforced Plastic | Pressurized
BARTS BAIT & TACKLE | 8126 HWY 136 W | TALKING ROCK | Pickens | 1120029 | 2 | Flapper Valve | 1998-12-08 | FALSE | 1998-12-08 | FALSE | Currently in Use | Diesel | 3000 | Steel-Impressed Current | 1983-05-07 |  | Fiberglass Reinforced Plastic | Safe Suction (Euro)
ROCK SOLID VENTURES LLC | 362 CARNS MILL RD | TALKING ROCK | Pickens | 9061022 | 1 | Ball Float | 1995-12-15 | FALSE | 1995-12-15 | FALSE | Removed from Ground | Gas (Historical Use) | 12000 | Fiberglass | 1995-12-15 | 2017-07-17 | Fiberglass Reinforced Plastic | Pressurized
FAZ CORNER | 12910 HWY 53 E | MARBLE HILL | Pickens | 1120033 | 2 | [5 empty] | Removed from Ground | Gas (Historical Use) | 6000 | Bare Steel | 1983-05-07 | 1995-08-24 | Galvanized Steel | Suction (American)
FAZ CORNER | 12910 HWY 53 E | MARBLE HILL | Pickens | 1120033 | 8 |  | 1995-08-29 | FALSE | 1995-08-29 | FALSE | Currently in Use | Regular | 10000 | Composite | 1995-08-28 |  | Fiberglass Reinforced Plastic | Pressurized
IMERYS MARBLE INC | 2314 WHITESTONE RD | TALKING ROCK | Pickens | 610053 | 2 | [5 empty] | Removed from Ground | Gas (Historical Use) | 500 | Bare Steel | 1984-08-01 | 1998-11-30 | Galvanized Steel | Suction (American)
DUNNS FOOD STORE | 170 ANTIOCH CHURCH RD | TALKING ROCK | Pickens | 1120053 | 3 | Ball Float | 1987-01-01 | FALSE | 1987-01-01 | FALSE | Currently in Use | Premium | 6000 | Galvanic (STIP-3) | 1987-01-01 |  | Fiberglass Reinforced Plastic | Pressurized
BARTS BAIT & TACKLE | 8126 HWY 136 W | TALKING ROCK | Pickens | 1120029 | 5 | [5 empty] | Removed from Ground | Kerosene | 280 | Bare Steel | 1983-05-07 | 1998-12-21 | Galvanized Steel | Suction (American)
BARTS BAIT & TACKLE | 8126 HWY 136 W | TALKING ROCK | Pickens | 1120029 | 4 | Flapper Valve | 1998-12-08 | FALSE | 1998-12-08 | FALSE | Currently in Use | Diesel Off Road | 1000 | Steel-Impressed Current | 1983-05-07 |  | Fiberglass Reinforced Plastic | Safe Suction (Euro)
ZCH INVESTMENTS | 253 E CHURCH ST | JASPER | Pickens | 1120041 | 2 | Flapper Valve | 1996-05-01 | FALSE | 1996-05-01 | FALSE | Currently in Use | Regular | 8000 | Steel-Impressed Current | 1985-05-05 |  | Fiberglass Reinforced Plastic | Pressurized
JASPER FOOD MART | 304 W CHURCH ST | JASPER | Pickens | 1120034 | 4 | Ball Float | 1998-06-25 | FALSE | 1998-06-25 | FALSE | Currently in Use | Diesel | 6000 | Galvanic (STIP-3) | 1985-05-06 |  | Fiberglass Reinforced Plastic | Pressurized
JASPER FOOD MART | 304 W CHURCH ST | JASPER | Pickens | 1120034 | 1 | Ball Float | 1998-06-25 | FALSE | 1998-06-25 | FALSE | Currently in Use | Regular | 8000 | Galvanic (STIP-3) | 1985-05-06 |  | Fiberglass Reinforced Plastic | Pressurized
RUBICO | 9037 HWY 53 | MARBLE HILL | Pickens | 1120027 | 1 |  | 1998-02-01 | FALSE | 1998-02-01 | FALSE | Temporarily out of use | Empty | 3000 | Steel-Impressed Current | 1982-04-09 |  |  | Pressurized
DUNNS FOOD STORE | 170 ANTIOCH CHURCH RD | TALKING ROCK | Pickens | 1120053 | 1 | Ball Float | 1987-01-01 | FALSE | 1987-01-01 | FALSE | Currently in Use | Regular | 8000 | Galvanic (STIP-3) | 1987-01-01 |  | Fiberglass Reinforced Plastic | Pressurized
DUNNS FOOD STORE | 170 ANTIOCH CHURCH RD | TALKING ROCK | Pickens | 1120053 | 4 | Ball Float | 1987-01-01 | FALSE | 1987-01-01 | FALSE | Currently in Use | Diesel | 6000 | Galvanic (STIP-3) | 1987-01-01 |  | Fiberglass Reinforced Plastic | Pressurized
850 South Main Inc. | 850 S MAIN ST | JASPER | Pickens | 1120054 | 3 | Ball Float | 1998-05-01 | FALSE | 1998-05-01 | FALSE | Currently in Use | Diesel | 6000 | Galvanic (STIP-3) | 1987-11-04 |  | Fiberglass Reinforced Plastic | Pressurized
KING'S OIL #369 | 1759 HWY 53 W | JASPER | Pickens | 1120039 | 3A | Flapper Valve | 2006-10-18 | FALSE | 2006-10-18 | FALSE | Currently in Use | Racing Fuel | 3000 | Fiberglass | 2006-10-18 |  | Fiberglass Reinforced Plastic | Safe Suction (Euro)
JASPER FOOD MART | 304 W CHURCH ST | JASPER | Pickens | 1120034 | 3 | Ball Float | 1998-06-25 | FALSE | 1998-06-25 | FALSE | Currently in Use | Premium | 6000 | Galvanic (STIP-3) | 1985-05-06 |  | Fiberglass Reinforced Plastic | Pressurized
IMERYS MARBLE INC | 9986 HWY 53 | MARBLE HILL | Pickens | 9112018 | 4 | Flapper Valve | 1998-03-20 | FALSE | 1998-03-20 | FALSE | Currently in Use | Regular | 1000 | Epoxy | 1998-03-20 |  | Double-Walled Fiberglass | Safe Suction (Euro)
IGA EXPRESS | 24 WOLFSCRATCH VILLAGE CIRCLE | BIG CANOE | Pickens | 9112007 | 1 |  | 1992-04-21 | FALSE | 1992-04-21 | FALSE | Removed from Ground | Gas (Historical Use) | 8000 | Fiberglass | 1992-04-21 | 2017-06-01 | Fiberglass Reinforced Plastic | Pressurized
BIG CANOE GOLF COURSE | 586 BIG CANOE | BIG CANOE | Pickens | 9112019 | 4 | [5 empty] | Removed from Ground | Diesel | 1000 | Bare Steel | 1998-11-30 | 1998-11-30 | Galvanized Steel | Safe Suction (Euro)
BIG CANOE GOLF COURSE | 586 BIG CANOE | BIG CANOE | Pickens | 9112019 | 3 | [5 empty] | Removed from Ground | Gas (Historical Use) | 1000 | Bare Steel | 1973-01-01 | 1998-11-30 | Galvanized Steel | Safe Suction (Euro)
IGA EXPRESS | 24 WOLFSCRATCH VILLAGE CIRCLE | BIG CANOE | Pickens | 9112007 | 3 | [5 empty] | Removed from Ground | Gas (Historical Use) | 20000 | Bare Steel | 1998-10-14 | 1998-10-14 | Bare Steel | Safe Suction (Euro)
TDS TELECOM | 1937 KENNESAW AVE | NELSON | Pickens | 9112009 | 2 |  | 1994-11-10 |  | 1994-11-10 |  | Removed from Ground | Gas (Historical Use) | 2000 | Composite | 1994-11-09 | 2002-12-02 | Fiberglass Reinforced Plastic | Safe Suction (Euro)
IGA EXPRESS | 24 WOLFSCRATCH VILLAGE CIRCLE | BIG CANOE | Pickens | 9112007 | 2 |  | 1992-04-21 | FALSE | 1992-04-21 | FALSE | Removed from Ground |  | 8000 | Fiberglass | 1992-04-21 | 2017-06-01 | Fiberglass Reinforced Plastic | Pressurized
BIG CANOE POA MAINTENANCE BUILDI | STEVE TATE HWY | BIG CANOE | Pickens | 9112032 | 2 | [5 empty] | Removed from Ground | Gas (Historical Use) | 2000 | Bare Steel | 1973-01-01 | 1998-11-30 | Bare Steel | Safe Suction (Euro)
BIG CANOE POA MAINTENANCE BUILDI | STEVE TATE HWY | BIG CANOE | Pickens | 9112032 | 1 | [5 empty] | Removed from Ground | Diesel | 1000 | Bare Steel | 1973-01-01 | 1998-11-30 | Bare Steel | Safe Suction (Euro)
TDS TELECOM | 1937 KENNESAW AVE | NELSON | Pickens | 9112009 | 1 | [5 empty] | Removed from Ground | Gas (Historical Use) | 300 | Bare Steel | 1992-10-06 | 1992-10-06 | Bare Steel
GDOT EDS-84(15) PIERCE COUNTY | 7259 HIGHWAY 84 | OFFERMAN | Pierce | 10000361 | 1 |  |  | FALSE |  | FALSE | Removed from Ground | Not Marked/Tank Removed | 500 | Unknown | 2003-02-19 | 2003-02-19
SNAPPY FOOD | 7283 EAST HWY 84 | OFFERMAN | Pierce | 1130025 | MID | Flapper Valve | 1995-10-19 | FALSE | 1995-10-19 | FALSE | Currently in Use | Plus | 10000 | Steel-Impressed Current | 1995-09-25 |  | Steel (Impressed Current) | Pressurized
SNAPPY FOOD | 7283 EAST HWY 84 | OFFERMAN | Pierce | 1130025 | PREM | Flapper Valve | 1995-10-19 | FALSE | 1995-10-19 | FALSE | Currently in Use | Premium | 10000 | Steel-Impressed Current | 1995-09-25 |  | Steel (Impressed Current) | Pressurized
SNAPPY FOOD | 7283 EAST HWY 84 | OFFERMAN | Pierce | 1130025 | U/L | Flapper Valve | 1995-10-19 | FALSE | 1995-10-19 | FALSE | Currently in Use | Regular | 10000 | Steel-Impressed Current | 1995-09-29 |  | Steel (Impressed Current) | Pressurized
EDNA RIGGINS | 942 HENRY ST/RFD 2 | BLACKSHEAR | Pierce | 1130043 | 3 | [5 empty] | Permanently Out of Use - historical purposes | Empty | 1 | Bare Steel | 1986-05-01 | 1899-12-31 | Galvanized Steel
WARE STREET SCHOOL | WARE ST | BLACKSHEAR | Pierce | 1130021 | 6 | [5 empty] | Permanently Out of Use - historical purposes | Propane | 500 | Bare Steel | 1986-02-06 | 1899-12-31 | Unknown
Gas Express #281 | 931 E MAIN ST | BLACKSHEAR | Pierce | 1130003 | 2 | [5 empty] | Removed from Ground | Gas (Historical Use) | 6000 | Bare Steel | 1983-01-01 | 1994-06-15 | Bare Steel | Pressurized
GRADY STREET SCHOOL | GRADY ST | BLACKSHEAR | Pierce | 1130017 | 3 | [5 empty] | Permanently Out of Use - historical purposes | Kerosene | 500 | Bare Steel | 1986-02-06 | 1899-12-31 | Cathodically Protected
Circle K 2745096 | 1494 HWY 84 | BLACKSHEAR | Pierce | 1130011 | 2 | Flapper Valve | 1998-05-22 | FALSE | 1998-05-22 | FALSE | Currently in Use | Premium | 8000 | Steel-Impressed Current | 1979-02-26 |  |  | Pressurized
MATTOX FOOD MART | 3706 E HWY 84 | BLACKSHEAR | Pierce | 1130029 | 4 |  | 1989-01-01 |  | 1989-01-01 |  | Currently in Use | Gas (Historical Use) | 4000 | Composite | 1989-01-01 |  | Galvanized Steel | Suction (American)
MATTOX FOOD MART | 3706 E HWY 84 | BLACKSHEAR | Pierce | 1130029 | 1 | [5 empty] | Removed from Ground | Gas (Historical Use) | 560 | Bare Steel | 1968-05-12 | 1989-01-01 | Galvanized Steel
UNITED MARKET #2 | 4194 HWY 84 | BLACKSHEAR | Pierce | 1130033 | 5C | Flapper Valve | 2018-06-15 | FALSE | 2018-06-15 | FALSE | Currently in Use | Diesel Off Road | 4000 | Composite Double Walled | 2018-06-15 |  | Double-Walled Flex | Pressurized
MOBLEY'S AUTO CENTER | 418 GORDON ST | BLACKSHEAR | Pierce | 1130001 | 2 | [5 empty] | Removed from Ground | Gas (Historical Use) | 3000 | Bare Steel | 1975-04-03 | 1997-03-01 | Galvanized Steel | Safe Suction (Euro)
Circle K 2745024 | 3359 WEST HWY 84 | BLACKSHEAR | Pierce | 1130004 | 1 |  | 1997-06-10 |  | 1997-06-10 |  | Removed from Ground | Gas (Historical Use) | 10000 | Steel-Impressed Current | 1980-05-01 | 1999-09-08 | Cathodically Protected | Pressurized
PIERCE COUNTY HIGH SCHOOL | RTE 1 BOX 712 A | BLACKSHEAR | Pierce | 1130015 | 9 | [5 empty] | Removed from Ground | Empty | 250 | Bare Steel | 1981-02-07 | 1998-08-14 | Bare Steel
GRADY STREET SCHOOL | GRADY ST | BLACKSHEAR | Pierce | 1130017 | 1 | [5 empty] | Removed from Ground | Empty | 500 | Bare Steel | 1986-02-06 | 1998-07-21 | Unknown
BK FOODS | 703 GORDON ST | BLACKSHEAR | Pierce | 1130009 | 3 | Flapper Valve | 1996-02-01 | FALSE | 1996-02-01 | FALSE | Currently in Use | Diesel | 6000 | Steel-Impressed Current | 1977-02-26 |  | Fiberglass Reinforced Plastic | Pressurized
JACK RABBIT FOOD MART | 515 MAIN ST | BLACKSHEAR | Pierce | 1130010 | 3 |  | 1996-12-19 | FALSE | 1996-12-01 | FALSE | Currently in Use | Gas (Historical Use) | 6000 | Steel-Impressed Current | 1977-02-26 |  |  | Pressurized
EDNA RIGGINS | 942 HENRY ST/RFD 2 | BLACKSHEAR | Pierce | 1130043 | 1 | [5 empty] | Permanently Out of Use - historical purposes | Empty | 1000 | Bare Steel | 1977-05-03 | 1899-12-31 | Galvanized Steel
NO FACILITY NAME | HWY 121 NORTH | BLACKSHEAR | Pierce | 1130039 | 3 | [5 empty] | Removed from Ground | Gas (Historical Use) | 10000 | Bare Steel | 1976-05-10 | 1987-03-01 | Galvanized Steel
CAL-MAINE Foods, Inc. | 180 CHURCH ST | BLACKSHEAR | Pierce | 1130023 | 3 |  | 1997-10-13 |  | 1997-10-13 |  | Currently in Use | Gas (Historical Use) | 2000 | Composite | 1986-04-23 |  | Fiberglass Reinforced Plastic | Suction (American)
EDNA RIGGINS | 942 HENRY ST/RFD 2 | BLACKSHEAR | Pierce | 1130043 | 4 | [5 empty] | Permanently Out of Use - historical purposes | Empty | 500 | Bare Steel | 1986-05-01 | 1899-12-31 | Galvanized Steel
UPS Waycross (UST) | 408 NICHOLS ST | BLACKSHEAR | Pierce | 1130028 | 3 |  | 1991-10-01 | FALSE | 1991-10-01 | FALSE | Temporarily out of use | Regular | 12000 | Fiberglass Double Walled | 1991-11-07 |  | Double-Walled Fiberglass | Pressurized
UPS Waycross (UST) | 408 NICHOLS ST | BLACKSHEAR | Pierce | 1130028 | 3 |  | 1991-10-01 | FALSE | 1991-10-01 | FALSE | Temporarily out of use | Regular | 12000 | Fiberglass Double Walled | 1991-11-07 |  | Double-Walled Fiberglass | Pressurized
GILMAN BUILDING PRODUCTS | HWY 84 2 MI EAST OF BLACKSHEAR | BLACKSHEAR | Pierce | 1130030 | 1 | [5 empty] | Removed from Ground | Gas (Historical Use) | 1000 | Bare Steel | 1976-05-10 | 1999-02-01 | Galvanized Steel
UNITED MARKET #2 | 4194 HWY 84 | BLACKSHEAR | Pierce | 1130033 | 5A | Flapper Valve | 2018-06-15 | FALSE | 2018-06-15 | FALSE | Currently in Use | E-0 | 4000 | Composite Double Walled | 2018-06-15 |  | Double-Walled Flex | Pressurized
MOBLEY'S AUTO CENTER | 418 GORDON ST | BLACKSHEAR | Pierce | 1130001 | 4 | [5 empty] | Removed from Ground | Gas (Historical Use) | 3000 | Bare Steel | 1975-04-03 | 1997-03-01 | Galvanized Steel | Safe Suction (Euro)
MOBLEY'S AUTO CENTER | 418 GORDON ST | BLACKSHEAR | Pierce | 1130001 | 1 | [5 empty] | Removed from Ground | Gas (Historical Use) | 3000 | Bare Steel | 1975-04-03 | 1997-03-01 | Galvanized Steel | Safe Suction (Euro)
MOBLEY'S AUTO CENTER | 418 GORDON ST | BLACKSHEAR | Pierce | 1130001 | 7 |  | 1997-03-27 | FALSE | 1997-03-27 | FALSE | Temporarily out of use | Gas (Historical Use) | 8000 | Composite | 1997-03-27 |  | Fiberglass Reinforced Plastic | Pressurized
Circle K 2745077 | 114 GORDON ST | BLACKSHEAR | Pierce | 9113017 | 1 | Flapper Valve | 1996-04-03 | FALSE | 1996-04-03 | FALSE | Currently in Use | Premium | 10000 | Composite Double Walled | 1996-04-03 |  | Fiberglass Reinforced Plastic | Pressurized
STOP N SAVE #22 | 2034 HWY 84 | BLACKSHEAR | Pierce | 9148034 | 2 | Flapper Valve | 1998-09-01 | FALSE | 1998-09-01 | FALSE | Currently in Use | Gas (Historical Use) | 5000 | Composite | 1989-01-01 |  | Fiberglass Reinforced Plastic | Pressurized
XPRESS #330 | 6540 HWY 84 | PATTERSON | Pierce | 10001028 | 3 | Flapper Valve | 2014-10-01 | FALSE | 2014-10-01 | FALSE | Currently in Use | Diesel Off Road | 3000 | Composite Double Walled | 2014-09-01 |  | Double-Walled Fiberglass | Safe Suction (Euro)
THOMS TRANSPORT CO INC | 4842 GILMAN RD | BLACKSHEAR | Pierce | 1130022 | 3 |  | 1998-08-01 |  | 1997-11-01 |  | Currently in Use | Diesel | 12000 | Composite | 1988-05-20 |  | Steel (Impressed Current) | Pressurized
UPS Waycross (UST) | 408 NICHOLS ST | BLACKSHEAR | Pierce | 1130028 | 1 | [5 empty] | Removed from Ground | Gas (Historical Use) | 10000 | Bare Steel | 1977-05-07 | 1991-10-17
UPS Waycross (UST) | 408 NICHOLS ST | BLACKSHEAR | Pierce | 1130028 | 1 | [5 empty] | Removed from Ground | Gas (Historical Use) | 10000 | Bare Steel | 1977-05-07 | 1991-10-17
UNITED MARKET #2 | 4194 HWY 84 | BLACKSHEAR | Pierce | 1130033 | 4B | Flapper Valve | 2018-06-15 | FALSE | 2018-06-15 | FALSE | Currently in Use | Premium | 5000 | Composite Double Walled | 2018-06-15 |  | Double-Walled Flex | Pressurized
Gas Express #281 | 931 E MAIN ST | BLACKSHEAR | Pierce | 1130003 | 3 | Flapper Valve | 1994-06-15 | FALSE | 1994-06-15 | FALSE | Currently in Use | Diesel | 6000 | Composite | 1988-04-18 |  | Fiberglass Reinforced Plastic | Pressurized
GRADY STREET SCHOOL | GRADY ST | BLACKSHEAR | Pierce | 1130017 | 2 | [5 empty] | Permanently Out of Use - historical purposes | Propane | 500 | Bare Steel | 1986-02-06 | 1899-12-31 | Unknown
Circle K 2745096 | 1494 HWY 84 | BLACKSHEAR | Pierce | 1130011 | 3 | Flapper Valve | 1998-05-22 | FALSE | 1998-05-22 | FALSE | Currently in Use | Diesel | 8000 | Steel-Impressed Current | 1979-02-26 |  |  | Pressurized
PIERCE COUNTY COURT HOUSE | 3550 HWY 84 W | BLACKSHEAR | Pierce | 9113013 | 1 | [5 empty] | Removed from Ground | Gas (Historical Use) | 1000 | Marked Unknown | 1998-12-01 | 1998-12-01 | Unknown | Safe Suction (Euro)
FLASH FOODS #162 | 109 US HWY 82 EAST | BLACKSHEAR | Pierce | 9113001 | 1 | [5 empty] | Removed from Ground | Empty | 2000 | Bare Steel | 1978-01-01 | 1996-07-10 | Bare Steel | Safe Suction (Euro)
Circle K 2745028 | 6497 US HWY 84 | PATTERSON | Pierce | 1130002 | 4A |  | 1994-07-15 | FALSE | 1994-07-15 | FALSE | Currently in Use | Gas (Historical Use) | 10000 | Composite | 1994-07-15 |  | Double-Walled Flex | Pressurized
GA DOT RIGHT OF WAY | 0 .5 MI E OF SR 32 ON SR 38 | PATTERSON | Pierce | 7113001 | 532D1 | [5 empty] | Removed from Ground | Diesel | 1000 | Bare Steel | 1986-07-01 | 1993-06-16 | Galvanized Steel | Safe Suction (Euro)
XPRESS #330 | 6540 HWY 84 | PATTERSON | Pierce | 10001028 | 4 | Flapper Valve |  | FALSE | 2014-10-01 | FALSE | Currently in Use | Diesel On Road | 3000 | Composite Double Walled | 2014-10-01 |  | Double-Walled Fiberglass | Safe Suction (Euro)
WAYCROSS GARAGE | PO BOX 410 | WAYCROSS | Pierce | 1130005 | 1 | [5 empty] | Removed from Ground | Diesel | 2000 | Composite | 1977-04-12 | 1987-04-01 | Unknown
DIXON TRACTOR CO | HWY 84 | BLACKSHEAR | Pierce | 1130037 | 2 | [5 empty] | Removed from Ground | Diesel | 280 | Bare Steel | 1974-05-11 | 1988-01-01 | Galvanized Steel
NO FACILITY NAME | HWY 121 NORTH | BLACKSHEAR | Pierce | 1130039 | 5 | [5 empty] | Removed from Ground | Diesel | 3000 | Bare Steel | 1976-05-10 | 1987-03-01 | Galvanized Steel
ROXANES SERVICE STATION | 700 HWY EAST | BLACKSHEAR | Pierce | 1130040 | 3 | [5 empty] | Permanently Out of Use - historical purposes | Gas (Historical Use) | 4000 | Bare Steel |  | 1899-12-31 | Not Marked
CECIL M EUNICE RACE CAR SHOP | 2641 MIDWAY CHURCH RD | BLACKSHEAR | Pierce | 1130041 | 1 |  | 1998-03-23 |  | 1998-03-23 |  | Currently in Use | Diesel | 10000 | Steel-Impressed Current | 1987-01-01
GEORGIA FLA POULTRY SUPPLY | MAIN ST | BLACKSHEAR | Pierce | 1130038 | 1 | [5 empty] | Removed from Ground | Empty | 1000 | Bare Steel | 1983-05-09 | 1997-03-31 | Galvanized Steel
HARBORVIEW PIERCE | 221 CARTER AVE | BLACKSHEAR | Pierce | 9113019 | 2 | Flapper Valve | 1999-01-25 | FALSE | 1999-01-25 | FALSE | Currently in Use | Diesel | 1000 | Composite | 1998-12-23 |  |  | Suction (American)
P&L CONVENIENCE STORE | 830 HWY 82 WEST | BLACKSHEAR | Pierce | 9113004 | 4 | [5 empty] | Removed from Ground | Diesel | 6000 | Not Marked/Unknown | 1991-08-08 | 1991-08-08 | Not Marked
MR C # 8 | 830 HWY 84 | BLACKSHEAR | Pierce | 1120047 | R | [5 empty] | Removed from Ground | Gas (Historical Use) | 6000 | Bare Steel | 1974-05-11 | 1991-08-09 | Galvanized Steel
DIXON TRACTOR CO | HWY 84 | BLACKSHEAR | Pierce | 1130037 | 1 | [5 empty] | Removed from Ground | Gas (Historical Use) | 280 | Bare Steel | 1974-05-11 | 1988-01-01 | Galvanized Steel
ROXANES SERVICE STATION | 700 HWY EAST | BLACKSHEAR | Pierce | 1130040 | 1 | [5 empty] | Permanently Out of Use - historical purposes | Gas (Historical Use) | 3000 | Bare Steel |  | 1899-12-31 | Not Marked
DIXON SERVICE CENTER | 527 GORDON ST | BLACKSHEAR | Pierce | 1130007 | 2 |  | 1998-08-25 |  | 1998-08-25 |  | Currently in Use | Diesel | 3000 | Composite | 1998-08-01 |  | Fiberglass Reinforced Plastic | Safe Suction (Euro)
QUICK CHANGE #44 | 25 N HENDRY ST | BLACKSHEAR | Pierce | 9113010 | 2 |  | 1998-10-05 | FALSE | 1987-08-01 | FALSE | Temporarily out of use | Gas (Historical Use) | 5000 | Steel-Impressed Current | 1987-08-01 |  | Fiberglass Reinforced Plastic | Pressurized
WARE STREET SCHOOL | WARE ST | BLACKSHEAR | Pierce | 1130021 | 7 | [5 empty] | Permanently Out of Use - historical purposes | Propane | 500 | Bare Steel | 1986-02-06 | 1899-12-31 | Cathodically Protected
NO FACILITY NAME | HWY 121 NORTH | BLACKSHEAR | Pierce | 1130039 | 4 | [5 empty] | Removed from Ground | Diesel | 10000 | Bare Steel | 1976-05-10 | 1987-03-01 | Galvanized Steel
NO FACILITY NAME | HWY 121 NORTH | BLACKSHEAR | Pierce | 1130039 | 1 | [5 empty] | Removed from Ground | Gas (Historical Use) | 10000 | Bare Steel | 1976-05-10 | 1987-03-01 | Galvanized Steel
UPS Waycross (UST) | 408 NICHOLS ST | BLACKSHEAR | Pierce | 1130028 | 2 |  |  | TRUE |  | TRUE | Permanently Out of Use - historical purposes | Used Oil | 500 | Bare Steel | 1977-05-07 | 1899-12-31
UPS Waycross (UST) | 408 NICHOLS ST | BLACKSHEAR | Pierce | 1130028 | 2 |  |  | TRUE |  | TRUE | Permanently Out of Use - historical purposes | Used Oil | 500 | Bare Steel | 1977-05-07 | 1899-12-31
MATTOX FOOD MART | 3706 E HWY 84 | BLACKSHEAR | Pierce | 1130029 | 5 |  | 1989-01-01 |  | 1989-01-01 |  | Currently in Use | Gas (Historical Use) | 3000 | Composite | 1989-01-01 |  | Galvanized Steel | Suction (American)
UNITED MARKET #2 | 4194 HWY 84 | BLACKSHEAR | Pierce | 1130033 | 1 |  | 1997-09-19 | FALSE | 1997-09-19 | FALSE | Removed from Ground | Gas (Historical Use) | 6000 | Steel-Impressed Current | 1984-05-08 |  | Steel (Impressed Current) | Safe Suction (Euro)
MOBLEY'S AUTO CENTER | 418 GORDON ST | BLACKSHEAR | Pierce | 1130001 | 5 |  |  | TRUE |  | TRUE | Removed from Ground | Used Oil | 1000 | Fiberglass | 1984-03-31 | 1997-03-01 | Galvanized Steel
Circle K 2745024 | 3359 WEST HWY 84 | BLACKSHEAR | Pierce | 1130004 | 3 |  | 1997-06-10 |  | 1997-06-10 |  | Removed from Ground | Gas (Historical Use) | 8000 | Steel-Impressed Current | 1984-04-30 | 1999-09-08 | Cathodically Protected | Pressurized
DIXON SERVICE CENTER | 527 GORDON ST | BLACKSHEAR | Pierce | 1130007 | 3B |  | 2007-01-18 | FALSE | 2007-01-18 | FALSE | Temporarily out of use | Premium | 2000 | Composite | 2007-01-15 |  | Fiberglass Reinforced Plastic | Safe Suction (Euro)
JACK RABBIT FOOD MART | 515 MAIN ST | BLACKSHEAR | Pierce | 1130010 | 1 |  | 1996-12-19 | FALSE | 1996-12-19 | FALSE | Currently in Use | Gas (Historical Use) | 6000 | Steel-Impressed Current | 1977-02-26 |  |  | Pressurized
PIERCE COUNTY ROAD DEPT | 4746 COUNTY FARM RD | BLACKSHEAR | Pierce | 9113014 | 1 | [5 empty] | Removed from Ground | Diesel | 7000 | Marked Unknown | 1996-05-02 | 1996-05-02 | Galvanized Steel | Safe Suction (Euro)
Ace Pole Acquisition, LLC | 6352 TIMBER LN | BLACKSHEAR | Pierce | 9113003 | 3 |  | 1996-05-01 |  | 1996-05-01 |  | Removed from Ground | Diesel | 10000 | Steel-Impressed Current | 1987-01-01 | 2000-08-15 | Galvanized Steel | Pressurized
PATTERSON MINIT MART | HWY 82 | PATTERSON | Pierce | 9113011 | 3 | [5 empty] | Permanently Out of Use - historical purposes | Empty | 2000 | Bare Steel |  | 1899-12-31 | Galvanized Steel | Pressurized
WALKER BROTHERS FARMS INC | 5229 AARONS WAY | PATTERSON | Pierce | 9113016 | 1 |  | 1995-01-01 |  | 1995-01-01 |  | Currently in Use | Diesel | 5000 | Composite | 1995-01-01 |  | Fiberglass Reinforced Plastic | Safe Suction (Euro)
Circle K 2745028 | 6497 US HWY 84 | PATTERSON | Pierce | 1130002 | 3 | [5 empty] | Removed from Ground | Gas (Historical Use) | 6000 | Bare Steel | 1980-01-01 | 1994-07-12 | Galvanized Steel | Pressurized
SAMS PUMP AND PANTRY | 6266 HIGHWAY 84 | PATTERSON | Pierce | 1130008 | 2 |  | 1998-06-22 |  | 1998-06-22 |  | Currently in Use | Gas (Historical Use) | 4000 | Steel-Impressed Current | 1986-01-30 |  | Fiberglass Reinforced Plastic | Pressurized
MATTOX FOOD MART | 3706 E HWY 84 | BLACKSHEAR | Pierce | 1130029 | 2 | [5 empty] | Removed from Ground | Gas (Historical Use) | 560 | Bare Steel | 1968-05-12 | 1989-01-01 | Galvanized Steel
GILMAN BUILDING PRODUCTS | HWY 84 2 MI EAST OF BLACKSHEAR | BLACKSHEAR | Pierce | 1130030 | 2 | [5 empty] | Removed from Ground | Diesel | 2000 | Bare Steel | 1976-05-10 | 1999-02-01 | Galvanized Steel
CAL-MAINE Foods, Inc. | 180 CHURCH ST | BLACKSHEAR | Pierce | 1130023 | 2 |  | 1997-10-13 |  | 1997-10-13 |  | Currently in Use | Diesel | 6000 | Composite | 1986-04-23 |  | Cathodically Protected | Suction (American)
Gas Express #281 | 931 E MAIN ST | BLACKSHEAR | Pierce | 1130003 | 1A | Flapper Valve | 1994-06-15 | FALSE | 1994-06-15 | FALSE | Currently in Use | Regular | 10000 | Composite | 1994-06-01 |  | Fiberglass Reinforced Plastic | Pressurized
DIXON SERVICE CENTER | 527 GORDON ST | BLACKSHEAR | Pierce | 1130007 | 1 | [5 empty] | Removed from Ground | Diesel | 3000 | Bare Steel | 1984-03-12 | 1998-09-01 | Galvanized Steel | Suction (American)
BK FOODS | 703 GORDON ST | BLACKSHEAR | Pierce | 1130009 | 1 | Flapper Valve | 1996-02-01 | FALSE | 1996-02-01 | FALSE | Currently in Use | Regular | 6000 | Steel-Impressed Current | 1977-02-26 |  | Fiberglass Reinforced Plastic | Pressurized
QUICK CHANGE #44 | 25 N HENDRY ST | BLACKSHEAR | Pierce | 9113010 | 1 |  | 1998-10-05 | FALSE | 1987-08-01 | FALSE | Currently in Use | Regular | 5000 | Steel-Impressed Current | 1987-08-01 |  | Fiberglass Reinforced Plastic | Pressurized
Circle K 2745077 | 114 GORDON ST | BLACKSHEAR | Pierce | 9113017 | 2 | Flapper Valve | 1996-04-03 | FALSE | 1996-04-03 | FALSE | Currently in Use | Regular | 10000 | Composite Double Walled | 1996-04-03 |  | Fiberglass Reinforced Plastic | Pressurized
ROXANES SERVICE STATION | 700 HWY EAST | BLACKSHEAR | Pierce | 1130040 | 2 | [5 empty] | Permanently Out of Use - historical purposes | Gas (Historical Use) | 3000 | Bare Steel |  | 1899-12-31 | Not Marked
UNITED MARKET #2 | 4194 HWY 84 | BLACKSHEAR | Pierce | 1130033 | 2 |  | 1997-09-19 | FALSE | 1997-09-19 | FALSE | Removed from Ground | Gas (Historical Use) | 6000 | Steel-Impressed Current | 1984-05-08 |  | Steel (Impressed Current) | Safe Suction (Euro)
MOBLEY'S AUTO CENTER | 418 GORDON ST | BLACKSHEAR | Pierce | 1130001 | 6 |  | 1997-03-27 | FALSE | 1997-03-27 | FALSE | Temporarily out of use | Gas (Historical Use) | 10000 | Composite | 1997-03-27 |  | Fiberglass Reinforced Plastic | Pressurized
GRIFFINS SERVICE STATION | US 82 & 32 | PATTERSON | Pierce | 1130027 | 2 | [5 empty] | Removed from Ground | Gas (Historical Use) | 1000 | Bare Steel | 1956-05-15 | 1986-09-01 | Galvanized Steel
MATTOX FOOD MART | 3706 E HWY 84 | BLACKSHEAR | Pierce | 1130029 | 6 |  | 1989-01-01 |  | 1989-01-01 |  | Temporarily out of use | Gas (Historical Use) | 3000 | Composite | 1989-01-01 |  | Galvanized Steel | Suction (American)
CITY OF BLACKSHEAR | CHURCH ST | BLACKSHEAR | Pierce | 1130034 | 1 | [5 empty] | Removed from Ground | Gas (Historical Use) | 560 | Bare Steel | 1976-05-10 | 1899-12-31 | Galvanized Steel
BK FOODS | 703 GORDON ST | BLACKSHEAR | Pierce | 1130009 | 2 | Flapper Valve | 1996-02-01 | FALSE | 1996-02-01 | FALSE | Currently in Use | Premium | 6000 | Steel-Impressed Current | 1977-02-26 |  | Fiberglass Reinforced Plastic | Pressurized
SUNSHINE GROCERY | 6727 COLLEGE AVE | BLACKSHEAR | Pierce | 9113009 | 3-DIESEL | [5 empty] | Removed from Ground | Gas (Historical Use) | 500 | Bare Steel | 1999-02-27 | 1999-02-27 | Galvanized Steel | Suction (American)
FLASH FOODS #162 | 109 US HWY 82 EAST | BLACKSHEAR | Pierce | 9113001 | 3 | [5 empty] | Removed from Ground | Gas (Historical Use) | 3000 | Bare Steel | 1978-01-01 | 1996-07-10 | Bare Steel | Safe Suction (Euro)
MR C # 8 | 830 HWY 84 | BLACKSHEAR | Pierce | 1120047 | NLR | [5 empty] | Removed from Ground | Gas (Historical Use) | 4000 | Bare Steel | 1974-05-11 | 1991-08-09 | Galvanized Steel
G & S FOOD MART | 504 HWY 84W | BLACKSHEAR | Pierce | 9148032 | 4 |  |  | FALSE |  | FALSE | Removed from Ground | Gas (Historical Use) | 4000 | Bare Steel | 1998-12-01 | 1998-12-01 | Galvanized Steel | Suction (American)
THOMS TRANSPORT CO INC | 4842 GILMAN RD | BLACKSHEAR | Pierce | 1130022 | 1 | [5 empty] | Removed from Ground | Diesel | 12000 | Bare Steel | 1977-01-18 | 1899-12-31 | Galvanized Steel
GRIFFIS GROC | SR 121 SOUTH | BLACKSHEAR | Pierce | 1130032 | 2 | [5 empty] | Removed from Ground | Gas (Historical Use) | 1000 | Bare Steel | 1962-05-14 | 1997-08-04 | Galvanized Steel | Suction (American)
UNITED MARKET #2 | 4194 HWY 84 | BLACKSHEAR | Pierce | 1130033 | 4A | Flapper Valve | 2018-06-15 | FALSE | 2018-06-15 | FALSE | Currently in Use | Regular | 15000 | Composite Double Walled | 2018-06-15 |  | Double-Walled Flex | Pressurized
Gas Express #281 | 931 E MAIN ST | BLACKSHEAR | Pierce | 1130003 | 1 | [5 empty] | Removed from Ground | Gas (Historical Use) | 6000 | Bare Steel | 1983-01-01 | 1994-06-15 | Bare Steel | Pressurized
BUS BARN | HAYWOOD RD | BLACKSHEAR | Pierce | 1130014 | 20 | [5 empty] | Removed from Ground | Diesel | 3000 | Bare Steel | 1986-02-06 | 1999-04-01 | Bare Steel
Circle K 2745096 | 1494 HWY 84 | BLACKSHEAR | Pierce | 1130011 | 1 | Flapper Valve | 1998-05-22 | FALSE | 1998-05-22 | FALSE | Currently in Use | Regular | 8000 | Steel-Impressed Current | 1979-02-26 |  |  | Pressurized
SUNSHINE GROCERY | 6727 COLLEGE AVE | BLACKSHEAR | Pierce | 9113009 | 1B | Flapper Valve | 1999-03-01 | FALSE | 1999-03-01 | FALSE | Currently in Use | Diesel | 4000 | Composite | 1999-03-01 |  | Fiberglass Reinforced Plastic | Safe Suction (Euro)
MR C # 8 | 830 HWY 84 | BLACKSHEAR | Pierce | 1120047 | W | [5 empty] | Removed from Ground | Gas (Historical Use) | 6000 | Bare Steel | 1974-05-11 | 1991-08-09 | Galvanized Steel
OTTER CREEK COUNTRY STORE | RT 2 5678 BILLY RD | PATTERSON | Pierce | 9113005 | 2 | [5 empty] | Removed from Ground | Gas (Historical Use) | 2000 | Bare Steel | 1978-02-15 | 1994-07-12 | Bare Steel | Safe Suction (Euro)
THORNTON TIRE & OIL | 6463 HWY 84 | PATTERSON | Pierce | 9113015 | 1 | [5 empty] | Removed from Ground | Gas (Historical Use) | 3000 | Not Marked/Unknown | 1998-12-01 | 1998-12-01 | Not Marked
Circle K 2745028 | 6497 US HWY 84 | PATTERSON | Pierce | 1130002 | 2 | [5 empty] | Removed from Ground | Gas (Historical Use) | 6000 | Bare Steel | 1980-01-01 | 1994-07-12 | Galvanized Steel | Pressurized
PTC-Offerman | 2651 ZERO BAY RD | PATTERSON | Pierce | 10002330 | 1 | Ball Float | 2014-02-24 | FALSE | 2014-01-10 | FALSE | Currently in Use | Diesel On Road | 12000 | Epoxy Double-Walled | 2014-02-24 |  | Double-Walled Flex | Pressurized
Circle K 2745096 | 1494 HWY 84 | BLACKSHEAR | Pierce | 1130011 | 4 | [5 empty] | Removed from Ground | Other | 8000 | Bare Steel | 1979-02-26 | 1998-05-30 | Galvanized Steel | Safe Suction (Euro)
QUICK CHANGE #44 | 25 N HENDRY ST | BLACKSHEAR | Pierce | 9113010 | 3 |  | 1998-10-05 | FALSE | 1987-08-01 | FALSE | Currently in Use | Premium | 5000 | Steel-Impressed Current | 1987-08-01 |  | Fiberglass Reinforced Plastic | Pressurized
P&L CONVENIENCE STORE | 830 HWY 82 WEST | BLACKSHEAR | Pierce | 9113004 | 3 | [5 empty] | Removed from Ground | Diesel | 6000 | Not Marked/Unknown | 1991-08-08 | 1991-08-08 | Not Marked
Ace Pole Acquisition, LLC | 6352 TIMBER LN | BLACKSHEAR | Pierce | 9113003 | 1 |  | 1996-05-01 |  | 1996-05-01 |  | Currently in Use | Gas (Historical Use) | 3000 | Steel-Impressed Current | 1987-01-01 |  |  | Suction (American)
Ace Pole Acquisition, LLC | 6352 TIMBER LN | BLACKSHEAR | Pierce | 9113003 | 4 |  | 1996-05-01 |  | 1996-05-01 |  | Currently in Use | Diesel | 10000 | Fiberglass | 2000-08-16 |  | Fiberglass Reinforced Plastic | Pressurized
MR C # 8 | 830 HWY 84 | BLACKSHEAR | Pierce | 1120047 | DF | [5 empty] | Removed from Ground | Diesel | 4000 | Bare Steel | 1974-05-11 | 1991-08-09 | Galvanized Steel
PATTERSON MINIT MART | HWY 82 | PATTERSON | Pierce | 9113011 | 1 | [5 empty] | Permanently Out of Use - historical purposes | Empty | 8000 | Bare Steel |  | 1899-12-31 | Galvanized Steel | Pressurized
SAMS PUMP AND PANTRY | 6266 HIGHWAY 84 | PATTERSON | Pierce | 1130008 | 1 |  | 1998-06-22 |  | 1998-06-22 |  | Currently in Use | Gas (Historical Use) | 6000 | Steel-Impressed Current | 1986-01-30 |  | Fiberglass Reinforced Plastic | Pressurized
WAYCROSS GARAGE | PO BOX 410 | WAYCROSS | Pierce | 1130005 | 3 | [5 empty] | Removed from Ground | Gas (Historical Use) | 2000 | Composite | 1977-04-12 | 1987-04-01 | Unknown
PTC-Offerman | 2651 ZERO BAY RD | PATTERSON | Pierce | 10002330 | 2B | Ball Float | 2014-02-24 | FALSE | 2014-01-10 | FALSE | Currently in Use | Regular | 4000 | Epoxy Double-Walled | 2014-02-24 |  | Double-Walled Flex | Pressurized
HARBORVIEW PIERCE | 221 CARTER AVE | BLACKSHEAR | Pierce | 9113019 | 1 | [5 empty] | Removed from Ground | Diesel | 0 | Bare Steel |  | 1899-12-31 | Copper | Suction (American)
P&L CONVENIENCE STORE | 830 HWY 82 WEST | BLACKSHEAR | Pierce | 9113004 | 2 | [5 empty] | Removed from Ground | Gas (Historical Use) | 4000 | Not Marked/Unknown | 1991-08-08 | 1991-08-08 | Not Marked
FLASH FOODS #162 | 109 US HWY 82 EAST | BLACKSHEAR | Pierce | 9113001 | 4 | [5 empty] | Removed from Ground | Gas (Historical Use) | 3000 | Bare Steel | 1978-01-01 | 1993-08-11 | Bare Steel | Safe Suction (Euro)
FLASH FOODS #162 | 109 US HWY 82 EAST | BLACKSHEAR | Pierce | 9113001 | 5 | [5 empty] | Removed from Ground | Gas (Historical Use) | 3000 | Bare Steel | 1978-01-01 | 1993-08-11 | Bare Steel | Safe Suction (Euro)
THORNTON TIRE & OIL | 6463 HWY 84 | PATTERSON | Pierce | 9113015 | 2 | [5 empty] | Removed from Ground | Gas (Historical Use) | 2000 | Not Marked/Unknown | 1998-12-01 | 1998-12-01 | Not Marked
OLD PATTERSON HIGH | HYERS ST | PATTERSON | Pierce | 1130013 | 24 | [5 empty] | Permanently Out of Use - historical purposes | Empty | 2000 | Marked Unknown | 1986-02-06 | 1899-12-31 | Unknown
XPRESS #330 | 6540 HWY 84 | PATTERSON | Pierce | 10001028 | 1 | Flapper Valve |  | FALSE | 2005-08-01 | FALSE | Currently in Use | Premium | 1200 | Epoxy | 2005-08-01 |  | Fiberglass Reinforced Plastic | Pressurized
WAYCROSS GARAGE | PO BOX 410 | WAYCROSS | Pierce | 1130005 | 4 |  |  | TRUE |  | TRUE | Removed from Ground | Used Oil | 3000 | Composite | 1977-04-12 | 1987-04-01 | Unknown
WARE STREET SCHOOL | WARE ST | BLACKSHEAR | Pierce | 1130021 | 8 | [5 empty] | Permanently Out of Use - historical purposes | Kerosene | 500 | Bare Steel | 1986-02-06 | 1899-12-31 | Unknown
MATTOX FOOD MART | 3706 E HWY 84 | BLACKSHEAR | Pierce | 1130029 | 3 | [5 empty] | Removed from Ground | Gas (Historical Use) | 2000 | Bare Steel | 1977-05-10 | 1989-01-01 | Galvanized Steel
GRIFFIS GROC | SR 121 SOUTH | BLACKSHEAR | Pierce | 1130032 | 1 | [5 empty] | Removed from Ground | Gas (Historical Use) | 1000 | Bare Steel | 1962-05-14 | 1997-08-04 | Galvanized Steel | Suction (American)
Circle K 2745024 | 3359 WEST HWY 84 | BLACKSHEAR | Pierce | 1130004 | 2 |  | 1997-06-10 |  | 1997-06-10 |  | Removed from Ground | Gas (Historical Use) | 10000 | Steel-Impressed Current | 1980-05-01 | 1999-09-08 | Cathodically Protected | Pressurized
G & S FOOD MART | 504 HWY 84W | BLACKSHEAR | Pierce | 9148032 | 7 | Flapper Valve | 1998-03-16 | FALSE | 1998-03-16 | FALSE | Currently in Use | Gas (Historical Use) | 6000 | Epoxy | 1998-03-16 |  | Double-Walled Flex | Pressurized
G & S FOOD MART | 504 HWY 84W | BLACKSHEAR | Pierce | 9148032 | 5 | Flapper Valve | 1998-09-25 | FALSE | 1998-01-01 | FALSE | Currently in Use | Diesel | 3000 | Galvanic (STIP-3) | 1989-01-01 |  | Fiberglass Reinforced Plastic | Safe Suction (Euro)
GA FC | GA HWY 32/RT 2 BOX 5/3-4 MI S OF | PATTERSON | Pierce | 1130006 | GFC29626 | [5 empty] | Removed from Ground | Gas (Historical Use) | 2000 | Bare Steel | 1979-04-24 | 1994-05-24 | Galvanized Steel | Safe Suction (Euro)
FORMER KENNETH JACKSON CHANCEY PROPERTY | 7294 HIGHWAY 84 | OFFERMAN | Pierce | 10000225 | 2 |  |  | FALSE |  | FALSE | Removed from Ground | Empty | 1000 | Unknown | 2002-11-09 | 2002-11-09
BUS BARN | HAYWOOD RD | BLACKSHEAR | Pierce | 1130014 | 21 | [5 empty] | Currently in Use | Propane | 500 | Bare Steel | 1986-02-06 |  | Bare Steel
GRADY STREET KINDERGARTEN CENTER | 834 MAIN ST | BLACKSHEAR | Pierce | 1130016 | 4 |  |  | FALSE |  | FALSE | Closed in Ground | Kerosene |  | Bare Steel | 1986-02-06 | 1998-07-28 | Unknown
GRADY STREET KINDERGARTEN CENTER | 834 MAIN ST | BLACKSHEAR | Pierce | 1130016 | 5 | [5 empty] | Removed from Ground | Kerosene | 500 | Bare Steel | 1986-02-06 | 1998-07-28 | Unknown
DIXON SERVICE CENTER | 527 GORDON ST | BLACKSHEAR | Pierce | 1130007 | 3C |  | 2007-01-18 | FALSE | 2007-01-18 | FALSE | Currently in Use | E-0 | 2000 | Composite | 2007-01-15 |  | Fiberglass Reinforced Plastic | Safe Suction (Euro)
DIXON SERVICE CENTER | 527 GORDON ST | BLACKSHEAR | Pierce | 1130007 | 3A |  | 2007-01-18 | FALSE | 2007-01-18 | FALSE | Currently in Use | Regular | 6000 | Composite | 2007-01-15 |  | Fiberglass Reinforced Plastic | Safe Suction (Euro)
SUNSHINE GROCERY | 6727 COLLEGE AVE | BLACKSHEAR | Pierce | 9113009 | 1A | Flapper Valve | 1999-03-01 | FALSE | 1999-03-01 | FALSE | Currently in Use | Gas (Historical Use) | 4000 | Composite | 1999-03-01 |  | Fiberglass Reinforced Plastic | Safe Suction (Euro)
STOP N SAVE #22 | 2034 HWY 84 | BLACKSHEAR | Pierce | 9148034 | 4 |  | 1993-06-23 | FALSE | 1998-09-01 | FALSE | Currently in Use | Diesel | 4000 | Composite | 1993-06-01 |  | Fiberglass Reinforced Plastic | Safe Suction (Euro)
G & S FOOD MART | 504 HWY 84W | BLACKSHEAR | Pierce | 9148032 | 2 |  |  | FALSE |  | FALSE | Removed from Ground | Gas (Historical Use) | 3000 | Bare Steel | 1998-12-01 | 1998-12-01 | Galvanized Steel | Suction (American)
Circle K 2745028 | 6497 US HWY 84 | PATTERSON | Pierce | 1130002 | 1 | [5 empty] | Removed from Ground | Gas (Historical Use) | 6000 | Bare Steel | 1980-01-01 | 1994-07-12 | Galvanized Steel | Pressurized
GRIFFINS SERVICE STATION | US 82 & 32 | PATTERSON | Pierce | 1130027 | 1 | [5 empty] | Removed from Ground | Gas (Historical Use) | 1000 | Bare Steel | 1956-05-15 | 1986-09-01 | Galvanized Steel
SUNSHINE GROCERY | 6727 COLLEGE AVE | BLACKSHEAR | Pierce | 9113009 | 2-SUP | [5 empty] | Removed from Ground | Gas (Historical Use) | 1000 | Bare Steel | 1999-02-27 | 1999-02-27 | Galvanized Steel | Suction (American)
FORMER KENNETH JACKSON CHANCEY PROPERTY | 7294 HIGHWAY 84 | OFFERMAN | Pierce | 10000225 | 1 |  |  | FALSE |  | FALSE | Removed from Ground | Empty | 1000 | Unknown | 2002-11-09 | 2002-11-09
P&L CONVENIENCE STORE | 830 HWY 82 WEST | BLACKSHEAR | Pierce | 9113004 | 1 | [5 empty] | Removed from Ground | Gas (Historical Use) | 4000 | Not Marked/Unknown | 1991-08-08 | 1991-08-08 | Not Marked
SR 203 PARCEL NO. 033002 | CORNER OF GA HWY 203 & OLD ALMA ROAD | BLACKSHEAR | Pierce | 10001899 | 1 |  |  | FALSE |  | FALSE | Removed from Ground | Not Marked/Tank Removed | 1700 | Unknown | 2010-08-14 | 2010-08-14 | Unknown
THORNTON TIRE & OIL | 6463 HWY 84 | PATTERSON | Pierce | 9113015 | 3 | [5 empty] | Removed from Ground | Empty | 6000 | Marked Unknown | 1998-12-01 | 1998-12-01 | Not Marked
SAMS PUMP AND PANTRY | 6266 HIGHWAY 84 | PATTERSON | Pierce | 1130008 | 3 |  | 1998-06-22 |  | 1998-06-22 |  | Currently in Use | Gas (Historical Use) | 4000 | Steel-Impressed Current | 1986-01-30 |  | Fiberglass Reinforced Plastic | Pressurized
GA FC | GA HWY 32/RT 2 BOX 5/3-4 MI S OF | PATTERSON | Pierce | 1130006 | 3 |  | 1994-05-27 |  | 1994-05-27 |  | Removed from Ground | Gas (Historical Use) | 1000 | Galvanic (STIP-3) | 1994-05-27 | 2008-06-03 | Cathodically Protected | Safe Suction (Euro)
FLASH FOODS #162 | 109 US HWY 82 EAST | BLACKSHEAR | Pierce | 9113001 | 6 |  | 1993-08-12 |  | 1993-08-12 |  | Removed from Ground | Gas (Historical Use) | 5200 | Composite | 1993-08-12 | 1996-07-10 | Fiberglass Reinforced Plastic | Pressurized
G & S FOOD MART | 504 HWY 84W | BLACKSHEAR | Pierce | 9148032 | 6 | Flapper Valve | 1998-03-16 | FALSE | 1998-03-16 | FALSE | Currently in Use | Gas (Historical Use) | 10000 | Epoxy | 1998-03-16 |  | Double-Walled Flex | Pressurized
SAMS PUMP AND PANTRY | 6266 HIGHWAY 84 | PATTERSON | Pierce | 1130008 | 4 |  | 1998-06-22 |  | 1998-06-22 |  | Temporarily out of use | Diesel | 8000 | Steel-Impressed Current | 1986-01-30 |  | Steel (Impressed Current) | Pressurized
SAMS PUMP AND PANTRY | 6266 HIGHWAY 84 | PATTERSON | Pierce | 1130008 | 5 |  | 1998-06-22 |  | 1998-06-22 |  | Currently in Use | Diesel | 8000 | Steel-Impressed Current | 1986-01-30 |  | Steel (Impressed Current) | Pressurized
PATTERSON ELEMENTARY SCHOOL | HWY 82 | PATTERSON | Pierce | 1130019 | 17 | [5 empty] | Removed from Ground | Diesel | 2000 | Bare Steel | 1982-02-07 | 1998-07-28 | Bare Steel
CAL-MAINE Foods, Inc. | 180 CHURCH ST | BLACKSHEAR | Pierce | 1130023 | 1 |  | 1997-10-13 |  | 1997-10-13 |  | Currently in Use | Diesel | 6000 | Composite | 1986-04-23 |  | Fiberglass Reinforced Plastic | Suction (American)
THOMS TRANSPORT CO INC | 4842 GILMAN RD | BLACKSHEAR | Pierce | 1130022 | 2 |  | 1998-08-01 |  | 1997-11-01 |  | Currently in Use | Diesel | 12000 | Composite | 1988-05-20 |  | Steel (Impressed Current) | Pressurized
XPRESS #330 | 6540 HWY 84 | PATTERSON | Pierce | 10001028 | 2 | Flapper Valve |  | FALSE | 2005-08-01 | FALSE | Currently in Use | Regular | 8000 | Epoxy | 2005-08-01 |  | Fiberglass Reinforced Plastic | Pressurized
Circle K 2745024 | 3359 WEST HWY 84 | BLACKSHEAR | Pierce | 1130004 | 4 |  | 1997-06-10 |  | 1997-06-10 |  | Removed from Ground | Diesel | 8000 | Steel-Impressed Current | 1984-04-30 | 1999-09-08 | Cathodically Protected | Pressurized
Circle K 2745024 | 3359 WEST HWY 84 | BLACKSHEAR | Pierce | 1130004 | 5 | Flapper Valve | 1999-10-08 | FALSE | 1999-10-08 | FALSE | Currently in Use | Premium | 10000 | Fiberglass Double Walled | 1999-10-08 |  | Double-Walled Flex | Pressurized
Circle K 2745024 | 3359 WEST HWY 84 | BLACKSHEAR | Pierce | 1130004 | 7 | Flapper Valve | 1999-10-08 | FALSE | 1999-10-08 | FALSE | Currently in Use | Diesel | 8000 | Fiberglass Double Walled | 1999-10-08 |  | Double-Walled Flex | Pressurized
BUS BARN | HAYWOOD RD | BLACKSHEAR | Pierce | 1130014 | 19 | [5 empty] | Removed from Ground | Gas (Historical Use) | 4000 | Bare Steel | 1986-02-06 | 1999-04-01 | Bare Steel
FLASH FOODS #162 | 109 US HWY 82 EAST | BLACKSHEAR | Pierce | 9113001 | 2 | [5 empty] | Removed from Ground | Gas (Historical Use) | 2000 | Bare Steel | 1978-01-01 | 1996-07-10 | Bare Steel | Safe Suction (Euro)
GRIFFINS SERVICE STATION | US 82 & 32 | PATTERSON | Pierce | 1130027 | 3 | [5 empty] | Removed from Ground | Gas (Historical Use) | 500 | Bare Steel | 1956-05-15 | 1986-09-01 | Galvanized Steel
GRIFFIS GROC | SR 121 SOUTH | BLACKSHEAR | Pierce | 1130032 | 3 | [5 empty] | Removed from Ground | Gas (Historical Use) | 3000 | Bare Steel | 1977-05-10 | 1997-08-04 | Galvanized Steel | Suction (American)
UNITED MARKET #2 | 4194 HWY 84 | BLACKSHEAR | Pierce | 1130033 | 3 |  | 1997-09-19 | FALSE | 1997-09-19 | FALSE | Removed from Ground | Gas (Historical Use) | 6000 | Steel-Impressed Current | 1984-05-08 |  | Steel (Impressed Current) | Safe Suction (Euro)
SUNSHINE GROCERY | 6727 COLLEGE AVE | BLACKSHEAR | Pierce | 9113009 | 1-UNL | [5 empty] | Removed from Ground | Gas (Historical Use) | 1000 | Bare Steel | 1999-02-27 | 1999-02-27 | Galvanized Steel | Suction (American)
GA FC | GA HWY 32/RT 2 BOX 5/3-4 MI S OF | PATTERSON | Pierce | 1130006 | 4 |  | 1994-05-27 |  | 1994-05-27 |  | Removed from Ground | Diesel | 1000 | Galvanic (STIP-3) | 1994-05-27 | 2008-06-03 | Cathodically Protected | Safe Suction (Euro)
MENSHON GROC | HWY 32 & MERSHON ROAD | MENSHON | Pierce | 1130035 | 1 | [5 empty] | Removed from Ground | Empty | 560 | Bare Steel | 1971-05-12 | 1997-03-31 | Galvanized Steel
Gas Express #281 | 931 E MAIN ST | BLACKSHEAR | Pierce | 1130003 | 2A | Flapper Valve | 1994-06-15 | FALSE | 1994-06-15 | FALSE | Currently in Use | Premium | 8000 | Composite | 1988-04-18 |  | Fiberglass Reinforced Plastic | Pressurized
STOP N SAVE #22 | 2034 HWY 84 | BLACKSHEAR | Pierce | 9148034 | 3 | Flapper Valve | 1998-09-01 | FALSE | 1998-09-01 | FALSE | Currently in Use | Gas (Historical Use) | 5000 | Composite | 1989-01-01 |  | Fiberglass Reinforced Plastic | Pressurized
G & S FOOD MART | 504 HWY 84W | BLACKSHEAR | Pierce | 9148032 | 3 |  |  | FALSE |  | FALSE | Removed from Ground | Gas (Historical Use) | 4000 | Bare Steel | 1998-12-01 | 1998-12-01 | Galvanized Steel | Suction (American)
PATTERSON ELEMENTARY SCHOOL | HWY 82 | PATTERSON | Pierce | 1130019 | 18 | [5 empty] | Removed from Ground | Diesel | 2000 | Bare Steel | 1982-02-07 | 1998-07-28 | Bare Steel
PTC-Offerman | 2651 ZERO BAY RD | PATTERSON | Pierce | 10002330 | 2A | Ball Float | 2014-02-24 | FALSE | 2014-01-10 | FALSE | Currently in Use | Diesel Off Road | 8000 | Epoxy Double-Walled | 2014-02-24 |  | Double-Walled Flex | Pressurized
WAYCROSS GARAGE | PO BOX 410 | WAYCROSS | Pierce | 1130005 | 2 | [5 empty] | Removed from Ground | Gas (Historical Use) | 2000 | Composite | 1977-04-12 | 1987-04-01 | Unknown
JACK RABBIT FOOD MART | 515 MAIN ST | BLACKSHEAR | Pierce | 1130010 | 2 |  | 1996-12-19 | FALSE | 1996-12-19 | FALSE | Currently in Use | Gas (Historical Use) | 6000 | Steel-Impressed Current | 1977-02-26 |  |  | Pressurized
G & S FOOD MART | 504 HWY 84W | BLACKSHEAR | Pierce | 9148032 | 1 |  |  | FALSE |  | FALSE | Removed from Ground | Gas (Historical Use) | 3000 | Bare Steel | 1998-12-01 | 1998-12-01 | Galvanized Steel | Suction (American)
OTTER CREEK COUNTRY STORE | RT 2 5678 BILLY RD | PATTERSON | Pierce | 9113005 | 1 | [5 empty] | Removed from Ground | Gas (Historical Use) | 2000 | Bare Steel | 1978-02-15 | 1994-07-12 | Bare Steel | Safe Suction (Euro)
OLD GA DOT 10580 MAINT HQ | STATE RT 38 | PATTERSON | Pierce | 9113007 | 10580-1 | [5 empty] | Removed from Ground | Diesel | 500 | Bare Steel | 1989-01-18 | 1989-01-18 | Unknown
GA FC | GA HWY 32/RT 2 BOX 5/3-4 MI S OF | PATTERSON | Pierce | 1130006 | GFC29625 | [5 empty] | Removed from Ground | Diesel | 560 | Bare Steel | 1979-04-24 | 1994-05-24 | Galvanized Steel | Safe Suction (Euro)
MENSHON GROC | HWY 32 & MERSHON ROAD | MENSHON | Pierce | 1130035 | 2 | [5 empty] | Removed from Ground | Empty | 280 | Bare Steel | 1971-05-12 | 1997-03-31 | Galvanized Steel
EDNA RIGGINS | 942 HENRY ST/RFD 2 | BLACKSHEAR | Pierce | 1130043 | 2 | [5 empty] | Permanently Out of Use - historical purposes | Empty | 280 | Bare Steel | 1986-05-01 | 1899-12-31 | Galvanized Steel
NO FACILITY NAME | HWY 121 NORTH | BLACKSHEAR | Pierce | 1130039 | 2 | [5 empty] | Removed from Ground | Gas (Historical Use) | 8000 | Bare Steel | 1976-05-10 | 1987-03-01 | Galvanized Steel
ROXANES SERVICE STATION | 700 HWY EAST | BLACKSHEAR | Pierce | 1130040 | 4 | [5 empty] | Permanently Out of Use - historical purposes | Gas (Historical Use) | 4000 | Bare Steel |  | 1899-12-31 | Not Marked
UNITED MARKET #2 | 4194 HWY 84 | BLACKSHEAR | Pierce | 1130033 | 5B | Flapper Valve | 2018-06-15 | FALSE | 2018-06-15 | FALSE | Currently in Use | Diesel On Road | 12000 | Composite Double Walled | 2018-06-15 |  | Double-Walled Flex | Pressurized
MOBLEY'S AUTO CENTER | 418 GORDON ST | BLACKSHEAR | Pierce | 1130001 | 3 | [5 empty] | Removed from Ground | Gas (Historical Use) | 3000 | Bare Steel | 1975-04-03 | 1997-03-01 | Galvanized Steel | Safe Suction (Euro)
Circle K 2745024 | 3359 WEST HWY 84 | BLACKSHEAR | Pierce | 1130004 | 6 | Flapper Valve | 1999-10-08 | FALSE | 1999-10-08 | FALSE | Currently in Use | Regular | 10000 | Fiberglass Double Walled | 1999-10-08 |  | Double-Walled Flex | Pressurized
PIERCE COUNTY ROAD DEPT | 4746 COUNTY FARM RD | BLACKSHEAR | Pierce | 9113014 | 2 | [5 empty] | Removed from Ground | Diesel | 7000 | Marked Unknown | 1996-05-02 | 1996-05-02 | Galvanized Steel | Safe Suction (Euro)
Ace Pole Acquisition, LLC | 6352 TIMBER LN | BLACKSHEAR | Pierce | 9113003 | 2 |  | 1996-05-01 |  | 1996-05-01 |  | Currently in Use | Diesel | 3000 | Steel-Impressed Current | 1987-01-01 |  |  | Suction (American)
STOP N SAVE #22 | 2034 HWY 84 | BLACKSHEAR | Pierce | 9148034 | 1 | Flapper Valve | 1998-09-01 | FALSE | 1998-09-01 | FALSE | Currently in Use | Gas (Historical Use) | 5000 | Composite | 1989-01-01 |  | Fiberglass Reinforced Plastic | Pressurized
PATTERSON MINIT MART | HWY 82 | PATTERSON | Pierce | 9113011 | 2 | [5 empty] | Permanently Out of Use - historical purposes | Empty | 8000 | Bare Steel |  | 1899-12-31 | Galvanized Steel | Pressurized
Circle K 2745028 | 6497 US HWY 84 | PATTERSON | Pierce | 1130002 | 5A |  | 1994-07-15 | FALSE | 1994-07-15 | FALSE | Currently in Use | Gas (Historical Use) | 10000 | Composite | 1994-07-15 |  | Double-Walled Flex | Pressurized
COUNTRY BOYS MINI MALL INC | 1982 HWY 121 NORTH | BRISTOL | Pierce | 9113012 | 5A |  | 2003-06-01 | FALSE | 2003-06-01 | FALSE | Currently in Use | Gas (Historical Use) | 10000 | Composite | 2003-06-01 |  | Double-Walled Fiberglass | Pressurized
COUNTRY BOYS MINI MALL INC | 1982 HWY 121 NORTH | BRISTOL | Pierce | 9113012 | 4 |  | 1994-12-01 |  | 1997-03-15 |  | Removed from Ground | Diesel | 3000 | Steel-Impressed Current | 1985-05-01 | 2007-10-31 | Steel (Impressed Current) | Safe Suction (Euro)
COUNTRY BOYS MINI MALL INC | 1982 HWY 121 NORTH | BRISTOL | Pierce | 9113012 | 2 |  | 1994-12-01 |  | 1997-06-15 |  | Removed from Ground | Gas (Historical Use) | 6000 | Steel-Impressed Current | 1985-05-01 | 2003-05-21 | Bare Steel | Suction (American)
COUNTRY BOYS MINI MALL INC | 1982 HWY 121 NORTH | BRISTOL | Pierce | 9113012 | 5B |  | 2003-06-01 | FALSE | 2003-06-01 | FALSE | Currently in Use | Gas (Historical Use) | 6000 | Composite | 2003-06-01 |  | Double-Walled Fiberglass | Pressurized
COUNTRY BOYS MINI MALL INC | 1982 HWY 121 NORTH | BRISTOL | Pierce | 9113012 | 1 |  | 1994-12-01 |  | 1997-03-15 |  | Removed from Ground | Gas (Historical Use) | 6000 | Steel-Impressed Current | 1985-05-01 | 2003-05-21 | Bare Steel | Suction (American)
COUNTRY BOYS MINI MALL INC | 1982 HWY 121 NORTH | BRISTOL | Pierce | 9113012 | 3 |  | 1994-12-01 |  | 1997-03-15 |  | Removed from Ground | Gas (Historical Use) | 6000 | Steel-Impressed Current | 1985-05-01 | 2003-05-21 | Bare Steel | Suction (American)
UNITED PARCEL SERVICE (UPS) - WAYCROSS | 408 Nichols St | Blackshear | Pierce | 1130028 | 2 |  |  | TRUE |  | TRUE | Permanently Out of Use - historical purposes | Used Oil | 500 | Bare Steel | 1977-05-07 | 1899-12-31
UNITED PARCEL SERVICE (UPS) - WAYCROSS | 408 Nichols St | Blackshear | Pierce | 1130028 | 2 |  |  | TRUE |  | TRUE | Permanently Out of Use - historical purposes | Used Oil | 500 | Bare Steel | 1977-05-07 | 1899-12-31
UNITED PARCEL SERVICE (UPS) - WAYCROSS | 408 Nichols St | Blackshear | Pierce | 1130028 | 3 |  | 1991-10-01 |  | 1991-10-01 |  | Currently in Use | Diesel | 12000 | Fiberglass Double Walled | 1991-11-07 |  | Double-Walled Fiberglass | Pressurized
UNITED PARCEL SERVICE (UPS) - WAYCROSS | 408 Nichols St | Blackshear | Pierce | 1130028 | 3 |  | 1991-10-01 |  | 1991-10-01 |  | Currently in Use | Diesel | 12000 | Fiberglass Double Walled | 1991-11-07 |  | Double-Walled Fiberglass | Pressurized
UNITED PARCEL SERVICE (UPS) - WAYCROSS | 408 Nichols St | Blackshear | Pierce | 1130028 | 1 | [5 empty] | Removed from Ground | Gas (Historical Use) | 10000 | Bare Steel | 1977-05-07 | 1991-10-17
UNITED PARCEL SERVICE (UPS) - WAYCROSS | 408 Nichols St | Blackshear | Pierce | 1130028 | 1 | [5 empty] | Removed from Ground | Gas (Historical Use) | 10000 | Bare Steel | 1977-05-07 | 1991-10-17
Circle K 2745056 | 701 THOMASTON ST | ZEBULON | Pike | 1140009 | 2 |  | 1996-06-26 |  | 1996-06-26 |  | Removed from Ground | Empty | 6000 | Steel-Impressed Current | 1981-01-01 | 1999-11-09 | Galvanized Steel | Suction (American)
JONES AMOCO | PO BOX 72 | ZEBULON | Pike | 1140023 | 4 | [5 empty] | Removed from Ground | Gas (Historical Use) | 500 | Bare Steel | 1956-05-12 | 1986-10-01 | Galvanized Steel
JONES AMOCO | PO BOX 72 | ZEBULON | Pike | 1140023 | 5 | [5 empty] | Removed from Ground | Gas (Historical Use) | 500 | Bare Steel | 1956-05-12 | 1986-10-01 | Galvanized Steel
PINE MT BP | 4131 HWY 19 S | ZEBULON | Pike | 1140027 | 11 | Ball Float | 1989-10-01 | FALSE | 1989-10-01 | FALSE | Currently in Use | Diesel | 5000 | Steel-Impressed Current | 1979-05-07 |  | Fiberglass Reinforced Plastic | Pressurized
MOUNTAIN VIEW GROCERY | ROUTE 1 BOX 123 HWY 19 | ZEBULON | Pike | 1140018 | 2 | [5 empty] | Removed from Ground | Gas (Historical Use) | 550 | Bare Steel | 1972-05-05 | 1986-06-01 | Galvanized Steel
PINE MT BP | 4131 HWY 19 S | ZEBULON | Pike | 1140027 | 1 | [5 empty] | Removed from Ground | Gas (Historical Use) | 2000 | Bare Steel | 1977-05-07 | 1989-10-23 | Galvanized Steel
Circle K 2745056 | 701 THOMASTON ST | ZEBULON | Pike | 1140009 | 4 | Flapper Valve | 1999-11-12 | FALSE | 1999-11-12 | FALSE | Currently in Use |  | 10000 | Composite Double Walled | 1999-11-12 |  | Double-Walled Flex | Pressurized
Circle K 2745056 | 701 THOMASTON ST | ZEBULON | Pike | 1140009 | 5 | Flapper Valve | 1999-11-12 | FALSE | 1999-11-12 | FALSE | Currently in Use |  | 8000 | Composite Double Walled | 1999-11-12 |  | Double-Walled Flex | Pressurized
DEPARTMENT OF TRANSPORTATION 103 | GEORGIA HWY 3 S RTE 1 BOX 220B | ZEBULON | Pike | 1140008 | 10354-1 | [5 empty] | Removed from Ground | Gas (Historical Use) | 1000 | Marked Unknown | 1974-05-02 | 1993-01-01 | Unknown
JONES AMOCO | PO BOX 72 | ZEBULON | Pike | 1140023 | 2 | [5 empty] | Removed from Ground | Gas (Historical Use) | 1000 | Bare Steel | 1976-05-07 | 1986-10-01 | Galvanized Steel
D T ROUNDS | 339 OLD ZEBULON RD | ZEBULON | Pike | 1140025 | 2 | [5 empty] | Removed from Ground | Gas (Historical Use) | 10000 | Bare Steel | 1978-05-09 | 1899-12-31 | Galvanized Steel | Safe Suction (Euro)
PIKE COUNTY | 140 JACKSON ST | ZEBULON | Pike | 1140032 | 1 | [5 empty] | Removed from Ground | Gas (Historical Use) | 1000 | Bare Steel | 1972-01-05 | 1998-03-01 | Unknown | Safe Suction (Euro)
WARD OIL CO BULK PLANT | 562 HWY 19 SOUTH | ZEBULON | Pike | 1140014 | 3 | [5 empty] | Removed from Ground | Gas (Historical Use) | 8000 | Bare Steel | 1972-05-05 | 1993-07-07 | Galvanized Steel | Suction (American)
AT&T-C | HWY 109 | ZEBULON | Pike | 1140011 | 1 | [5 empty] | Removed from Ground | Diesel | 3000 | Bare Steel | 1976-05-07 | 1987-01-01 | Not Marked
Circle K 2745056 | 701 THOMASTON ST | ZEBULON | Pike | 1140009 | 1 |  | 1996-06-26 |  | 1996-06-26 |  | Removed from Ground | Empty | 6000 | Steel-Impressed Current | 1981-01-01 | 1999-11-09 | Galvanized Steel | Suction (American)
DEPARTMENT OF TRANSPORTATION 103 | GEORGIA HWY 3 S RTE 1 BOX 220B | ZEBULON | Pike | 1140008 | 354D1 | [5 empty] | Removed from Ground | Diesel | 2000 | Cathodically Protected Steel | 1987-01-01 | 2001-07-20 | Galvanized Steel | Suction (American)
PINE MT BP | 4131 HWY 19 S | ZEBULON | Pike | 1140027 | 10 | Ball Float | 1989-10-01 | FALSE | 1989-10-01 | FALSE | Currently in Use | Premium | 8000 | Steel-Impressed Current | 1979-05-07 |  | Fiberglass Reinforced Plastic | Pressurized
PINE MT BP | 4131 HWY 19 S | ZEBULON | Pike | 1140027 | 5 | [5 empty] | Closed in Ground | Gas (Historical Use) | 550 | Bare Steel | 1956-05-12 | 1978-07-15 | Unknown
PINE MT BP | 4131 HWY 19 S | ZEBULON | Pike | 1140027 | 4 | [5 empty] | Closed in Ground | Gas (Historical Use) | 550 | Bare Steel | 1946-05-15 | 1977-09-15 | Unknown
PINE MT BP | 4131 HWY 19 S | ZEBULON | Pike | 1140027 | 7 | [5 empty] | Removed from Ground | Gas (Historical Use) | 3000 | Bare Steel | 1971-05-09 | 1989-10-23 | Galvanized Steel
MR BS CITGO | 8957 HWY 19 S | ZEBULON | Pike | 10000502 | 3 | Flapper Valve | 2003-06-01 | FALSE | 2003-06-01 | FALSE | Currently in Use | Diesel | 8000 | Composite | 2003-06-01 |  | Fiberglass Reinforced Plastic | Pressurized
Circle K 2745056 | 701 THOMASTON ST | ZEBULON | Pike | 1140009 | 3 |  | 1996-06-26 |  | 1996-06-26 |  | Removed from Ground | Empty | 6000 | Steel-Impressed Current | 1981-01-01 | 1999-11-09 | Galvanized Steel | Suction (American)
PINE MT BP | 4131 HWY 19 S | ZEBULON | Pike | 1140027 | 2 | [5 empty] | Removed from Ground | Gas (Historical Use) | 2000 | Bare Steel | 1977-05-07 | 1989-10-23 | Galvanized Steel
PINE MT BP | 4131 HWY 19 S | ZEBULON | Pike | 1140027 | 12 | Overfill Alarm | 2024-02-06 | FALSE | 2024-02-06 | FALSE | Currently in Use | Regular | 15000 | Fiberglass Double Walled | 2024-01-31 |  | Double-Walled Fiberglass | Pressurized
MR BS CITGO | 8957 HWY 19 S | ZEBULON | Pike | 10000502 | 1 | Ball Float | 2003-06-01 | FALSE | 2003-06-01 | FALSE | Currently in Use | Regular | 10000 | Composite | 2003-06-01 |  | Fiberglass Reinforced Plastic | Pressurized
AT&T COMMUNICATIONS |  | BARNESVILLE | Pike | 1140010 | 1 | [5 empty] | Removed from Ground | Diesel | 2000 | Bare Steel | 1976-05-07 | 1987-01-01 | Not Marked
MR BS CITGO | 8957 HWY 19 S | ZEBULON | Pike | 10000502 | 4 | Flapper Valve | 2004-11-05 | FALSE | 2003-06-01 | FALSE | Currently in Use | Premium | 4000 | Composite | 2003-06-01 |  | Fiberglass Reinforced Plastic | Safe Suction (Euro)
WARD OIL CO BULK PLANT | 562 HWY 19 SOUTH | ZEBULON | Pike | 1140014 | 5 |  |  | TRUE |  | TRUE | Removed from Ground | Used Oil | 3000 | Bare Steel | 1972-05-05 | 1993-07-07 | Galvanized Steel | Gravity Fed
WARD OIL CO BULK PLANT | 562 HWY 19 SOUTH | ZEBULON | Pike | 1140014 | 4 | [5 empty] | Removed from Ground | Gas (Historical Use) | 4000 | Bare Steel | 1972-05-05 | 1993-07-07 | Galvanized Steel | Suction (American)
JONES AMOCO | PO BOX 72 | ZEBULON | Pike | 1140023 | 3 | [5 empty] | Removed from Ground | Gas (Historical Use) | 1000 | Bare Steel | 1976-05-07 | 1986-10-01 | Galvanized Steel
D T ROUNDS | 339 OLD ZEBULON RD | ZEBULON | Pike | 1140025 | 1 | [5 empty] | Removed from Ground | Gas (Historical Use) | 2500 | Bare Steel | 1976-05-09 | 1995-03-01 | Galvanized Steel
GA POWER ZEBULON OPER HQ | 240 WILLIAMSON RD | ZEBULON | Pike | 1140019 | ZB2 | Ball Float | 1995-08-14 | FALSE | 1995-08-14 | FALSE | Removed from Ground | Diesel | 6000 | Fiberglass | 1976-01-01 | 2018-09-17 | Fiberglass Reinforced Plastic | Pressurized
GA POWER ZEBULON OPER HQ | 240 WILLIAMSON RD | ZEBULON | Pike | 1140019 | ZB1 |  | 1995-08-14 |  | 1995-08-14 |  | Removed from Ground | Gas (Historical Use) | 6000 | Fiberglass | 1976-01-01 | 2005-03-10 | Fiberglass Reinforced Plastic | Pressurized
ZEBULON BP | 7855 HWY 19 S | ZEBULON | Pike | 9114001 | 1 | Flapper Valve | 1998-04-01 | FALSE | 1998-04-01 | FALSE | Currently in Use | Regular | 10000 | Steel-Impressed Current | 1983-01-01 |  | Steel (Impressed Current) | Pressurized
ZEBULON BP | 7855 HWY 19 S | ZEBULON | Pike | 9114001 | 4 | Flapper Valve | 1998-04-01 | FALSE | 1998-04-01 | FALSE | Currently in Use | Diesel | 6000 | Steel-Impressed Current | 1983-01-01 |  | Steel (Impressed Current) | Pressurized
WARD OIL CO BULK PLANT | 562 HWY 19 SOUTH | ZEBULON | Pike | 1140014 | 1 | [5 empty] | Removed from Ground | Diesel | 8000 | Bare Steel | 1972-05-05 | 1993-07-07 | Bare Steel | Suction (American)
ZEBULON BP | 7855 HWY 19 S | ZEBULON | Pike | 9114001 | 2 | Flapper Valve | 1998-04-01 | FALSE | 1998-04-01 | FALSE | Currently in Use | Premium | 8000 | Steel-Impressed Current | 1983-01-01 |  | Steel (Impressed Current) | Pressurized
DEPARTMENT OF TRANSPORTATION 103 | GEORGIA HWY 3 S RTE 1 BOX 220B | ZEBULON | Pike | 1140008 | 354G1 | [5 empty] | Removed from Ground | Gas (Historical Use) | 2000 | Cathodically Protected Steel | 1987-01-01 | 2001-07-20 | Galvanized Steel | Suction (American)
WARD OIL CO BULK PLANT | 562 HWY 19 SOUTH | ZEBULON | Pike | 1140014 | 2 | [5 empty] | Removed from Ground | Gas (Historical Use) | 8000 | Bare Steel | 1972-05-05 | 1993-07-07 | Galvanized Steel | Suction (American)
JONES AMOCO | PO BOX 72 | ZEBULON | Pike | 1140023 | 1 | [5 empty] | Removed from Ground | Gas (Historical Use) | 4000 | Bare Steel | 1980-05-06 | 1986-10-01 | Galvanized Steel
MOUNTAIN VIEW GROCERY | ROUTE 1 BOX 123 HWY 19 | ZEBULON | Pike | 1140018 | 1 | [5 empty] | Removed from Ground | Gas (Historical Use) | 550 | Bare Steel | 1972-05-05 | 1986-06-01 | Galvanized Steel
PINE MT BP | 4131 HWY 19 S | ZEBULON | Pike | 1140027 | 3 | [5 empty] | Closed in Ground | Gas (Historical Use) | 550 | Bare Steel | 1946-05-15 | 1977-09-15 | Unknown
PIKE COUNTY SCHOOL BUS GARAGE | 115 ADAMS ST | ZEBULON | Pike | 1140003 | 1 | Flapper Valve | 1998-02-01 | FALSE | 1998-02-01 | FALSE | Currently in Use | Diesel | 12000 | Steel-Impressed Current | 1982-01-25 |  | Steel (Impressed Current) | Suction (American)
PINE MT BP | 4131 HWY 19 S | ZEBULON | Pike | 1140027 | 9 | Ball Float | 1989-10-01 | FALSE | 1989-10-01 | FALSE | Removed from Ground | Regular | 8000 | Steel-Impressed Current | 1979-05-07 |  | Fiberglass Reinforced Plastic | Pressurized
PINE MT BP | 4131 HWY 19 S | ZEBULON | Pike | 1140027 | 8 | Ball Float | 1989-10-01 | FALSE | 1989-10-01 | FALSE | Removed from Ground | Regular | 8000 | Steel-Impressed Current | 1979-05-07 |  | Fiberglass Reinforced Plastic | Pressurized
PINE MT BP | 4131 HWY 19 S | ZEBULON | Pike | 1140027 | 6 | [5 empty] | Removed from Ground | Gas (Historical Use) | 3000 | Bare Steel | 1971-05-09 | 1989-10-23 | Galvanized Steel
MR BS CITGO | 8957 HWY 19 S | ZEBULON | Pike | 10000502 | 2 | Ball Float | 2003-06-01 | FALSE | 2003-06-01 | FALSE | Currently in Use | Diesel | 5000 | Composite | 2003-06-01 |  | Fiberglass Reinforced Plastic | Pressurized
HUNTERS CORNER GREY WOLF INC | HWY 18 W | WILLIAMSON | Pike | 9114011 | 1 | [5 empty] | Removed from Ground | Gas (Historical Use) | 1 | Marked Unknown | 1989-01-01 | 2005-08-16 | Unknown | Suction (American)
WILLIAMSON ONE STOP | 741 W HWY 362 | WILLIAMSON | Pike | 1140016 | 1 | Flapper Valve | 1998-11-01 | FALSE | 1998-11-01 | FALSE | Removed from Ground | Regular | 1000 | Steel-Impressed Current | 1985-05-02 |  | Steel (Impressed Current) | Suction (American)
WILLIAMSON ONE STOP | 741 W HWY 362 | WILLIAMSON | Pike | 1140016 | 2 | Flapper Valve | 1998-11-01 | FALSE | 1998-11-01 | FALSE | Removed from Ground | Premium | 1000 | Steel-Impressed Current | 1985-05-02 |  | Steel (Impressed Current) | Suction (American)
ZEBULON CHEVRON | 522 THOMASTON ST | ZEBULON | Pike | 9114014 | 5 |  |  | FALSE |  | FALSE | Temporarily out of use | Kerosene | 1000 | Galvanic (STIP-3) | 1987-01-01 |  | Galvanized Steel | Safe Suction (Euro)
UNIVERSITY OF GEORGIA GEORGIA EX | 5673 Blanton Mill Rd. | WILLIAMSON | Pike | 1140001 | 1 | [5 empty] | Removed from Ground | Gas (Historical Use) | 3000 | Bare Steel | 1980-01-19 | 1999-01-21 | Galvanized Steel
PIKE COUNTY ROAD DEPARTMENT | 152 TWIN OAKS | WILLIAMSON | Pike | 9114003 | 2 |  | 1998-11-01 |  | 1998-11-01 |  | Removed from Ground | Gas (Historical Use) | 6000 | Lined Interior | 1967-01-06 | 2012-02-20 | Fiberglass Reinforced Plastic | Suction (American)
Franks Filling Station | 6764 HWY 362 W | CONCORD | Pike | 10000153 | 1 | Ball Float | 2002-07-18 | FALSE | 2002-07-18 | FALSE | Currently in Use | Regular | 12000 | Composite | 2002-07-08 |  | Double-Walled Flex | Pressurized
WILLIAMSON ONE STOP | 741 W HWY 362 | WILLIAMSON | Pike | 1140016 | 3 | Flapper Valve | 1998-11-01 | FALSE | 1998-11-01 | FALSE | Removed from Ground | Diesel | 1000 | Steel-Impressed Current | 1980-05-03 |  | Steel (Impressed Current) | Suction (American)
THE COUNTRY STORE | 3402 GA HWY 362 W | WILLIAMSON | Pike | 9114016 | 1 | Flapper Valve | 1998-10-01 | FALSE | 1998-07-01 | FALSE | Removed from Ground | Gas (Historical Use) | 4000 | Steel-Impressed Current | 1985-01-01 | 2019-02-06 | Steel (Impressed Current) | Suction (American)
CADIE'S CORNER | 10030 HWY 19 N | ZEBULON | Pike | 9114017 | 3 |  | 1992-01-01 | FALSE | 1992-01-01 | FALSE | Currently in Use | Diesel | 8000 | Composite | 1992-01-01 |  | Double Walled | Pressurized
COUNTRY GOLD CONVENIENCE STORE | 7806 HWY 19 SOUTH | ZEBULON | Pike | 9114004 | 1 | Flapper Valve | 1999-09-01 | FALSE | 1999-09-01 | FALSE | Currently in Use |  | 6000 | Steel-Impressed Current | 1999-09-01 |  | Fiberglass Reinforced Plastic | Pressurized
PIKE COUNTY ROAD DEPARTMENT | 152 TWIN OAKS | WILLIAMSON | Pike | 9114003 | 1 |  | 1998-11-01 |  | 1998-11-01 |  | Removed from Ground | Diesel | 6000 | Lined Interior | 1967-01-06 | 2012-02-20 | Fiberglass Reinforced Plastic | Suction (American)
CADIE'S CORNER | 10030 HWY 19 N | ZEBULON | Pike | 9114017 | 1 |  | 1992-01-01 | FALSE | 1992-01-01 | FALSE | Currently in Use |  | 10000 | Composite | 1992-01-01 |  | Double Walled | Pressurized
ZEBULON CHEVRON | 522 THOMASTON ST | ZEBULON | Pike | 9114014 | 3 | Flapper Valve | 1994-01-01 | FALSE | 1994-01-01 | FALSE | Currently in Use | Gas (Historical Use) | 5000 | Galvanic (STIP-3) | 2000-09-13 |  | Fiberglass Reinforced Plastic | Pressurized
UNIVERSITY OF GEORGIA GEORGIA EX | 5673 Blanton Mill Rd. | WILLIAMSON | Pike | 1140001 | 2 | [5 empty] | Removed from Ground | Diesel | 3000 | Bare Steel | 1980-01-19 | 1999-01-21 | Galvanized Steel
WILLIAMSON ONE STOP | 741 W HWY 362 | WILLIAMSON | Pike | 1140016 | 5 | Flapper Valve | 1998-11-01 | FALSE | 1998-11-01 | FALSE | Removed from Ground | Plus | 2000 | Steel-Impressed Current | 1988-01-01 |  | Steel (Impressed Current) | Suction (American)
WILLIAMSON ONE STOP | 741 W HWY 362 | WILLIAMSON | Pike | 1140016 | 4 | Flapper Valve | 1998-11-01 | FALSE | 1998-11-01 | FALSE | Removed from Ground | Kerosene | 500 | Steel-Impressed Current | 1980-05-03 |  | Steel (Impressed Current) | Suction (American)
HUNTERS CORNER GREY WOLF INC | HWY 18 W | WILLIAMSON | Pike | 9114011 | 3 | [5 empty] | Removed from Ground | Diesel | 1 | Marked Unknown | 1989-01-01 | 2005-08-16 | Unknown | Suction (American)
THE COUNTRY STORE | 3402 GA HWY 362 W | WILLIAMSON | Pike | 9114016 | 2 | Flapper Valve | 1998-10-01 | FALSE | 1998-07-01 | FALSE | Removed from Ground | Gas (Historical Use) | 4000 | Steel-Impressed Current | 1985-01-01 | 2019-02-06 | Steel (Impressed Current) | Suction (American)
COUNTRY GOLD CONVENIENCE STORE | 7806 HWY 19 SOUTH | ZEBULON | Pike | 9114004 | 5 |  | 1999-09-01 | FALSE | 1999-09-01 | FALSE | Currently in Use | Kerosene | 500 | Steel-Impressed Current | 1999-09-01 |  | Steel (Impressed Current) | Pressurized
COUNTRY GOLD CONVENIENCE STORE | 7806 HWY 19 SOUTH | ZEBULON | Pike | 9114004 | 4 | Flapper Valve | 1999-09-01 | FALSE | 1999-09-01 | FALSE | Currently in Use | Diesel | 4000 | Steel-Impressed Current | 1999-09-01 |  | Steel (Impressed Current) | Pressurized
Franks Filling Station | 6764 HWY 362 W | CONCORD | Pike | 10000153 | 2 | Ball Float | 2002-07-08 | FALSE | 2002-07-08 | FALSE | Currently in Use | Premium | 6000 | Composite | 2002-07-08 |  | Double-Walled Flex | Pressurized
GREENLEAF SERVICE STATION | ST HWY 18 ON MAIN ST | CONCORD | Pike | 1140021 | 3 | Flapper Valve | 1998-10-28 | FALSE | 1998-10-28 | FALSE | Currently in Use | Plus | 2000 | Steel-Impressed Current | 1984-05-08 |  | Steel (Impressed Current) | Suction (American)
ALLENS STOP IN SHOP #93 | 31 ROBERTS QUARTERS ROAD | CONCORD | Pike | 1140028 | 2-UNL | Flapper Valve | 1998-04-01 | FALSE | 1998-04-01 | FALSE | Currently in Use | Regular | 6000 | Steel-Impressed Current | 1982-05-01 |  | Steel (Impressed Current) | Safe Suction (Euro)
MOLENA FOOD MART | 2230 S MAIN ST | MOLENA | Pike | 9114013 | 1 |  | 1994-09-01 |  | 1994-09-01 |  | Currently in Use | Gas (Historical Use) | 10000 | Cathodically Protected Steel | 1987-01-01 |  | Cathodically Protected | Pressurized
A&L GROCERY | ROUTE 1 HWY 18 | MOLENA | Pike | 7000086 | 1 | [5 empty] | Closed in Ground | Gas (Historical Use) | 500 | Bare Steel | 1975-05-05 | 2000-03-02 | Galvanized Steel
FORMER R F STRICKLAND COMPANY | MAIN STREET | CONCORD | Pike | 10000443 | 3 |  |  | FALSE |  | FALSE | Removed from Ground | Gas (Historical Use) | 500 | Bare Steel | 2003-08-05 | 2003-08-05
TURNERS GROCERY | 1830 PEDENVILLE RD | CONCORD | Pike | 1140015 | 2 | [5 empty] | Removed from Ground | Gas (Historical Use) | 1000 | Bare Steel | 1982-05-03 | 1997-10-01 | Galvanized Steel | Safe Suction (Euro)
ALLENS STOP IN SHOP #93 | 31 ROBERTS QUARTERS ROAD | CONCORD | Pike | 1140028 | 4-DIE | Flapper Valve | 1998-04-01 | FALSE | 1998-04-01 | FALSE | Currently in Use | Diesel | 4000 | Steel-Impressed Current | 1982-05-01 |  | Steel (Impressed Current) | Safe Suction (Euro)
MOUNTAIN VIEW | 3181 Hwy 19 | MEANSVILLE | Pike | 9114015 | 4 | Ball Float | 1999-01-27 | FALSE | 1999-01-27 | FALSE | Currently in Use | Diesel | 4000 | Steel-Impressed Current | 1989-01-27 |  | Steel (Impressed Current) | Pressurized
MOUNTAIN VIEW | 3181 Hwy 19 | MEANSVILLE | Pike | 9114015 | 5 | Ball Float | 1999-01-27 | FALSE | 1999-01-27 | FALSE | Currently in Use | Kerosene | 1000 | Steel-Impressed Current | 1989-01-27 |  | Steel (Impressed Current) | Safe Suction (Euro)
COUNTRY GOLD CONVENIENCE STORE | 7806 HWY 19 SOUTH | ZEBULON | Pike | 9114004 | 2 | Flapper Valve | 1999-09-01 | FALSE | 1999-09-01 | FALSE | Currently in Use |  | 4000 | Steel-Impressed Current | 1999-09-01 |  | Fiberglass Reinforced Plastic | Pressurized
WEST CENTRAL STATE PRISON | 335 COUNTY FARM ROAD | ZEBULON | Pike | 9114002 | 1 | Flapper Valve | 1999-04-03 | FALSE | 1999-04-03 | FALSE | Currently in Use | Gas (Historical Use) | 5000 | Fiberglass Double Walled | 1999-04-03 |  | Double-Walled Fiberglass | Safe Suction (Euro)
FORMER R F STRICKLAND COMPANY | MAIN STREET | CONCORD | Pike | 10000443 | 4 |  |  | FALSE |  | FALSE | Removed from Ground | Gas (Historical Use) | 1000 | Bare Steel | 2003-08-05 | 2003-08-05
ALLENS STOP IN SHOP #93 | 31 ROBERTS QUARTERS ROAD | CONCORD | Pike | 1140028 | 3-SUL | Flapper Valve | 1998-04-01 | FALSE | 1998-04-01 | FALSE | Currently in Use | Premium | 5000 | Steel-Impressed Current | 1982-05-01 |  | Steel (Impressed Current) | Safe Suction (Euro)
MOLENA FOOD MART | 2230 S MAIN ST | MOLENA | Pike | 9114013 | 3 |  | 1994-09-01 |  | 1994-09-01 |  | Currently in Use | Gas (Historical Use) | 5000 | Cathodically Protected Steel | 1987-01-01 |  | Cathodically Protected | Pressurized
GEORGIA BAPTIST CHILDRENS PINE M | 1508 HWY 19 SOUTH | MEANSVILLE | Pike | 9114019 | 2 |  |  | FALSE |  | FALSE | Removed from Ground | Gas (Historical Use) | 3000 | Unknown | 1997-01-01 | 1997-01-01 | Unknown
CADIE'S CORNER | 10030 HWY 19 N | ZEBULON | Pike | 9114017 | 4 |  | 1992-01-01 | FALSE | 1992-01-01 | FALSE | Currently in Use | Diesel | 2000 | Composite | 1992-01-01 |  | Double Walled | Pressurized
FORMER R F STRICKLAND COMPANY | MAIN STREET | CONCORD | Pike | 10000443 | 1 |  |  | FALSE |  | FALSE | Removed from Ground | Kerosene | 500 | Bare Steel | 2003-08-05 | 2003-08-05
JOHN STRICKLAND | STRICKLAND RD | CONCORD | Pike | 1140020 | 1 | [5 empty] | Closed in Ground | Gas (Historical Use) | 1000 | Bare Steel | 1986-05-08 | 1987-09-20 | Galvanized Steel
BENNY JORDAN | STATE HWY 18 | MOLENA | Pike | 1140022 | 2 | [5 empty] | Removed from Ground | Gas (Historical Use) | 1000 | Bare Steel | 1976-05-10 | 1899-12-31 | Galvanized Steel
COMMUNITY GROCERY | RTE 1 HWY 18 | MOLENA | Pike | 1140017 | 1 | [5 empty] | Removed from Ground | Gas (Historical Use) | 500 | Bare Steel | 1980-05-03 | 2003-05-13 | Galvanized Steel | Safe Suction (Euro)
MOUNTAIN VIEW | 3181 Hwy 19 | MEANSVILLE | Pike | 9114015 | 2 | Ball Float | 1999-01-27 | FALSE | 1999-01-27 | FALSE | Currently in Use | Regular | 8200 | Steel-Impressed Current | 1989-01-27 |  | Steel (Impressed Current) | Pressurized
DEPENDABLE WASTE SERVICES | 502 HWY 109 E | MEANSVILLE | Pike | 1140026 | 3 | [5 empty] | Removed from Ground | Gas (Historical Use) | 2000 | Bare Steel | 1983-05-06 | 1997-09-01 | Galvanized Steel
ZEBULON BP | 7855 HWY 19 S | ZEBULON | Pike | 9114001 | 3 | Flapper Valve | 1998-04-01 | FALSE | 1998-04-01 | FALSE | Currently in Use | Plus | 8000 | Steel-Impressed Current | 1983-01-01 |  | Steel (Impressed Current) | Pressurized
TURNERS GROCERY | 1830 PEDENVILLE RD | CONCORD | Pike | 1140015 | 4 |  | 1997-10-01 | FALSE | 1997-10-01 | FALSE | Removed from Ground | Gas (Historical Use) | 500 | Composite | 1997-10-01 | 2013-05-28 | Fiberglass Reinforced Plastic | Suction (American)
TURNERS GROCERY | 1830 PEDENVILLE RD | CONCORD | Pike | 1140015 | 1 | [5 empty] | Removed from Ground | Gas (Historical Use) | 550 | Bare Steel | 1982-05-03 | 1997-10-01 | Galvanized Steel | Safe Suction (Euro)
A&L GROCERY | ROUTE 1 HWY 18 | MOLENA | Pike | 7000086 | 2 | [5 empty] | Closed in Ground | Gas (Historical Use) | 500 | Bare Steel | 1975-05-05 | 2000-03-02 | Galvanized Steel
LABERGE PROPERTY | 689 GREEN STREET | CONCORD | Pike | 10002620 | 2 |  |  | FALSE |  | FALSE | Removed from Ground | Aviation Gas/AV Gas | 1000 | Bare Steel | 2016-09-27 | 2016-09-27 | Bare Steel
BENNY JORDAN | STATE HWY 18 | MOLENA | Pike | 1140022 | 1 | [5 empty] | Removed from Ground | Gas (Historical Use) | 1000 | Bare Steel | 1976-05-10 | 1899-12-31 | Galvanized Steel
MOLENA FOOD MART | 2230 S MAIN ST | MOLENA | Pike | 9114013 | 5 |  | 1994-09-01 |  | 1994-09-01 |  | Temporarily out of use | Kerosene | 1000 | Cathodically Protected Steel | 1987-01-01 |  | Cathodically Protected | Safe Suction (Euro)
FORMER R F STRICKLAND COMPANY | MAIN STREET | CONCORD | Pike | 10000443 | 2 |  |  | FALSE |  | FALSE | Removed from Ground | Diesel | 500 | Bare Steel | 2003-08-05 | 2003-08-05
JOHN STRICKLAND | STRICKLAND RD | CONCORD | Pike | 1140020 | 2 | [5 empty] | Closed in Ground | Gas (Historical Use) | 560 | Bare Steel | 1986-05-08 | 1987-09-20 | Galvanized Steel
COMMUNITY GROCERY | RTE 1 HWY 18 | MOLENA | Pike | 1140017 | 2 | [5 empty] | Removed from Ground | Gas (Historical Use) | 500 | Bare Steel | 1980-05-03 | 2003-05-13 | Galvanized Steel | Safe Suction (Euro)
DEPENDABLE WASTE SERVICES | 502 HWY 109 E | MEANSVILLE | Pike | 1140026 | 4 | [5 empty] | Removed from Ground | Other | 550 | Bare Steel | 1951-05-14 | 1997-09-01 | Unknown
HUNTERS CORNER GREY WOLF INC | HWY 18 W | WILLIAMSON | Pike | 9114011 | 2 | [5 empty] | Removed from Ground | Gas (Historical Use) | 1 | Marked Unknown | 1989-01-01 | 2005-08-16 | Unknown | Suction (American)
JOHN STRICKLAND | STRICKLAND RD | CONCORD | Pike | 1140020 | 3 | [5 empty] | Closed in Ground | Gas (Historical Use) | 560 | Bare Steel | 1986-05-08 | 1987-09-20 | Galvanized Steel
BENNY JORDAN | STATE HWY 18 | MOLENA | Pike | 1140022 | 3 | [5 empty] | Removed from Ground | Gas (Historical Use) | 550 | Bare Steel | 1976-05-10 | 1899-12-31 | Galvanized Steel
MOLENA FOOD MART | 2230 S MAIN ST | MOLENA | Pike | 9114013 | 2 |  | 1994-09-01 |  | 1994-09-01 |  | Currently in Use | Gas (Historical Use) | 5000 | Cathodically Protected Steel | 1987-01-01 |  | Cathodically Protected | Pressurized
BENNY JORDAN | STATE HWY 18 | MOLENA | Pike | 1140022 | 4 | [5 empty] | Removed from Ground | Diesel | 1000 | Bare Steel | 1992-03-15 | 1998-04-01 | Galvanized Steel
ZEBULON CHEVRON | 522 THOMASTON ST | ZEBULON | Pike | 9114014 | 4 |  |  | FALSE |  | FALSE | Currently in Use | Diesel | 5000 | Galvanic (STIP-3) | 1987-01-01
ZEBULON CHEVRON | 522 THOMASTON ST | ZEBULON | Pike | 9114014 | 1 | Flapper Valve | 1994-01-01 | FALSE | 1994-01-01 | FALSE | Currently in Use | Plus | 10000 | Galvanic (STIP-3) | 2000-09-13 |  | Fiberglass Reinforced Plastic | Pressurized
GEORGIA BAPTIST CHILDRENS PINE M | 1508 HWY 19 SOUTH | MEANSVILLE | Pike | 9114019 | 1 | [5 empty] | Removed from Ground | Gas (Historical Use) | 550 | Not Marked/Unknown | 2002-08-14 | 2002-08-14 | Not Marked
DEPENDABLE WASTE SERVICES | 502 HWY 109 E | MEANSVILLE | Pike | 1140026 | 1 | [5 empty] | Removed from Ground | Diesel | 550 | Bare Steel | 1951-05-14 | 1997-01-01 | Unknown
CADIE'S CORNER | 10030 HWY 19 N | ZEBULON | Pike | 9114017 | 2 |  | 1992-01-01 | FALSE | 1992-01-01 | FALSE | Currently in Use |  | 8000 | Composite | 1992-01-01 |  | Double Walled | Pressurized
Franks Filling Station | 6764 HWY 362 W | CONCORD | Pike | 10000153 | 3 | Ball Float | 2002-07-08 | FALSE | 2002-07-08 | FALSE | Currently in Use | Diesel | 6000 | Composite | 2002-07-08 |  | Double-Walled Flex | Pressurized
GREENLEAF SERVICE STATION | ST HWY 18 ON MAIN ST | CONCORD | Pike | 1140021 | 2 | Flapper Valve | 1998-10-28 | FALSE | 1998-10-28 | FALSE | Currently in Use | Regular | 1000 | Steel-Impressed Current | 1976-05-10 |  | Steel (Impressed Current) | Safe Suction (Euro)
COUNTRY GOLD CONVENIENCE STORE | 7806 HWY 19 SOUTH | ZEBULON | Pike | 9114004 | 3 | Flapper Valve | 1999-09-01 | FALSE | 1999-09-01 | FALSE | Currently in Use |  | 4000 | Steel-Impressed Current | 1999-09-01 |  | Fiberglass Reinforced Plastic | Pressurized
TURNERS GROCERY | 1830 PEDENVILLE RD | CONCORD | Pike | 1140015 | 3 |  | 1997-10-01 | FALSE | 1997-10-01 | FALSE | Removed from Ground | Gas (Historical Use) | 500 | Composite | 1997-10-01 | 2013-05-28 | Fiberglass Reinforced Plastic | Suction (American)
ALLENS STOP IN SHOP #93 | 31 ROBERTS QUARTERS ROAD | CONCORD | Pike | 1140028 | 1-REG | Flapper Valve | 1998-04-01 | FALSE | 1998-04-01 | FALSE | Currently in Use | Regular | 6000 | Steel-Impressed Current | 1982-05-01 |  | Steel (Impressed Current) | Safe Suction (Euro)
MOUNTAIN VIEW | 3181 Hwy 19 | MEANSVILLE | Pike | 9114015 | 1 | Ball Float | 1999-01-27 | FALSE | 1999-01-27 | FALSE | Currently in Use | Regular | 8200 | Steel-Impressed Current | 1989-01-27 |  | Steel (Impressed Current) | Pressurized
MOLENA FOOD MART | 2230 S MAIN ST | MOLENA | Pike | 9114013 | 4 |  | 1994-09-01 |  | 1994-09-01 |  | Currently in Use | Diesel | 3000 | Cathodically Protected Steel | 1987-01-01 |  | Cathodically Protected | Pressurized
MOUNTAIN VIEW | 3181 Hwy 19 | MEANSVILLE | Pike | 9114015 | 3 | Ball Float | 1999-01-27 | FALSE | 1999-01-27 | FALSE | Currently in Use | Premium | 8200 | Steel-Impressed Current | 1989-01-27 |  | Steel (Impressed Current) | Pressurized
GREENLEAF SERVICE STATION | ST HWY 18 ON MAIN ST | CONCORD | Pike | 1140021 | 4 | Flapper Valve | 1998-10-28 | FALSE | 1998-10-28 | FALSE | Currently in Use | Diesel | 1060 | Galvanic (STIP-3) | 1976-05-10 |  | Steel (Impressed Current) | Safe Suction (Euro)
SUPREME CORP | 2051 HWY 41 S | GRIFFIN | Pike | 1260115 | 1 | [5 empty] | Removed from Ground | Diesel | 1000 | Bare Steel | 1982-02-19 | 1998-12-01 | Bare Steel | Suction (American)
SUPREME CORP | 2051 HWY 41 S | GRIFFIN | Pike | 1260115 | 4D | Flapper Valve | 1999-01-01 |  | 1999-01-01 |  | Removed from Ground | Diesel | 4000 | Fiberglass | 1999-01-12 | 2013-12-01 | Fiberglass Reinforced Plastic | Safe Suction (Euro)
ZEBULON CHEVRON | 522 THOMASTON ST | ZEBULON | Pike | 9114014 | 2 | Flapper Valve | 1994-01-01 | FALSE | 1994-01-01 | FALSE | Currently in Use | Gas (Historical Use) | 10000 | Galvanic (STIP-3) | 2000-09-13 |  | Fiberglass Reinforced Plastic | Pressurized
SUPREME CORP | 2051 HWY 41 S | GRIFFIN | Pike | 1260115 | 2 | [5 empty] | Removed from Ground | Gas (Historical Use) | 1000 | Bare Steel | 1982-02-19 | 1998-12-01 | Bare Steel | Suction (American)
INTERSTATE DRILLING CO | 555 HWY 41 S | GRIFFIN | Pike | 9114012 | 1 | [5 empty] | Removed from Ground | Gas (Historical Use) | 4000 | Bare Steel | 1982-04-19 | 1999-08-09 | Bare Steel | Suction (American)
SUPREME CORP | 2051 HWY 41 S | GRIFFIN | Pike | 1260115 | 3U | Flapper Valve | 1999-01-01 |  | 1999-01-01 |  | Removed from Ground | Gas (Historical Use) | 4000 | Fiberglass | 1999-01-12 | 2014-12-03 | Fiberglass Reinforced Plastic | Safe Suction (Euro)
LABERGE PROPERTY | 689 GREEN STREET | CONCORD | Pike | 10002620 | 1 |  |  | FALSE |  | FALSE | Removed from Ground | Aviation Gas/AV Gas | 1000 | Bare Steel | 2016-09-27 | 2016-09-27 | Bare Steel
GREENLEAF SERVICE STATION | ST HWY 18 ON MAIN ST | CONCORD | Pike | 1140021 | 1 | Flapper Valve | 1998-10-28 | FALSE | 1998-10-28 | FALSE | Currently in Use | Premium | 1000 | Steel-Impressed Current | 1976-05-10 |  | Steel (Impressed Current) | Safe Suction (Euro)
DEPENDABLE WASTE SERVICES | 502 HWY 109 E | MEANSVILLE | Pike | 1140026 | 2 | [5 empty] | Removed from Ground | Gas (Historical Use) | 3000 | Bare Steel | 1976-05-07 | 1997-09-01 | Galvanized Steel
Williamson C-Store | 832 Hwy 362 | Williamson | Pike | 10002847 | 1B | Flapper Valve | 2017-08-16 | FALSE | 2017-08-16 | FALSE | Currently in Use | Premium | 5000 | Composite Double Walled | 2017-08-16 |  | Double-Walled Fiberglass | Pressurized
Williamson C-Store | 832 Hwy 362 | Williamson | Pike | 10002847 | 1A | Flapper Valve | 2017-08-16 | FALSE | 2017-08-16 | FALSE | Currently in Use | Regular | 15000 | Composite Double Walled | 2017-08-16 |  | Double-Walled Fiberglass | Pressurized
Williamson C-Store | 832 Hwy 362 | Williamson | Pike | 10002847 | 2A | Flapper Valve | 2017-08-16 | FALSE | 2017-08-16 | FALSE | Currently in Use | E-0 | 5000 | Composite Double Walled | 2017-08-16 |  | Double-Walled Fiberglass | Pressurized
Williamson C-Store | 832 Hwy 362 | Williamson | Pike | 10002847 | 2B | Flapper Valve | 2017-08-16 | FALSE | 2017-08-16 | FALSE | Currently in Use | Diesel | 5000 | Composite Double Walled | 2017-08-16 |  | Double-Walled Fiberglass | Pressurized
JP Zebulon | 9211 US Hwy 19 | Zebulon | Pike | 10003088 | 2A | Flapper Valve | 2020-10-01 | FALSE | 2020-08-01 | FALSE | Currently in Use | Premium | 8000 | Composite Double Walled | 2020-07-21 |  | Double-Walled Fiberglass | Pressurized
JP Zebulon | 9211 US Hwy 19 | Zebulon | Pike | 10003088 | 3 | Flapper Valve | 2020-10-01 | FALSE | 2020-08-01 | FALSE | Currently in Use | Diesel | 12000 | Composite Double Walled | 2020-07-21 |  | Double-Walled Fiberglass | Pressurized
JP Zebulon | 9211 US Hwy 19 | Zebulon | Pike | 10003088 | 1 | Flapper Valve | 2020-10-01 | FALSE | 2020-08-01 | FALSE | Currently in Use | Regular | 20000 | Composite Double Walled | 2020-07-21 |  | Double-Walled Fiberglass | Pressurized
JP Zebulon | 9211 US Hwy 19 | Zebulon | Pike | 10003088 | 2B | Flapper Valve | 2020-10-01 | FALSE | 2020-08-01 | FALSE | Currently in Use | E-0 | 4000 | Composite Double Walled | 2020-07-21 |  | Double-Walled Fiberglass | Pressurized
SENEY PACKAGE STORE | RT 1 | ARAGON | Polk | 1150061 | 1 | [5 empty] | Permanently Out of Use - historical purposes | Gas (Historical Use) | 1000 | Bare Steel | 1981-05-09 | 1899-12-31 | Bare Steel
ARAGON GROCERY | 2684 Rome Hwy | ARAGON | Polk | 1150019 | 2 |  |  | FALSE |  | FALSE | Removed from Ground | Gas (Historical Use) | 3000 |  | 1979-04-19 | 1998-04-01 |  | Safe Suction (Euro)
DIAMOND RUG & CARPET FACILITY | EAST FIRST STREET | ARAGON | Polk | 9115054 | 1 | [5 empty] | Currently in Use | Gas (Historical Use) | 0 | Not Marked/Unknown |  |  | Not Marked
D M SERVICE | 3205 ROME HWY | ARAGON | Polk | 4080178 | 1 | [5 empty] | Closed in Ground | Gas (Historical Use) | 2000 | Bare Steel | 1972-04-24 | 1991-05-23 | Galvanized Steel
CITY OF ARAGON | ELM ST/CITY HALL | ARAGON | Polk | 1150003 | 1 | [5 empty] | Removed from Ground | Gas (Historical Use) | 1000 | Bare Steel | 1978-02-26 | 1998-11-01 | Unknown
ARAGON GROCERY | 2684 Rome Hwy | ARAGON | Polk | 1150019 | 3 |  |  | FALSE |  | FALSE | Removed from Ground | Gas (Historical Use) | 3000 | Bare Steel | 1979-04-19 | 1998-04-01 | Galvanized Steel | Safe Suction (Euro)
BURTONS KWIK STOP | 4584 ROME HWY | ARAGON | Polk | 9115021 | 168435 | Ball Float | 1989-12-10 | FALSE | 1989-12-10 | FALSE | Currently in Use | Diesel | 8000 | Steel-Impressed Current | 1999-08-18 |  | Fiberglass Reinforced Plastic | Pressurized
WOLFE GROCERY | 150 NEW PROSPECT RD | ARAGON | Polk | 1150096 | 4 | Flapper Valve | 2007-04-07 | FALSE | 1998-08-31 | FALSE | Currently in Use | Diesel | 8000 | Steel-Impressed Current | 1982-05-09 |  | Steel (Impressed Current) | Pressurized
ARAGON SHELL | HWY 101/RT 1 PORTLAND RD | ARAGON | Polk | 1150097 | 2 | [5 empty] | Removed from Ground | Gas (Historical Use) | 2000 | Bare Steel | 1974-05-10 | 1991-04-01 | Galvanized Steel
BURTONS KWIK STOP | 4584 ROME HWY | ARAGON | Polk | 9115021 | 138713UL | Ball Float | 1989-12-10 | FALSE | 1989-12-10 | FALSE | Currently in Use | Regular | 10000 | Steel-Impressed Current | 1999-11-10 |  | Fiberglass Reinforced Plastic | Pressurized
TRIPLE R FOOD MART | 3137 ROME HWY | ARAGON | Polk | 1100034 | 5 | Flapper Valve | 1998-12-21 |  | 1998-12-21 |  | Currently in Use | Diesel | 4000 | Steel-Impressed Current | 1985-05-05 |  | Steel (Impressed Current) | Pressurized
TRIPLE R FOOD MART | 3137 ROME HWY | ARAGON | Polk | 1100034 | 4 | Flapper Valve | 1998-12-21 |  | 1998-12-21 |  | Currently in Use | Diesel | 4000 | Steel-Impressed Current | 1985-05-05 |  | Steel (Impressed Current) | Pressurized
CITGO FOOD MART | 3150 ROME HWY | ARAGON | Polk | 1150064 | 2 | Flapper Valve | 2024-07-31 | FALSE | 2024-07-31 | FALSE | Currently in Use | Diesel | 3000 | Steel-Impressed Current | 1998-11-20 |  | Steel (Impressed Current) | Suction (American)
FORMER BAINES MOTOR SERVICE | 3205 ROME HWY/HWY 101 | ARAGON | Polk | 9115001 | 1 | [5 empty] | Removed from Ground | Gas (Historical Use) | 1000 | Not Marked/Unknown | 1991-05-23 | 1991-05-23 | Not Marked
ARAGON SHELL | HWY 101/RT 1 PORTLAND RD | ARAGON | Polk | 1150097 | 3 | [5 empty] | Removed from Ground | Gas (Historical Use) | 0 | Bare Steel | 1971-05-11 | 1991-04-01 | Galvanized Steel
BURTONS KWIK STOP | 4584 ROME HWY | ARAGON | Polk | 9115021 | 138714PRE | Ball Float | 1989-12-10 | FALSE | 1989-12-10 | FALSE | Currently in Use | Premium | 10000 | Steel-Impressed Current | 1999-11-10 |  | Fiberglass Reinforced Plastic | Pressurized
ARAGON SHELL | HWY 101/RT 1 PORTLAND RD | ARAGON | Polk | 1150097 | 1 | [5 empty] | Removed from Ground | Gas (Historical Use) | 3000 | Bare Steel | 1974-05-10 | 1991-04-01 | Galvanized Steel
BURTONS KWIK STOP | 4584 ROME HWY | ARAGON | Polk | 9115021 | 138712PLU | Ball Float | 1989-12-10 | FALSE | 1989-12-10 | FALSE | Currently in Use | Regular | 10000 | Steel-Impressed Current | 1999-11-10 |  | Fiberglass Reinforced Plastic | Pressurized
WAX GROCERY | RT #1 WAX RD | ARAGON | Polk | 570241 | 2 | [5 empty] | Removed from Ground | Gas (Historical Use) | 1050 | Bare Steel | 1976-05-23 | 1999-12-09 | Galvanized Steel
CITGO FOOD MART | 3150 ROME HWY | ARAGON | Polk | 1150064 | 3 | Flapper Valve | 2024-07-31 | FALSE | 2024-07-31 | FALSE | Currently in Use | Premium | 6000 | Steel-Impressed Current | 1998-11-20 |  | Steel (Impressed Current) | Suction (American)
ARAGON GROCERY | 2684 Rome Hwy | ARAGON | Polk | 1150019 | 1 |  |  | FALSE |  | FALSE | Removed from Ground | Gas (Historical Use) | 10000 | Bare Steel | 1979-04-19 | 1998-04-01 |  | Safe Suction (Euro)
GEORGIA PACIFIC FANNIE BAXTER FE | WEST SIDE US HWY 301N | ARAGON | Polk | 9132028 | 2 | [5 empty] | Permanently Out of Use - historical purposes | Gas (Historical Use) | 1000 | Marked Unknown |  | 1899-12-31 | Unknown
SENEY PACKAGE STORE | RT 1 | ARAGON | Polk | 1150061 | 2 | [5 empty] | Permanently Out of Use - historical purposes | Gas (Historical Use) | 2000 | Bare Steel | 1981-05-09 | 1899-12-31 | Bare Steel
WOLFE GROCERY | 150 NEW PROSPECT RD | ARAGON | Polk | 1150096 | 1 | Flapper Valve | 2007-04-07 | FALSE | 1998-08-31 | FALSE | Currently in Use | Regular | 8000 | Steel-Impressed Current | 1982-05-09 |  | Steel (Impressed Current) | Pressurized
CITGO FOOD MART | 3150 ROME HWY | ARAGON | Polk | 1150064 | 4 | Flapper Valve | 2024-07-31 | FALSE | 2024-07-31 | FALSE | Currently in Use | Regular | 8000 | Steel-Impressed Current | 1998-11-20 |  | Steel (Impressed Current) | Suction (American)
B & B ENGINES | 249 NEW PROSPECT RD | ARAGON | Polk | 10000150 | 2 |  |  | FALSE |  | FALSE | Removed from Ground | Gas (Historical Use) | 1000 | Unknown |  | 1899-12-31
ARAGON GROCERY | 2684 Rome Hwy | ARAGON | Polk | 1150019 | 5 | Flapper Valve | 1998-05-01 | FALSE | 1998-05-01 | FALSE | Currently in Use | Premium | 8000 | Fiberglass | 1998-05-01 |  | Fiberglass Reinforced Plastic | Pressurized
ARAGON GROCERY | 2684 Rome Hwy | ARAGON | Polk | 1150019 | 4 | Flapper Valve | 1998-05-01 | FALSE | 1998-05-01 | FALSE | Currently in Use | Regular | 12000 | Fiberglass | 1998-05-01 |  | Fiberglass Reinforced Plastic | Pressurized
BURTONS KWIK STOP | 4584 ROME HWY | ARAGON | Polk | 9115021 | 162691 | Flapper Valve | 1989-12-10 | FALSE | 1989-12-10 | FALSE | Currently in Use | Kerosene | 1000 | Steel-Impressed Current | 1999-11-10 |  | Fiberglass Reinforced Plastic | Safe Suction (Euro)
TRIPLE R FOOD MART | 3137 ROME HWY | ARAGON | Polk | 1100034 | 3 | Flapper Valve | 1998-12-21 |  | 1998-12-21 |  | Closed in Ground | Gas (Historical Use) | 3000 | Steel-Impressed Current | 1985-05-05 | 2025-07-12 | Cathodically Protected | Pressurized
TRIPLE R FOOD MART | 3137 ROME HWY | ARAGON | Polk | 1100034 | 1 | Flapper Valve | 1998-12-21 |  | 1998-12-21 |  | Currently in Use | Gas (Historical Use) | 4000 | Steel-Impressed Current | 1985-05-05 |  | Steel (Impressed Current) | Pressurized
B & B ENGINES | 249 NEW PROSPECT RD | ARAGON | Polk | 10000150 | 1 |  |  | FALSE |  | FALSE | Removed from Ground | Gas (Historical Use) | 1000 | Unknown |  | 1899-12-31
D M SERVICE | 3205 ROME HWY | ARAGON | Polk | 4080178 | 2 | [5 empty] | Closed in Ground | Gas (Historical Use) | 1000 | Bare Steel | 1972-04-24 | 1991-05-23 | Galvanized Steel
ARAGON SHELL | HWY 101/RT 1 PORTLAND RD | ARAGON | Polk | 1150097 | 4 | [5 empty] | Removed from Ground | Empty | 500 | Bare Steel | 1971-05-11 | 1991-04-01 | Galvanized Steel
B & B ENGINES | 249 NEW PROSPECT RD | ARAGON | Polk | 10000150 | 3 |  |  | FALSE |  | FALSE | Removed from Ground | Gas (Historical Use) | 200 | Unknown |  | 1899-12-31
WOLFE GROCERY | 150 NEW PROSPECT RD | ARAGON | Polk | 1150096 | 2 | Flapper Valve | 2007-04-07 | FALSE | 1998-08-31 | FALSE | Currently in Use | Plus | 8000 | Steel-Impressed Current | 1982-05-09 |  | Steel (Impressed Current) | Pressurized
TRIPLE R FOOD MART | 3137 ROME HWY | ARAGON | Polk | 1100034 | 2 | Flapper Valve | 1998-12-21 |  | 1998-12-21 |  | Currently in Use | Gas (Historical Use) | 4000 | Steel-Impressed Current | 1985-05-05 |  | Steel (Impressed Current) | Pressurized
WOLFE GROCERY | 150 NEW PROSPECT RD | ARAGON | Polk | 1150096 | 3 | Flapper Valve | 2007-04-07 | FALSE | 1998-08-31 | FALSE | Currently in Use | Premium | 8000 | Steel-Impressed Current | 1982-05-09 |  | Steel (Impressed Current) | Pressurized
GEORGIA PACIFIC FANNIE BAXTER FE | WEST SIDE US HWY 301N | ARAGON | Polk | 9132028 | 1 | [5 empty] | Permanently Out of Use - historical purposes | Gas (Historical Use) | 1000 | Marked Unknown |  | 1899-12-31 | Unknown
WAX GROCERY | RT #1 WAX RD | ARAGON | Polk | 570241 | 1 | [5 empty] | Removed from Ground | Gas (Historical Use) | 1050 | Bare Steel | 1976-05-23 | 1999-12-09 | Galvanized Steel
CITGO FOOD MART | 3150 ROME HWY | ARAGON | Polk | 1150064 | 1 | Flapper Valve | 2024-07-31 | FALSE | 2024-07-31 | FALSE | Currently in Use | E-0 | 4000 | Steel-Impressed Current | 1998-11-20 |  | Steel (Impressed Current) | Pressurized
FORMER BAINES MOTOR SERVICE | 3205 ROME HWY/HWY 101 | ARAGON | Polk | 9115001 | 2 | [5 empty] | Removed from Ground | Gas (Historical Use) | 2000 | Not Marked/Unknown | 1991-05-23 | 1991-05-23 | Not Marked
UNKNOWN | MORGAN VALLEY RD | ROCKMART | Polk | 10002663 | 1 |  |  | FALSE |  | FALSE | Removed from Ground | Not Marked/Tank Removed | 0 | Bare Steel | 2016-08-01 | 2016-08-01
EXPRESS STOP | 802 CARTERSVILLE HWY | ROCKMART | Polk | 10000431 | 2 | Ball Float | 2003-08-12 | FALSE | 2003-08-12 | FALSE | Currently in Use | Diesel | 15000 | Composite | 2003-08-06 |  | Double-Walled Flex | Pressurized
RaceWay #6854 - Rockmart | 1951 NATHAN DEAN PKWY | ROCKMART | Polk | 10001825 | 1 | Overfill Alarm | 2010-03-24 | FALSE | 2010-03-24 | FALSE | Currently in Use | Regular | 20000 | Composite Double Walled | 2010-03-24 |  | Double-Walled Fiberglass | Pressurized
EXPRESS STOP | 802 CARTERSVILLE HWY | ROCKMART | Polk | 10000431 | 3 | Ball Float | 2003-08-12 | FALSE | 2003-08-12 | FALSE | Currently in Use | Premium | 12000 | Composite | 2003-08-06 |  | Double-Walled Flex | Pressurized
RaceWay #6854 - Rockmart | 1951 NATHAN DEAN PKWY | ROCKMART | Polk | 10001825 | 3 | Overfill Alarm | 2010-03-24 | FALSE | 2010-03-24 | FALSE | Currently in Use | Diesel | 12000 | Composite Double Walled | 2010-03-24 |  | Double-Walled Fiberglass | Pressurized
RaceWay #6854 - Rockmart | 1951 NATHAN DEAN PKWY | ROCKMART | Polk | 10001825 | 2 | Overfill Alarm | 2010-03-24 | FALSE | 2010-03-24 | FALSE | Currently in Use | Premium | 12000 | Composite Double Walled | 2010-03-24 |  | Double-Walled Fiberglass | Pressurized
EXPRESS STOP | 802 CARTERSVILLE HWY | ROCKMART | Polk | 10000431 | 4A | Ball Float | 2003-08-12 | FALSE | 2003-08-12 | FALSE | Currently in Use | Diesel | 2000 | Composite | 2003-08-06 |  | Double-Walled Flex | Pressurized
EXPRESS STOP | 802 CARTERSVILLE HWY | ROCKMART | Polk | 10000431 | 4B | Ball Float | 2003-08-12 | FALSE | 2003-08-12 | FALSE | Currently in Use | Kerosene | 2000 | Composite | 2003-08-06 |  | Double-Walled Flex | Pressurized
EXPRESS STOP | 802 CARTERSVILLE HWY | ROCKMART | Polk | 10000431 | 1 | Ball Float | 2003-08-12 | FALSE | 2003-08-12 | FALSE | Currently in Use | Regular | 15000 | Composite | 2003-08-06 |  | Double-Walled Flex | Pressurized
MCCANNON WELL CO/FARM |  | CARLTON | Polk | 9109011 | DUMMY | [5 empty] | Currently in Use | Gas (Historical Use) | 0 | Not Marked/Unknown |  |  | Not Marked
VILLAGE MARKET | 648 GOODYEAR AVE | ROCKMART | Polk | 1100035 | 3 | Flapper Valve | 1998-06-03 | FALSE | 1998-06-03 | FALSE | Currently in Use | Diesel | 6000 | Steel-Impressed Current | 1983-05-06 |  | Steel (Impressed Current) | Pressurized
Dixie Fuels/MAPCO EXPRESS INC #3527 | 104 GTM PARKWAY & 101 HWY | ROCKMART | Polk | 9115061 | 1 | Ball Float | 1999-10-01 | FALSE | 1999-10-01 | FALSE | Currently in Use | Regular | 15000 | Composite | 1999-10-01 |  | Double-Walled Flex | Pressurized
CHEVRON #43320 | 104 EAST ELM ST | ROCKMART | Polk | 9115005 | 5 | [5 empty] | Removed from Ground | Gas (Historical Use) | 3000 | Marked Unknown | 1964-01-01 | 1984-10-01 | Unknown
CAMPBELLS TRADING POST | 1436 HWY 113 | ROCKMART | Polk | 9115062 | 1 | [5 empty] | Removed from Ground | Gas (Historical Use) | 550 | Bare Steel | 1998-10-13 | 1998-10-13 | Bare Steel
Dixie Fuels/MAPCO EXPRESS INC #3527 | 104 GTM PARKWAY & 101 HWY | ROCKMART | Polk | 9115061 | 2 | Ball Float | 1999-10-01 | FALSE | 1999-10-01 | FALSE | Currently in Use | Premium | 12000 | Composite | 1999-10-01 |  | Double-Walled Flex | Pressurized
HI TECH QUICK MART | 710 W ELM ST | ROCKMART | Polk | 1150100 | 3 | [5 empty] | Removed from Ground | Gas (Historical Use) | 4000 | Bare Steel | 1975-05-10 | 1998-07-01 | Galvanized Steel | Safe Suction (Euro)
FORMER GARRISON UNION 76 | 103 NORTH MARBLE ST | ROCKMART | Polk | 1150057 | 6 |  |  | FALSE |  | FALSE | Removed from Ground | Used Oil | 550 | Unknown | 1992-04-01 | 1992-04-01 | Unknown
Dixie Fuels/MAPCO EXPRESS INC #3527 | 104 GTM PARKWAY & 101 HWY | ROCKMART | Polk | 9115061 | 4 | Ball Float | 1999-10-01 | FALSE | 1999-10-01 | FALSE | Currently in Use | Diesel Off Road | 2000 | Composite | 1999-10-01 |  | Double-Walled Flex | Pressurized
Dixie Fuels/MAPCO EXPRESS INC #3527 | 104 GTM PARKWAY & 101 HWY | ROCKMART | Polk | 9115061 | 5 | Ball Float | 1999-10-01 | FALSE | 1999-10-01 | FALSE | Currently in Use | E-0 | 2000 | Composite | 1999-10-01 |  | Double-Walled Flex | Pressurized
HI TECH QUICK MART | 710 W ELM ST | ROCKMART | Polk | 1150100 | 4B | Ball Float | 1996-03-01 | FALSE | 1996-03-01 | FALSE | Currently in Use | Premium | 8000 | Composite | 1996-03-01 |  | Fiberglass Reinforced Plastic | Pressurized
HI TECH QUICK MART | 710 W ELM ST | ROCKMART | Polk | 1150100 | 1 | [5 empty] | Removed from Ground | Gas (Historical Use) | 6000 | Bare Steel | 1975-05-10 | 1998-07-01 | Galvanized Steel | Safe Suction (Euro)
BUY LOW BUILDING | 55 MORGAN VALLEY ROAD | ROCKMART | Polk | 1150065 | 2 | [5 empty] | Removed from Ground | Gas (Historical Use) | 6000 | Bare Steel | 1971-05-12 | 1999-12-01 | Bare Steel
GA DOT #10609 | PEACHTREE ST | ROCKMART | Polk | 1150026 | 60901 | [5 empty] | Removed from Ground | Gas (Historical Use) | 1000 | Bare Steel | 1961-05-05 | 1989-06-14 | Bare Steel
CHAMBERS AUTO SERVICE | 319 SOUTH PIEDMONT AVE | ROCKMART | Polk | 1100037 | 1 | [5 empty] | Removed from Ground | Gas (Historical Use) | 10000 | Bare Steel | 1981-05-06 | 2000-11-14 | Galvanized Steel
COOTS LAKE STATION | 43 COOTS LAKE ROAD | ROCKMART | Polk | 9115060 | 3 | Ball Float | 2000-03-15 | FALSE | 2000-03-15 | FALSE | Currently in Use | Diesel | 3000 | Composite | 2000-02-15 |  | Flex | Pressurized
HUGHES SALVAGE | 1888 CARTERSVILLE HWY | ROCKMART | Polk | 9115055 | 1 | [5 empty] | Removed from Ground | Other | 0 | Not Marked/Unknown |  | 1899-12-31 | Not Marked
CHAMBERS AUTO SERVICE | 319 SOUTH PIEDMONT AVE | ROCKMART | Polk | 1100037 | 2 | [5 empty] | Removed from Ground | Gas (Historical Use) | 10000 | Bare Steel | 1981-05-06 | 2000-11-14 | Galvanized Steel
HUGHES SALVAGE | 1888 CARTERSVILLE HWY | ROCKMART | Polk | 9115055 | 2 | [5 empty] | Removed from Ground | Other | 0 | Not Marked/Unknown |  | 1899-12-31 | Not Marked
ROCKMART TEXACO | 20 MORGAN VALLEY RD | ROCKMART | Polk | 1150079 | 2 | [5 empty] | Permanently Out of Use - historical purposes | Gas (Historical Use) | 3000 | Bare Steel | 1960-05-14 | 1899-12-31 | Galvanized Steel
HI TECH QUICK MART | 710 W ELM ST | ROCKMART | Polk | 1150100 | 4A | Ball Float | 1996-03-01 | FALSE | 1996-03-01 | FALSE | Currently in Use | Regular | 10000 | Composite | 1996-03-01 |  | Fiberglass Reinforced Plastic | Pressurized
DAWSON SUPERETTE | HWY 278 W CEDARTOWN HWY | ROCKMART | Polk | 1150099 | 3 |  | 1999-01-01 |  | 1999-01-01 |  | Removed from Ground | Gas (Historical Use) | 4000 | Steel-Impressed Current | 1975-05-10 | 2002-04-15 | Fiberglass Reinforced Plastic | Pressurized
NO FACILITY NAME GIVEN | NATHAN DEAN BY PASS | ROCKMART | Polk | 1150044 | 1 | [5 empty] | Permanently Out of Use - historical purposes | Gas (Historical Use) | 6000 | Bare Steel |  | 1899-12-31 | Unknown
GRANT COUNTRY STORE #107 | 994 CEDARTOWN HWY | ROCKMART | Polk | 1150034 | 2-UNL | Ball Float | 1998-01-16 | FALSE | 1998-01-16 | FALSE | Currently in Use | Plus | 8000 | Steel-Impressed Current | 1981-05-02 |  | Steel (Impressed Current) | Pressurized
ROCKMART WATER TREATMENT PLANT | 136 WEST ELM ST | ROCKMART | Polk | 1150030 | 1 | [5 empty] | Closed in Ground | Gas (Historical Use) | 1000 | Bare Steel | 1976-04-24 | 1993-12-09 | Bare Steel
FORMER GARRISON UNION 76 | 103 NORTH MARBLE ST | ROCKMART | Polk | 1150057 | 1 | [5 empty] | Removed from Ground | Gas (Historical Use) | 3000 | Bare Steel | 1969-05-12 | 1992-04-01 | Bare Steel
FORMER GARRISON UNION 76 | 103 NORTH MARBLE ST | ROCKMART | Polk | 1150057 | 7 |  |  | FALSE |  | FALSE | Removed from Ground | Kerosene | 550 | Unknown | 1992-04-01 | 1992-04-01 | Unknown
BUY LOW BUILDING | 55 MORGAN VALLEY ROAD | ROCKMART | Polk | 1150065 | 1 | [5 empty] | Removed from Ground | Gas (Historical Use) | 6000 | Bare Steel | 1971-05-12 | 1999-12-01 | Bare Steel
HANDY ANDY #38 | 625 NORTH PIEDMONT AVE | ROCKMART | Polk | 1150032 | 1-REG | Ball Float | 1997-08-29 | FALSE | 1997-08-29 | FALSE | Currently in Use | Regular | 10000 | Steel-Impressed Current | 1976-05-03 |  | Fiberglass Reinforced Plastic | Pressurized
Dixie Fuels/MAPCO EXPRESS INC #3527 | 104 GTM PARKWAY & 101 HWY | ROCKMART | Polk | 9115061 | 3 | Ball Float | 1999-10-01 | FALSE | 1999-10-01 | FALSE | Currently in Use | Diesel | 12000 | Composite | 1999-10-01 |  | Double-Walled Flex | Pressurized
CHEVRON #43320 | 104 EAST ELM ST | ROCKMART | Polk | 9115005 | 2 | [5 empty] | Removed from Ground | Gas (Historical Use) | 3000 | Marked Unknown | 1964-01-01 | 1984-10-01 | Unknown
KWIK SERV | 406 NATHAN DEAN BY-PASS | ROCKMART | Polk | 9115009 | 2 | Flapper Valve | 2023-01-31 | FALSE | 1994-05-23 | FALSE | Currently in Use | Regular | 6000 | Steel-Impressed Current | 1977-01-01 |  | Fiberglass Reinforced Plastic | Pressurized
FRANKS CLEAN UP SHOP | ELM ST & BLUFF ST | ROCKMART | Polk | 1150119 | 2 | [5 empty] | Removed from Ground | Gas (Historical Use) | 3008 | Bare Steel | 1986-05-30 | 1991-04-01 | Galvanized Steel
HI TECH QUICK MART | 710 W ELM ST | ROCKMART | Polk | 1150100 | 2 | [5 empty] | Removed from Ground | Gas (Historical Use) | 6000 | Bare Steel | 1975-05-10 | 1998-07-01 | Galvanized Steel | Safe Suction (Euro)
CHAMBERS AUTO SERVICE | 319 SOUTH PIEDMONT AVE | ROCKMART | Polk | 1100037 | 4 | [5 empty] | Removed from Ground | Diesel | 6000 | Bare Steel | 1981-05-06 | 2000-11-14 | Galvanized Steel
COOTS LAKE STATION | 43 COOTS LAKE ROAD | ROCKMART | Polk | 9115060 | 2 | Ball Float | 2000-03-15 | FALSE | 2000-03-15 | FALSE | Currently in Use | Premium | 8000 | Composite | 2000-02-15 |  | Flex | Pressurized
ROCKMART TEXACO | 20 MORGAN VALLEY RD | ROCKMART | Polk | 1150079 | 4 | [5 empty] | Permanently Out of Use - historical purposes | Diesel | 1000 | Bare Steel | 1960-05-14 | 1899-12-31 | Galvanized Steel
SMILEGAS/ROCKMART SELF SERVICE | 325 WEST ELM ST | ROCKMART | Polk | 1150050 | 1 | [5 empty] | Removed from Ground | Gas (Historical Use) | 4000 | Bare Steel | 1965-01-01 | 1991-09-20 | Galvanized Steel | Pressurized
NO FACILITY NAME GIVEN | NATHAN DEAN BY PASS | ROCKMART | Polk | 1150044 | 4 | [5 empty] | Permanently Out of Use - historical purposes | Diesel | 1000 | Bare Steel |  | 1899-12-31 | Unknown
SOUTHDOWN INC | 1801 ROME HIGHWAY | ROCKMART | Polk | 1150016 | 3 | [5 empty] | Removed from Ground | Empty | 10000 | Bare Steel | 1965-04-21 | 2000-10-18 | Bare Steel
EASY SHOP | 502 EAST ELM ST | ROCKMART | Polk | 1150022 | 1 | Flapper Valve | 1998-01-15 | FALSE | 1998-01-15 | FALSE | Currently in Use | Regular | 6000 | Steel-Impressed Current | 1981-04-24 |  | Steel (Impressed Current) | Pressurized
FORMERLY HIGHPOINT GROCERY | 1901 CEDARTOWN HIGHWAY | ROCKMART | Polk | 10000102 | 1 |  |  | FALSE |  | FALSE | Removed from Ground | Gas (Historical Use) | 557 | Unknown | 2002-05-08 | 2002-05-08
TONY'S FOOD MART #1 | HWY 113 | ROCKMART | Polk | 9115031 | 2 |  | 1999-01-01 |  | 1999-01-01 |  | Removed from Ground | Gas (Historical Use) | 6000 | Steel-Impressed Current | 1983-01-01 | 2002-09-04 | Cathodically Protected | Suction (American)
ROCKMART TEXACO | 20 MORGAN VALLEY RD | ROCKMART | Polk | 1150079 | 3 | [5 empty] | Permanently Out of Use - historical purposes | Gas (Historical Use) | 2000 | Bare Steel | 1960-05-14 | 1899-12-31 | Galvanized Steel
BELLSOUTH TELECOMMUNICATIONS ROC | 333 E ELM ST | ROCKMART | Polk | 1150114 | 1 | [5 empty] | Removed from Ground | Other | 1000 | Bare Steel | 1979-01-01 | 1997-12-18 | Copper | Suction (American)
GUY SLOAN MOTOR (FKA CITY TIRE A | 203 MARBLE ST | ROCKMART | Polk | 1150001 | 3 | [5 empty] | Removed from Ground | Gas (Historical Use) | 4000 | Bare Steel | 1977-05-10 | 1992-03-23 | Galvanized Steel
J L LESTER & SON INC | 326 S MARBLE ST | ROCKMART | Polk | 1150007 | 5 | Flapper Valve | 1994-12-01 |  | 1994-12-01 |  | Removed from Ground | Diesel | 6000 | Galvanic (STIP-3) | 1985-12-31 | 2012-08-21 | Double-Walled Flex | Safe Suction (Euro)
DAWSON SUPERETTE | HWY 278 W CEDARTOWN HWY | ROCKMART | Polk | 1150099 | 1 |  | 1999-01-01 |  | 1999-01-01 |  | Removed from Ground | Gas (Historical Use) | 6000 | Steel-Impressed Current | 1975-05-10 | 2002-04-15 | Fiberglass Reinforced Plastic | Pressurized
SMILEGAS/ROCKMART SELF SERVICE | 325 WEST ELM ST | ROCKMART | Polk | 1150050 | 2 | [5 empty] | Removed from Ground | Gas (Historical Use) | 4000 | Bare Steel | 1965-01-01 | 1991-09-20 | Galvanized Steel | Pressurized
NO FACILITY NAME GIVEN | NATHAN DEAN BY PASS | ROCKMART | Polk | 1150044 | 3 | [5 empty] | Permanently Out of Use - historical purposes | Gas (Historical Use) | 1000 | Bare Steel |  | 1899-12-31 | Unknown
GRANT COUNTRY STORE #107 | 994 CEDARTOWN HWY | ROCKMART | Polk | 1150034 | 3-SUL | Ball Float | 1998-01-16 | FALSE | 1998-01-16 | FALSE | Currently in Use | Premium | 8000 | Steel-Impressed Current | 1981-05-02 |  | Steel (Impressed Current) | Pressurized
CHEVRON #43320 | 104 EAST ELM ST | ROCKMART | Polk | 9115005 | 4 |  |  | TRUE |  | TRUE | Removed from Ground | Used Oil | 0 | Marked Unknown | 1964-01-01 | 1984-10-01 | Unknown
CSX TRANSPORTATION/SEABOARD SYST | 485 SOUTH MARBLE ST | ROCKMART | Polk | 1150094 | 44 | [5 empty] | Removed from Ground | Gas (Historical Use) | 250 | Bare Steel | 1980-05-09 | 1993-02-11 | Bare Steel
CSX TRANSPORTATION/SEABOARD SYST | 485 SOUTH MARBLE ST | ROCKMART | Polk | 1150094 | 22 | [5 empty] | Removed from Ground | Gas (Historical Use) | 250 | Bare Steel | 1980-05-09 | 1993-02-11 | Bare Steel
SMILEGAS/ROCKMART SELF SERVICE | 325 WEST ELM ST | ROCKMART | Polk | 1150050 | 3 | [5 empty] | Removed from Ground | Gas (Historical Use) | 1000 | Bare Steel | 1965-01-01 | 1991-09-20 | Galvanized Steel | Pressurized
CHAPMANS SUPERETTE | 1400 N PIEDMONT AVE | ROCKMART | Polk | 1150056 | 2 |  | 1998-06-16 |  | 1998-06-16 |  | Removed from Ground | Gas (Historical Use) | 1000 | Bare Steel | 1968-05-12 | 2002-06-05 | Double Walled | Suction (American)
NO FACILITY NAME GIVEN | NATHAN DEAN BY PASS | ROCKMART | Polk | 1150044 | 2 | [5 empty] | Permanently Out of Use - historical purposes | Diesel | 10000 | Bare Steel |  | 1899-12-31 | Unknown
JBS FOOD MART | 920 CEDARTOWN HWY | ROCKMART | Polk | 1150029 | 3 | Flapper Valve | 1998-12-30 | FALSE | 1998-12-30 | FALSE | Currently in Use | Regular | 5000 | Steel-Impressed Current | 1974-03-29 |  | Steel (Impressed Current) | Pressurized
VILLAGE MARKET | 648 GOODYEAR AVE | ROCKMART | Polk | 1100035 | 1 | Ball Float | 1998-06-03 | FALSE | 1998-06-03 | FALSE | Currently in Use | Gas (Historical Use) | 8000 | Steel-Impressed Current | 1983-05-06 |  | Steel (Impressed Current) | Pressurized
TONY'S FOOD MART #1 | HWY 113 | ROCKMART | Polk | 9115031 | 3 |  | 1999-01-01 |  | 1999-01-01 |  | Removed from Ground | Gas (Historical Use) | 4000 | Steel-Impressed Current | 1983-01-01 | 2002-09-04 | Cathodically Protected | Suction (American)
JBS FOOD MART | 920 CEDARTOWN HWY | ROCKMART | Polk | 1150029 | 2 | Flapper Valve |  | FALSE |  | FALSE | Currently in Use | Regular | 5000 | Steel-Impressed Current |  |  | Steel (Impressed Current) | Pressurized
HANDY ANDY #38 | 625 NORTH PIEDMONT AVE | ROCKMART | Polk | 1150032 | 3-SUL | Ball Float | 1997-08-29 | FALSE | 1997-08-29 | FALSE | Currently in Use | Plus | 8000 | Steel-Impressed Current | 1976-05-03 | 2012-08-09 | Fiberglass Reinforced Plastic | Pressurized
DUNNS QUICK STOP #1 | 565 ATLANTA HWY | ROCKMART | Polk | 1150020 | 4 |  |  | FALSE |  | FALSE | [6 empty] | Fiberglass Reinforced Plastic | Pressurized
DUNNS QUICK STOP #1 | 565 ATLANTA HWY | ROCKMART | Polk | 1150020 | 5 | Ball Float | 1993-07-01 | FALSE | 1993-07-01 | TRUE | Currently in Use | Regular | 6000 | Galvanic (STIP-3) | 1993-07-01 |  | Fiberglass Reinforced Plastic | Pressurized
CHEVRON #43320 | 104 EAST ELM ST | ROCKMART | Polk | 9115005 | 3 | [5 empty] | Removed from Ground | Gas (Historical Use) | 3000 | Marked Unknown | 1964-01-01 | 1984-10-01 | Unknown
CHAPMANS SUPERETTE | 1400 N PIEDMONT AVE | ROCKMART | Polk | 1150056 | 4 |  | 1998-06-16 |  | 1998-06-16 |  | Removed from Ground | Diesel | 1000 | Bare Steel | 1968-05-12 | 2002-06-05 | Double Walled | Suction (American)
CHAPMANS SUPERETTE | 1400 N PIEDMONT AVE | ROCKMART | Polk | 1150056 | 1 |  | 1998-06-16 |  | 1998-06-16 |  | Removed from Ground | Gas (Historical Use) | 1000 | Bare Steel | 1968-05-12 | 2002-06-05 | Double Walled | Suction (American)
GA DOT #10609 | PEACHTREE ST | ROCKMART | Polk | 1150026 | 60902 | [5 empty] | Removed from Ground | Diesel | 550 | Bare Steel | 1961-05-05 | 1989-06-14 | Bare Steel
Silver Comet Foods, LLC | 479 NATHAN DEAN PKWY | ROCKMART | Polk | 9115029 | 1 | Flapper Valve | 1990-02-01 | FALSE | 1990-02-01 | FALSE | Currently in Use | Diesel | 10000 | Composite | 1990-02-01 |  | Aboveground | Safe Suction (Euro)
CHEVRON #43320 | 104 EAST ELM ST | ROCKMART | Polk | 9115005 | 1 | [5 empty] | Removed from Ground | Gas (Historical Use) | 3000 | Marked Unknown | 1964-01-01 | 1984-10-01 | Unknown
KWIK SERV | 406 NATHAN DEAN BY-PASS | ROCKMART | Polk | 9115009 | 4 | Ball Float | 1994-05-23 | FALSE | 1994-05-23 | FALSE | Currently in Use | Diesel | 3000 | Steel-Impressed Current | 1977-01-01 |  | Fiberglass Reinforced Plastic | Pressurized
SOUTHDOWN INC | 1801 ROME HIGHWAY | ROCKMART | Polk | 1150016 | 5 | [5 empty] | Removed from Ground | Other | 500 | Bare Steel | 1965-04-21 | 1899-12-31 | Bare Steel
SOUTHDOWN INC | 1801 ROME HIGHWAY | ROCKMART | Polk | 1150016 | 4 | [5 empty] | Removed from Ground | Empty | 2000 | Bare Steel | 1965-04-21 | 1899-12-31 | Bare Steel
FORMERLY DAVIS GROCERY | 4109 CEDARTOWN HIGHWAY | ROCKMART | Polk | 10000101 | 3 |  |  | FALSE |  | FALSE | Removed from Ground | Gas (Historical Use) | 1127 | Unknown | 2002-05-08 | 2002-05-08
KWIK SERV | 406 NATHAN DEAN BY-PASS | ROCKMART | Polk | 9115009 | 5 | Ball Float | 1994-05-23 | FALSE | 1994-05-23 | FALSE | Currently in Use | Diesel Off Road | 1000 | Steel-Impressed Current | 1977-01-01 |  | Fiberglass Reinforced Plastic | Pressurized
CLOSED | 435 ELM ST | ROCKMART | Polk | 1150078 | 1 | [5 empty] | Removed from Ground | Empty | 1000 | Bare Steel | 1961-05-14 | 1987-09-01 | Galvanized Steel
JBS FOOD MART | 920 CEDARTOWN HWY | ROCKMART | Polk | 1150029 | 4 | Flapper Valve | 1998-12-30 | FALSE | 1998-12-30 | FALSE | Currently in Use | Premium | 5000 | Steel-Impressed Current | 1974-03-29 |  | Steel (Impressed Current) | Pressurized
JBS FOOD MART | 920 CEDARTOWN HWY | ROCKMART | Polk | 1150029 | 1 | Flapper Valve | 1998-12-30 | FALSE | 1998-12-30 | FALSE | Currently in Use | Regular | 5000 | Steel-Impressed Current | 1974-03-29 |  | Steel (Impressed Current) | Pressurized
J L LESTER & SON INC | 326 S MARBLE ST | ROCKMART | Polk | 1150007 | 2 | [5 empty] | Closed in Ground | Diesel | 1500 | Bare Steel | 1985-12-31 | 1994-09-07 | Galvanized Steel
EASY SHOP | 502 EAST ELM ST | ROCKMART | Polk | 1150022 | 3 | Flapper Valve | 1998-01-15 | FALSE | 1998-01-15 | FALSE | Currently in Use | Gas (Historical Use) | 2000 | Steel-Impressed Current | 1981-04-24 |  | Steel (Impressed Current) | Pressurized
DUNNS QUICK STOP #1 | 565 ATLANTA HWY | ROCKMART | Polk | 1150020 | 3 |  |  | FALSE |  | FALSE | Removed from Ground | Empty | 3000 | Bare Steel | 1979-04-19 | 1993-09-13 | Galvanized Steel | Safe Suction (Euro)
J L LESTER & SON INC | 326 S MARBLE ST | ROCKMART | Polk | 1150007 | 1 | [5 empty] | Closed in Ground | Diesel | 1500 | Bare Steel | 1985-12-31 | 1994-09-07 | Galvanized Steel
J L LESTER & SON INC | 326 S MARBLE ST | ROCKMART | Polk | 1150007 | 4 | Flapper Valve | 1994-12-01 |  | 1994-12-01 |  | Removed from Ground | Diesel | 6000 | Galvanic (STIP-3) | 1985-12-31 | 2012-08-21 | Double-Walled Flex | Safe Suction (Euro)
VILLAGE MARKET | 648 GOODYEAR AVE | ROCKMART | Polk | 1100035 | 2 | Ball Float | 1998-06-03 | FALSE | 1998-06-03 | FALSE | Currently in Use | Gas (Historical Use) | 8000 | Steel-Impressed Current | 1983-05-06 |  | Steel (Impressed Current) | Pressurized
CHAPMANS SUPERETTE | 1400 N PIEDMONT AVE | ROCKMART | Polk | 1150056 | 5 |  | 1998-06-16 |  | 1998-06-16 |  | Removed from Ground | Diesel | 550 | Bare Steel | 1968-05-12 | 2002-06-05 | Double Walled | Suction (American)
HANDY ANDY #38 | 625 NORTH PIEDMONT AVE | ROCKMART | Polk | 1150032 | 2-UNL | Ball Float | 1997-08-29 | FALSE | 1997-08-29 | FALSE | Currently in Use | Premium | 8000 | Steel-Impressed Current | 1976-05-03 |  | Fiberglass Reinforced Plastic | Pressurized
MURPHY USA #7323 | 1553 ROME HWY | CEDARTOWN | Polk | 10001089 | 2A | Ball Float | 2006-02-22 | FALSE | 2006-02-22 | FALSE | Currently in Use | Diesel | 12000 | Fiberglass Double Walled | 2006-02-14 |  | Double-Walled Fiberglass | Pressurized
MURPHY USA #7323 | 1553 ROME HWY | CEDARTOWN | Polk | 10001089 | 1 | Ball Float | 2006-02-22 | FALSE | 2006-02-22 | FALSE | Currently in Use | Regular | 20000 | Fiberglass Double Walled | 2006-02-14 |  | Double-Walled Fiberglass | Pressurized
MURPHY USA #7323 | 1553 ROME HWY | CEDARTOWN | Polk | 10001089 | 2B | Ball Float | 2006-02-22 | FALSE | 2006-02-22 | FALSE | Currently in Use | Premium | 8000 | Fiberglass Double Walled | 2006-02-14 |  |  | Pressurized
M&M GROCERY | 4404 BUCHANAN HWY #27 | BUCHANAN | Polk | 1150115 | 1 | [5 empty] | Removed from Ground | Gas (Historical Use) | 1000 | Bare Steel | 1971-05-12 | 1998-09-01 | Galvanized Steel | Safe Suction (Euro)
M&M GROCERY | 4404 BUCHANAN HWY #27 | BUCHANAN | Polk | 1150115 | 4 | Ball Float | 1998-10-01 | FALSE | 1998-10-01 | FALSE | Removed from Ground | Gas (Historical Use) | 6000 | Galvanic (STIP-3) | 1986-05-09 |  | Fiberglass Reinforced Plastic | Pressurized
M&M GROCERY | 4404 BUCHANAN HWY #27 | BUCHANAN | Polk | 1150115 | 5 | Ball Float | 1998-10-01 | FALSE | 1998-10-01 | FALSE | Removed from Ground | Gas (Historical Use) | 6000 | Galvanic (STIP-3) | 1986-05-09 |  | Fiberglass Reinforced Plastic | Pressurized
M&M GROCERY | 4404 BUCHANAN HWY #27 | BUCHANAN | Polk | 1150115 | 3 | [5 empty] | Removed from Ground | Gas (Historical Use) | 1000 | Bare Steel | 1971-05-12 | 1998-09-01 | Galvanized Steel | Safe Suction (Euro)
KROGER GA-429 | 730 N MAIN ST | CEDARTOWN | Polk | 10001117 | 2A | Flapper Valve | 2006-03-30 | FALSE | 2006-03-30 | FALSE | Currently in Use | Diesel | 8000 | Fiberglass Double Walled | 2006-03-23 |  | Double-Walled Fiberglass | Pressurized
PETROMART #109 | 149 CHURCH ST | TAYLORSVILLE | Polk | 1150118 | 5 | Flapper Valve | 1986-07-15 | FALSE | 1986-07-15 | FALSE | Currently in Use | Diesel | 6000 | STIP-3/Impressed Current | 1986-07-15 |  | Steel (Impressed Current) | Safe Suction (Euro)
AT&T | OFF OF US HWY 411 WEST | CAVE SPRING | Polk | 1150084 | 1 | [5 empty] | Removed from Ground | Kerosene | 2000 | Bare Steel | 1985-01-01 | 1985-01-01 | Unknown
DANNY KINES | RT 3 PRIOR STATION RD | CEDARTOWN | Polk | 1150086 | 2 | [5 empty] | Removed from Ground | Gas (Historical Use) | 2000 | Bare Steel | 1978-05-10 | 1990-01-01 | Galvanized Steel
ABANDONED - SLAUGHTERS GROCERY | 1280 SHILOH RD | CEDARTOWN | Polk | 1150055 | 2 |  | 1998-05-14 |  | 1998-05-14 |  | Temporarily out of use | Gas (Historical Use) | 1000 | Bare Steel | 1981-05-09 |  | Double Walled | Suction (American)
COUNTRY CUPBOARD #34 | US HWY 278 | VAN WERT | Polk | 1150124 | 2 | [5 empty] | Removed from Ground | Gas (Historical Use) | 10000 | Fiberglass | 1987-01-01 | 1997-05-01 | Galvanized Steel
PETROMART #109 | 149 CHURCH ST | TAYLORSVILLE | Polk | 1150118 | 1-REG | Ball Float | 1986-07-15 | FALSE | 1986-07-15 | FALSE | Currently in Use | Regular | 10000 | STIP-3/Impressed Current | 1986-07-15 |  | Steel (Impressed Current) | Pressurized
ABANDONED - SLAUGHTERS GROCERY | 1280 SHILOH RD | CEDARTOWN | Polk | 1150055 | 1 |  | 1998-05-14 |  | 1998-05-14 |  | Temporarily out of use | Gas (Historical Use) | 1000 | Bare Steel | 1981-05-09 |  | Double Walled | Suction (American)
COUNTRY CUPBOARD #34 | US HWY 278 | VAN WERT | Polk | 1150124 | 3 | [5 empty] | Removed from Ground | Gas (Historical Use) | 6000 | Fiberglass | 1987-01-01 | 1997-05-01 | Galvanized Steel
KROGER GA-429 | 730 N MAIN ST | CEDARTOWN | Polk | 10001117 | 1 | Flapper Valve | 2006-03-30 | FALSE | 2006-03-30 | FALSE | Currently in Use | Regular | 20000 | Fiberglass Double Walled | 2006-03-23 |  | Double-Walled Fiberglass | Pressurized
KROGER GA-429 | 730 N MAIN ST | CEDARTOWN | Polk | 10001117 | 2B | Flapper Valve | 2006-03-30 | FALSE | 2006-03-30 | FALSE | Currently in Use | Premium | 8000 | Fiberglass Double Walled | 2006-03-23 |  | Double-Walled Fiberglass | Pressurized
DANNY KINES | RT 3 PRIOR STATION RD | CEDARTOWN | Polk | 1150086 | 4 | [5 empty] | Removed from Ground | Diesel | 4000 | Bare Steel | 1983-05-09 | 1990-01-01 | Galvanized Steel
DANNY KINES | RT 3 PRIOR STATION RD | CEDARTOWN | Polk | 1150086 | 1 | [5 empty] | Removed from Ground | Gas (Historical Use) | 2000 | Bare Steel | 1978-05-10 | 1990-01-01 | Galvanized Steel
PETROMART #109 | 149 CHURCH ST | TAYLORSVILLE | Polk | 1150118 | 3-SUL | Ball Float | 1986-07-15 | FALSE | 1986-07-15 | FALSE | Currently in Use | Plus | 8000 | STIP-3/Impressed Current | 1986-07-15 |  | Steel (Impressed Current) | Pressurized
PETROMART #109 | 149 CHURCH ST | TAYLORSVILLE | Polk | 1150118 | 4-KEROSEN | Flapper Valve | 1986-07-15 | FALSE | 1986-07-15 | FALSE | Temporarily out of use | Kerosene | 1000 | Composite | 1986-07-15 |  |  | Safe Suction (Euro)
COUNTRY CUPBOARD #34 | US HWY 278 | VAN WERT | Polk | 1150124 | 1 | [5 empty] | Removed from Ground | Gas (Historical Use) | 10000 | Fiberglass | 1987-01-01 | 1997-05-01 | Galvanized Steel
FORMER SPAR OIL CO | 405 WEST AVE | CEDARTOWN | Polk | 10002212 | 1 |  |  | FALSE |  | FALSE | Removed from Ground | Gas (Historical Use) | 0 | Unknown |  | 1899-12-31
DANNY KINES | RT 3 PRIOR STATION RD | CEDARTOWN | Polk | 1150086 | 3 | [5 empty] | Removed from Ground | Gas (Historical Use) | 2000 | Bare Steel | 1978-05-10 | 1990-01-01 | Galvanized Steel
CHAPMANS SUPERETTE | 1400 N PIEDMONT AVE | ROCKMART | Polk | 1150056 | 3 |  | 1998-06-16 |  | 1998-06-16 |  | Removed from Ground | Gas (Historical Use) | 1000 | Bare Steel | 1968-05-12 | 2002-06-05 | Double Walled | Suction (American)
FORMER GARRISON UNION 76 | 103 NORTH MARBLE ST | ROCKMART | Polk | 1150057 | 4 | [5 empty] | Removed from Ground | Gas (Historical Use) | 3000 | Bare Steel | 1969-05-12 | 1992-04-01 | Bare Steel
FORMER GARRISON UNION 76 | 103 NORTH MARBLE ST | ROCKMART | Polk | 1150057 | 5 | [5 empty] | Removed from Ground | Gas (Historical Use) | 1000 | Bare Steel | 1969-05-12 | 1992-04-01 | Bare Steel
DUNNS QUICK STOP #1 | 565 ATLANTA HWY | ROCKMART | Polk | 1150020 | 2 |  |  | FALSE |  | FALSE | Removed from Ground | Empty | 4000 | Bare Steel | 1979-04-19 | 1993-09-13 | Galvanized Steel | Safe Suction (Euro)
DUNNS QUICK STOP #1 | 565 ATLANTA HWY | ROCKMART | Polk | 1150020 | 8 | Ball Float | 2000-03-09 | FALSE | 2000-03-09 | TRUE | Currently in Use | Diesel Off Road | 6000 | Composite | 2000-03-09 |  | Fiberglass Reinforced Plastic | Pressurized
CAMPBELLS TRADING POST | 1436 HWY 113 | ROCKMART | Polk | 9115062 | 2 | [5 empty] | Removed from Ground | Gas (Historical Use) | 550 | Bare Steel | 1998-10-13 | 1998-10-13 | Bare Steel
WAYNE DAVIS CONCRETE CO | 1891 ROME HWY | ROCKMART | Polk | 9115010 | 1 | Ball Float | 1998-11-15 | FALSE | 1998-11-15 | FALSE | Currently in Use | Diesel | 10000 | Galvanic (STIP-3) | 1993-11-15 |  | Double-Walled Fiberglass | Pressurized
ROCKMART TEXACO | 20 MORGAN VALLEY RD | ROCKMART | Polk | 1150079 | 1 | [5 empty] | Permanently Out of Use - historical purposes | Gas (Historical Use) | 6000 | Bare Steel | 1983-05-09 | 1899-12-31 | Galvanized Steel
GRANT COUNTRY STORE #107 | 994 CEDARTOWN HWY | ROCKMART | Polk | 1150034 | 1-REG | Ball Float | 1998-01-16 | FALSE | 1998-01-16 | FALSE | Currently in Use | Regular | 10000 | Steel-Impressed Current | 1981-05-02 |  | Steel (Impressed Current) | Pressurized
J L LESTER & SON INC | 326 S MARBLE ST | ROCKMART | Polk | 1150007 | 3 | [5 empty] | Removed from Ground | Gas (Historical Use) | 1000 | Bare Steel | 1985-12-31 | 1994-09-07 | Galvanized Steel
FORMERLY DAVIS GROCERY | 4109 CEDARTOWN HIGHWAY | ROCKMART | Polk | 10000101 | 2 |  |  | FALSE |  | FALSE | Removed from Ground | Gas (Historical Use) | 2032 | Unknown | 2002-05-08 | 2002-05-08
TONY'S FOOD MART #1 | HWY 113 | ROCKMART | Polk | 9115031 | 1 |  | 1999-01-01 |  | 1999-01-01 |  | Removed from Ground | Gas (Historical Use) | 6000 | Steel-Impressed Current | 1983-01-01 | 2002-09-04 | Cathodically Protected | Suction (American)
KWIK SERV | 406 NATHAN DEAN BY-PASS | ROCKMART | Polk | 9115009 | 1 | Ball Float | 1994-05-23 | FALSE | 1994-05-23 | FALSE | Currently in Use | Premium | 6000 | Steel-Impressed Current | 1977-01-01 |  | Fiberglass Reinforced Plastic | Pressurized
FRANKS CLEAN UP SHOP | ELM ST & BLUFF ST | ROCKMART | Polk | 1150119 | 3 | [5 empty] | Removed from Ground | Gas (Historical Use) | 6110 | Bare Steel | 1986-05-30 | 1991-04-01 | Galvanized Steel
SOUTHDOWN INC | 1801 ROME HIGHWAY | ROCKMART | Polk | 1150016 | 2 | [5 empty] | Removed from Ground | Gas (Historical Use) | 2000 | Bare Steel | 1972-04-19 | 2000-10-13 | Bare Steel
FORMERLY DAVIS GROCERY | 4109 CEDARTOWN HIGHWAY | ROCKMART | Polk | 10000101 | 1 |  |  | FALSE |  | FALSE | Removed from Ground | Gas (Historical Use) | 513 | Unknown | 2002-05-08 | 2002-05-08
DUNNS QUICK STOP #1 | 565 ATLANTA HWY | ROCKMART | Polk | 1150020 | 7 | Ball Float | 1993-07-01 | FALSE | 1993-07-01 | TRUE | Currently in Use | Diesel | 1000 | Galvanic (STIP-3) | 1993-07-01 |  | Fiberglass Reinforced Plastic | Safe Suction (Euro)
DUNNS QUICK STOP #1 | 565 ATLANTA HWY | ROCKMART | Polk | 1150020 | 1 |  |  | FALSE |  | FALSE | Removed from Ground | Empty | 4000 | Bare Steel | 1979-04-19 | 1993-09-13 | Galvanized Steel | Safe Suction (Euro)
FORMER GARRISON UNION 76 | 103 NORTH MARBLE ST | ROCKMART | Polk | 1150057 | 3 | [5 empty] | Removed from Ground | Gas (Historical Use) | 3000 | Bare Steel | 1969-05-12 | 1992-04-01 | Bare Steel
SOUTHDOWN INC | 1801 ROME HIGHWAY | ROCKMART | Polk | 1150016 | 1 | [5 empty] | Removed from Ground | Empty | 5000 | Bare Steel | 1972-04-19 | 2000-10-13 | Bare Steel
GUY SLOAN MOTOR (FKA CITY TIRE A | 203 MARBLE ST | ROCKMART | Polk | 1150001 | 1 | [5 empty] | Removed from Ground | Gas (Historical Use) | 4000 | Bare Steel | 1977-05-10 | 1992-03-23 | Galvanized Steel
EASY SHOP | 502 EAST ELM ST | ROCKMART | Polk | 1150022 | 2 | Flapper Valve | 1998-01-15 | FALSE | 1998-01-15 | FALSE | Currently in Use | Premium | 4000 | Steel-Impressed Current | 1981-04-24 |  | Steel (Impressed Current) | Pressurized
GUY SLOAN MOTOR (FKA CITY TIRE A | 203 MARBLE ST | ROCKMART | Polk | 1150001 | 2 | [5 empty] | Removed from Ground | Gas (Historical Use) | 4000 | Bare Steel | 1977-05-10 | 1992-03-23 | Galvanized Steel
SUPER DELUXE INDUSTRIES INC | 255 SUPER DELUXE RD | ROCKMART | Polk | 1150011 | 1 | [5 empty] | Removed from Ground | Gas (Historical Use) | 500 | Unknown | 1986-03-03 | 1997-10-15 | Galvanized Steel | Safe Suction (Euro)
FORMERLY HIGHPOINT GROCERY | 1901 CEDARTOWN HIGHWAY | ROCKMART | Polk | 10000102 | 2 |  |  | FALSE |  | FALSE | Removed from Ground | Gas (Historical Use) | 557 | Unknown | 2002-05-08 | 2002-05-08
CHAMBERS AUTO SERVICE | 319 SOUTH PIEDMONT AVE | ROCKMART | Polk | 1100037 | 3 | [5 empty] | Removed from Ground | Gas (Historical Use) | 10000 | Bare Steel | 1981-05-06 | 2000-11-14 | Galvanized Steel
COOTS LAKE STATION | 43 COOTS LAKE ROAD | ROCKMART | Polk | 9115060 | 1 | Ball Float | 2000-03-15 | FALSE | 2000-03-15 | FALSE | Currently in Use | Regular | 12000 | Composite | 2000-02-15 |  | Flex | Pressurized
M&M GROCERY | 4404 BUCHANAN HWY #27 | BUCHANAN | Polk | 1150115 | 2 | [5 empty] | Removed from Ground | Gas (Historical Use) | 1000 | Bare Steel | 1971-05-12 | 1998-09-01 | Galvanized Steel | Safe Suction (Euro)
POLICE DEPARTMENT | 133 S MARBLE ST | ROCKMART | Polk | 9115052 | 1 | [5 empty] | Removed from Ground | Gas (Historical Use) | 1000 | Bare Steel | 1978-04-24 | 1998-02-12 | Bare Steel
KWIK SERV | 406 NATHAN DEAN BY-PASS | ROCKMART | Polk | 9115009 | 3 | Flapper Valve | 2023-01-31 | FALSE | 1994-05-23 | FALSE | Currently in Use | Plus | 6000 | Steel-Impressed Current | 1977-01-01 |  | Fiberglass Reinforced Plastic | Pressurized
FRANKS CLEAN UP SHOP | ELM ST & BLUFF ST | ROCKMART | Polk | 1150119 | 1 | [5 empty] | Removed from Ground | Gas (Historical Use) | 3008 | Bare Steel | 1986-05-30 | 1991-04-01 | Galvanized Steel
CLOSED | 435 ELM ST | ROCKMART | Polk | 1150078 | 2 | [5 empty] | Removed from Ground | Empty | 500 | Bare Steel | 1961-05-14 | 1987-09-01 | Galvanized Steel
DAWSON SUPERETTE | HWY 278 W CEDARTOWN HWY | ROCKMART | Polk | 1150099 | 2 |  | 1999-01-01 |  | 1999-01-01 |  | Removed from Ground | Gas (Historical Use) | 4000 | Steel-Impressed Current | 1975-05-10 | 2002-04-15 | Fiberglass Reinforced Plastic | Pressurized
FORMER GARRISON UNION 76 | 103 NORTH MARBLE ST | ROCKMART | Polk | 1150057 | 2 | [5 empty] | Removed from Ground | Gas (Historical Use) | 3000 | Bare Steel | 1969-05-12 | 1992-04-01 | Bare Steel
GRANT COUNTRY STORE #107 | 994 CEDARTOWN HWY | ROCKMART | Polk | 1150034 | 4-DIE | Flapper Valve | 1998-01-16 | FALSE | 1998-01-16 | FALSE | Currently in Use | Diesel | 2000 | Steel-Impressed Current | 1981-05-02 |  | Steel (Impressed Current) | Pressurized
ROCKMART WATER TREATMENT PLANT | 136 WEST ELM ST | ROCKMART | Polk | 1150030 | 2 | [5 empty] | Closed in Ground | Gas (Historical Use) | 500 | Bare Steel | 1982-06-15 | 1982-06-15 | Bare Steel
DUNNS QUICK STOP #1 | 565 ATLANTA HWY | ROCKMART | Polk | 1150020 | 6 | Ball Float | 1993-07-01 | FALSE | 1993-07-01 | TRUE | Currently in Use | Regular | 6000 | Galvanic (STIP-3) | 1993-07-01 |  | Fiberglass Reinforced Plastic | Pressurized
GA POWER/CEDARTOWN OPER HQ | 315 S SECOND ST | CEDARTOWN | Polk | 1150049 | L296064 | Overfill Alarm | 1991-08-08 | FALSE | 1991-08-08 | FALSE | Removed from Ground | Diesel | 10000 | Composite | 1991-08-08 | 2018-09-28 | Fiberglass Reinforced Plastic | Pressurized
POUDEL FOOD MART | 844 NORTH MAIN STREET | CEDARTOWN | Polk | 1150051 | 2 | Overfill Alarm | 1996-01-16 | FALSE | 1996-01-16 | FALSE | Currently in Use | Premium | 10000 | Steel-Impressed Current | 1986-05-07 |  | Fiberglass Reinforced Plastic | Pressurized
HALE MFG CO | CEDAR HILL ST | CEDARTOWN | Polk | 1150006 | 1 | [5 empty] | Removed from Ground | Diesel | 18000 | Bare Steel | 1945-12-19 | 1995-04-01 | Bare Steel | Pressurized
FARMERS STORE | 2240 BUCHANAN HWY | CEDARTOWN | Polk | 1150041 | 3 | [5 empty] | Removed from Ground | Gas (Historical Use) | 5000 | Bare Steel | 1982-04-30 | 1999-02-19 | Galvanized Steel | Suction (American)
ABANDONED - MICHAEL TODD NORRIS | 704 S MAIN ST | CEDARTOWN | Polk | 1150063 | 1 |  | 1998-05-21 | FALSE | 1998-05-21 | FALSE | Removed from Ground | Gas (Historical Use) | 1000 |  | 1968-05-12 |  |  | Suction (American)
POUDEL FOOD MART | 844 NORTH MAIN STREET | CEDARTOWN | Polk | 1150051 | 1 | Overfill Alarm | 1996-01-16 | FALSE | 1996-01-16 | FALSE | Currently in Use | Regular | 10000 | Steel-Impressed Current | 1986-05-07 |  | Fiberglass Reinforced Plastic | Pressurized
HALE MFG | LAFAYETTE ST | CEDARTOWN | Polk | 1150068 | 1 | [5 empty] | Removed from Ground | Diesel | 3000 | Bare Steel | 1978-01-01 | 1978-01-01 | Bare Steel
WOODS COUNTRY STORE | RT 2 HWY 27 | CEDARTOWN | Polk | 1150054 | 3 | [5 empty] | Removed from Ground | Gas (Historical Use) | 550 | Not Marked/Unknown | 1991-08-01 | 1991-08-01 | Not Marked
CLASSIC CARS | 29 NORTH MAIN ST | CEDARTOWN | Polk | 1150028 | 2 | [5 empty] | Removed from Ground | Gas (Historical Use) | 4000 | Bare Steel | 1964-03-31 | 1997-07-01 | Galvanized Steel
LANDRUM BP SERVICE | 125 ADAMSON RD | CEDARTOWN | Polk | 1150037 | 4 | [5 empty] | Removed from Ground | Gas (Historical Use) | 1000 | Bare Steel | 1966-05-04 | 2001-05-22 | Galvanized Steel | Suction (American)
SLAUGHTER SALES & GROC | RT 1 | CEDARTOWN | Polk | 1150058 | 1 | [5 empty] | Removed from Ground | Gas (Historical Use) | 1000 | Bare Steel | 1971-05-12 | 1990-10-01 | Bare Steel
KALEM KWICK SERV | RT 3 | CEDARTOWN | Polk | 1150059 | 2 | [5 empty] | Permanently Out of Use - historical purposes | Gas (Historical Use) | 2000 | Bare Steel | 1982-05-09 | 1899-12-31 | Bare Steel
MCENTIRES PURE AUTO CENTER | 102 N MAIN ST | CEDARTOWN | Polk | 1150053 | 1 |  | 1998-10-05 |  | 1998-10-05 |  | Removed from Ground | Gas (Historical Use) | 10000 | Steel-Impressed Current | 1972-05-11 | 2004-07-01 | Cathodically Protected | Pressurized
ABANDONED - MICHAEL TODD NORRIS | 704 S MAIN ST | CEDARTOWN | Polk | 1150063 | 3 |  | 1998-05-21 | FALSE | 1998-05-21 | FALSE | Removed from Ground | Gas (Historical Use) | 1000 |  | 1968-05-12 |  |  | Suction (American)
ABANDONED - MICHAEL TODD NORRIS | 704 S MAIN ST | CEDARTOWN | Polk | 1150063 | 2 |  | 1998-05-21 | FALSE | 1998-05-21 | FALSE | Removed from Ground | Gas (Historical Use) | 1000 |  | 1968-05-12 |  |  | Suction (American)
PIRKLE AUTOMOTIVE | 208 WEST AVE | CEDARTOWN | Polk | 1150052 | 2 |  | 1998-10-05 |  | 1998-10-05 |  | Removed from Ground | Gas (Historical Use) | 1000 | Steel-Impressed Current | 1968-05-12 | 2016-08-17 | Fiberglass Reinforced Plastic | Suction (American)
POUDEL FOOD MART | 844 NORTH MAIN STREET | CEDARTOWN | Polk | 1150051 | 3 | Overfill Alarm | 1996-01-16 | FALSE | 1996-01-16 | FALSE | Temporarily out of use | Kerosene | 8000 | Steel-Impressed Current | 1986-05-07 |  | Fiberglass Reinforced Plastic | Pressurized
HALE MFG CO | CEDAR HILL ST | CEDARTOWN | Polk | 1150006 | 2 | [5 empty] | Removed from Ground | Empty | 18000 | Bare Steel | 1945-12-19 | 1995-04-01 | Bare Steel | Pressurized
STAR BLDG SYSTEMS | 500 TENTH ST | CEDARTOWN | Polk | 1150024 | 1 | [5 empty] | Removed from Ground | Gas (Historical Use) | 1000 | Bare Steel | 1970-01-01 | 1990-08-17 | Galvanized Steel
NEWARK PAPERBOARD PRODUCTS | 326 ELLAWOOD ST | CEDARTOWN | Polk | 1150015 | 1 | [5 empty] | Removed from Ground | Diesel | 10000 | Marked Unknown | 1986-04-15 | 1990-02-05 | Unknown
CORNELIUS MOORE AIRPORT | 500 AIRPORT RD | CEDARTOWN | Polk | 1150035 | 1 |  | 1998-12-01 |  | 1998-12-01 |  | Closed in Ground | Gas (Historical Use) | 10000 | Fiberglass | 1981-05-01 | 1899-12-31 | Cathodically Protected
BARBER GENERAL STORE | 14 BETHLEHEM RD & HWY 278 | CEDARTOWN | Polk | 1150027 | 2 | [5 empty] | Removed from Ground | Gas (Historical Use) | 6000 | Bare Steel | 1966-04-14 | 1999-09-01 | Galvanized Steel | Suction (American)
RACEWAY SERVICE STATION #652 | 1410 S. MAIN ST | CEDARTOWN | Polk | 1150105 | 2 | [5 empty] | Removed from Ground | Gas (Historical Use) | 8084 | Bare Steel | 1972-05-11 | 1991-12-16 | Unknown
BARRETTS USED CARS/ANDREWS SVC C | 557 NORTH MAIN ST | CEDARTOWN | Polk | 1150089 | 2 | [5 empty] | Removed from Ground | Gas (Historical Use) | 4000 | Bare Steel | 1961-05-14 | 1991-05-31 | Galvanized Steel
TOP BRASS AUTO RENTALS AND SALES | 905 EAST AVE | CEDARTOWN | Polk | 1150088 | 3 | [5 empty] | Removed from Ground | Gas (Historical Use) | 1000 | Bare Steel | 1966-05-13 | 1991-11-01 | Galvanized Steel
Discount Food Mart | 425 N MAIN ST | CEDARTOWN | Polk | 1150122 | 1 | Flapper Valve | 1992-01-01 | FALSE | 1992-01-01 | FALSE | Currently in Use | Regular | 8000 | Lined Interior | 1976-01-01 |  |  | Pressurized
GA KRAFT CO | LOUVERN RD | CEDARTOWN | Polk | 1150075 | 2 | [5 empty] | Removed from Ground | Gas (Historical Use) | 1000 | Bare Steel | 1974-05-11 | 1991-01-01 | Bare Steel
KALEM KWICK SERV | RT 3 | CEDARTOWN | Polk | 1150059 | 1 | [5 empty] | Permanently Out of Use - historical purposes | Gas (Historical Use) | 2000 | Bare Steel | 1982-05-09 | 1899-12-31 | Bare Steel
PIRKLE AUTOMOTIVE | 208 WEST AVE | CEDARTOWN | Polk | 1150052 | 1 |  | 1998-10-05 |  | 1998-10-05 |  | Removed from Ground | Gas (Historical Use) | 3000 | Steel-Impressed Current | 1968-05-12 | 2016-08-17 | Fiberglass Reinforced Plastic | Suction (American)
POLK SCHOOL DISTRICT TRANSPORTATION | 2245 OLD CEDARTOWN RD | CEDARTOWN | Polk | 1150009 | 3 |  |  | FALSE |  | FALSE | Removed from Ground | Gas (Historical Use) | 2000 |  | 1979-01-03 | 1996-07-01 | Galvanized Steel
POLK SCHOOL DISTRICT TRANSPORTATION | 2245 OLD CEDARTOWN RD | CEDARTOWN | Polk | 1150009 | 3 |  |  | FALSE |  | FALSE | Removed from Ground | Gas (Historical Use) | 2000 |  | 1979-01-03 | 1996-07-01 | Galvanized Steel
POLK SCHOOL DISTRICT TRANSPORTATION | 2245 OLD CEDARTOWN RD | CEDARTOWN | Polk | 1150009 | 3 |  |  | FALSE |  | FALSE | Removed from Ground | Gas (Historical Use) | 2000 |  | 1979-01-03 | 1996-07-01 | Galvanized Steel
POLK SCHOOL DISTRICT TRANSPORTATION | 2245 OLD CEDARTOWN RD | CEDARTOWN | Polk | 1150009 | 3 |  |  | FALSE |  | FALSE | Removed from Ground | Gas (Historical Use) | 2000 |  | 1979-01-03 | 1996-07-01 | Galvanized Steel
GA KRAFT CO | LOUVERN RD | CEDARTOWN | Polk | 1150075 | 1 | [5 empty] | Removed from Ground | Gas (Historical Use) | 1000 | Bare Steel | 1974-05-11 | 1991-01-01 | Bare Steel
PIRKLE AUTOMOTIVE | 208 WEST AVE | CEDARTOWN | Polk | 1150052 | 3 |  | 1998-10-05 |  | 1998-10-05 |  | Removed from Ground | Gas (Historical Use) | 3000 | Steel-Impressed Current | 1968-05-12 | 2016-08-17 | Fiberglass Reinforced Plastic | Suction (American)
WOODS COUNTRY STORE | RT 2 HWY 27 | CEDARTOWN | Polk | 1150054 | 1 | [5 empty] | Removed from Ground | Gas (Historical Use) | 2000 | Bare Steel | 1968-05-12 | 1991-08-01 | Bare Steel
THE HON CO | 907 WEST AVE | CEDARTOWN | Polk | 1150046 | 2 | [5 empty] | Removed from Ground | Hazardous Substance | 3000 | Bare Steel | 1970-05-05 | 1987-10-01 | Bare Steel
NORTHSIDE KG | 100 NORTH PHILPOT ST | CEDARTOWN | Polk | 1150010 | 2 | [5 empty] | Removed from Ground | Diesel | 10000 | Bare Steel | 1981-01-14 | 1996-07-01 | Galvanized Steel | Suction (American)
GA FC/POLK CO UNIT | 1735 ROCKMART HWY | CEDARTOWN | Polk | 1150023 | 2 | [5 empty] | Closed in Ground | Diesel | 550 | Bare Steel | 1981-08-21 | 1992-07-13 | Galvanized Steel | Safe Suction (Euro)
POLK SCHOOL DISTRICT TRANSPORTATION | 2245 OLD CEDARTOWN RD | CEDARTOWN | Polk | 1150009 | 5 | Flapper Valve | 1996-07-01 | FALSE | 1996-07-01 | FALSE | Currently in Use | Regular | 10000 | Composite | 1996-07-01 |  | Fiberglass Reinforced Plastic | Suction (American)
POLK SCHOOL DISTRICT TRANSPORTATION | 2245 OLD CEDARTOWN RD | CEDARTOWN | Polk | 1150009 | 5 | Flapper Valve | 1996-07-01 | FALSE | 1996-07-01 | FALSE | Currently in Use | Regular | 10000 | Composite | 1996-07-01 |  | Fiberglass Reinforced Plastic | Suction (American)
POLK SCHOOL DISTRICT TRANSPORTATION | 2245 OLD CEDARTOWN RD | CEDARTOWN | Polk | 1150009 | 4 | Flapper Valve | 1996-07-01 | FALSE | 1996-07-01 | FALSE | Currently in Use | Diesel | 20000 | Composite | 1996-07-01 |  | Fiberglass Reinforced Plastic | Safe Suction (Euro)
POLK SCHOOL DISTRICT TRANSPORTATION | 2245 OLD CEDARTOWN RD | CEDARTOWN | Polk | 1150009 | 4 | Flapper Valve | 1996-07-01 | FALSE | 1996-07-01 | FALSE | Currently in Use | Diesel | 20000 | Composite | 1996-07-01 |  | Fiberglass Reinforced Plastic | Safe Suction (Euro)
POLK SCHOOL DISTRICT TRANSPORTATION | 2245 OLD CEDARTOWN RD | CEDARTOWN | Polk | 1150009 | 4 | Flapper Valve | 1996-07-01 | FALSE | 1996-07-01 | FALSE | Currently in Use | Diesel | 20000 | Composite | 1996-07-01 |  | Fiberglass Reinforced Plastic | Safe Suction (Euro)
POLK SCHOOL DISTRICT TRANSPORTATION | 2245 OLD CEDARTOWN RD | CEDARTOWN | Polk | 1150009 | 4 | Flapper Valve | 1996-07-01 | FALSE | 1996-07-01 | FALSE | Currently in Use | Diesel | 20000 | Composite | 1996-07-01 |  | Fiberglass Reinforced Plastic | Safe Suction (Euro)
POLK SCHOOL DISTRICT TRANSPORTATION | 2245 OLD CEDARTOWN RD | CEDARTOWN | Polk | 1150009 | 5 | Flapper Valve | 1996-07-01 | FALSE | 1996-07-01 | FALSE | Currently in Use | Regular | 10000 | Composite | 1996-07-01 |  | Fiberglass Reinforced Plastic | Suction (American)
POLK SCHOOL DISTRICT TRANSPORTATION | 2245 OLD CEDARTOWN RD | CEDARTOWN | Polk | 1150009 | 5 | Flapper Valve | 1996-07-01 | FALSE | 1996-07-01 | FALSE | Currently in Use | Regular | 10000 | Composite | 1996-07-01 |  | Fiberglass Reinforced Plastic | Suction (American)
BARBER GENERAL STORE | 14 BETHLEHEM RD & HWY 278 | CEDARTOWN | Polk | 1150027 | 3 | [5 empty] | Removed from Ground | Gas (Historical Use) | 3000 | Bare Steel | 1966-04-14 | 1999-09-01 | Galvanized Steel | Suction (American)
BST/CEDARTOWN CO/R3405 | 216 S COLLEGE ST | CEDARTOWN | Polk | 1150113 | 1 | [5 empty] | Permanently Out of Use - historical purposes | Other | 1000 | Bare Steel | 1969-01-10 | 1899-12-31 | Copper | Suction (American)
ARCO QUICK STOP LLC | 1327 SOUTH MAIN ST | CEDARTOWN | Polk | 1150116 | 1 | Flapper Valve | 1996-10-01 | FALSE | 1996-10-01 | FALSE | Currently in Use | Gas (Historical Use) | 4000 | Steel-Impressed Current | 1979-05-15 |  | Steel (Impressed Current) | Pressurized
CEDARTOWN PAPER BOARD CO | 326 ELLAWOOD AVE | CEDARTOWN | Polk | 1150013 | 2 | [5 empty] | Removed from Ground | Diesel | 3500 | Bare Steel | 1975-01-01 | 1990-02-03 | Bare Steel
CEDARTOWN CITY SHOP | 501 TENTH ST | CEDARTOWN | Polk | 1150004 | 1 | Flapper Valve | 1999-01-05 |  | 1999-01-05 |  | Removed from Ground | Gas (Historical Use) | 2000 | Lined Interior | 1966-03-01 | 2012-08-10 | Galvanized Steel | Suction (American)
CLASSIC CARS | 29 NORTH MAIN ST | CEDARTOWN | Polk | 1150028 | 4 | [5 empty] | Removed from Ground | Gas (Historical Use) | 4000 | Bare Steel | 1964-03-31 | 1997-07-01 | Galvanized Steel
LANDRUM BP SERVICE | 125 ADAMSON RD | CEDARTOWN | Polk | 1150037 | 2 | [5 empty] | Removed from Ground | Gas (Historical Use) | 1000 | Bare Steel | 1966-05-04 | 2001-05-22 | Galvanized Steel | Suction (American)
CEDARTOWN FOOD MART | 101 N MAIN ST | CEDARTOWN | Polk | 1150104 | 4 | [5 empty] | Removed from Ground | Diesel | 3000 | Bare Steel | 1970-05-11 | 1997-06-09 | Galvanized Steel | Suction (American)
CEDARTOWN FOOD MART | 101 N MAIN ST | CEDARTOWN | Polk | 1150104 | 7 | Ball Float | 1997-06-01 | FALSE | 1997-06-01 | FALSE | Currently in Use | Diesel | 10000 | Composite | 1997-06-08 |  |  | Pressurized
CEDARTOWN FOOD MART | 101 N MAIN ST | CEDARTOWN | Polk | 1150104 | 1 | [5 empty] | Removed from Ground | Gas (Historical Use) | 10000 | Bare Steel | 1980-05-08 | 1997-06-09 | Galvanized Steel | Pressurized
GARY LINDSEY | 613 SOUTH MAIN ST | CEDARTOWN | Polk | 1150102 | 2 | [5 empty] | Removed from Ground | Empty | 1000 | Bare Steel | 1950-05-16 | 1997-02-18 | Galvanized Steel
CSX | GIBSON ST/SG623.3 MP | CEDARTOWN | Polk | 1150093 | 2 | [5 empty] | Removed from Ground | Gas (Historical Use) | 280 | Bare Steel | 1950-05-17 | 1993-02-11 | Bare Steel
GA POWER/CEDARTOWN OPER HQ | 315 S SECOND ST | CEDARTOWN | Polk | 1150049 | A |  | 1994-01-05 |  | 1994-01-05 |  | Closed in Ground | Diesel | 10000 | Fiberglass | 1981-05-08 | 1997-06-17 | Fiberglass Reinforced Plastic | Pressurized
POLK SCHOOL DISTRICT TRANSPORTATION | 2245 OLD CEDARTOWN RD | CEDARTOWN | Polk | 1150009 | 2 |  |  | FALSE |  | FALSE | Removed from Ground | Gas (Historical Use) | 5000 |  | 1986-01-01 | 1996-07-01 | Galvanized Steel
POLK SCHOOL DISTRICT TRANSPORTATION | 2245 OLD CEDARTOWN RD | CEDARTOWN | Polk | 1150009 | 2 |  |  | FALSE |  | FALSE | Removed from Ground | Gas (Historical Use) | 5000 |  | 1986-01-01 | 1996-07-01 | Galvanized Steel
POLK SCHOOL DISTRICT TRANSPORTATION | 2245 OLD CEDARTOWN RD | CEDARTOWN | Polk | 1150009 | 2 |  |  | FALSE |  | FALSE | Removed from Ground | Gas (Historical Use) | 5000 |  | 1986-01-01 | 1996-07-01 | Galvanized Steel
POLK SCHOOL DISTRICT TRANSPORTATION | 2245 OLD CEDARTOWN RD | CEDARTOWN | Polk | 1150009 | 2 |  |  | FALSE |  | FALSE | Removed from Ground | Gas (Historical Use) | 5000 |  | 1986-01-01 | 1996-07-01 | Galvanized Steel
CEDARTOWN PAPER BOARD CO | 326 ELLAWOOD AVE | CEDARTOWN | Polk | 1150013 | 1 | [5 empty] | Removed from Ground | Diesel | 5500 | Bare Steel | 1975-01-01 | 1990-01-31 | Bare Steel
BARBER GENERAL STORE | 14 BETHLEHEM RD & HWY 278 | CEDARTOWN | Polk | 1150027 | 1 | [5 empty] | Removed from Ground | Gas (Historical Use) | 6000 | Bare Steel | 1966-04-14 | 1999-09-01 | Galvanized Steel | Suction (American)
MCENTIRES PURE AUTO CENTER | 102 N MAIN ST | CEDARTOWN | Polk | 1150053 | 5 |  | 1998-10-05 |  | 1998-10-05 |  | Removed from Ground | Gas (Historical Use) | 1000 | Cathodically Protected Steel | 1972-05-11 | 2004-07-01 | Cathodically Protected
MCENTIRES PURE AUTO CENTER | 102 N MAIN ST | CEDARTOWN | Polk | 1150053 | 4 |  | 1998-10-05 |  | 1998-10-05 |  | Removed from Ground | Gas (Historical Use) | 4000 | Steel-Impressed Current | 1984-05-08 | 2004-07-01 | Cathodically Protected | Suction (American)
ROME INDUSTRIES INC | HWY 278 WEST | CEDARTOWN | Polk | 1150047 | 1 | [5 empty] | Removed from Ground | Gas (Historical Use) | 1000 | Marked Unknown | 1966-05-10 | 1994-08-26 | Unknown
POUDEL FOOD MART | 844 NORTH MAIN STREET | CEDARTOWN | Polk | 1150051 | 4 | Overfill Alarm | 1996-01-16 | FALSE | 1996-01-16 | FALSE | Currently in Use | Diesel | 8000 | Steel-Impressed Current | 1986-05-07 |  | Fiberglass Reinforced Plastic | Pressurized
THE HON CO | 907 WEST AVE | CEDARTOWN | Polk | 1150046 | 3 | [5 empty] | Removed from Ground | Hazardous Substance | 3000 | Bare Steel | 1970-05-05 | 1987-10-01 | Bare Steel
ZARTRAN LLC | 150 PRIOR STATION ROAD | CEDARTOWN | Polk | 1150039 | 2 | Flapper Valve | 1996-11-01 | FALSE | 1996-11-01 | FALSE | Removed from Ground | Diesel On Road | 10000 | Steel-Impressed Current | 1981-05-01 |  | Steel (Impressed Current) | Safe Suction (Euro)
FLEET FOODMART | 1016 EAST AVE | CEDARTOWN | Polk | 1150106 | 1 | [5 empty] | Removed from Ground | Gas (Historical Use) | 6000 | Bare Steel | 1971-05-12 | 1998-01-27 | Galvanized Steel | Suction (American)
FLEET FOODMART | 1016 EAST AVE | CEDARTOWN | Polk | 1150106 | 6C | Ball Float | 1998-02-02 | FALSE | 1998-02-02 | FALSE | Currently in Use | E-0 | 2000 | Fiberglass Double Walled | 1998-01-29 |  | Fiberglass Reinforced Plastic | Pressurized
BIG H GROCERY | 534 JEFFERSON ST | CEDARTOWN | Polk | 1150082 | 1 | [5 empty] | Removed from Ground | Gas (Historical Use) | 4000 | Bare Steel | 1979-05-10 | 1997-04-01 | Galvanized Steel | Suction (American)
CEDARTOWN CITY SHOP | 501 TENTH ST | CEDARTOWN | Polk | 1150004 | 2 | Flapper Valve | 1999-01-05 |  | 1999-01-05 |  | Removed from Ground | Gas (Historical Use) | 2000 | Lined Interior | 1966-03-01 | 2012-08-10 | Galvanized Steel | Suction (American)
HALE MFG CO | CEDAR HILL ST | CEDARTOWN | Polk | 1150006 | 4 | [5 empty] | Removed from Ground | Empty | 2000 | Bare Steel | 1970-12-13 | 1899-12-31 | Bare Steel
HALE MFG CO | CEDAR HILL ST | CEDARTOWN | Polk | 1150006 | 5 | [5 empty] | Removed from Ground | Empty | 500 | Bare Steel | 1975-12-12 | 1899-12-31 | Bare Steel
BARBER GENERAL STORE | 14 BETHLEHEM RD & HWY 278 | CEDARTOWN | Polk | 1150027 | 4 | [5 empty] | Removed from Ground | Diesel | 1000 | Bare Steel | 1984-04-09 | 1999-09-01 | Galvanized Steel | Suction (American)
BST/CEDARTOWN CO/R3405 | 216 S COLLEGE ST | CEDARTOWN | Polk | 1150113 | 2 | Overfill Alarm | 1996-02-21 |  | 1996-02-21 |  | Currently in Use | Diesel | 1000 | Fiberglass Double Walled | 1996-02-21 |  | Copper | Suction (American)
KALEM KWICK SERV | RT 3 | CEDARTOWN | Polk | 1150059 | 3 | [5 empty] | Permanently Out of Use - historical purposes | Gas (Historical Use) | 2000 | Bare Steel | 1982-05-09 | 1899-12-31 | Galvanized Steel
WOODS COUNTRY STORE | RT 2 HWY 27 | CEDARTOWN | Polk | 1150054 | 2 | [5 empty] | Removed from Ground | Gas (Historical Use) | 1000 | Bare Steel | 1968-05-12 | 1991-08-01 | Bare Steel
POLK SCHOOL DISTRICT TRANSPORTATION | 2245 OLD CEDARTOWN RD | CEDARTOWN | Polk | 1150009 | 1 |  |  | FALSE |  | FALSE | Removed from Ground | Diesel | 10000 |  | 1972-01-05 | 1996-07-01 | Galvanized Steel
POLK SCHOOL DISTRICT TRANSPORTATION | 2245 OLD CEDARTOWN RD | CEDARTOWN | Polk | 1150009 | 1 |  |  | FALSE |  | FALSE | Removed from Ground | Diesel | 10000 |  | 1972-01-05 | 1996-07-01 | Galvanized Steel
POLK SCHOOL DISTRICT TRANSPORTATION | 2245 OLD CEDARTOWN RD | CEDARTOWN | Polk | 1150009 | 1 |  |  | FALSE |  | FALSE | Removed from Ground | Diesel | 10000 |  | 1972-01-05 | 1996-07-01 | Galvanized Steel
POLK SCHOOL DISTRICT TRANSPORTATION | 2245 OLD CEDARTOWN RD | CEDARTOWN | Polk | 1150009 | 1 |  |  | FALSE |  | FALSE | Removed from Ground | Diesel | 10000 |  | 1972-01-05 | 1996-07-01 | Galvanized Steel
CEDARTOWN CITY SHOP | 501 TENTH ST | CEDARTOWN | Polk | 1150004 | 3 | Flapper Valve | 1999-01-05 |  | 1999-01-05 |  | Removed from Ground | Diesel | 1000 | Lined Interior | 1966-03-01 | 2012-08-10 | Galvanized Steel | Suction (American)
HALE MFG CO | CEDAR HILL ST | CEDARTOWN | Polk | 1150006 | 3 | [5 empty] | Removed from Ground | Empty | 18000 | Bare Steel | 1945-12-19 | 1995-04-01 | Bare Steel | Pressurized
GA STATE PATROL/GA DEPT PUB SAF- | 1000 NORTH MAIN ST | CEDARTOWN | Polk | 1150005 | 1a |  |  | FALSE |  | FALSE | Removed from Ground | Gas (Historical Use) | 5000 | Unknown | 2007-01-26 | 2007-02-06 | Unknown
D&S AUTO REPAIR | 703 NORTH MAIN ST | CEDARTOWN | Polk | 9115012 | 4 |  |  | TRUE |  | TRUE | Removed from Ground | Used Oil | 560 | Not Marked/Unknown | 1957-01-01 | 1899-12-31 | Not Marked
CLIFFORD D FITE CO | 908 WEST AVE | CEDARTOWN | Polk | 9115036 | 1 | [5 empty] | Removed from Ground | Gas (Historical Use) | 1000 | Marked Unknown | 1995-11-21 | 1995-11-21 | Unknown
GA FC/POLK CO UNIT | 1735 ROCKMART HWY | CEDARTOWN | Polk | 1150023 | 1 | [5 empty] | Closed in Ground | Diesel | 2000 | Bare Steel | 1981-08-21 | 1992-07-13 | Galvanized Steel | Safe Suction (Euro)
BPS #10608 POLK COUNTY MAINTENAN | 60 ROBERTS RD | CEDARTOWN | Polk | 1150025 | 608D1 | [5 empty] | Removed from Ground | Diesel | 1000 | Cathodically Protected Steel | 1989-01-01 | 2001-05-23 | Galvanized Steel | Suction (American)
CEDARTOWN FOOD MART | 101 N MAIN ST | CEDARTOWN | Polk | 1150104 | 2 | [5 empty] | Removed from Ground | Gas (Historical Use) | 6000 | Bare Steel | 1970-05-11 | 1997-06-09 | Galvanized Steel | Pressurized
LANDRUM BP SERVICE | 125 ADAMSON RD | CEDARTOWN | Polk | 1150037 | 5 |  |  | TRUE |  | TRUE | Removed from Ground | Used Oil | 500 | Bare Steel | 1966-05-04 | 2001-05-22 | Galvanized Steel | Gravity Fed
FLEET FOODMART | 1016 EAST AVE | CEDARTOWN | Polk | 1150106 | 2 | [5 empty] | Removed from Ground | Gas (Historical Use) | 6000 | Bare Steel | 1971-05-12 | 1998-01-27 | Galvanized Steel | Suction (American)
BIG H GROCERY | 534 JEFFERSON ST | CEDARTOWN | Polk | 1150082 | 3 | [5 empty] | Removed from Ground | Gas (Historical Use) | 4000 | Bare Steel | 1979-05-10 | 1997-04-01 | Galvanized Steel | Suction (American)
CHAPMAN'S SHOPPETTE | 1450 S MAIN STREET | CEDARTOWN | Polk | 1150090 | 1 | Flapper Valve | 1998-11-01 |  | 1998-11-01 |  | Removed from Ground | Gas (Historical Use) | 4000 | Steel-Impressed Current | 1998-11-01 | 2006-05-16 | Steel (Impressed Current) | Suction (American)
MARITAL TRUST OF C H MURPHY ESTA | WEST AVENUE | CEDARTOWN | Polk | 1150121 | 1 | [5 empty] | Removed from Ground | Empty | 1 | Bare Steel | 1957-01-08 | 1988-01-01 | Unknown
GA FC/POLK CO UNIT | 1735 ROCKMART HWY | CEDARTOWN | Polk | 1150023 | 204700 |  | 1992-07-20 |  | 1992-07-20 |  | Removed from Ground | Gas (Historical Use) | 1000 | Galvanic (STIP-3) | 1992-07-20 | 2007-02-02 | Cathodically Protected | Safe Suction (Euro)
GARY LINDSEY | 613 SOUTH MAIN ST | CEDARTOWN | Polk | 1150102 | 3 | [5 empty] | Removed from Ground | Empty | 1000 | Bare Steel | 1950-05-16 | 1997-02-19 | Galvanized Steel
GOLD KIST STORE | 403 FURNACE RD | CEDARTOWN | Polk | 1150098 | 1 | [5 empty] | Removed from Ground | Empty | 500 | Bare Steel | 1971-05-11 | 1982-01-15 | Unknown
HOME APPLIANCE SVC & PARTS | 1412 SOUTH MAIN ST | CEDARTOWN | Polk | 9115008 | 2 | [5 empty] | Removed from Ground | Gas (Historical Use) | 750 | Bare Steel | 1991-11-01 | 1991-11-01 | Galvanized Steel
PARACHA MINI MART | 1999 ROCKMART HWY | CEDARTOWN | Polk | 9115034 | 1 | Ball Float | 1990-08-13 | FALSE | 1990-08-13 | FALSE | Currently in Use | Diesel | 8000 | Fiberglass | 1990-08-01 |  | Fiberglass Reinforced Plastic | Pressurized
LINDSEY TERMITE & PEST CONTROL | 631 S MAIN STREET | CEDARTOWN | Polk | 9115048 | 1 | [5 empty] | Removed from Ground | Empty | 6000 | Bare Steel | 1997-02-01 | 1997-02-01 | Galvanized Steel
SMART MART #5 | 1765 BUCHANAN HWY | CEDARTOWN | Polk | 9115058 | 3 | Ball Float | 1999-07-15 | FALSE | 1999-07-15 | FALSE | Currently in Use | Diesel | 12000 | Composite | 1999-07-15 |  | Fiberglass Reinforced Plastic | Pressurized
ANTIOCH FOOD MART | 3867 ANTIOCH RD | CEDARTOWN | Polk | 1152000 | 2 | Flapper Valve | 1998-06-16 | FALSE | 1998-06-16 | FALSE | Currently in Use | Premium | 6000 | Steel-Impressed Current | 1988-01-01 |  | Steel (Impressed Current) | Pressurized
CORNELIUS MOORE AIRPORT | 500 AIRPORT RD | CEDARTOWN | Polk | 1150035 | 2 | [5 empty] | Removed from Ground | Gas (Historical Use) | 2000 | Bare Steel | 1976-05-02 | 1999-02-10 | Galvanized Steel
SRUJAL INC MART | 803 NORTH MAIN ST | CEDARTOWN | Polk | 1150033 | 3-SUL | Flapper Valve | 1999-01-01 | FALSE | 1999-01-01 | FALSE | Currently in Use | Premium | 8000 | Steel-Impressed Current | 1981-05-02 |  | Steel (Impressed Current) | Pressurized
AL BROOKS CHEV-BUICK | 910 SOUTH MAIN ST | CEDARTOWN | Polk | 1150040 | 1 |  |  | TRUE |  | TRUE | Removed from Ground | Used Oil | 5000 | Bare Steel | 1966-05-04 | 1991-03-01 | Galvanized Steel
ARCO QUICK STOP LLC | 1327 SOUTH MAIN ST | CEDARTOWN | Polk | 1150116 | 4 | Flapper Valve | 1996-10-01 | FALSE | 1996-10-01 | FALSE | Currently in Use | Gas (Historical Use) | 4000 | Steel-Impressed Current | 1979-05-15 |  | Steel (Impressed Current) | Pressurized
ARCO QUICK STOP LLC | 1327 SOUTH MAIN ST | CEDARTOWN | Polk | 1150116 | 5 | Flapper Valve | 1996-10-01 | FALSE | 1996-10-01 | FALSE | Temporarily out of use | Gas (Historical Use) | 4000 | Steel-Impressed Current | 1979-05-15 |  | Steel (Impressed Current) | Pressurized
FLEET FOODMART | 1016 EAST AVE | CEDARTOWN | Polk | 1150106 | 5 | Ball Float | 1998-02-02 | FALSE | 1998-02-02 | FALSE | Currently in Use | Regular | 10000 | Fiberglass Double Walled | 1998-01-29 |  | Fiberglass Reinforced Plastic | Pressurized
FLEET FOODMART | 1016 EAST AVE | CEDARTOWN | Polk | 1150106 | 4 | [5 empty] | Removed from Ground | Gas (Historical Use) | 4000 | Bare Steel | 1971-05-12 | 1998-01-27 | Galvanized Steel | Suction (American)
HARIZ INC | 804 E AVE | CEDARTOWN | Polk | 1150091 | 2 | Ball Float | 1998-10-19 | FALSE | 1998-10-19 | FALSE | Temporarily out of use | Premium | 8000 | Steel-Impressed Current | 1979-05-10 |  | Flex | Pressurized
NORFOLK SOUTHERN CORP | 205 PARK ST | CEDARTOWN | Polk | 9115017 | 1 | [5 empty] | Permanently Out of Use - historical purposes | Other | 1 | Marked Unknown |  | 1899-12-31 | Unknown | Safe Suction (Euro)
PLAZA FOOD MART | 1598 ROME HWY | CEDARTOWN | Polk | 9115028 | 3B | Flapper Valve | 1996-01-01 | FALSE | 1996-01-01 | FALSE | Temporarily out of use | Diesel | 4000 | Galvanic (STIP-3) | 1996-01-01 |  | Fiberglass Reinforced Plastic | Pressurized
COASTAL FOOD MART | 993 GIRARD AVE | CEDARTOWN | Polk | 9115032 | 3 | Ball Float | 1989-01-01 | FALSE | 1989-01-01 | FALSE | Currently in Use | Premium | 4000 | Galvanic (STIP-3) | 1989-01-01 |  | Fiberglass Reinforced Plastic | Pressurized
FORMER BECKS USED CARS | 917 S MAIN STREET | CEDARTOWN | Polk | 9115042 | 1 | [5 empty] | Removed from Ground | Gas (Historical Use) | 4000 | Not Marked/Unknown | 1997-07-08 | 1997-07-08 | Not Marked
MOUNTAIN EXPRESS #051 | 502 ADAMSON RD | CEDARTOWN | Polk | 1150092 | 2 | Flapper Valve | 1995-12-21 | FALSE | 1995-12-21 | FALSE | Currently in Use | Regular | 4000 | Steel-Impressed Current | 1979-05-10 |  | Fiberglass Reinforced Plastic | Pressurized
BARRETTS USED CARS/ANDREWS SVC C | 557 NORTH MAIN ST | CEDARTOWN | Polk | 1150089 | 4 | [5 empty] | Removed from Ground | Gas (Historical Use) | 2000 | Bare Steel | 1961-05-14 | 1991-05-31 | Galvanized Steel
TOP BRASS AUTO RENTALS AND SALES | 905 EAST AVE | CEDARTOWN | Polk | 1150088 | 1 | [5 empty] | Removed from Ground | Gas (Historical Use) | 3000 | Bare Steel | 1966-05-13 | 1997-11-01 | Galvanized Steel
ST OF GA DEPT OF DEFENSE/NATIONA | HWY 27 SOUTH @ SOUTH BENEDICT RD | CEDARTOWN | Polk | 1150120 | 1 | [5 empty] | Removed from Ground | Gas (Historical Use) | 560 | Marked Unknown | 1955-05-09 | 1899-12-31 | Galvanized Steel
Discount Food Mart | 425 N MAIN ST | CEDARTOWN | Polk | 1150122 | 3 | Flapper Valve | 1992-01-01 | FALSE | 1992-01-01 | FALSE | Currently in Use | Premium | 8000 | Lined Interior | 1976-01-01 |  |  | Pressurized
VICKYS MARKET | 1003 E AVE | CEDARTOWN | Polk | 9115030 | 2 | Flapper Valve | 1988-01-01 | FALSE | 1988-01-01 | FALSE | Removed from Ground | Gas (Historical Use) | 3000 | Galvanic (STIP-3) | 1980-01-01 | 2018-10-03 |  | Suction (American)
WAYNES BODY SHOP | 3583 BUCHANAN HWY | CEDARTOWN | Polk | 9115063 | 2 | [5 empty] | Removed from Ground | Gas (Historical Use) | 1000 | Bare Steel | 1999-06-02 | 1999-06-02 | Galvanized Steel | Suction (American)
JIM MAYO PONTIAC OLDS(FORMERLY) | 1200 N MAIN ST | CEDARTOWN | Polk | 9115007 | 2 | [5 empty] | Removed from Ground | Gas (Historical Use) | 2000 | Not Marked/Unknown | 1994-02-02 | 1994-02-02 | Not Marked
MCENTIRES PURE AUTO CENTER | 102 N MAIN ST | CEDARTOWN | Polk | 1150053 | 2 |  | 1998-10-05 |  | 1998-10-05 |  | Removed from Ground | Gas (Historical Use) | 10000 | Steel-Impressed Current | 1972-05-11 | 2004-07-01 | Cathodically Protected | Pressurized
ROME INDUSTRIES INC | HWY 278 WEST | CEDARTOWN | Polk | 1150047 | 3 | [5 empty] | Removed from Ground | Other | 1500 | Bare Steel | 1971-05-09 | 1994-08-26 | Not Marked
SRUJAL INC MART | 803 NORTH MAIN ST | CEDARTOWN | Polk | 1150033 | 2-UNL | Flapper Valve | 1999-01-01 | FALSE | 1999-01-01 | FALSE | Currently in Use | Plus | 8000 | Steel-Impressed Current | 1981-05-02 |  | Steel (Impressed Current) | Pressurized
CLASSIC CARS | 29 NORTH MAIN ST | CEDARTOWN | Polk | 1150028 | 1 | [5 empty] | Removed from Ground | Gas (Historical Use) | 4000 | Bare Steel | 1964-03-31 | 1997-07-01 | Galvanized Steel
FARMERS STORE | 2240 BUCHANAN HWY | CEDARTOWN | Polk | 1150041 | 2 |  | 1998-12-14 |  | 1998-12-14 |  | Removed from Ground | Gas (Historical Use) | 5000 | Unknown | 1982-04-30 | 1999-02-19 | Cathodically Protected | Pressurized
ZARTRAN LLC | 150 PRIOR STATION ROAD | CEDARTOWN | Polk | 1150039 | 1 | Flapper Valve | 1996-11-01 | FALSE | 1996-11-01 | FALSE | Removed from Ground | Diesel On Road | 10000 | Steel-Impressed Current | 1981-05-01 |  | Steel (Impressed Current) | Safe Suction (Euro)
FLEET FOODMART | 1016 EAST AVE | CEDARTOWN | Polk | 1150106 | 6A | Ball Float | 1998-02-02 | FALSE | 1998-02-02 | FALSE | Currently in Use | Diesel On Road | 4000 | Fiberglass Double Walled | 1998-01-29 |  | Fiberglass Reinforced Plastic | Pressurized
FLEET FOODMART | 1016 EAST AVE | CEDARTOWN | Polk | 1150106 | 6B | Ball Float | 1998-02-02 | FALSE | 1998-02-02 | FALSE | Currently in Use | Premium | 4000 | Fiberglass Double Walled | 1998-01-29 |  | Fiberglass Reinforced Plastic | Pressurized
BPS #10608 POLK COUNTY MAINTENAN | 60 ROBERTS RD | CEDARTOWN | Polk | 1150025 | 1060801 | [5 empty] | Removed from Ground | Gas (Historical Use) | 1000 | Bare Steel | 1961-05-05 | 1993-02-03 | Galvanized Steel
BPS #10608 POLK COUNTY MAINTENAN | 60 ROBERTS RD | CEDARTOWN | Polk | 1150025 | 608G1 | [5 empty] | Removed from Ground | Gas (Historical Use) | 1000 | Cathodically Protected Steel | 1989-01-01 | 2001-05-23 | Galvanized Steel | Suction (American)
EAST AVE SVC STA | 807 EAST AVE | CEDARTOWN | Polk | 1150036 | 3 | [5 empty] | Removed from Ground | Empty | 8000 | Bare Steel | 1985-04-29 | 1994-01-24 | Galvanized Steel | Safe Suction (Euro)
DUKE ICE CO | ALABAMA RD | CEDARTOWN | Polk | 1150107 | 2 | [5 empty] | Closed in Ground | Gas (Historical Use) | 4008 | Bare Steel | 1987-01-01 | 1987-01-01 | Galvanized Steel
GARY LINDSEY | 613 SOUTH MAIN ST | CEDARTOWN | Polk | 1150102 | 4 | [5 empty] | Removed from Ground | Empty | 1000 | Bare Steel | 1950-05-16 | 1997-02-19 | Galvanized Steel
HUMZA INC | 724 S MAIN ST | CEDARTOWN | Polk | 1150083 | 4 | Ball Float | 1998-07-23 | FALSE | 1998-07-23 | FALSE | Currently in Use | Diesel | 6000 | Steel-Impressed Current | 1984-05-05 |  | Fiberglass Reinforced Plastic | Pressurized
HUMZA INC | 724 S MAIN ST | CEDARTOWN | Polk | 1150083 | 5 | Flapper Valve | 1990-10-25 | FALSE | 1990-10-25 | FALSE | Currently in Use | Kerosene | 2000 | Galvanic (STIP-3) | 1988-01-01 |  | Fiberglass Reinforced Plastic | Suction (American)
CITGO BURGER KING | 616 N MAIN ST | CEDARTOWN | Polk | 9115033 | 1 |  | 1995-07-26 | FALSE | 1995-07-26 | FALSE | Temporarily out of use | Empty | 12000 | Fiberglass | 1995-07-26 |  |  | Pressurized
COASTAL FOOD MART | 993 GIRARD AVE | CEDARTOWN | Polk | 9115032 | 1 | Ball Float | 1989-01-01 | FALSE | 1989-01-01 | FALSE | Currently in Use | Regular | 6000 | Galvanic (STIP-3) | 1989-01-01 |  | Fiberglass Reinforced Plastic | Pressurized
CEDAR CONVENIENCE | 1410 S MAIN ST | CEDARTOWN | Polk | 9115025 | 1 | Ball Float | 1992-09-01 | FALSE | 1992-05-01 | FALSE | Currently in Use | Regular | 10000 | Composite | 1992-05-01 |  | Fiberglass Reinforced Plastic | Pressurized
NEW LIFE CHRISTIAN CHURCH | 512 E GIBSON STREET | CEDARTOWN | Polk | 9115043 | 2 |  |  | FALSE |  | FALSE | Permanently Out of Use - historical purposes | Gas (Historical Use) | 0 |  |  | 1899-12-31
SMART MART #5 | 1765 BUCHANAN HWY | CEDARTOWN | Polk | 9115058 | 2 | Ball Float | 1999-07-15 | FALSE | 1999-07-15 | FALSE | Currently in Use | Premium | 8000 | Composite | 1999-07-15 |  | Fiberglass Reinforced Plastic | Pressurized
LEEDS BUILDING PRODUCTS INC | 1335 SOUTH MAIN ST | CEDARTOWN | Polk | 1150043 | 2 | [5 empty] | Closed in Ground | Diesel | 1000 | Bare Steel | 1969-01-01 | 1988-12-14 | Bare Steel
VICKYS MARKET | 1003 E AVE | CEDARTOWN | Polk | 9115030 | 3 | Flapper Valve | 1988-01-01 | FALSE | 1988-01-01 | FALSE | Removed from Ground | Gas (Historical Use) | 6000 | Galvanic (STIP-3) | 1980-01-01 | 2018-10-03 |  | Suction (American)
THE COUNTRY STORE | 1206 PIEDMONT HWY | CEDARTOWN | Polk | 9115050 | 6 | Ball Float | 2007-07-01 | FALSE | 2007-07-01 | FALSE | Currently in Use | Diesel | 2000 | Epoxy Double-Walled | 2007-07-01 |  | Double-Walled Flex | Pressurized
POLK CO WATER AUTHORITY | 1700 ROCKMART HWY | CEDARTOWN | Polk | 9115056 | 1 | [5 empty] | Removed from Ground | Gas (Historical Use) | 1000 | Bare Steel | 1999-01-20 | 1999-01-20 | Galvanized Steel | Safe Suction (Euro)
FAST FOOD & FUEL #192 | 1452 ROCKMART HWY | CEDARTOWN | Polk | 9115057 | 2 |  | 1998-10-16 |  | 1998-10-16 |  | Removed from Ground | Gas (Historical Use) | 10000 | Composite | 1998-10-16 | 2005-10-12 | Double Walled | Pressurized
DOT PROJECT EDS-27(153)01 | US 27 & COUNTY RD | CEDARTOWN | Polk | 9115053 | 1 | [5 empty] | Removed from Ground | Gas (Historical Use) | 550 | Not Marked/Unknown | 1998-01-20 | 1998-01-20 | Not Marked
PARACHA MINI MART | 1999 ROCKMART HWY | CEDARTOWN | Polk | 9115034 | 2 | Ball Float | 1990-08-13 | FALSE | 1990-08-13 | FALSE | Currently in Use | Regular | 8000 | Fiberglass | 1990-08-01 |  | Fiberglass Reinforced Plastic | Pressurized
FAST FOOD & FUEL #192 | 1452 ROCKMART HWY | CEDARTOWN | Polk | 9115057 | 5A |  | 1998-10-16 |  | 1998-10-16 |  | Removed from Ground | Diesel | 8000 | Composite | 1998-10-16 | 2005-10-12 | Double Walled | Pressurized
MCENTIRES PURE AUTO CENTER | 102 N MAIN ST | CEDARTOWN | Polk | 1150053 | 3 |  | 1998-10-05 |  | 1998-10-05 |  | Removed from Ground | Diesel | 4000 | Steel-Impressed Current | 1981-05-09 | 2004-07-01 | Cathodically Protected | Pressurized
STAR BLDG SYSTEMS | 500 TENTH ST | CEDARTOWN | Polk | 1150024 | 2 | [5 empty] | Removed from Ground | Diesel | 3000 | Bare Steel | 1980-04-11 | 1990-08-17 | Galvanized Steel
SRUJAL INC MART | 803 NORTH MAIN ST | CEDARTOWN | Polk | 1150033 | 1-REG | Flapper Valve | 1999-01-01 | FALSE | 1999-01-01 | FALSE | Currently in Use | Regular | 10000 | Steel-Impressed Current | 1981-05-02 |  | Steel (Impressed Current) | Pressurized
FARMERS STORE | 2240 BUCHANAN HWY | CEDARTOWN | Polk | 1150041 | 5 | Ball Float | 2000-05-01 | FALSE | 2000-05-01 | FALSE | Currently in Use | Premium | 12000 | Composite | 2000-05-01 |  | Fiberglass Reinforced Plastic | Pressurized
ARCO QUICK STOP LLC | 1327 SOUTH MAIN ST | CEDARTOWN | Polk | 1150116 | 3 | Flapper Valve | 1996-10-01 | FALSE | 1996-10-01 | FALSE | Temporarily out of use | Gas (Historical Use) | 4000 | Steel-Impressed Current | 1979-05-15 |  | Steel (Impressed Current) | Pressurized
BST/CDTWGAWC R3425 | 300 HENDERSON ST | CEDARTOWN | Polk | 1150112 | 1 | [5 empty] | Removed from Ground | Gas (Historical Use) | 12000 | Bare Steel | 1980-01-03 | 1989-12-15 | Unknown | Pressurized
HARIZ INC | 804 E AVE | CEDARTOWN | Polk | 1150091 | 1 | Ball Float | 1998-10-19 | FALSE | 1998-10-19 | FALSE | Currently in Use | Regular | 10000 | Steel-Impressed Current | 1979-05-10 |  | Flex | Pressurized
MOUNTAIN EXPRESS #051 | 502 ADAMSON RD | CEDARTOWN | Polk | 1150092 | 3 | Flapper Valve | 1995-12-21 | FALSE | 1995-12-21 | FALSE | Currently in Use | Premium | 4000 | Steel-Impressed Current | 1979-05-10 |  | Fiberglass Reinforced Plastic | Pressurized
NORTHWEST PROBATION DETENTION CE | 1030 WEST GIRAND AVENUE | CEDARTOWN | Polk | 9115004 | 1 | [5 empty] | Removed from Ground | Gas (Historical Use) | 5000 | Fiberglass | 1990-01-01 | 2007-02-09 | Fiberglass Reinforced Plastic
COASTAL FOOD MART | 993 GIRARD AVE | CEDARTOWN | Polk | 9115032 | 4 | Ball Float | 1989-01-01 | FALSE | 1989-01-01 | FALSE | Currently in Use | Diesel | 4000 | Galvanic (STIP-3) | 1989-01-01 |  | Fiberglass Reinforced Plastic | Pressurized
CEDARTOWN PAPER BOARD CO | 326 ELLAWOOD AVE | CEDARTOWN | Polk | 1150013 | 3 | [5 empty] | Removed from Ground | Other | 3500 | Bare Steel | 1982-01-01 | 1990-05-04 | Bare Steel
EAST AVE SVC STA | 807 EAST AVE | CEDARTOWN | Polk | 1150036 | 2 | [5 empty] | Removed from Ground | Empty | 3000 | Bare Steel | 1987-01-01 | 1994-01-24 | Galvanized Steel | Safe Suction (Euro)
LANDRUM BP SERVICE | 125 ADAMSON RD | CEDARTOWN | Polk | 1150037 | 3 | [5 empty] | Removed from Ground | Gas (Historical Use) | 1000 | Bare Steel | 1966-05-04 | 2001-05-22 | Galvanized Steel | Suction (American)
CEDARTOWN COCA-COLA BOTTLING CO | 520 10TH ST | CEDARTOWN | Polk | 1150117 | 1 | [5 empty] | Removed from Ground | Diesel | 5000 | Bare Steel | 1988-07-05 | 1988-07-05 | Galvanized Steel
DUKE ICE CO | ALABAMA RD | CEDARTOWN | Polk | 1150107 | 1 | [5 empty] | Removed from Ground | Gas (Historical Use) | 4008 | Bare Steel |  | 1899-12-31 | Galvanized Steel
CEDARTOWN FOOD MART | 101 N MAIN ST | CEDARTOWN | Polk | 1150104 | 6 | Ball Float | 1997-06-01 | FALSE | 1997-06-01 | FALSE | Currently in Use | Regular | 12000 | Composite | 1997-06-08 |  |  | Pressurized
CSX | GIBSON ST/SG623.3 MP | CEDARTOWN | Polk | 1150093 | 1 | [5 empty] | Removed from Ground | Gas (Historical Use) | 280 | Bare Steel | 1950-05-17 | 1993-02-11 | Bare Steel
PLAZA FOOD MART | 1598 ROME HWY | CEDARTOWN | Polk | 9115028 | 1 | Flapper Valve | 1990-01-11 | FALSE | 1990-01-11 | FALSE | Currently in Use | Regular | 10000 | Galvanic (STIP-3) | 1990-08-01 |  | Fiberglass Reinforced Plastic | Pressurized
VICKYS MARKET | 1003 E AVE | CEDARTOWN | Polk | 9115030 | 4 | Flapper Valve |  | FALSE |  | FALSE | Removed from Ground | Diesel | 2000 | Galvanic (STIP-3) | 2000-09-14 | 2018-10-03
THE COUNTRY STORE | 1206 PIEDMONT HWY | CEDARTOWN | Polk | 9115050 | 4 |  | 1998-11-01 |  | 1998-11-01 |  | Removed from Ground | Diesel | 0 | Cathodically Protected Steel | 1998-11-01 | 2007-05-22 | Cathodically Protected | Safe Suction (Euro)
ZARTRAN LLC | 150 PRIOR STATION ROAD | CEDARTOWN | Polk | 1150039 | 3 | [5 empty] | Removed from Ground | Gas (Historical Use) | 1000 | Cathodically Protected Steel | 1981-05-01 | 1998-11-25 | Cathodically Protected
AL BROOKS CHEV-BUICK | 910 SOUTH MAIN ST | CEDARTOWN | Polk | 1150040 | 2 | [5 empty] | Removed from Ground | Gas (Historical Use) | 1500 | Marked Unknown | 1986-04-29 | 1991-03-01 | Unknown
CEDARTOWN FOOD MART | 101 N MAIN ST | CEDARTOWN | Polk | 1150104 | 5 | Ball Float | 1997-06-01 | FALSE | 1997-06-01 | FALSE | Currently in Use | Premium | 12000 | Composite | 1997-06-08 |  |  | Pressurized
H E HENNIGH INC | 209 WARE ST | CEDARTOWN | Polk | 1150076 | 1 | [5 empty] | Permanently Out Of Use | Gas (Historical Use) | 1000 | Bare Steel | 1971-05-12 | 2000-06-16 | Bare Steel | Suction (American)
HUMZA INC | 724 S MAIN ST | CEDARTOWN | Polk | 1150083 | 2 | Ball Float | 1998-07-23 | FALSE | 1998-07-23 | FALSE | Currently in Use | Regular | 8000 | Steel-Impressed Current | 1984-05-05 |  | Fiberglass Reinforced Plastic | Pressurized
CHAPMAN'S SHOPPETTE | 1450 S MAIN STREET | CEDARTOWN | Polk | 1150090 | 3B | Ball Float | 2006-06-02 | FALSE | 2006-06-02 | FALSE | Currently in Use | Gas (Historical Use) | 5000 | Composite | 2006-05-30 |  | Flex | Pressurized
BARRETTS USED CARS/ANDREWS SVC C | 557 NORTH MAIN ST | CEDARTOWN | Polk | 1150089 | 1 | [5 empty] | Removed from Ground | Gas (Historical Use) | 8000 | Bare Steel | 1961-05-14 | 1991-05-31 | Galvanized Steel
TOP BRASS AUTO RENTALS AND SALES | 905 EAST AVE | CEDARTOWN | Polk | 1150088 | 4 |  |  | TRUE |  | TRUE | Removed from Ground | Used Oil | 500 | Bare Steel | 1991-11-01 | 1991-11-01 | Secondary Containment
TOP BRASS AUTO RENTALS AND SALES | 905 EAST AVE | CEDARTOWN | Polk | 1150088 | 5 |  |  | TRUE |  | TRUE | Removed from Ground | Used Oil | 500 | Bare Steel | 1991-11-01 | 1991-11-01 | Secondary Containment
D&S AUTO REPAIR | 703 NORTH MAIN ST | CEDARTOWN | Polk | 9115012 | 3 | [5 empty] | Removed from Ground | Gas (Historical Use) | 3000 | Not Marked/Unknown | 1957-01-01 | 1899-12-31 | Not Marked
HOME APPLIANCE SVC & PARTS | 1412 SOUTH MAIN ST | CEDARTOWN | Polk | 9115008 | 1 | [5 empty] | Removed from Ground | Gas (Historical Use) | 750 | Bare Steel | 1991-11-01 | 1991-11-01 | Galvanized Steel
MARKTILL CORP/ROME PLOW PLT #1 | 301 ADAMSON RD | CEDARTOWN | Polk | 9115013 | 1 | [5 empty] | Removed from Ground | Other | 2000 | Not Marked/Unknown | 1965-01-01 | 1994-08-10 | Not Marked
HARIZ INC | 804 E AVE | CEDARTOWN | Polk | 1150091 | 3 | Ball Float | 1998-10-19 | FALSE | 1998-10-19 | FALSE | Temporarily out of use | Plus | 10000 | Steel-Impressed Current | 1979-05-10 |  | Fiberglass Reinforced Plastic | Pressurized
MOUNTAIN EXPRESS #051 | 502 ADAMSON RD | CEDARTOWN | Polk | 1150092 | 1 | Flapper Valve | 1995-12-21 | FALSE | 1995-12-21 | FALSE | Currently in Use | Regular | 4000 | Steel-Impressed Current | 1979-05-10 |  | Fiberglass Reinforced Plastic | Pressurized
D&S AUTO REPAIR | 703 NORTH MAIN ST | CEDARTOWN | Polk | 9115012 | 1 | [5 empty] | Removed from Ground | Gas (Historical Use) | 2000 | Not Marked/Unknown | 1957-01-01 | 1994-08-09 | Not Marked
COASTAL FOOD MART | 993 GIRARD AVE | CEDARTOWN | Polk | 9115032 | 2 | Ball Float | 1989-01-01 | FALSE | 1989-01-01 | FALSE | Currently in Use | Regular | 6000 | Galvanic (STIP-3) | 1989-01-01 |  | Fiberglass Reinforced Plastic | Pressurized
LINDSEY TERMITE & PEST CONTROL | 631 S MAIN STREET | CEDARTOWN | Polk | 9115048 | 4 | [5 empty] | Removed from Ground | Empty | 500 | Bare Steel | 1997-02-01 | 1997-02-01 | Galvanized Steel
FORMER BECKS USED CARS | 917 S MAIN STREET | CEDARTOWN | Polk | 9115042 | 3 | [5 empty] | Removed from Ground | Gas (Historical Use) | 4000 | Not Marked/Unknown | 1997-07-08 | 1997-07-08 | Not Marked
THE COUNTRY STORE | 1206 PIEDMONT HWY | CEDARTOWN | Polk | 9115050 | 2 |  | 1998-11-01 |  | 1998-11-01 |  | Removed from Ground | Gas (Historical Use) | 0 | Steel-Impressed Current | 1998-11-01 | 2007-05-22 | Cathodically Protected | Safe Suction (Euro)
QUIK WAY FOOD MART | 731 NORTH MAIN ST | CEDARTOWN | Polk | 9115002 | 3 | Flapper Valve | 1989-01-10 |  | 1989-01-10 |  | Currently in Use | Gas (Historical Use) | 6000 | Galvanic (STIP-3) | 1989-01-10 |  | Fiberglass Reinforced Plastic | Pressurized
GA POWER/CEDARTOWN OPER HQ | 315 S SECOND ST | CEDARTOWN | Polk | 1150049 | B | [5 empty] | Removed from Ground | Gas (Historical Use) | 6000 | Bare Steel | 1971-05-11 | 1992-02-04 | Galvanized Steel | Pressurized
HENKEL CORP/DIAMOND SHAMROCK CHE | 701 WISSAHICKON AVE | CEDARTOWN | Polk | 1150048 | T-1 | [5 empty] | Removed from Ground | Gas (Historical Use) | 30000 | Cathodically Protected Steel | 1964-05-06 | 1990-08-17 | Bare Steel
AL BROOKS CHEV-BUICK | 910 SOUTH MAIN ST | CEDARTOWN | Polk | 1150040 | 3 | [5 empty] | Removed from Ground | Gas (Historical Use) | 5000 | Marked Unknown | 1986-04-29 | 1991-03-01 | Unknown
FLEET FOODMART | 1016 EAST AVE | CEDARTOWN | Polk | 1150106 | 3 | [5 empty] | Removed from Ground | Gas (Historical Use) | 6000 | Bare Steel | 1971-05-12 | 1998-01-27 | Galvanized Steel | Suction (American)
CEDARTOWN FOOD MART | 101 N MAIN ST | CEDARTOWN | Polk | 1150104 | 3 | [5 empty] | Removed from Ground | Gas (Historical Use) | 4000 | Bare Steel | 1970-05-11 | 1997-06-09 | Galvanized Steel | Pressurized
JIM MAYO PONTIAC OLDS(FORMERLY) | 1200 N MAIN ST | CEDARTOWN | Polk | 9115007 | 1 |  |  | TRUE |  | TRUE | Removed from Ground | Used Oil | 800 | Not Marked/Unknown | 1994-02-02 | 1994-02-02 | Not Marked
PLAZA FOOD MART | 1598 ROME HWY | CEDARTOWN | Polk | 9115028 | 2 | Ball Float | 1990-01-11 | FALSE | 1990-01-11 | FALSE | Temporarily out of use | Premium | 10000 | Galvanic (STIP-3) | 1990-08-01 |  | Fiberglass Reinforced Plastic | Pressurized
CEDAR CONVENIENCE | 1410 S MAIN ST | CEDARTOWN | Polk | 9115025 | 2 | Ball Float | 1992-05-01 | FALSE | 1992-05-01 | FALSE | Currently in Use | Premium | 10000 | Composite | 1992-05-01 |  | Fiberglass Reinforced Plastic | Pressurized
LINDSEY TERMITE & PEST CONTROL | 631 S MAIN STREET | CEDARTOWN | Polk | 9115048 | 2 | [5 empty] | Removed from Ground | Empty | 6000 | Bare Steel | 1997-02-01 | 1997-02-01 | Galvanized Steel
SMART MART #5 | 1765 BUCHANAN HWY | CEDARTOWN | Polk | 9115058 | 1 | Ball Float | 1999-07-15 | FALSE | 1999-07-15 | FALSE | Currently in Use | Regular | 12000 | Composite | 1999-07-15 |  | Fiberglass Reinforced Plastic | Pressurized
DOT PROJECT EDS-27(153)01 | US 27 & COUNTY RD | CEDARTOWN | Polk | 9115053 | 2 | [5 empty] | Removed from Ground | Gas (Historical Use) | 550 | Not Marked/Unknown | 1998-01-20 | 1998-01-20 | Not Marked
FAST FOOD & FUEL #192 | 1452 ROCKMART HWY | CEDARTOWN | Polk | 9115057 | 3 |  | 1998-10-16 |  | 1998-10-16 |  | Removed from Ground | Gas (Historical Use) | 10000 | Composite | 1998-10-16 | 2005-10-12 | Double Walled | Pressurized
UNKNOWN | 315 N MAIN STREET | CEDARTOWN | Polk | 9115065 | 1 | [5 empty] | Removed from Ground | Gas (Historical Use) | 0 | Marked Unknown | 1981-01-01 | 1981-01-01 | Unknown
QUIK WAY FOOD MART | 731 NORTH MAIN ST | CEDARTOWN | Polk | 9115002 | 1 | Flapper Valve | 1989-01-10 |  | 1989-01-10 |  | Currently in Use | Gas (Historical Use) | 6000 | Galvanic (STIP-3) | 1989-01-10 |  | Fiberglass Reinforced Plastic | Pressurized
THE HON CO | 907 WEST AVE | CEDARTOWN | Polk | 1150046 | 1 | [5 empty] | Removed from Ground | Hazardous Substance | 3000 | Bare Steel | 1970-05-05 | 1987-10-01 | Bare Steel
CEDARTOWN CITY SHOP | 501 TENTH ST | CEDARTOWN | Polk | 1150004 | 4 | [5 empty] | Removed from Ground | Empty | 500 | Bare Steel | 1966-03-01 | 1978-02-01 | Bare Steel
EAST AVE SVC STA | 807 EAST AVE | CEDARTOWN | Polk | 1150036 | 1 | [5 empty] | Removed from Ground | Empty | 4000 | Bare Steel | 1985-04-29 | 1994-01-24 | Galvanized Steel | Safe Suction (Euro)
LEEDS BUILDING PRODUCTS INC | 1335 SOUTH MAIN ST | CEDARTOWN | Polk | 1150043 | 1AST |  |  | FALSE |  | FALSE | Permanently Out of Use - historical purposes | Gas (Historical Use) | 500 | Bare Steel | 1966-04-26 |  | Bare Steel
CHAMBERS OF GA INC CEDARTOWN DIV | 2097 US HWY 27 SOUTH | CEDARTOWN | Polk | 1150101 | 1 | [5 empty] | Closed in Ground | Diesel | 2000 | Bare Steel | 1978-05-09 | 1899-12-31 | Galvanized Steel | Safe Suction (Euro)
CHAPMAN'S SHOPPETTE | 1450 S MAIN STREET | CEDARTOWN | Polk | 1150090 | 2 | Flapper Valve | 1998-11-01 |  | 1998-11-01 |  | Removed from Ground | Gas (Historical Use) | 4000 | Steel-Impressed Current | 1998-11-01 | 2006-05-16 | Steel (Impressed Current) | Suction (American)
GA STATE PATROL/GA DEPT PUB SAF- | 1000 NORTH MAIN ST | CEDARTOWN | Polk | 1150005 | 1 | [5 empty] | Removed from Ground | Gas (Historical Use) | 3000 | Bare Steel | 1974-03-09 | 1991-01-25 | Galvanized Steel
LANDRUM BP SERVICE | 125 ADAMSON RD | CEDARTOWN | Polk | 1150037 | 1 | [5 empty] | Removed from Ground | Gas (Historical Use) | 1000 | Bare Steel | 1966-05-04 | 2001-05-22 | Galvanized Steel | Suction (American)
ARCO QUICK STOP LLC | 1327 SOUTH MAIN ST | CEDARTOWN | Polk | 1150116 | 2 | Flapper Valve | 1996-10-01 | FALSE | 1996-10-01 | FALSE | Temporarily out of use | Gas (Historical Use) | 4000 | Steel-Impressed Current | 1979-05-15 |  | Steel (Impressed Current) | Pressurized
GARY LINDSEY | 613 SOUTH MAIN ST | CEDARTOWN | Polk | 1150102 | 1 | [5 empty] | Removed from Ground | Empty | 2000 | Bare Steel | 1979-05-09 | 1997-02-18 | Galvanized Steel
RACEWAY SERVICE STATION #652 | 1410 S. MAIN ST | CEDARTOWN | Polk | 1150105 | 1 | [5 empty] | Removed from Ground | Gas (Historical Use) | 8084 | Bare Steel | 1972-05-11 | 1991-12-16 | Unknown
HUMZA INC | 724 S MAIN ST | CEDARTOWN | Polk | 1150083 | 1 | Ball Float | 1998-07-23 | FALSE | 1998-07-23 | FALSE | Currently in Use | Regular | 8000 | Steel-Impressed Current | 1984-05-05 |  | Fiberglass Reinforced Plastic | Pressurized
Discount Food Mart | 425 N MAIN ST | CEDARTOWN | Polk | 1150122 | 2 | Flapper Valve | 1992-01-01 | FALSE | 1992-01-01 | FALSE | Currently in Use | Diesel | 8000 | Lined Interior | 1976-01-01 |  |  | Pressurized
POLK COUNTY SAFETY COMPLEX | 1676 ROCKMART HWY | CEDARTOWN | Polk | 9115023 | 1 |  | 1991-01-01 |  | 1991-01-01 |  | Removed from Ground | Gas (Historical Use) | 4136 | Fiberglass | 1991-01-01 | 2016-02-02 | Double-Walled Fiberglass | Pressurized
FAST FOOD & FUEL #192 | 1452 ROCKMART HWY | CEDARTOWN | Polk | 9115057 | 5B |  | 1998-10-16 |  | 1998-10-16 |  | Removed from Ground | Kerosene | 2000 | Composite | 1998-10-16 | 2005-10-12 | Double Walled | Pressurized
ANTIOCH FOOD MART | 3867 ANTIOCH RD | CEDARTOWN | Polk | 1152000 | 3 | Flapper Valve | 1998-06-11 | FALSE | 1998-06-11 | FALSE | Currently in Use | Diesel | 6000 | Steel-Impressed Current | 1988-01-01 |  | Steel (Impressed Current) | Pressurized
WAYNES BODY SHOP | 3583 BUCHANAN HWY | CEDARTOWN | Polk | 9115063 | 1 | [5 empty] | Removed from Ground | Gas (Historical Use) | 1000 | Bare Steel | 1999-06-02 | 1999-06-02 | Galvanized Steel | Suction (American)
BARRETTS USED CARS/ANDREWS SVC C | 557 NORTH MAIN ST | CEDARTOWN | Polk | 1150089 | 3 | [5 empty] | Removed from Ground | Gas (Historical Use) | 4000 | Bare Steel | 1961-05-14 | 1991-05-31 | Galvanized Steel
TOP BRASS AUTO RENTALS AND SALES | 905 EAST AVE | CEDARTOWN | Polk | 1150088 | 2 | [5 empty] | Removed from Ground | Gas (Historical Use) | 3000 | Bare Steel | 1966-05-13 | 1991-11-01 | Galvanized Steel
VICKYS MARKET | 1003 E AVE | CEDARTOWN | Polk | 9115030 | 1 | Flapper Valve | 1988-01-01 | FALSE | 1988-01-01 | FALSE | Removed from Ground | Gas (Historical Use) | 3000 | Galvanic (STIP-3) | 1988-01-01 | 2018-10-03 |  | Suction (American)
THE COUNTRY STORE | 1206 PIEDMONT HWY | CEDARTOWN | Polk | 9115050 | 5 | Ball Float | 2007-07-01 | FALSE | 2007-07-01 | FALSE | Currently in Use | Regular | 4000 | Epoxy Double-Walled | 2007-07-01 |  | Double-Walled Flex | Pressurized
NORFOLK SOUTHERN CORP | 205 PARK ST | CEDARTOWN | Polk | 9115017 | 2 | [5 empty] | Permanently Out of Use - historical purposes | Other | 1 | Marked Unknown |  | 1899-12-31 | Unknown
POLK COUNTY COURTHOUSE | 100 PRIOR ST | CEDARTOWN | Polk | 9115022 | 1 | [5 empty] | Removed from Ground | Gas (Historical Use) | 500 | Marked Unknown | 1999-02-10 | 1999-02-10 | Unknown
RUAN LOGISTICS CORPORATION | 510 W TENTH ST | CEDARTOWN | Polk | 9115020 | 1 | Flapper Valve | 1997-04-10 | FALSE | 1997-04-10 | FALSE | Currently in Use | Diesel | 12000 | Fiberglass | 1988-11-01 |  | Fiberglass Reinforced Plastic | Safe Suction (Euro)
THE COUNTRY STORE | 1206 PIEDMONT HWY | CEDARTOWN | Polk | 9115050 | 3 |  | 1998-11-01 |  | 1998-11-01 |  | Removed from Ground | Gas (Historical Use) | 0 | Steel-Impressed Current | 1998-11-01 | 2007-05-22 | Cathodically Protected | Safe Suction (Euro)
NEW LIFE CHRISTIAN CHURCH | 512 E GIBSON STREET | CEDARTOWN | Polk | 9115043 | 3 |  |  | FALSE |  | FALSE | Permanently Out of Use - historical purposes | Gas (Historical Use) | 0 |  |  | 1899-12-31
FORMER BECKS USED CARS | 917 S MAIN STREET | CEDARTOWN | Polk | 9115042 | 2 | [5 empty] | Removed from Ground | Gas (Historical Use) | 4000 | Not Marked/Unknown | 1997-07-08 | 1997-07-08 | Not Marked
FAST FOOD & FUEL #192 | 1452 ROCKMART HWY | CEDARTOWN | Polk | 9115057 | 4 |  | 1998-10-16 |  | 1998-10-16 |  | Removed from Ground | Diesel | 15000 | Composite | 1998-10-16 | 2005-10-12 | Double Walled | Pressurized
FAST FOOD & FUEL #192 | 1452 ROCKMART HWY | CEDARTOWN | Polk | 9115057 | 1 |  | 1998-10-16 |  | 1998-10-16 |  | Removed from Ground | Gas (Historical Use) | 12000 | Composite | 1998-10-16 | 2005-10-12 | Double Walled | Pressurized
QUIK WAY FOOD MART | 731 NORTH MAIN ST | CEDARTOWN | Polk | 9115002 | 2 | Flapper Valve | 1989-01-10 |  | 1989-01-10 |  | Currently in Use | Gas (Historical Use) | 6000 | Galvanic (STIP-3) | 1989-01-10 |  | Fiberglass Reinforced Plastic | Pressurized
CLIFFORD D FITE CO | 908 WEST AVE | CEDARTOWN | Polk | 9115036 | 2 | [5 empty] | Removed from Ground | Diesel | 3000 | Marked Unknown | 1995-11-21 | 1995-11-21 | Unknown
HUMZA INC | 724 S MAIN ST | CEDARTOWN | Polk | 1150083 | 3 | Ball Float | 1998-07-23 | FALSE | 1998-07-23 | FALSE | Currently in Use | Gas (Historical Use) | 6000 | Steel-Impressed Current | 1984-05-05 |  | Fiberglass Reinforced Plastic | Pressurized
CHAPMAN'S SHOPPETTE | 1450 S MAIN STREET | CEDARTOWN | Polk | 1150090 | 3A | Ball Float | 2006-06-02 | FALSE | 2006-06-02 | FALSE | Currently in Use | Gas (Historical Use) | 10000 | Composite | 2006-05-30 |  | Flex | Pressurized
MARITAL TRUST OF C H MURPHY ESTA | WEST AVENUE | CEDARTOWN | Polk | 1150121 | 2 | [5 empty] | Removed from Ground | Empty | 1 | Bare Steel | 1957-01-08 | 1988-01-01 | Unknown
CITGO BURGER KING | 616 N MAIN ST | CEDARTOWN | Polk | 9115033 | 2 |  | 1995-07-26 | FALSE | 1995-07-26 | FALSE | Temporarily out of use | Empty | 12000 | Fiberglass | 1995-07-26 |  |  | Pressurized
POLK GENERAL HOSPITAL | 424 N MAIN ST | CEDARTOWN | Polk | 9115024 | 1 | [5 empty] | Removed from Ground | Diesel | 275 | Marked Unknown | 1995-07-19 | 1995-07-19 | Copper
THE COUNTRY STORE | 1206 PIEDMONT HWY | CEDARTOWN | Polk | 9115050 | 1 |  | 1998-11-01 |  | 1998-11-01 |  | Removed from Ground | Gas (Historical Use) | 0 | Steel-Impressed Current | 1998-11-01 | 2007-05-22 | Cathodically Protected | Safe Suction (Euro)
LINDSEY TERMITE & PEST CONTROL | 631 S MAIN STREET | CEDARTOWN | Polk | 9115048 | 3 | [5 empty] | Removed from Ground | Empty | 6000 | Bare Steel | 1997-02-01 | 1997-02-01 | Galvanized Steel
NEW LIFE CHRISTIAN CHURCH | 512 E GIBSON STREET | CEDARTOWN | Polk | 9115043 | 1 |  |  | FALSE |  | FALSE | Permanently Out of Use - historical purposes | Gas (Historical Use) | 0 |  |  | 1899-12-31
FORMER BECKS USED CARS | 917 S MAIN STREET | CEDARTOWN | Polk | 9115042 | 5 | [5 empty] | Removed from Ground | Gas (Historical Use) | 4000 | Not Marked/Unknown | 1997-07-08 | 1997-07-08 | Not Marked
FORMER BECKS USED CARS | 917 S MAIN STREET | CEDARTOWN | Polk | 9115042 | 4 | [5 empty] | Removed from Ground | Gas (Historical Use) | 4000 | Not Marked/Unknown | 1997-07-08 | 1997-07-08 | Not Marked
ANTIOCH FOOD MART | 3867 ANTIOCH RD | CEDARTOWN | Polk | 1152000 | 1 | Flapper Valve | 1998-06-16 | FALSE | 1998-06-16 | FALSE | Currently in Use | Regular | 8000 | Steel-Impressed Current | 1988-01-01 |  | Steel (Impressed Current) | Pressurized
COWBOYS #169 | 4140 ROCKMART HWY | CEDARTOWN | Polk | 9115059 | 1 | Ball Float | 2000-01-01 | FALSE | 2000-01-01 | FALSE | Currently in Use | Regular | 15000 | Fiberglass | 2000-01-01 |  | Fiberglass Reinforced Plastic | Pressurized
MACKS KWIK STOP | 355 NEW PROSPECT RD | ARAGON | Polk | 9115035 | 3 | [5 empty] | Removed from Ground | Gas (Historical Use) | 1011 | Bare Steel | 1999-03-24 | 1999-03-24 | Bare Steel | Suction (American)
COWBOYS #169 | 4140 ROCKMART HWY | CEDARTOWN | Polk | 9115059 | 3 | Ball Float | 2000-01-01 | FALSE | 2000-01-01 | FALSE | Currently in Use | Diesel | 6000 | Fiberglass | 2000-01-01 |  | Fiberglass Reinforced Plastic | Pressurized
UNKNOWN FACILITY NAME | 2278 CEDARTOWN HWY | CEDARTOWN | Polk | 9115064 | 1 | [5 empty] | Removed from Ground | Other | 1011 | Bare Steel | 2001-08-27 | 2001-08-27 | Bare Steel
MACKS KWIK STOP | 355 NEW PROSPECT RD | ARAGON | Polk | 9115035 | 1 | [5 empty] | Removed from Ground | Gas (Historical Use) | 1011 | Bare Steel | 1999-03-24 | 1999-03-24 | Bare Steel | Suction (American)
UNKNOWN FACILITY NAME | 2278 CEDARTOWN HWY | CEDARTOWN | Polk | 9115064 | 2 | [5 empty] | Removed from Ground | Other | 1011 | Bare Steel | 2001-08-27 | 2001-08-27 | Bare Steel
MACKS KWIK STOP | 355 NEW PROSPECT RD | ARAGON | Polk | 9115035 | 2 | [5 empty] | Removed from Ground | Gas (Historical Use) | 2005 | Bare Steel | 1999-03-24 | 1999-03-24 | Bare Steel | Suction (American)
PEEK HIGHTOWER LUMBER CO | 213 MAIN ST | CEDARTOWN | Polk | 1150073 | 1 | [5 empty] | Removed from Ground | Gas (Historical Use) | 1000 | Bare Steel | 1979-05-10 | 1997-12-22 | Bare Steel
ROME INDUSTRIES INC | HWY 278 WEST | CEDARTOWN | Polk | 1150047 | 2 | [5 empty] | Removed from Ground | Other | 1500 | Bare Steel | 1971-05-09 | 1994-08-26 | Not Marked
GA FC/POLK CO UNIT | 1735 ROCKMART HWY | CEDARTOWN | Polk | 1150023 | 204711 |  | 1992-07-20 |  | 1992-07-20 |  | Removed from Ground | Diesel | 1000 | Galvanic (STIP-3) | 1992-07-20 | 2007-02-02 | Cathodically Protected | Safe Suction (Euro)
CORNELIUS MOORE AIRPORT | 500 AIRPORT RD | CEDARTOWN | Polk | 1150035 | 3 | [5 empty] | Removed from Ground | Gas (Historical Use) | 2000 | Bare Steel | 1976-05-02 | 1999-02-10 | Galvanized Steel
CLASSIC CARS | 29 NORTH MAIN ST | CEDARTOWN | Polk | 1150028 | 3 | [5 empty] | Removed from Ground | Gas (Historical Use) | 4000 | Bare Steel | 1964-03-31 | 1997-07-01 | Galvanized Steel
FARMERS STORE | 2240 BUCHANAN HWY | CEDARTOWN | Polk | 1150041 | 4 | Ball Float | 2000-05-01 | FALSE | 2000-05-01 | FALSE | Currently in Use | Regular | 12000 | Composite | 2000-05-01 |  | Fiberglass Reinforced Plastic | Pressurized
FARMERS STORE | 2240 BUCHANAN HWY | CEDARTOWN | Polk | 1150041 | 1 |  | 1998-12-14 |  | 1998-12-14 |  | Removed from Ground | Gas (Historical Use) | 5000 | Unknown | 1982-04-30 | 1999-02-19 | Cathodically Protected | Pressurized
CHAMBERS OF GA INC CEDARTOWN DIV | 2097 US HWY 27 SOUTH | CEDARTOWN | Polk | 1150101 | 2 | [5 empty] | Closed in Ground | Diesel | 2000 | Bare Steel | 1978-05-09 | 1899-12-31 | Galvanized Steel | Safe Suction (Euro)
BIG H GROCERY | 534 JEFFERSON ST | CEDARTOWN | Polk | 1150082 | 2 | [5 empty] | Removed from Ground | Gas (Historical Use) | 4000 | Bare Steel | 1979-05-10 | 1997-04-01 | Galvanized Steel | Suction (American)
D&S AUTO REPAIR | 703 NORTH MAIN ST | CEDARTOWN | Polk | 9115012 | 2 | [5 empty] | Removed from Ground | Gas (Historical Use) | 3000 | Not Marked/Unknown | 1957-01-01 | 1994-08-09 | Not Marked
PLAZA FOOD MART | 1598 ROME HWY | CEDARTOWN | Polk | 9115028 | 3A | Flapper Valve | 1996-01-01 | FALSE | 1996-01-01 | FALSE | Temporarily out of use | Diesel | 2000 | Galvanic (STIP-3) | 1996-01-01 |  | Fiberglass Reinforced Plastic | Suction (American)
PARACHA MINI MART | 1999 ROCKMART HWY | CEDARTOWN | Polk | 9115034 | 3 | Ball Float | 1990-08-13 | FALSE | 1990-08-13 | FALSE | Currently in Use | Premium | 8000 | Fiberglass | 1990-08-01 |  | Fiberglass Reinforced Plastic | Pressurized
COWBOYS #169 | 4140 ROCKMART HWY | CEDARTOWN | Polk | 9115059 | 2 | Ball Float | 2000-01-01 | FALSE | 2000-01-01 | FALSE | Currently in Use | Premium | 10000 | Fiberglass | 2000-01-01 |  | Fiberglass Reinforced Plastic | Pressurized
SOLOW | DOOLEY & COMMERCE ST | HAWKINSVILLE | Pulaski | 1160033 | 1 | [5 empty] | Permanently Out of Use - historical purposes | Gas (Historical Use) | 4000 | Bare Steel | 1961-05-13 | 1899-12-31 | Galvanized Steel
MRS ETHEL NELSON D/B/A BROWNDALE | RT 1 STATE RD # 26 | HAWKINSVILLE | Pulaski | 1160032 | 2 | [5 empty] | Permanently Out of Use - historical purposes | Empty | 1 | Bare Steel | 1986-05-08 | 1899-12-31 | Unknown
LAWHORN SERVICE STATION | 229 PROGRESS AVE | HAWKINSVILLE | Pulaski | 1160028 | 3 | [5 empty] | Removed from Ground | Gas (Historical Use) | 4000 | Bare Steel | 1976-05-10 | 2000-04-01 | Galvanized Steel
BUDDY NESMITH OIL CO INC | 101 COMMERCE ST | HAWKINSVILLE | Pulaski | 1160029 | 4 | [5 empty] | Temporarily out of use | Empty | 1000 | Bare Steel | 1984-05-08 |  | Galvanized Steel
HUB CITY | HWY 341 & 230 | HAWKINSVILLE | Pulaski | 1160022 | 4 |  |  | FALSE |  | FALSE | Removed from Ground | Diesel | 4000 | Bare Steel | 1983-05-09 | 1899-12-31 | Galvanized Steel | Suction (American)
PEAVY TIRE CO INC | BROAD ST | HAWKINSVILLE | Pulaski | 1160011 | 3 | [5 empty] | Removed from Ground | Gas (Historical Use) | 8000 | Bare Steel | 1973-01-16 | 1990-05-25 | Galvanized Steel
WOODARD SERVICE STATION INC | 145 COMMERCE ST | HAWKINSVILLE | Pulaski | 9000572 | 7 | [5 empty] | Closed in Ground | Empty | 1 | Bare Steel | 1966-12-01 | 1966-12-01 | Galvanized Steel
RIVERSIDE SERVICE STATION | 103 COMMERCE ST | HAWKINSVILLE | Pulaski | 1160031 | 1 | [5 empty] | Removed from Ground | Empty | 1000 | Bare Steel | 1964-05-13 | 1987-02-01 | Galvanized Steel
SAMS QUICK STOP | 86 BROAD ST | HAWKINSVILLE | Pulaski | 1160016 | 3 | Flapper Valve | 1990-08-29 | FALSE | 1990-08-29 | FALSE | Currently in Use | Regular | 10000 | Steel-Impressed Current | 1974-05-02 |  | Fiberglass Reinforced Plastic | Pressurized
FLASH FOODS #161/MR C #15 | 365 BROAD ST | HAWKINSVILLE | Pulaski | 1160019 | R | [5 empty] | Removed from Ground | Gas (Historical Use) | 6000 | Bare Steel | 1985-05-08 | 1993-12-13 | Galvanized Steel | Pressurized
SOLOW | DOOLEY & COMMERCE ST | HAWKINSVILLE | Pulaski | 1160033 | 3 | [5 empty] | Permanently Out of Use - historical purposes | Gas (Historical Use) | 3000 | Bare Steel | 1961-05-13 | 1899-12-31 | Galvanized Steel
BUDDY NESMITH OIL CO INC | 101 COMMERCE ST | HAWKINSVILLE | Pulaski | 1160029 | 2 | [5 empty] | Removed from Ground | Empty | 1060 | Bare Steel | 1986-05-08 | 1986-11-01 | Galvanized Steel
RIVERSIDE SERVICE STATION | 103 COMMERCE ST | HAWKINSVILLE | Pulaski | 1160031 | 3 |  |  | TRUE |  | TRUE | Removed from Ground | Used Oil | 560 | Bare Steel | 1964-05-13 | 1987-02-01 | Galvanized Steel
HUB CITY | HWY 341 & 230 | HAWKINSVILLE | Pulaski | 1160022 | 2 |  |  | FALSE |  | FALSE | Removed from Ground | Gas (Historical Use) | 6000 | Bare Steel | 1983-05-09 | 1899-12-31 | Galvanized Steel | Suction (American)
JONES Z MART | 218 BROAD AT HWY 341 | HAWKINSVILLE | Pulaski | 1160021 | 7B |  | 2003-12-08 | FALSE | 2003-12-08 | FALSE | Currently in Use | Diesel | 4000 | Composite Double Walled | 2003-12-08 |  | Double-Walled Fiberglass | Pressurized
QUICKS Z MART | INT HWY 26 & 341 NE CORNER, 19 Cochran Hwy. | HAWKINSVILLE | Pulaski | 1160020 | 2 |  | 1998-05-18 | FALSE | 1998-05-18 | FALSE | Currently in Use | Premium | 3000 | Steel-Impressed Current | 1978-05-10 |  | Double-Walled Flex | Safe Suction (Euro)
PULASKI COUNTY FORESTRY UNIT | RT 3 HWY 129 SOUTH | HAWKINSVILLE | Pulaski | 1160003 | 4 |  | 1991-01-01 |  | 1991-01-01 |  | Removed from Ground | Gas (Historical Use) | 1000 | Galvanic (STIP-3) | 1991-01-01 | 2008-04-15 | Cathodically Protected | Safe Suction (Euro)
FIVE STAR | BROAD AND LUMPKIN ST | HAWKINSVILLE | Pulaski | 1160038 | 3 | [5 empty] | Removed from Ground | Gas (Historical Use) | 4000 | Bare Steel | 1982-05-15 | 1992-12-19 | Unknown
FLASH FOODS #161/MR C #15 | 365 BROAD ST | HAWKINSVILLE | Pulaski | 1160019 | NLR | [5 empty] | Removed from Ground | Gas (Historical Use) | 6000 | Bare Steel | 1985-05-08 | 1993-12-13 | Galvanized Steel | Pressurized
STOP N GO | 118 SOUTH JACKSON STREET | HAWKINSVILLE | Pulaski | 1160015 | 1 |  | 1997-09-01 |  | 1997-09-01 |  | Removed from Ground | Gas (Historical Use) | 8000 | Steel-Impressed Current | 1980-05-01 | 2011-02-01 | Cathodically Protected | Suction (American)
BUDDY NESMITH OIL CO INC | 101 COMMERCE ST | HAWKINSVILLE | Pulaski | 1160029 | 1 | [5 empty] | Removed from Ground | Empty | 560 | Bare Steel | 1986-05-08 | 1986-11-01 | Galvanized Steel
HEART OF GA PEANUT AND GIN CO | 202 SECOND ST BOX 621 | HAWKINSVILLE | Pulaski | 1160008 | 1 | [5 empty] | Removed from Ground | Gas (Historical Use) | 500 | Bare Steel | 1966-04-21 | 1998-12-15 | Galvanized Steel
DOT #10361 ASPHALT PLANT | SR 230 | HAWKINSVILLE | Pulaski | 1162000 | 10361-1 | [5 empty] | Removed from Ground | Gas (Historical Use) | 1000 | Cathodically Protected Steel | 1987-11-04 | 1993-05-14 | Galvanized Steel
PULASKI STATE PRISON | 373 UPPER RIVER RD/ON PRISON GROUND | HAWKINSVILLE | Pulaski | 9116010 | 4 |  |  | TRUE |  | TRUE | Removed from Ground | Used Oil | 550 | Not Marked/Unknown | 1998-07-07 | 1998-07-07 | Not Marked
PULASKI STATE PRISON | 373 UPPER RIVER RD/ON PRISON GROUND | HAWKINSVILLE | Pulaski | 9116010 | 1 | [5 empty] | Removed from Ground | Gas (Historical Use) | 10000 | Fiberglass | 1993-06-01 | 1998-07-07 | Fiberglass Reinforced Plastic | Suction (American)
FIVE STAR | BROAD AND LUMPKIN ST | HAWKINSVILLE | Pulaski | 1160038 | 1 | [5 empty] | Removed from Ground | Gas (Historical Use) | 4000 | Bare Steel | 1982-05-15 | 1992-12-19 | Unknown
STOP N GO | 118 SOUTH JACKSON STREET | HAWKINSVILLE | Pulaski | 1160015 | 4A | Ball Float | 2011-01-27 | FALSE | 2011-01-27 | FALSE | Currently in Use | E-10 | 12000 | Composite | 2011-01-27 |  | Double-Walled Fiberglass | Pressurized
STOP N GO | 118 SOUTH JACKSON STREET | HAWKINSVILLE | Pulaski | 1160015 | 3 |  | 1996-06-18 |  | 1996-06-18 |  | Removed from Ground | Gas (Historical Use) | 4000 | Steel-Impressed Current | 1980-05-01 | 2011-02-01 | Cathodically Protected | Pressurized
SUN MART | 114 PROGRESS AVE | HAWKINSVILLE | Pulaski | 1160014 | 4A |  | 2009-04-02 | FALSE | 2009-04-02 | FALSE | Currently in Use | Gas (Historical Use) | 8000 | Composite Double Walled | 2009-04-02 |  | Double-Walled Flex | Pressurized
HUB CITY | HWY 341 & 230 | HAWKINSVILLE | Pulaski | 1160022 | 3 |  |  | FALSE |  | FALSE | Removed from Ground | Gas (Historical Use) | 6000 | Bare Steel | 1983-05-09 | 1899-12-31 | Galvanized Steel | Suction (American)
QUICKS Z MART | INT HWY 26 & 341 NE CORNER, 19 Cochran Hwy. | HAWKINSVILLE | Pulaski | 1160020 | 4 |  | 1998-05-18 | FALSE | 1998-05-18 | FALSE | Currently in Use | Plus | 1000 | Steel-Impressed Current | 1978-05-10 |  | Double-Walled Flex | Safe Suction (Euro)
J LAMPKIN | ROUTE 2 | HAWKINSVILLE | Pulaski | 1160026 | 2 | [5 empty] | Removed from Ground | Diesel | 8000 | Bare Steel | 1981-05-07 | 1994-11-01 | Bare Steel
JAD Farms, LLC | 1381 ABBEVILLE HWY | HAWKINSVILLE | Pulaski | 9116013 | 2 | Flapper Valve | 1998-09-15 | FALSE | 1998-09-15 | FALSE | Temporarily out of use | Diesel | 6000 | Steel-Impressed Current | 1974-02-20 |  |  | Safe Suction (Euro)
DUNAWAY BROTHERS INC | 43 HOUSTON ST | HAWKINSVILLE | Pulaski | 9116016 | 2 |  | 1998-11-01 | FALSE | 1998-11-01 | FALSE | Removed from Ground | Diesel | 1000 | Galvanic (STIP-3) | 2000-06-01 | 2018-03-28 | Fiberglass Reinforced Plastic | Suction (American)
C V AND W H CROSS | ROUTE 3 | HAWKINSVILLE | Pulaski | 9046049 | 1 | [5 empty] | Removed from Ground | Diesel | 2000 | Not Marked/Unknown | 1986-01-01 | 1998-11-30 | Not Marked
DAWSON BROTHERS SPRAYING SERVICE | 1513 ABBEYVILLE HWY | HAWKINSVILLE | Pulaski | 1160035 | 1 | Flapper Valve | 1991-05-09 | FALSE | 1991-05-09 | FALSE | Currently in Use | Aviaion gas/AV Gas | 10000 | Galvanic (STIP-3) | 1991-05-09 |  | Fiberglass Reinforced Plastic | Safe Suction (Euro)
STOP N GO | 118 SOUTH JACKSON STREET | HAWKINSVILLE | Pulaski | 1160015 | 2 |  | 1996-06-18 |  | 1996-06-18 |  | Removed from Ground | Gas (Historical Use) | 4000 | Steel-Impressed Current | 1980-05-01 | 2011-02-01 | Cathodically Protected | Pressurized
RIVERSIDE SERVICE STATION | 103 COMMERCE ST | HAWKINSVILLE | Pulaski | 1160031 | 2 | [5 empty] | Removed from Ground | Gas (Historical Use) | 1000 | Bare Steel | 1964-05-13 | 1987-02-01 | Bare Steel | Suction (American)
SUN MART | 114 PROGRESS AVE | HAWKINSVILLE | Pulaski | 1160014 | 2 |  | 1996-06-18 |  | 1996-06-18 |  | Removed from Ground | Gas (Historical Use) | 4000 | Steel-Impressed Current | 1980-01-01 | 2009-03-31 | Steel (Impressed Current) | Safe Suction (Euro)
JONES Z MART | 218 BROAD AT HWY 341 | HAWKINSVILLE | Pulaski | 1160021 | 4 |  | 1997-07-15 |  | 1997-07-15 |  | Removed from Ground | Gas (Historical Use) | 4000 | Steel-Impressed Current | 1978-05-10 | 2003-12-02 | Cathodically Protected | Safe Suction (Euro)
JONES Z MART | 218 BROAD AT HWY 341 | HAWKINSVILLE | Pulaski | 1160021 | 5 |  | 1997-07-15 |  | 1997-07-15 |  | Removed from Ground | Gas (Historical Use) | 2000 | Steel-Impressed Current | 1978-05-10 | 2003-12-02 | Cathodically Protected | Safe Suction (Euro)
QUICKS Z MART | INT HWY 26 & 341 NE CORNER, 19 Cochran Hwy. | HAWKINSVILLE | Pulaski | 1160020 | 3 |  | 1998-05-18 | FALSE | 1998-05-18 | FALSE | Currently in Use | Plus | 1000 | Steel-Impressed Current | 1978-05-10 |  | Double-Walled Flex | Safe Suction (Euro)
J LAMPKIN | ROUTE 2 | HAWKINSVILLE | Pulaski | 1160026 | 1 | [5 empty] | Removed from Ground | Gas (Historical Use) | 2000 | Bare Steel | 1981-05-07 | 1994-11-01 | Bare Steel
MCCRAINE IMP CO | HWY 341 | HAWKINSVILLE | Pulaski | 1160023 | 2 | [5 empty] | Removed from Ground | Gas (Historical Use) | 1000 | Bare Steel | 1981-05-09 | 1993-04-01 | Galvanized Steel
LESHNER INDUSTRIES INC | 100 HOUSTON ST | HAWKINSVILLE | Pulaski | 9116015 | 5 |  |  | FALSE |  | FALSE | Removed from Ground | Diesel | 20000 | Unknown | 2009-10-13 | 2009-10-13 | Unknown
LESHNER INDUSTRIES INC | 100 HOUSTON ST | HAWKINSVILLE | Pulaski | 9116015 | 4 | [5 empty] | Removed from Ground | Gas (Historical Use) | 550 | Not Marked/Unknown | 1998-10-26 | 1998-10-26 | Not Marked
HEART OF GA PEANUT AND GIN CO | 202 SECOND ST BOX 621 | HAWKINSVILLE | Pulaski | 1160008 | 2 | [5 empty] | Removed from Ground | Diesel | 3000 | Bare Steel | 1983-04-17 | 1998-12-15 | Galvanized Steel
STOP N GO | 118 SOUTH JACKSON STREET | HAWKINSVILLE | Pulaski | 1160015 | 4C | Ball Float | 2011-01-27 | FALSE | 2011-01-27 | FALSE | Currently in Use | Diesel | 4000 | Composite | 2011-01-27 |  | Double-Walled Fiberglass | Pressurized
FLASH FOODS #161/MR C #15 | 365 BROAD ST | HAWKINSVILLE | Pulaski | 1160019 | PREM | [5 empty] | Removed from Ground | Gas (Historical Use) | 6000 | Bare Steel | 1985-05-08 | 1993-12-13 | Galvanized Steel | Pressurized
STOP N GO | 118 SOUTH JACKSON STREET | HAWKINSVILLE | Pulaski | 1160015 | 4B | Ball Float | 2011-01-27 | FALSE | 2011-01-27 | FALSE | Currently in Use | Premium | 4000 | Composite | 2011-01-27 |  | Double-Walled Fiberglass | Pressurized
SUN MART | 114 PROGRESS AVE | HAWKINSVILLE | Pulaski | 1160014 | 3 |  | 1996-06-18 |  | 1996-06-18 |  | Removed from Ground | Gas (Historical Use) | 4000 | Steel-Impressed Current | 1980-01-01 | 2009-03-31 | Steel (Impressed Current) | Safe Suction (Euro)
C&P MOTOR VIHICLE INC | 100 N JACKSON ST | HAWKINSVILLE | Pulaski | 1160005 | 1 | [5 empty] | Removed from Ground | Gas (Historical Use) | 1000 | Bare Steel | 1981-04-19 | 1989-01-01 | Bare Steel
SUN MART | 114 PROGRESS AVE | HAWKINSVILLE | Pulaski | 1160014 | 1 |  | 1996-06-18 |  | 1996-06-18 |  | Removed from Ground | Gas (Historical Use) | 8000 | Steel-Impressed Current | 1980-01-01 | 2009-03-31 | Steel (Impressed Current) | Safe Suction (Euro)
DEPARTMENT OF TRANSPORTATION PUL | 1 /2 MI E OF INT SR 230 ON SR 27 | HAWKINSVILLE | Pulaski | 1160013 | 340G1 | [5 empty] | Removed from Ground | Gas (Historical Use) | 1060 | Bare Steel | 1972-05-02 | 2001-08-24 | Galvanized Steel | Safe Suction (Euro)
MCCRAINE IMP CO | HWY 341 | HAWKINSVILLE | Pulaski | 1160023 | 1 | [5 empty] | Removed from Ground | Diesel | 3000 | Bare Steel | 1981-05-09 | 1993-04-01 | Galvanized Steel
PULASKI COUNTY FORESTRY UNIT | RT 3 HWY 129 SOUTH | HAWKINSVILLE | Pulaski | 1160003 | 1 | [5 empty] | Removed from Ground | Gas (Historical Use) | 560 | Bare Steel | 1956-04-29 | 1991-07-01 | Galvanized Steel
RUDY LANCASTER | RT 3 BLACKSHEAR TRAIL | HAWKINSVILLE | Pulaski | 1160006 | 1 | [5 empty] | Removed from Ground | Diesel | 1 | Bare Steel | 1976-04-20 | 1899-12-31 | Galvanized Steel
GEORGIA POWER HAWKINSVILLE OPER HQ | 140 TRUMAN RD | HAWKINSVILLE | Pulaski | 9116004 | HK1 |  | 1995-06-23 | FALSE | 1995-06-23 | FALSE | Removed from Ground | Diesel | 6000 | Fiberglass | 1995-06-23 |  | Double-Walled Fiberglass | Pressurized
JONES Z MART | 218 BROAD AT HWY 341 | HAWKINSVILLE | Pulaski | 1160021 | 3 |  | 1997-07-15 |  | 1997-07-15 |  | Removed from Ground | Gas (Historical Use) | 4000 | Steel-Impressed Current | 1978-05-10 | 2003-12-02 | Cathodically Protected | Safe Suction (Euro)
PEAVY TIRE CO INC | BROAD ST | HAWKINSVILLE | Pulaski | 1160011 | 1 | [5 empty] | Removed from Ground | Gas (Historical Use) | 8000 | Bare Steel | 1973-01-16 | 1990-05-25 | Galvanized Steel
DOT #10361 ASPHALT PLANT | SR 230 | HAWKINSVILLE | Pulaski | 1162000 | 10661-2 | [5 empty] | Removed from Ground | Diesel | 10000 | Bare Steel | 1993-05-14 | 1993-05-14 | Galvanized Steel
GEORGIA POWER HAWKINSVILLE OPER HQ | 140 TRUMAN RD | HAWKINSVILLE | Pulaski | 9116004 | HK2 | [5 empty] | Removed from Ground | Gas (Historical Use) | 6000 | Fiberglass | 1986-01-01 | 1995-06-23 | Galvanized Steel | Pressurized
Circle K 2745076 | 167 BROAD STREET | HAWKINSVILLE | Pulaski | 9116007 | 1 |  | 1989-05-04 |  | 1989-05-04 |  | Currently in Use | Gas (Historical Use) | 8000 | Cathodically Protected Steel | 1989-05-04 |  | Double Walled | Pressurized
LESHNER INDUSTRIES INC | 100 HOUSTON ST | HAWKINSVILLE | Pulaski | 9116015 | 1 | [5 empty] | Removed from Ground | Diesel | 16000 | Bare Steel | 1954-01-01 | 1998-10-26 | Steel/FG Secondary containment | Suction (American)
PULASKI STATE PRISON | 373 UPPER RIVER RD/ON PRISON GROUND | HAWKINSVILLE | Pulaski | 9116010 | UL-667422 |  | 1998-08-03 | FALSE | 1998-08-03 | FALSE | Currently in Use | Regular | 4000 | Fiberglass | 1998-08-03 |  | Fiberglass Reinforced Plastic | Safe Suction (Euro)
HUB CITY | HWY 341 & 230 | HAWKINSVILLE | Pulaski | 1160022 | 1 |  |  | FALSE |  | FALSE | Removed from Ground | Gas (Historical Use) | 6000 | Bare Steel | 1983-05-09 | 1899-12-31 | Galvanized Steel | Suction (American)
JONES Z MART | 218 BROAD AT HWY 341 | HAWKINSVILLE | Pulaski | 1160021 | 1 |  | 1997-07-15 |  | 1997-07-15 |  | Removed from Ground | Diesel | 2000 | Steel-Impressed Current | 1978-05-10 | 2003-12-02 | Cathodically Protected | Safe Suction (Euro)
JONES Z MART | 218 BROAD AT HWY 341 | HAWKINSVILLE | Pulaski | 1160021 | 7A |  | 2003-12-08 | FALSE | 2003-12-08 | FALSE | Currently in Use | Premium | 6000 | Composite Double Walled | 2003-12-08 |  | Double-Walled Fiberglass | Pressurized
PULASKI COUNTY FORESTRY UNIT | RT 3 HWY 129 SOUTH | HAWKINSVILLE | Pulaski | 1160003 | 3 | [5 empty] | Removed from Ground | Gas (Historical Use) | 2000 | Bare Steel | 1978-04-24 | 1991-07-01 | Galvanized Steel
WOODARD SERVICE STATION INC | 145 COMMERCE ST | HAWKINSVILLE | Pulaski | 9000572 | 1-PLUS |  | 1995-04-01 | FALSE | 1995-04-01 | FALSE | Removed from Ground | Gas (Historical Use) | 3000 | Steel-Impressed Current | 1966-04-12 | 2020-06-01 | Steel (Impressed Current) | Safe Suction (Euro)
BEARDEN OIL CO(HBOC CARDLOCK) | 200 FLORIDA AVE | HAWKINSVILLE | Pulaski | 9116006 | 3 |  | 1990-03-01 |  | 1990-03-01 |  | Removed from Ground | Gas (Historical Use) | 3000 | Galvanic (STIP-3) | 1990-03-01 | 2016-04-06 | Cathodically Protected | Suction (American)
Circle K 2745076 | 167 BROAD STREET | HAWKINSVILLE | Pulaski | 9116007 | 3 |  | 1989-05-04 |  | 1989-05-04 |  | Currently in Use | Diesel | 8000 | Cathodically Protected Steel | 1989-05-04 |  | Double Walled | Pressurized
JAD Farms, LLC | 1381 ABBEVILLE HWY | HAWKINSVILLE | Pulaski | 9116013 | 5 | [5 empty] | Removed from Ground | Gas (Historical Use) | 6000 | Not Marked/Unknown | 1974-02-22 | 1899-12-31 | Not Marked
JAD Farms, LLC | 1381 ABBEVILLE HWY | HAWKINSVILLE | Pulaski | 9116013 | 4 | Flapper Valve | 1998-09-15 | FALSE | 1998-09-15 | FALSE | Currently in Use | Diesel | 10000 | Steel-Impressed Current | 1976-03-11 |  | Steel (Impressed Current) | Safe Suction (Euro)
FIVE STAR | BROAD AND LUMPKIN ST | HAWKINSVILLE | Pulaski | 1160038 | 2 | [5 empty] | Removed from Ground | Gas (Historical Use) | 4000 | Bare Steel | 1982-05-15 | 1992-12-19 | Unknown
LAWHORN SERVICE STATION | 229 PROGRESS AVE | HAWKINSVILLE | Pulaski | 1160028 | 2 | [5 empty] | Removed from Ground | Gas (Historical Use) | 6000 | Bare Steel | 1976-05-10 | 2000-04-01 | Galvanized Steel
BUDDY NESMITH OIL CO INC | 101 COMMERCE ST | HAWKINSVILLE | Pulaski | 1160029 | 3 | [5 empty] | Temporarily out of use | Diesel | 4000 | Bare Steel | 1985-05-08 |  | Galvanized Steel
SAMS QUICK STOP | 86 BROAD ST | HAWKINSVILLE | Pulaski | 1160016 | 1 | [5 empty] | Permanently Out Of Use | Diesel | 260 | Bare Steel | 1957-05-06 | 1988-01-01 | Unknown
WAY BROS/FORMER SVC STA | CORNER BROAD ST & JACKSON ST | HAWKINSVILLE | Pulaski | 9116002 | 2 | [5 empty] | Removed from Ground | Gas (Historical Use) | 4000 | Marked Unknown | 1991-10-30 | 1991-10-30 | Unknown
HAWKINSVILLE TELEPHONE CO | 250 BROAD ST | HAWKINSVILLE | Pulaski | 9116001 | 1 | [5 empty] | Removed from Ground | Gas (Historical Use) | 1000 | Marked Unknown | 1993-04-13 | 1993-04-13 | Unknown
DUNAWAY BROTHERS INC | 43 HOUSTON ST | HAWKINSVILLE | Pulaski | 9116016 | 1 |  | 1999-03-01 | FALSE | 1999-03-01 | FALSE | Removed from Ground | Diesel | 12000 | Epoxy | 1999-03-01 | 2018-03-28 | Fiberglass Reinforced Plastic | Suction (American)
LESHNER INDUSTRIES INC | 100 HOUSTON ST | HAWKINSVILLE | Pulaski | 9116015 | 2 | [5 empty] | Removed from Ground | Diesel | 16000 | Bare Steel | 1954-01-01 | 1998-10-26 | Steel/FG Secondary containment | Suction (American)
QUICKS Z MART | INT HWY 26 & 341 NE CORNER, 19 Cochran Hwy. | HAWKINSVILLE | Pulaski | 1160020 | 6 | [5 empty] | Closed in Ground | Gas (Historical Use) | 1000 | Steel-Impressed Current | 1978-05-10 | 2003-08-14 | Double Walled | Safe Suction (Euro)
PULASKI COUNTY FORESTRY UNIT | RT 3 HWY 129 SOUTH | HAWKINSVILLE | Pulaski | 1160003 | 5 |  | 1991-01-01 |  | 1991-01-01 |  | Removed from Ground | Diesel | 1000 | Galvanic (STIP-3) | 1991-01-01 | 2008-04-15 | Cathodically Protected | Safe Suction (Euro)
FEDERAL AVIATION ADMINSTRATION ( | L B WILSON AIRPORT | HAWKINSVILLE | Pulaski | 1160002 | VNA#VOR | [5 empty] | Removed from Ground | Gas (Historical Use) | 500 | Bare Steel | 1958-05-13 | 1990-01-01 | Unknown
WOODARD SERVICE STATION INC | 145 COMMERCE ST | HAWKINSVILLE | Pulaski | 9000572 | 6 | [5 empty] | Closed in Ground | Empty | 1 | Bare Steel | 1966-12-01 | 1966-12-01 | Galvanized Steel
WOODARD SERVICE STATION INC | 145 COMMERCE ST | HAWKINSVILLE | Pulaski | 9000572 | 3-UNL |  | 1992-04-01 | FALSE | 1992-04-01 | FALSE | Removed from Ground | Gas (Historical Use) | 8000 | Steel-Impressed Current | 1970-04-12 | 2020-06-01 | Steel (Impressed Current) | Pressurized
BEARDEN OIL CO(HBOC CARDLOCK) | 200 FLORIDA AVE | HAWKINSVILLE | Pulaski | 9116006 | 2 |  | 1990-03-01 |  | 1990-03-01 |  | Removed from Ground | Gas (Historical Use) | 4000 | Galvanic (STIP-3) | 1990-03-01 | 2016-04-06 | Cathodically Protected | Suction (American)
WAY BROS/FORMER SVC STA | CORNER BROAD ST & JACKSON ST | HAWKINSVILLE | Pulaski | 9116002 | 4 | [5 empty] | Removed from Ground | Gas (Historical Use) | 8000 | Marked Unknown | 1991-10-30 | 1991-10-30 | Unknown
WAY BROS/FORMER SVC STA | CORNER BROAD ST & JACKSON ST | HAWKINSVILLE | Pulaski | 9116002 | 1 | [5 empty] | Removed from Ground | Gas (Historical Use) | 2000 | Marked Unknown | 1991-10-30 | 1991-10-30 | Unknown
SHORTYS QUICK STOP #25 ( MR TASTE) | 307 BROAD ST | HAWKINSVILLE | Pulaski | 9116021 | 1 |  | 1998-11-07 | FALSE | 1998-11-07 | FALSE | Removed from Ground | Gas (Historical Use) | 4000 | Steel-Impressed Current | 1998-12-14 |  |  | Pressurized
MRS ETHEL NELSON D/B/A BROWNDALE | RT 1 STATE RD # 26 | HAWKINSVILLE | Pulaski | 1160032 | 1 | [5 empty] | Permanently Out of Use - historical purposes | Empty | 560 | Bare Steel | 1986-05-08 | 1899-12-31 | Unknown
SAMS QUICK STOP | 86 BROAD ST | HAWKINSVILLE | Pulaski | 1160016 | 5 | Flapper Valve | 1990-08-29 | FALSE | 1990-08-29 | FALSE | Currently in Use | Diesel | 10000 | Steel-Impressed Current | 1974-05-02 |  | Fiberglass Reinforced Plastic | Pressurized
SAMS QUICK STOP | 86 BROAD ST | HAWKINSVILLE | Pulaski | 1160016 | 4 | Flapper Valve | 1990-08-29 | FALSE | 1990-08-29 | FALSE | Currently in Use | Premium | 10000 | Steel-Impressed Current | 1974-05-02 |  | Fiberglass Reinforced Plastic | Pressurized
PULASKI COUNTY BOARD OF EDUCATION | 334 BROAD ST | HAWKINSVILLE | Pulaski | 1160012 | 1 | Flapper Valve | 1999-04-15 | FALSE | 1999-04-15 | FALSE | Currently in Use | Diesel | 14000 | Steel-Impressed Current | 1966-01-21 |  | Steel (Impressed Current) | Safe Suction (Euro)
JONES Z MART | 218 BROAD AT HWY 341 | HAWKINSVILLE | Pulaski | 1160021 | 6 |  | 2003-12-08 | FALSE | 2003-12-08 | FALSE | Currently in Use | Regular | 12000 | Composite Double Walled | 2003-12-08 |  | Double-Walled Fiberglass | Pressurized
PULASKI COUNTY FORESTRY UNIT | RT 3 HWY 129 SOUTH | HAWKINSVILLE | Pulaski | 1160003 | 2 | [5 empty] | Removed from Ground | Diesel | 560 | Bare Steel | 1965-04-27 | 1991-07-01 | Galvanized Steel
PEAVY TIRE CO INC | BROAD ST | HAWKINSVILLE | Pulaski | 1160011 | 2 | [5 empty] | Removed from Ground | Gas (Historical Use) | 8000 | Bare Steel | 1973-01-16 | 1990-05-25 | Galvanized Steel
JAD Farms, LLC | 1381 ABBEVILLE HWY | HAWKINSVILLE | Pulaski | 9116013 | 2A |  | 1998-09-15 | FALSE | 1998-09-15 | FALSE | Temporarily out of use | Diesel | 8000 | Steel-Impressed Current | 1974-02-20 |  | Steel (Impressed Current) | Safe Suction (Euro)
R & R ONE STOP | 118 EASTMAN HWY | HAWKINSVILLE | Pulaski | 9116020 | 2A |  | 1998-07-31 | FALSE | 1998-07-31 | FALSE | Currently in Use | Gas (Historical Use) | 3000 | Galvanic (STIP-3) | 1998-07-31 |  | Fiberglass Reinforced Plastic | Pressurized
ROGER THOMPSON | US 341 INTERSECTION CR 25 | HAWKINSVILLE | Pulaski | 9116019 | 2 | [5 empty] | Removed from Ground | Other | 1000 | Not Marked/Unknown |  | 1899-12-31 | Not Marked
SO LOW FOOD MART #1 | 147 COMMERCE ST | HAWKINSVILLE | Pulaski | 10001453 | 2 | Ball Float | 2005-02-15 | FALSE | 2005-02-15 | FALSE | Currently in Use | Premium | 5000 | Composite | 2005-02-15 |  | Fiberglass Reinforced Plastic | Pressurized
PULASKI STATE PRISON | 373 UPPER RIVER RD/ON PRISON GROUND | HAWKINSVILLE | Pulaski | 9116010 | 2 | [5 empty] | Removed from Ground | Diesel | 10000 | Fiberglass | 1993-06-01 | 1998-07-07 | Fiberglass Reinforced Plastic | Suction (American)
Circle K 2745076 | 167 BROAD STREET | HAWKINSVILLE | Pulaski | 9116007 | 2 |  | 1989-05-04 |  | 1989-05-04 |  | Currently in Use | Gas (Historical Use) | 8000 | Cathodically Protected Steel | 1989-05-04 |  | Double Walled | Pressurized
JAD Farms, LLC | 1381 ABBEVILLE HWY | HAWKINSVILLE | Pulaski | 9116013 | 3 |  | 1998-09-15 | FALSE | 1998-09-15 | FALSE | Currently in Use | Regular | 10000 | Steel-Impressed Current | 1976-03-11 |  | Steel (Impressed Current) | Safe Suction (Euro)
THOMAS DAWSON | RT3 BOX 5000 | HAWKINSVILLE | Pulaski | 9116012 | 1 | [5 empty] | Removed from Ground | Diesel | 10000 | Not Marked/Unknown | 1999-11-10 | 1999-11-10 | Not Marked
SHORTYS QUICK STOP #25 ( MR TASTE) | 307 BROAD ST | HAWKINSVILLE | Pulaski | 9116021 | 2 |  | 1998-11-07 | FALSE | 1998-11-07 | FALSE | Removed from Ground | Gas (Historical Use) | 3000 | Steel-Impressed Current | 1998-12-14 |  |  | Pressurized
NEIGHBORS EXPRESS #15 | 94 EASTMAN HWY | HAWKINSVILLE | Pulaski | 10001304 | 1 | Flapper Valve | 2006-12-15 | FALSE | 2006-12-15 | FALSE | Currently in Use | E-10 | 10000 | Epoxy | 2006-12-15 |  | Double-Walled Flex | Pressurized
NEIGHBORS EXPRESS #15 | 94 EASTMAN HWY | HAWKINSVILLE | Pulaski | 10001304 | 4 | Flapper Valve | 2006-12-15 | FALSE | 2006-12-15 | FALSE | Currently in Use | Diesel | 8000 | Epoxy | 2006-12-15 |  | Double-Walled Flex | Pressurized
SUN MART | 114 PROGRESS AVE | HAWKINSVILLE | Pulaski | 1160014 | 4B |  | 2009-04-02 | FALSE | 2009-04-02 | FALSE | Currently in Use | Gas (Historical Use) | 4000 | Composite Double Walled | 2009-04-02 |  | Double-Walled Flex | Pressurized
QUICKS Z MART | INT HWY 26 & 341 NE CORNER, 19 Cochran Hwy. | HAWKINSVILLE | Pulaski | 1160020 | 5 |  | 1998-05-18 |  | 1998-05-18 |  | Currently in Use | Diesel | 1000 | Steel-Impressed Current | 1978-05-10 |  | Double-Walled Flex | Safe Suction (Euro)
MIDDLE GA EMC | HWY 230 | HAWKINSVILLE | Pulaski | 1160027 | 1 | [5 empty] | Removed from Ground | Gas (Historical Use) | 500 | Bare Steel | 1973-05-10 | 1992-04-09 | Galvanized Steel
R & R ONE STOP | 118 EASTMAN HWY | HAWKINSVILLE | Pulaski | 9116020 | 2B |  | 2002-07-31 | FALSE | 2002-07-31 | FALSE | Currently in Use | Gas (Historical Use) | 3000 | Galvanic (STIP-3) | 2002-07-31 |  | Fiberglass Reinforced Plastic | Pressurized
NEIGHBORS EXPRESS #15 | 94 EASTMAN HWY | HAWKINSVILLE | Pulaski | 10001304 | 5 | Ball Float | 2014-03-01 | FALSE | 2014-03-01 | FALSE | Currently in Use | Diesel Off Road | 5000 | Composite Double Walled | 2014-03-01 |  | Double-Walled Fiberglass | Pressurized
SHORTYS QUICK STOP #25 ( MR TASTE) | 307 BROAD ST | HAWKINSVILLE | Pulaski | 9116021 | 3 |  | 1998-11-07 | FALSE | 1998-11-07 | FALSE | Removed from Ground | Gas (Historical Use) | 2000 | Steel-Impressed Current | 1998-12-14 |  |  | Pressurized
JONES Z MART | 218 BROAD AT HWY 341 | HAWKINSVILLE | Pulaski | 1160021 | 2 |  | 1997-07-15 |  | 1997-07-15 |  | Removed from Ground | Gas (Historical Use) | 4000 | Steel-Impressed Current | 1978-05-10 | 2003-12-02 | Cathodically Protected | Safe Suction (Euro)
FARMERS SUPPLY CO | CITY ST | HAWKINSVILLE | Pulaski | 1160024 | 1 | [5 empty] | Permanently Out of Use - historical purposes | Gas (Historical Use) | 2000 | Bare Steel | 1986-05-08 | 1899-12-31 | Galvanized Steel
BLEDSOE FARMS | RT 2 BOX 4590 | HAWKINSVILLE | Pulaski | 9116014 | 1 | [5 empty] | Removed from Ground | Diesel | 10000 | Bare Steel | 1989-12-01 | 2001-07-24 | Galvanized Steel | Suction (American)
DUNAWAY BROTHERS INC | 43 HOUSTON ST | HAWKINSVILLE | Pulaski | 9116016 | 3 |  | 2000-06-01 | FALSE | 2000-06-01 | FALSE | Temporarily out of use | Gas (Historical Use) | 2000 | Galvanic (STIP-3) | 2000-06-01 |  | Fiberglass Reinforced Plastic | Suction (American)
R & R ONE STOP | 118 EASTMAN HWY | HAWKINSVILLE | Pulaski | 9116020 | 4A |  | 1998-07-31 | FALSE | 1998-07-31 | FALSE | Currently in Use | Diesel | 1000 | Galvanic (STIP-3) | 1998-07-31 |  | Fiberglass Reinforced Plastic | Pressurized
CONCRETE PRODUCTS & ENGINEERING | 105 FIRST ST | HAWKINSVILLE | Pulaski | 9116005 | 1 | [5 empty] | Removed from Ground | Diesel | 15000 | Bare Steel | 1970-01-01 | 1991-07-01 | Bare Steel
JAD Farms, LLC | 1381 ABBEVILLE HWY | HAWKINSVILLE | Pulaski | 9116013 | 1 | Flapper Valve | 1998-09-15 | FALSE | 1998-09-15 | FALSE | Temporarily out of use | Diesel | 10000 | Steel-Impressed Current | 1987-08-10 |  |  | Safe Suction (Euro)
PULASKI STATE PRISON | 373 UPPER RIVER RD/ON PRISON GROUND | HAWKINSVILLE | Pulaski | 9116010 | 3 | [5 empty] | Removed from Ground | Diesel | 4000 | Not Marked/Unknown | 1998-07-07 | 1998-07-07 | Not Marked
NEIGHBORS EXPRESS #15 | 94 EASTMAN HWY | HAWKINSVILLE | Pulaski | 10001304 | 2 | Flapper Valve | 2006-12-15 | FALSE | 2006-12-15 | FALSE | Currently in Use | Premium | 8000 | Epoxy | 2006-12-15 |  | Double-Walled Flex | Pressurized
PULASKI STATE PRISON | 373 UPPER RIVER RD/ON PRISON GROUND | HAWKINSVILLE | Pulaski | 9116010 | UL-667421 |  | 1998-08-03 | FALSE | 1998-08-03 | FALSE | Currently in Use | Diesel | 4000 | Fiberglass | 1998-08-03 |  |  | Safe Suction (Euro)
R & R ONE STOP | 118 EASTMAN HWY | HAWKINSVILLE | Pulaski | 9116020 | 1 |  | 1998-07-31 | FALSE | 1998-07-31 | FALSE | Currently in Use | Gas (Historical Use) | 6000 | Galvanic (STIP-3) | 1998-07-31 |  | Fiberglass Reinforced Plastic | Pressurized
HAWKINSVILLE BARN | 103 HENDLEY ST | HAWKINSVILLE | Pulaski | 1160004 | 1 | [5 empty] | Removed from Ground | Gas (Historical Use) | 1000 | Bare Steel | 1980-04-18 | 1990-01-01 | Galvanized Steel | Safe Suction (Euro)
D&S FLYING SERVICE | RT 3 HIGHWAY 257 | HAWKINSVILLE | Pulaski | 9116022 | 1 |  | 1998-01-01 |  | 1998-01-01 |  | Removed from Ground | Diesel | 10000 | Epoxy | 1991-01-01 | 2004-09-15 | Fiberglass Reinforced Plastic | Suction (American)
R & R ONE STOP | 118 EASTMAN HWY | HAWKINSVILLE | Pulaski | 9116020 | 4B |  | 1998-07-31 | FALSE | 1998-07-31 | FALSE | Currently in Use | Kerosene | 1000 | Galvanic (STIP-3) | 1998-07-31 |  | Fiberglass Reinforced Plastic | Pressurized
SO LOW FOOD MART #1 | 147 COMMERCE ST | HAWKINSVILLE | Pulaski | 10001453 | 1 | Ball Float | 2005-02-15 | FALSE | 2005-02-15 | FALSE | Currently in Use | E-10 | 10000 | Composite | 2005-02-15 |  | Fiberglass Reinforced Plastic | Pressurized
BLEDSOE FARMS | RT 2 BOX 4590 | HAWKINSVILLE | Pulaski | 9116014 | 2 | [5 empty] | Removed from Ground | Gas (Historical Use) | 4000 | Bare Steel | 1989-12-01 | 2001-07-24 | Galvanized Steel | Suction (American)
WOODARD SERVICE STATION INC | 145 COMMERCE ST | HAWKINSVILLE | Pulaski | 9000572 | 5 | [5 empty] | Closed in Ground | Empty | 1 | Bare Steel | 1966-12-01 | 1966-12-01 | Steel (Impressed Current)
WOODARD SERVICE STATION INC | 145 COMMERCE ST | HAWKINSVILLE | Pulaski | 9000572 | 4 |  |  | TRUE |  | TRUE | Closed in Ground | Empty | 2000 | Bare Steel | 1966-04-13 | 1993-03-01
WOODARD SERVICE STATION INC | 145 COMMERCE ST | HAWKINSVILLE | Pulaski | 9000572 | 2-PREM |  | 1992-04-01 | FALSE | 1992-04-01 | FALSE | Removed from Ground | Gas (Historical Use) | 8000 | Steel-Impressed Current | 1970-04-12 | 2020-06-01 | Steel (Impressed Current) | Safe Suction (Euro)
WAY BROS/FORMER SVC STA | CORNER BROAD ST & JACKSON ST | HAWKINSVILLE | Pulaski | 9116002 | 3 | [5 empty] | Removed from Ground | Gas (Historical Use) | 4000 | Marked Unknown | 1991-10-30 | 1991-10-30 | Unknown
LESHNER INDUSTRIES INC | 100 HOUSTON ST | HAWKINSVILLE | Pulaski | 9116015 | 3 | [5 empty] | Removed from Ground | Diesel | 20000 | Bare Steel | 1954-01-01 | 1998-08-18 | Steel/FG Secondary containment | Suction (American)
R & R ONE STOP | 118 EASTMAN HWY | HAWKINSVILLE | Pulaski | 9116020 | 3 |  | 1998-07-31 | FALSE | 1998-07-31 | FALSE | Currently in Use | Diesel | 2000 | Galvanic (STIP-3) | 1998-07-31 |  | Fiberglass Reinforced Plastic | Pressurized
LAWHORN SERVICE STATION | 229 PROGRESS AVE | HAWKINSVILLE | Pulaski | 1160028 | 4 |  |  | TRUE |  | TRUE | Removed from Ground | Used Oil | 285 | Bare Steel | 1986-05-08 | 2000-04-01 | Unknown
LAWHORN SERVICE STATION | 229 PROGRESS AVE | HAWKINSVILLE | Pulaski | 1160028 | 1 | [5 empty] | Removed from Ground | Gas (Historical Use) | 4000 | Bare Steel | 1976-05-10 | 2000-04-20 | Galvanized Steel
SAMS QUICK STOP | 86 BROAD ST | HAWKINSVILLE | Pulaski | 1160016 | 2 |  |  | TRUE |  | TRUE | Permanently Out Of Use | Used Oil | 550 | Bare Steel | 1957-05-06 | 1988-01-01 | Unknown
FIVE STAR | BROAD AND LUMPKIN ST | HAWKINSVILLE | Pulaski | 1160038 | 4 | [5 empty] | Removed from Ground | Gas (Historical Use) | 2000 | Marked Unknown | 1992-12-19 | 1992-12-19 | Unknown
SOLOW | DOOLEY & COMMERCE ST | HAWKINSVILLE | Pulaski | 1160033 | 2 | [5 empty] | Permanently Out of Use - historical purposes | Gas (Historical Use) | 4000 | Bare Steel | 1972-05-10 | 1899-12-31 | Galvanized Steel
RIVERSIDE SERVICE STATION | 103 COMMERCE ST | HAWKINSVILLE | Pulaski | 1160031 | 5 |  | 1999-01-02 | FALSE | 1999-01-02 | FALSE | Currently in Use | Diesel | 4000 | Steel-Impressed Current | 1999-01-02 |  | Bare Steel | Suction (American)
QUICKS Z MART | INT HWY 26 & 341 NE CORNER, 19 Cochran Hwy. | HAWKINSVILLE | Pulaski | 1160020 | 1 |  | 1998-05-18 | FALSE | 1998-05-18 | FALSE | Currently in Use | Regular | 6000 | Steel-Impressed Current | 1978-05-10 |  | Fiberglass Reinforced Plastic | Safe Suction (Euro)
BEARDEN OIL CO(HBOC CARDLOCK) | 200 FLORIDA AVE | HAWKINSVILLE | Pulaski | 9116006 | 1 |  | 1990-03-01 |  | 1990-03-01 |  | Removed from Ground | Diesel | 4000 | Galvanic (STIP-3) | 1990-03-01 | 2016-04-06 | Cathodically Protected | Pressurized
BEARDEN OIL CO(HBOC CARDLOCK) | 200 FLORIDA AVE | HAWKINSVILLE | Pulaski | 9116006 | 4 |  | 1990-03-01 |  | 1990-03-01 |  | Removed from Ground | Diesel | 3000 | Galvanic (STIP-3) | 1990-03-01 | 2016-04-06 | Cathodically Protected | Suction (American)
ROGER THOMPSON | US 341 INTERSECTION CR 25 | HAWKINSVILLE | Pulaski | 9116019 | 1 | [5 empty] | Removed from Ground | Other | 1000 | Not Marked/Unknown |  | 1899-12-31 | Not Marked
NEIGHBORS EXPRESS #15 | 94 EASTMAN HWY | HAWKINSVILLE | Pulaski | 10001304 | 3 | Flapper Valve | 2006-12-15 | FALSE | 2006-12-15 | FALSE | Currently in Use | Diesel | 10000 | Epoxy | 2006-12-15 |  | Double-Walled Flex | Pressurized
S AND V 2021 LLC | 1544 HWY 112 | PINEVIEW | Pulaski | 9116011 | 1 |  | 1999-01-13 |  | 1999-01-13 |  | Removed from Ground | Gas (Historical Use) | 1000 | Steel-Impressed Current | 1987-07-01 | 2010-12-13 | Steel (Impressed Current) | Suction (American)
CROSS FARMS | ROUTE 1 PINEVIEW | PINEVIEW | Pulaski | 9116017 | 1 | [5 empty] | Removed from Ground | Diesel | 2000 | Epoxy | 1990-01-01 | 1899-12-31 | Galvanized Steel | Suction (American)
S AND V 2021 LLC | 1544 HWY 112 | PINEVIEW | Pulaski | 9116011 | 2 |  | 1999-01-13 |  | 1999-01-13 |  | Removed from Ground | Gas (Historical Use) | 2000 | Steel-Impressed Current | 1987-07-01 | 2010-12-13 | Steel (Impressed Current) | Suction (American)
S AND V 2021 LLC | 1544 HWY 112 | PINEVIEW | Pulaski | 9116011 | 5A | Ball Float | 2010-12-17 | FALSE | 2010-12-17 | FALSE | Currently in Use | Gas (Historical Use) | 4000 | Composite Double Walled | 2010-12-15 |  | Double-Walled Fiberglass | Pressurized
S AND V 2021 LLC | 1544 HWY 112 | PINEVIEW | Pulaski | 9116011 | 4 | Ball Float | 2010-12-17 | FALSE | 2010-12-17 | FALSE | Currently in Use | Gas (Historical Use) | 6000 | Composite Double Walled | 2010-12-15 |  | Double-Walled Fiberglass | Pressurized
S AND V 2021 LLC | 1544 HWY 112 | PINEVIEW | Pulaski | 9116011 | 5B | Ball Float | 2010-12-17 | FALSE | 2010-12-17 | FALSE | Currently in Use | Diesel | 4000 | Composite Double Walled | 2010-12-15 |  | Double-Walled Fiberglass | Pressurized
S AND V 2021 LLC | 1544 HWY 112 | PINEVIEW | Pulaski | 9116011 | 3 |  | 1999-01-13 |  | 1999-01-13 |  | Removed from Ground | Gas (Historical Use) | 2000 | Steel-Impressed Current | 1987-07-01 | 2010-12-13 | Steel (Impressed Current) | Suction (American)
ROCK PANTRY #3 | 282 SE M L KING JR DR | EATONTON | Putnam | 1170048 | 1 |  | 1998-07-28 |  | 1998-07-28 |  | Temporarily out of use | Gas (Historical Use) | 4000 | Galvanic (STIP-3) | 1985-05-06 |  | Cathodically Protected | Safe Suction (Euro)
ROCK PANTRY #3 | 282 SE M L KING JR DR | EATONTON | Putnam | 1170048 | 3 |  | 1998-07-28 |  | 1998-07-28 |  | Temporarily out of use | Gas (Historical Use) | 4000 | Galvanic (STIP-3) | 1985-05-06 |  | Cathodically Protected | Safe Suction (Euro)
COCHRANS ONE STOP INC | 875 TWIN BRIDGES RD SW | EATONTON | Putnam | 1170051 | 2 | [5 empty] | Removed from Ground | Gas (Historical Use) | 1000 | Bare Steel | 1974-05-10 | 1899-12-31 | Galvanized Steel | Suction (American)
GOLD KIST FEED MILL | 129 MILLEDGEVILLE RD | EATONTON | Putnam | 1170043 | 1 | [5 empty] | Removed from Ground | Diesel | 15000 | Bare Steel | 1978-05-09 | 1990-06-20 | Galvanized Steel
ROSSEE OIL BULK PLANT | 301 E SUMTER | EATONTON | Putnam | 1170039 | 3 |  | 1994-01-10 | FALSE | 1994-01-10 | FALSE | Currently in Use | Regular | 8000 | Galvanic (STIP-3) | 1998-03-06 |  | Double-Walled Flex | Pressurized
SCHREMMER SERVICE CENTER | 200 S JEFFERSON ST | EATONTON | Putnam | 1170036 | 2 | [5 empty] | Removed from Ground | Empty | 3000 | Bare Steel | 1948-05-15 | 1899-12-31 | Galvanized Steel | Suction (American)
HALLMAN WOOD PRODUCTS INC | 127 LOWER HARMONY RD | EATONTON | Putnam | 1170018 | 4 | [5 empty] | Removed from Ground | Diesel | 1000 | Bare Steel | 1966-04-27 | 1995-05-11 | Galvanized Steel
HOLLOWAYS AUTO INC/WHITES GULF | 300 SOUTH JEFFERSON ST | EATONTON | Putnam | 1170015 | 3 | [5 empty] | Removed from Ground | Gas (Historical Use) | 3000 | Bare Steel | 1986-03-27 | 1997-11-01 | Galvanized Steel
COMMUNITY KWIK STOP | 257 NEW GLENDWOOD SPRING RD | EATONTON | Putnam | 1170049 | 10486 | Flapper Valve | 1998-12-05 | FALSE | 1998-12-05 | FALSE | Temporarily out of use | Gas (Historical Use) | 6000 | Steel-Impressed Current | 1978-05-09 |  | Steel (Impressed Current)
GRANNIES ATTIC | US 129 SOUTH | EATONTON | Putnam | 1170045 | 2 | [5 empty] | Closed in Ground | Empty | 1000 | Bare Steel | 1986-05-07 | 2001-05-01 | Galvanized Steel
TERRYS ONE STOP | 271 SCUFFLEFBORO RD | EATONTON | Putnam | 1170044 | 4 |  | 1994-01-01 |  | 1994-01-01 |  | Currently in Use | Gas (Historical Use) | 2000 | Galvanic (STIP-3) | 1991-01-01 |  | Fiberglass Reinforced Plastic | Pressurized
TERRYS ONE STOP | 271 SCUFFLEFBORO RD | EATONTON | Putnam | 1170044 | 5 |  | 1994-01-01 |  | 1994-01-01 |  | Currently in Use | Gas (Historical Use) | 3000 | Galvanic (STIP-3) | 1994-01-01 |  | Fiberglass Reinforced Plastic | Suction (American)
ROSSEE OIL BULK PLANT | 301 E SUMTER | EATONTON | Putnam | 1170039 | 5A | Overfill Alarm | 2003-08-30 | FALSE | 2003-08-30 | FALSE | Currently in Use | Diesel | 15000 | Composite | 2003-08-30 |  | Double-Walled Fiberglass | Pressurized
EATONTON FOOD MART | 207 E SUMTER ST | EATONTON | Putnam | 1170040 | 1 | [5 empty] | Removed from Ground | Gas (Historical Use) | 6000 | Bare Steel | 1964-05-11 | 1899-12-31 | Galvanized Steel
GA PACIFIC SEED ORCHARD | OFF HWY 44 | EATONTON | Putnam | 1170033 | 2 | [5 empty] | Removed from Ground | Gas (Historical Use) | 1000 | Bare Steel | 1976-05-10 | 1987-08-01 | Galvanized Steel
SCHREMMER SERVICE CENTER | 200 S JEFFERSON ST | EATONTON | Putnam | 1170036 | 6 |  | 1998-11-28 |  | 1998-11-28 |  | Removed from Ground | Gas (Historical Use) | 2000 | Steel-Impressed Current | 1998-01-15 | 1899-12-31 | Fiberglass Reinforced Plastic | Suction (American)
SCHREMMER SERVICE CENTER | 200 S JEFFERSON ST | EATONTON | Putnam | 1170036 | 8 |  |  | TRUE |  | TRUE | Removed from Ground | Used Oil | 500 | Bare Steel | 1999-03-01 | 1999-03-01 | Bare Steel | Gravity Fed
ENTERPRISE ALUMINUM CO | 601 OAK ST | EATONTON | Putnam | 1170030 | 4 | [5 empty] | Closed in Ground | Gas (Historical Use) | 500 | Bare Steel | 1961-05-11 | 1899-12-31 | Galvanized Steel
CROOKED CREEK MARINA | 208 CROOKED CREEK DR | EATONTON | Putnam | 1170028 | 1 |  |  | FALSE |  | FALSE | Removed from Ground |  | 2000 | Bare Steel | 2000-11-13 | 2000-11-13 | Galvanized Steel | Safe Suction (Euro)
ROSSEE OIL BULK PLANT | 301 E SUMTER | EATONTON | Putnam | 1170039 | 2 |  | 1994-01-10 | FALSE | 1994-01-10 | FALSE | Currently in Use | Regular | 8000 | Galvanic (STIP-3) | 1998-03-06 |  | Double-Walled Flex | Pressurized
GA PACIFIC SEED ORCHARD | OFF HWY 44 | EATONTON | Putnam | 1170033 | 3 | [5 empty] | Removed from Ground | Gas (Historical Use) | 1000 | Bare Steel | 1976-05-10 | 1987-08-01 | Galvanized Steel
COMMUNITY KWIK STOP | 257 NEW GLENDWOOD SPRING RD | EATONTON | Putnam | 1170049 | 10488 | Flapper Valve | 1998-12-05 | FALSE | 1998-12-05 | FALSE | Temporarily out of use | Gas (Historical Use) | 6000 | Steel-Impressed Current | 1978-05-09 |  | Steel (Impressed Current)
ROSSEE OIL BULK PLANT | 301 E SUMTER | EATONTON | Putnam | 1170039 | 6B | Overfill Alarm | 2003-08-30 | FALSE | 2003-08-30 | FALSE | Currently in Use | Regular | 5000 | Composite | 2003-08-30 |  | Double-Walled Fiberglass | Pressurized
EATONTON FOOD MART | 207 E SUMTER ST | EATONTON | Putnam | 1170040 | 3 |  | 1992-01-20 | FALSE | 1992-01-20 | FALSE | Currently in Use | Regular | 8000 | Galvanic (STIP-3) | 1992-01-20 |  | Fiberglass Reinforced Plastic | Pressurized
SCHREMMER SERVICE CENTER | 200 S JEFFERSON ST | EATONTON | Putnam | 1170036 | 3 |  | 1998-11-28 |  | 1998-11-28 |  | Removed from Ground | Gas (Historical Use) | 6000 | Steel-Impressed Current | 1965-05-12 | 2009-12-28 | Fiberglass Reinforced Plastic | Pressurized
SWIFTY SERVE #604 | GOLF COURSE RD & US HWY 441 SOUT | EATONTON | Putnam | 1170063 | 1 |  | 1997-10-01 |  | 1997-10-01 |  | Removed from Ground | Gas (Historical Use) | 4000 | Steel-Impressed Current | 1971-05-17 | 2001-07-04 | Cathodically Protected | Safe Suction (Euro)
SWIFTY SERVE #604 | GOLF COURSE RD & US HWY 441 SOUT | EATONTON | Putnam | 1170063 | 4 |  | 1997-10-01 |  | 1997-10-01 |  | Removed from Ground | Gas (Historical Use) | 4000 | Steel-Impressed Current | 1971-05-17 | 2001-07-04 | Cathodically Protected | Safe Suction (Euro)
JLW TRUCKING (FORMERLY EMORY KITCHENS INC) | 384 LOWER HARMONY RD | EATONTON | Putnam | 1170062 | 3 | [5 empty] | Removed from Ground | Diesel | 2000 | Bare Steel | 1978-05-10 | 1899-12-31 | Galvanized Steel
PINSON TRUCKING CO INC | 667 MADISON RD | EATONTON | Putnam | 1170050 | 1 | [5 empty] | Removed from Ground | Diesel | 3000 | Bare Steel | 1984-05-07 | 1997-10-15 | Galvanized Steel | Safe Suction (Euro)
TERRYS ONE STOP | 271 SCUFFLEFBORO RD | EATONTON | Putnam | 1170044 | 2 | [5 empty] | Removed from Ground | Gas (Historical Use) | 1000 | Cathodically Protected Steel | 1966-05-12 | 1899-12-31 | Fiberglass Reinforced Plastic | Suction (American)
GOLDEN PANTRY #102 | 207 E SUMPTER STREET | EATONTON | Putnam | 1170034 | 2 | [5 empty] | Removed from Ground | Gas (Historical Use) | 6000 | Bare Steel | 1977-05-10 | 1991-09-01 | Galvanized Steel
ENTERPRISE DISTRIBUTION CENTER | 148 IND BLVD | EATONTON | Putnam | 1170031 | 5 | [5 empty] | Removed from Ground | Diesel | 10000 | Bare Steel | 1971-05-09 | 1997-09-01 | Unknown
H & H RENTAL | 103 OAK ST | EATONTON | Putnam | 1170029 | 1 | [5 empty] | Removed from Ground | Gas (Historical Use) | 3000 | Bare Steel | 1966-05-12 | 1997-08-19 | Galvanized Steel
OCONEE SPRINGS PARK | 109 S SPRING RD | EATONTON | Putnam | 1170058 | 4 | Flapper Valve | 1993-01-01 | FALSE | 1993-01-01 | FALSE | Currently in Use | E-0 | 2000 |  | 1993-10-28 |  | Fiberglass Reinforced Plastic | Safe Suction (Euro)
SWIFTY SERVE #604 | GOLF COURSE RD & US HWY 441 SOUT | EATONTON | Putnam | 1170063 | 2 |  | 1997-10-01 |  | 1997-10-01 |  | Removed from Ground | Gas (Historical Use) | 4000 | Steel-Impressed Current | 1971-05-17 | 2001-07-04 | Cathodically Protected | Safe Suction (Euro)
THE PUTNAM GROUP, LLC | 902 OAK ST | EATONTON | Putnam | 1170047 | 2 |  | 1997-04-01 | FALSE | 1997-04-01 | FALSE | Temporarily out of use | Diesel | 12000 | Steel-Impressed Current | 1983-05-07 |  |  | Suction (American)
TERRYS ONE STOP | 271 SCUFFLEFBORO RD | EATONTON | Putnam | 1170044 | 6 |  | 1994-01-01 |  | 1994-01-01 |  | Currently in Use | Gas (Historical Use) | 6000 | Galvanic (STIP-3) | 1994-01-01 |  | Fiberglass Reinforced Plastic | Pressurized
EATONTON FOOD MART | 207 E SUMTER ST | EATONTON | Putnam | 1170040 | 2 | [5 empty] | Removed from Ground | Gas (Historical Use) | 6000 | Bare Steel | 1964-05-11 | 1899-12-31 | Galvanized Steel
ZIPPYS 2 LLC | 105 GRAY RD SW | EATONTON | Putnam | 1170035 | 6 | Flapper Valve | 1996-01-08 | FALSE | 1996-01-08 | FALSE | Currently in Use | Premium | 8000 | Galvanic (STIP-3) | 1996-01-08 |  | Double-Walled Fiberglass | Pressurized
ENTERPRISE ALUMINUM CO | 601 OAK ST | EATONTON | Putnam | 1170030 | 3 | [5 empty] | Permanently Out of Use - historical purposes | Empty | 1000 | Bare Steel | 1971-05-09 | 1899-12-31 | Galvanized Steel
Discount Tobacco | 820 Oak St | Eatonton | Putnam | 1170022 | 1 |  | 1998-04-01 | FALSE | 1998-04-01 | FALSE | Closed in Ground | Regular | 6100 | Steel-Impressed Current | 1956-05-09 |  | Steel (Impressed Current) | Safe Suction (Euro)
SWIFTY SERVE #604 | GOLF COURSE RD & US HWY 441 SOUT | EATONTON | Putnam | 1170063 | 5 |  | 1997-10-01 |  | 1997-10-01 |  | Removed from Ground | Diesel | 4000 | Steel-Impressed Current | 1971-05-17 | 2001-07-04 | Cathodically Protected | Safe Suction (Euro)
COCHRANS ONE STOP INC | 875 TWIN BRIDGES RD SW | EATONTON | Putnam | 1170051 | 4 | [5 empty] | Removed from Ground | Gas (Historical Use) | 550 | Bare Steel | 1971-05-11 | 1899-12-31 | Galvanized Steel | Suction (American)
COMMUNITY KWIK STOP | 257 NEW GLENDWOOD SPRING RD | EATONTON | Putnam | 1170049 | 133364 | Flapper Valve | 1998-12-05 | FALSE | 1998-12-05 | FALSE | Temporarily out of use | Gas (Historical Use) | 8000 | Steel-Impressed Current | 1978-05-09 |  | Steel (Impressed Current)
GRANNIES ATTIC | US 129 SOUTH | EATONTON | Putnam | 1170045 | 1 | [5 empty] | Closed in Ground | Empty | 550 | Bare Steel | 1986-05-07 | 2001-05-01 | Galvanized Steel
ROSSEE OIL BULK PLANT | 301 E SUMTER | EATONTON | Putnam | 1170039 | 1 | Overfill Alarm | 1994-01-10 | FALSE | 1994-01-10 | FALSE | Currently in Use | Diesel | 15000 | Galvanic (STIP-3) | 1998-03-06 |  | Double-Walled Flex | Pressurized
ENTERPRISE ALUMINUM CO | 601 OAK ST | EATONTON | Putnam | 1170030 | 1 | [5 empty] | Permanently Out of Use - historical purposes | Empty | 500 | Bare Steel | 1940-05-16 | 1899-12-31 | Galvanized Steel
CROOKED CREEK MARINA | 208 CROOKED CREEK DR | EATONTON | Putnam | 1170028 | 1A | Flapper Valve | 2002-03-20 | FALSE | 2002-03-20 | FALSE | Currently in Use | E-0 | 4000 | Composite | 2016-06-24 |  | Double-Walled Flex | Pressurized
CROOKED CREEK MARINA | 208 CROOKED CREEK DR | EATONTON | Putnam | 1170028 | 2 |  |  | FALSE |  | FALSE | Removed from Ground |  | 1000 | Bare Steel | 2000-11-13 | 2000-11-13 | Galvanized Steel | Safe Suction (Euro)
Discount Tobacco | 820 Oak St | Eatonton | Putnam | 1170022 | 3 |  | 1998-04-01 | FALSE | 1998-04-01 | FALSE | Closed in Ground | Gas (Historical Use) | 6100 | Steel-Impressed Current | 1956-05-09 |  | Steel (Impressed Current) | Suction (American)
LOUISIANA PACIFIC CORP | 570 DENNIS STATION | EATONTON | Putnam | 1170021 | 2 | [5 empty] | Removed from Ground | Gas (Historical Use) | 1000 | Bare Steel | 1974-05-02 | 1992-05-06 | Galvanized Steel
HALLMAN WOOD PRODUCTS INC | 127 LOWER HARMONY RD | EATONTON | Putnam | 1170018 | 2 | Flapper Valve | 1998-11-24 |  | 1998-11-24 |  | Removed from Ground | Diesel | 10000 | Steel-Impressed Current | 1971-04-26 | 2011-08-10 | Steel (Impressed Current) | Suction (American)
PUTNAM CO FORESTRY UNIT | 302 MILLEDGEVILLE RD | EATONTON | Putnam | 1170013 | GFC#7845 | [5 empty] | Removed from Ground | Gas (Historical Use) | 560 | Bare Steel | 1966-04-27 | 1990-05-01 | Bare Steel
THE PUTNAM GROUP, LLC | 902 OAK ST | EATONTON | Putnam | 1170047 | 1 |  | 1997-04-01 | FALSE | 1997-04-01 | FALSE | Temporarily out of use | Diesel | 12000 | Steel-Impressed Current | 1983-05-07 |  |  | Suction (American)
GA PACIFIC SEED ORCHARD | OFF HWY 44 | EATONTON | Putnam | 1170033 | 1 | [5 empty] | Removed from Ground | Diesel | 1000 | Bare Steel | 1976-05-10 | 1987-08-01 | Galvanized Steel
ZIPPYS 2 LLC | 105 GRAY RD SW | EATONTON | Putnam | 1170035 | 4 | [5 empty] | Removed from Ground | Diesel | 550 | Bare Steel | 1956-05-13 | 1899-12-31 | Galvanized Steel
ZIPPYS 2 LLC | 105 GRAY RD SW | EATONTON | Putnam | 1170035 | 5 | Flapper Valve | 1996-01-08 | FALSE | 1996-01-08 | FALSE | Currently in Use | Regular | 10000 | Galvanic (STIP-3) | 1996-01-08 |  | Double-Walled Fiberglass | Pressurized
STYLES (CLOSED) | 107 OAK ST | EATONTON | Putnam | 1170037 | 2 | [5 empty] | Removed from Ground | Empty | 6000 | Bare Steel | 1965-05-11 | 1997-10-01 | Galvanized Steel
ENTERPRISE ALUMINUM CO | 601 OAK ST | EATONTON | Putnam | 1170030 | 2 | [5 empty] | Permanently Out of Use - historical purposes | Empty | 1000 | Bare Steel | 1940-05-16 | 1899-12-31 | Galvanized Steel
HOLLOWAYS AUTO INC/WHITES GULF | 300 SOUTH JEFFERSON ST | EATONTON | Putnam | 1170015 | 5 | [5 empty] | Removed from Ground | Diesel | 500 | Bare Steel | 1986-03-27 | 1997-11-01 | Galvanized Steel
HOLLOWAYS AUTO INC/WHITES GULF | 300 SOUTH JEFFERSON ST | EATONTON | Putnam | 1170015 | 4 | [5 empty] | Removed from Ground | Gas (Historical Use) | 10000 | Bare Steel | 1986-03-27 | 1997-11-01 | Galvanized Steel
COCHRANS ONE STOP INC | 875 TWIN BRIDGES RD SW | EATONTON | Putnam | 1170051 | 3 | [5 empty] | Removed from Ground | Gas (Historical Use) | 550 | Bare Steel | 1971-05-11 | 1899-12-31 | Galvanized Steel | Suction (American)
CROOKED CREEK MARINA | 208 CROOKED CREEK DR | EATONTON | Putnam | 1170028 | 1B |  | 2002-03-20 | FALSE | 2002-03-20 | FALSE | Currently in Use | E-0 | 2000 | Composite | 2016-06-24 |  | Double-Walled Flex | Pressurized
S&S FOODS #13 | 100 SUNNYDALE RD | EATONTON | Putnam | 1170020 | 3#SUL | Flapper Valve | 1998-04-01 | FALSE | 1998-04-01 | FALSE | Temporarily out of use | Gas (Historical Use) | 6000 | Steel-Impressed Current | 1975-05-04 |  | Steel (Impressed Current) | Suction (American)
HALLMAN WOOD PRODUCTS INC | 127 LOWER HARMONY RD | EATONTON | Putnam | 1170018 | 3 | [5 empty] | Removed from Ground | Diesel | 1000 | Bare Steel | 1966-04-27 | 1995-05-11 | Galvanized Steel
HOLLOWAYS AUTO INC/WHITES GULF | 300 SOUTH JEFFERSON ST | EATONTON | Putnam | 1170015 | 1 | [5 empty] | Removed from Ground | Gas (Historical Use) | 3000 | Bare Steel | 1986-03-27 | 1997-11-01 | Galvanized Steel
GLO DIST CO INC | 300 NORTH JEFFERSON ST | EATONTON | Putnam | 9084020 | 3 |  | 1997-12-01 |  | 1997-12-01 |  | Removed from Ground | Gas (Historical Use) | 3000 | Steel-Impressed Current | 1984-01-01 | 2016-06-28 | Cathodically Protected | Safe Suction (Euro)
ROCK EAGLE 4-H CENTER | 350 ROCK EAGLE RD | EATONTON | Putnam | 7117001 | 2 | [5 empty] | Removed from Ground | Diesel | 5000 | Not Marked/Unknown | 2000-10-01 | 2000-10-01 | Not Marked
GA POWER | US HWY 441 NORTH | MILLEDGEVILLE | Putnam | 1170011 | 2 | [5 empty] | Removed from Ground | Gas (Historical Use) | 1000 | Bare Steel | 1966-04-28 | 1988-01-01 | Galvanized Steel
LAKESIDE BAIT & TACKLE | 1065 MILLEDGEVILLE RD | MILLEDGEVILLE | Putnam | 1170026 | 3 |  | 1998-05-01 |  | 1998-05-01 |  | Currently in Use | Gas (Historical Use) | 8000 | Steel-Impressed Current | 1998-05-01 |  | Fiberglass Reinforced Plastic | Pressurized
BST/EATONTON CO-R3677 | 114 EAST MARION ST | EATONTON | Putnam | 1170059 | 2 | [5 empty] | Removed from Ground | Gas (Historical Use) | 12000 | Bare Steel | 1981-01-02 | 1989-04-06 | Unknown | Pressurized
SWIFTY SERVE #604 | GOLF COURSE RD & US HWY 441 SOUT | EATONTON | Putnam | 1170063 | 3 |  | 1997-10-01 |  | 1997-10-01 |  | Removed from Ground | Gas (Historical Use) | 4000 | Steel-Impressed Current | 1971-05-17 | 2001-07-04 | Cathodically Protected | Safe Suction (Euro)
TERRYS ONE STOP | 271 SCUFFLEFBORO RD | EATONTON | Putnam | 1170044 | 1 | [5 empty] | Removed from Ground | Gas (Historical Use) | 1000 | Cathodically Protected Steel | 1966-05-12 | 1899-12-31 | Fiberglass Reinforced Plastic | Suction (American)
TERRYS ONE STOP | 271 SCUFFLEFBORO RD | EATONTON | Putnam | 1170044 | 7 |  | 1994-01-01 |  | 1994-01-01 |  | Currently in Use | Diesel | 6000 | Galvanic (STIP-3) | 1994-01-01 |  | Fiberglass Reinforced Plastic | Pressurized
H & H RENTAL | 103 OAK ST | EATONTON | Putnam | 1170029 | 2 | [5 empty] | Removed from Ground | Gas (Historical Use) | 3000 | Bare Steel | 1966-05-12 | 1997-08-19 | Galvanized Steel
CITY HALL | 214 W MARION ST | EATONTON | Putnam | 1170068 | 1 | [5 empty] | Closed in Ground | Gas (Historical Use) | 1000 | Bare Steel | 1979-05-18 | 1998-12-01 | Galvanized Steel | Suction (American)
Anchors Marina | 1054 Lake Oconee Pkwy | Eatonton | Putnam | 1170064 | 4 | Flapper Valve | 1994-12-15 | FALSE | 1994-12-15 | FALSE | Removed from Ground | Regular | 8000 | Composite | 1994-12-15 | 2019-05-29 | Fiberglass Reinforced Plastic | Pressurized
Anchors Marina | 1054 Lake Oconee Pkwy | Eatonton | Putnam | 1170064 | 5 | Flapper Valve | 2021-02-24 | FALSE | 2021-02-23 | FALSE | Currently in Use | E-0 | 15080 | Composite Double Walled | 2021-02-23 |  | Double-Walled Fiberglass | Pressurized
PLANT BRANCH | HWY 441 NORTH AT LAKE SINCLAIR | MILLEDGEVILLE | Putnam | 1170023 | 1 | [5 empty] | Removed from Ground | Other | 1105 | Concrete | 1978-11-06 | 1986-08-01 | Unknown
ROCK PANTRY #3 | 282 SE M L KING JR DR | EATONTON | Putnam | 1170048 | 2 |  | 1998-07-28 |  | 1998-07-28 |  | Temporarily out of use | Diesel | 4000 | Galvanic (STIP-3) | 1985-05-06 |  | Cathodically Protected | Safe Suction (Euro)
PINSON TRUCKING CO INC | 667 MADISON RD | EATONTON | Putnam | 1170050 | 2 | Flapper Valve | 1997-10-15 | FALSE | 1997-10-15 | FALSE | Currently in Use | Diesel | 10000 | Composite | 1997-10-15 |  | Fiberglass Reinforced Plastic | Pressurized
OCONEE SPRINGS PARK | 109 S SPRING RD | EATONTON | Putnam | 1170058 | 3 | Flapper Valve | 1993-01-01 | FALSE | 1993-01-01 | FALSE | Currently in Use | E-0 | 2000 |  | 1993-10-28 |  | Fiberglass Reinforced Plastic | Safe Suction (Euro)
BST/EATONTON CO-R3677 | 114 EAST MARION ST | EATONTON | Putnam | 1170059 | 1 | [5 empty] | Removed from Ground | Diesel | 1000 | Bare Steel | 1979-01-03 | 1993-11-09 | Copper | Suction (American)
ROSSEE OIL BULK PLANT | 301 E SUMTER | EATONTON | Putnam | 1170039 | 4 | Overfill Alarm | 1994-01-10 | FALSE | 1994-01-10 | FALSE | Currently in Use | Diesel | 6000 | Galvanic (STIP-3) | 1998-03-06 |  | Fiberglass Reinforced Plastic | Suction (American)
ROSSEE OIL BULK PLANT | 301 E SUMTER | EATONTON | Putnam | 1170039 | 6A | Overfill Alarm | 2003-08-30 | FALSE | 2003-08-30 | FALSE | Currently in Use | Diesel | 15000 | Composite | 2003-08-30 |  | Double-Walled Fiberglass | Pressurized
ZIPPYS 2 LLC | 105 GRAY RD SW | EATONTON | Putnam | 1170035 | 3 | [5 empty] | Removed from Ground | Gas (Historical Use) | 550 | Bare Steel | 1956-05-13 | 1995-03-13 | Galvanized Steel
HOLLOWAYS AUTO INC/WHITES GULF | 300 SOUTH JEFFERSON ST | EATONTON | Putnam | 1170015 | 6 |  |  | TRUE |  | TRUE | Removed from Ground | Used Oil | 500 | Not Marked/Unknown | 1997-11-01 | 1997-11-01 | Not Marked
WATSON BRAKE & MUFFLER SHOP | 201 OAK ST | EATONTON | Putnam | 1170069 | 3 | [5 empty] | Removed from Ground | Gas (Historical Use) | 0 | Marked Unknown | 1956-05-07 | 1998-07-01 | Unknown
ROCK EAGLE 4-H CENTER | 350 ROCK EAGLE RD | EATONTON | Putnam | 7117001 | 3 | [5 empty] | Removed from Ground | Diesel | 5000 | Not Marked/Unknown | 2000-10-01 | 2000-10-01 | Not Marked
GA POWER | US HWY 441 NORTH | MILLEDGEVILLE | Putnam | 1170011 | 3 | [5 empty] | Removed from Ground | Gas (Historical Use) | 1000 | Bare Steel | 1966-04-28 | 1988-01-01 | Galvanized Steel
JC MART #4 | 1660 MADISON RD | MADISON | Putnam | 9104047 | 4A | Flapper Valve | 1999-03-11 | FALSE | 1999-03-11 | FALSE | Currently in Use | Diesel Off Road | 3000 | Composite | 1999-03-15 |  | Fiberglass Reinforced Plastic | Pressurized
H & H RENTAL | 103 OAK ST | EATONTON | Putnam | 1170029 | 4 |  |  | TRUE |  | TRUE | Removed from Ground | Used Oil | 550 | Not Marked/Unknown | 1966-01-01 | 1997-08-19 | Not Marked
CALDWELLS LD & DRY CL CO | SUMTER ST | EATONTON | Putnam | 1170019 | 1 | [5 empty] | Permanently Out of Use - historical purposes | Other | 500 | Bare Steel | 1964-05-06 | 1899-12-31 | Galvanized Steel
WATERFRONT ON LAKE OCONEE | 144 COLLIS RD | EATONTON | Putnam | 1170010 | 4 | Flapper Valve | 2007-03-27 | FALSE | 2007-03-27 | FALSE | Currently in Use | Gas (Historical Use) | 6000 | Composite Double Walled | 2007-03-27 |  | Double-Walled Flex | Pressurized
TERRYS ONE STOP | 271 SCUFFLEFBORO RD | EATONTON | Putnam | 1170044 | 3 | [5 empty] | Removed from Ground | Gas (Historical Use) | 0 | Cathodically Protected Steel | 1996-11-20 | 1899-12-31 | Fiberglass Reinforced Plastic | Suction (American)
ROSSEE OIL BULK PLANT | 301 E SUMTER | EATONTON | Putnam | 1170039 | 5B | Overfill Alarm | 2003-08-30 | FALSE | 2003-08-30 | FALSE | Currently in Use | Regular | 5000 | Composite | 2003-08-30 |  | Double-Walled Fiberglass | Pressurized
GOLDEN PANTRY #102 | 207 E SUMPTER STREET | EATONTON | Putnam | 1170034 | 1 | [5 empty] | Removed from Ground | Gas (Historical Use) | 6000 | Bare Steel | 1977-05-10 | 1991-09-01 | Galvanized Steel
SCHREMMER SERVICE CENTER | 200 S JEFFERSON ST | EATONTON | Putnam | 1170036 | 1 | [5 empty] | Removed from Ground | Empty | 3000 | Bare Steel | 1948-05-15 | 1899-12-31 | Galvanized Steel | Suction (American)
Discount Tobacco | 820 Oak St | Eatonton | Putnam | 1170022 | 2 |  | 1998-04-01 | FALSE | 1998-04-01 | FALSE | Closed in Ground | Gas (Historical Use) | 4100 | Steel-Impressed Current | 1956-05-09 |  | Fiberglass Reinforced Plastic | Suction (American)
CALDWELLS LD & DRY CL CO | SUMTER ST | EATONTON | Putnam | 1170019 | 2 | [5 empty] | Permanently Out of Use - historical purposes | Other | 500 | Bare Steel | 1964-05-06 | 1899-12-31 | Galvanized Steel
ZIPPYS 2 LLC | 105 GRAY RD SW | EATONTON | Putnam | 1170035 | 2 | [5 empty] | Removed from Ground | Gas (Historical Use) | 500 | Bare Steel | 1956-05-13 | 1899-12-31 | Galvanized Steel
HOLLOWAYS AUTO INC/WHITES GULF | 300 SOUTH JEFFERSON ST | EATONTON | Putnam | 1170015 | 2 | [5 empty] | Removed from Ground | Gas (Historical Use) | 3000 | Bare Steel | 1986-03-27 | 1997-11-01 | Galvanized Steel
CEDAR CREEK WILDLIFE MANAGEMENTT | CHECKING STATION RD | EATONTON | Putnam | 1170016 | 1 | [5 empty] | Removed from Ground | Gas (Historical Use) | 550 | Bare Steel | 1976-04-11 | 2002-07-01 | Galvanized Steel
PUTNAM CO FORESTRY UNIT | 302 MILLEDGEVILLE RD | EATONTON | Putnam | 1170013 | GFC#7843 | [5 empty] | Removed from Ground | Diesel | 560 | Bare Steel | 1970-04-26 | 1990-05-01 | Galvanized Steel
WATERFRONT ON LAKE OCONEE | 144 COLLIS RD | EATONTON | Putnam | 1170010 | 2 |  | 1998-11-30 | FALSE | 1998-11-30 | FALSE | Removed from Ground | Gas (Historical Use) | 4000 |  | 1979-03-26 | 2007-02-27 |  | Pressurized
SOUTHEAST LAND DEPARTMENT FIELD | 239 LAWRENCE SHOALS RD NE | EATONTON | Putnam | 1170066 | 1 | [5 empty] | Closed in Ground | Gas (Historical Use) | 1100 | Bare Steel | 1971-05-11 | 1988-10-01 | Bare Steel
JLW TRUCKING (FORMERLY EMORY KITCHENS INC) | 384 LOWER HARMONY RD | EATONTON | Putnam | 1170062 | 2 | [5 empty] | Removed from Ground | Gas (Historical Use) | 1000 | Bare Steel | 1978-05-10 | 1899-12-31 | Galvanized Steel
ZIPPYS 2 LLC | 105 GRAY RD SW | EATONTON | Putnam | 1170035 | 1 | [5 empty] | Removed from Ground | Gas (Historical Use) | 500 | Bare Steel | 1971-05-10 | 1899-12-31 | Galvanized Steel
STYLES (CLOSED) | 107 OAK ST | EATONTON | Putnam | 1170037 | 1 | [5 empty] | Removed from Ground | Empty | 6000 | Bare Steel | 1965-05-11 | 1997-10-01 | Galvanized Steel
S&S FOODS #13 | 100 SUNNYDALE RD | EATONTON | Putnam | 1170020 | 2#UNL | Flapper Valve | 1998-04-01 | FALSE | 1998-04-01 | FALSE | Temporarily out of use | Gas (Historical Use) | 6000 | Steel-Impressed Current | 1975-05-04 |  | Steel (Impressed Current) | Suction (American)
PUTNAM CO FORESTRY UNIT | 302 MILLEDGEVILLE RD | EATONTON | Putnam | 1170013 | 1 |  | 1990-01-01 |  | 1990-01-01 |  | Removed from Ground | Gas (Historical Use) | 1000 | Galvanic (STIP-3) | 1990-01-01 | 2005-05-11 | Cathodically Protected | Safe Suction (Euro)
Anchors Marina | 1054 Lake Oconee Pkwy | Eatonton | Putnam | 1170064 | 3 | [5 empty] | Removed from Ground | Gas (Historical Use) | 1000 | Bare Steel | 1984-05-28 | 1994-12-15 | Galvanized Steel
GLO DIST CO INC | 300 NORTH JEFFERSON ST | EATONTON | Putnam | 9084020 | 2 |  | 1997-12-01 |  | 1997-12-01 |  | Removed from Ground | Gas (Historical Use) | 5000 | Steel-Impressed Current | 1984-01-01 | 2016-06-28 | Cathodically Protected | Safe Suction (Euro)
JC MART #4 | 1660 MADISON RD | MADISON | Putnam | 9104047 | 4B | Flapper Valve | 1999-03-11 | FALSE | 1999-03-11 | FALSE | Currently in Use | E-0 | 3000 | Composite | 1999-03-15 |  | Fiberglass Reinforced Plastic | Pressurized
WATERFRONT ON LAKE OCONEE | 144 COLLIS RD | EATONTON | Putnam | 1170010 | 1 |  | 1998-11-30 | FALSE | 1998-11-30 | FALSE | Removed from Ground | Gas (Historical Use) | 3000 |  | 1979-03-26 | 2007-02-27 |  | Pressurized
WATSON BRAKE & MUFFLER SHOP | 201 OAK ST | EATONTON | Putnam | 1170069 | 1 | [5 empty] | Removed from Ground | Kerosene | 0 | Marked Unknown | 1983-05-01 | 1998-07-01 | Unknown
JC MART #4 | 1660 MADISON RD | MADISON | Putnam | 9104047 | 3 | Ball Float | 1999-03-11 | FALSE | 1999-03-11 | FALSE | Currently in Use | Diesel | 10000 | Composite | 1999-03-15 |  | Fiberglass Reinforced Plastic | Pressurized
ROCK EAGLE 4-H CENTER | 350 ROCK EAGLE RD | EATONTON | Putnam | 7117001 | 1 | [5 empty] | Removed from Ground | Gas (Historical Use) | 1000 | Marked Unknown | 1995-07-01 | 1995-07-01 | Unknown
GA POWER | US HWY 441 NORTH | MILLEDGEVILLE | Putnam | 1170011 | 4 | [5 empty] | Removed from Ground | Diesel | 1000 | Bare Steel | 1966-04-28 | 1988-01-01 | Galvanized Steel
GA POWER | US HWY 441 NORTH | MILLEDGEVILLE | Putnam | 1170011 | 1 | [5 empty] | Removed from Ground | Gas (Historical Use) | 1000 | Bare Steel | 1966-04-28 | 1988-01-01 | Galvanized Steel
PLANT BRANCH | HWY 441 NORTH AT LAKE SINCLAIR | MILLEDGEVILLE | Putnam | 1170023 | 9 | [5 empty] | Removed from Ground | Other | 1000 | Concrete | 1976-05-09 | 1988-01-15 | Unknown
SUNSET MARINA & INN | 105 MAYS RD | MILLEDGEVILLE | Putnam | 10000316 | 3 | Flapper Valve | 2001-06-15 | FALSE | 2001-06-15 | FALSE | Currently in Use | Ethanol | 4000 | Composite | 2001-06-14 |  | Double-Walled Fiberglass | Safe Suction (Euro)
JLW TRUCKING (FORMERLY EMORY KITCHENS INC) | 384 LOWER HARMONY RD | EATONTON | Putnam | 1170062 | 1 | [5 empty] | Removed from Ground | Diesel | 8000 | Bare Steel | 1984-05-08 | 1899-12-31 | Galvanized Steel
COCHRANS ONE STOP INC | 875 TWIN BRIDGES RD SW | EATONTON | Putnam | 1170051 | 1 | [5 empty] | Removed from Ground | Gas (Historical Use) | 2000 | Bare Steel | 1974-05-10 | 1899-12-31 | Galvanized Steel | Suction (American)
GOLD KIST FEED MILL | 129 MILLEDGEVILLE RD | EATONTON | Putnam | 1170043 | 2 | [5 empty] | Removed from Ground | Gas (Historical Use) | 1000 | Bare Steel | 1978-05-09 | 1990-06-20 | Galvanized Steel
WILLINGTON PURITAN MILLS | 200 IMPERIAL MILL RD NW | EATONTON | Putnam | 1170070 | 1 | [5 empty] | Removed from Ground | Gas (Historical Use) | 500 | Bare Steel | 1983-04-18 | 1990-04-11 | Galvanized Steel
ROCK EAGLE 4-H CENTER | 350 ROCK EAGLE RD | EATONTON | Putnam | 7117001 | 4 | Flapper Valve | 2000-11-01 | FALSE | 2000-11-01 | FALSE | Currently in Use | Regular | 2500 | Fiberglass Double Walled | 2000-11-01 |  | Fiberglass Reinforced Plastic | Safe Suction (Euro)
ROCK EAGLE 4-H CENTER | 350 ROCK EAGLE RD | EATONTON | Putnam | 7117001 | 5 | Flapper Valve | 2000-11-01 | FALSE | 2000-11-01 | FALSE | Currently in Use | Diesel | 2500 | Fiberglass Double Walled | 2000-11-01 |  | Fiberglass Reinforced Plastic | Safe Suction (Euro)
GA POWER | US HWY 441 NORTH | MILLEDGEVILLE | Putnam | 1170011 | 5 | [5 empty] | Removed from Ground | Gas (Historical Use) | 1000 | Bare Steel | 1966-04-28 | 1988-01-01 | Galvanized Steel
LAKESIDE BAIT & TACKLE | 1065 MILLEDGEVILLE RD | MILLEDGEVILLE | Putnam | 1170026 | 1 |  | 1998-05-01 |  | 1998-05-01 |  | Currently in Use | Gas (Historical Use) | 8000 | Steel-Impressed Current | 1967-01-01 |  | Fiberglass Reinforced Plastic | Pressurized
Discount Tobacco | 820 Oak St | Eatonton | Putnam | 1170022 | 5B | Flapper Valve | 2021-05-04 | FALSE | 2021-05-04 | FALSE | Currently in Use | Diesel | 2000 | Composite Double Walled | 2021-04-29 |  | Double-Walled Fiberglass | Pressurized
Discount Tobacco | 820 Oak St | Eatonton | Putnam | 1170022 | 4 | Overfill Alarm | 2021-05-04 | FALSE | 2021-05-04 | FALSE | Currently in Use | Regular | 6000 | Composite Double Walled | 2021-04-29 |  | Double-Walled Fiberglass | Pressurized
LOUISIANA PACIFIC CORP | 570 DENNIS STATION | EATONTON | Putnam | 1170021 | 1 | [5 empty] | Removed from Ground | Diesel | 10000 | Bare Steel | 1974-05-02 | 1992-05-06 | Galvanized Steel
EATONTON COOP FEED | 504 SOUTH JEFFERSON | EATONTON | Putnam | 1170009 | 1 | [5 empty] | Removed from Ground | Gas (Historical Use) | 1000 | Bare Steel | 1986-03-13 | 1993-09-17 | Galvanized Steel
BIG FUEL EXPRESS | 101 MAYS ROAD | MILLEDGEVILLE | Putnam | 10000984 | 2 |  | 2001-06-15 | FALSE | 2001-06-15 | FALSE | Currently in Use | Diesel | 6000 | Fiberglass | 2001-06-14 |  | Double-Walled Fiberglass | Pressurized
Discount Tobacco | 820 Oak St | Eatonton | Putnam | 1170022 | 5A | Flapper Valve | 2021-05-04 | FALSE | 2021-05-04 | FALSE | Currently in Use | Premium | 2000 | Composite Double Walled | 2021-04-29 |  | Double-Walled Fiberglass | Pressurized
S&S FOODS #13 | 100 SUNNYDALE RD | EATONTON | Putnam | 1170020 | 1#REG | Flapper Valve | 1998-04-01 | FALSE | 1998-04-01 | FALSE | Temporarily out of use | Gas (Historical Use) | 6000 | Steel-Impressed Current | 1975-05-04 |  | Steel (Impressed Current) | Suction (American)
HALLMAN WOOD PRODUCTS INC | 127 LOWER HARMONY RD | EATONTON | Putnam | 1170018 | 1 | Flapper Valve | 1998-11-24 |  | 1998-11-24 |  | Removed from Ground | Diesel | 10000 | Steel-Impressed Current | 1971-04-26 | 2011-08-10 | Steel (Impressed Current) | Suction (American)
PUTNAM CO FORESTRY UNIT | 302 MILLEDGEVILLE RD | EATONTON | Putnam | 1170013 | 2 |  | 1990-01-01 |  | 1990-01-01 |  | Removed from Ground | Diesel | 1000 | Galvanic (STIP-3) | 1990-01-01 | 2005-05-11 | Cathodically Protected | Safe Suction (Euro)
Anchors Marina | 1054 Lake Oconee Pkwy | Eatonton | Putnam | 1170064 | 1 | Flapper Valve | 1994-12-15 | FALSE | 1994-12-15 | FALSE | Removed from Ground | Premium | 6000 | Steel-Impressed Current | 1984-05-28 | 2019-05-29 | Fiberglass Reinforced Plastic | Pressurized
GLO DIST CO INC | 300 NORTH JEFFERSON ST | EATONTON | Putnam | 9084020 | 1 |  | 1997-12-01 |  | 1997-12-01 |  | Removed from Ground | Gas (Historical Use) | 3000 | Steel-Impressed Current | 1984-01-01 | 2016-06-28 | Cathodically Protected | Safe Suction (Euro)
BIG FUEL EXPRESS | 101 MAYS ROAD | MILLEDGEVILLE | Putnam | 10000984 | 1A |  | 2001-06-15 | FALSE | 2001-06-15 | FALSE | Currently in Use | Gas (Historical Use) | 12000 | Fiberglass | 2001-06-14 |  | Double-Walled Fiberglass | Pressurized
CROOKED CREEK MARINA | 208 CROOKED CREEK DR | EATONTON | Putnam | 1170028 | 3AST |  |  | FALSE |  | FALSE | Removed from Ground |  | 500 | Bare Steel | 1961-05-13 | 1899-12-31 | Galvanized Steel
CENTRAL GEORGIA WILDLIFE MANAGEM |  | EATONTON | Putnam | 1170017 | 1 | [5 empty] | Closed in Ground | Gas (Historical Use) | 550 | Bare Steel | 1976-04-11 | 1899-12-31 | Galvanized Steel
JC MART #4 | 1660 MADISON RD | MADISON | Putnam | 9104047 | 2 | Ball Float | 1999-03-11 | FALSE | 1999-03-11 | FALSE | Currently in Use | Regular | 10000 | Composite | 1999-03-15 |  | Fiberglass Reinforced Plastic | Pressurized
BIG FUEL EXPRESS | 101 MAYS ROAD | MILLEDGEVILLE | Putnam | 10000984 | 1B |  | 2001-06-15 | FALSE | 2001-06-15 | FALSE | Currently in Use | Gas (Historical Use) | 8000 | Fiberglass | 2001-06-14 |  | Double-Walled Fiberglass | Pressurized
WALLACE DAM | HWY 16 EAST | EATONTON | Putnam | 1170065 | 1 | [5 empty] | Closed in Ground | Gas (Historical Use) | 3000 | Bare Steel | 1976-05-09 | 1988-08-11 | Unknown
LAKESIDE BAIT & TACKLE | 1065 MILLEDGEVILLE RD | MILLEDGEVILLE | Putnam | 1170026 | 2 |  | 1998-05-01 |  | 1998-05-01 |  | Currently in Use | Gas (Historical Use) | 8000 | Steel-Impressed Current | 1998-05-01 |  | Fiberglass Reinforced Plastic | Pressurized
WATSON BRAKE & MUFFLER SHOP | 201 OAK ST | EATONTON | Putnam | 1170069 | 2 | [5 empty] | Removed from Ground | Gas (Historical Use) | 0 | Marked Unknown | 1983-05-01 | 1998-07-01 | Unknown
Anchors Marina | 1054 Lake Oconee Pkwy | Eatonton | Putnam | 1170064 | 2 | Flapper Valve | 1994-12-15 | FALSE | 1994-12-15 | FALSE | Removed from Ground | Plus | 5000 | Steel-Impressed Current | 1984-05-28 | 2019-05-29 | Fiberglass Reinforced Plastic | Pressurized
EATONTON FOOD MART | 207 E SUMTER ST | EATONTON | Putnam | 1170040 | 4 |  | 1992-01-20 | FALSE | 1992-01-20 | FALSE | Currently in Use | Premium | 8000 | Galvanic (STIP-3) | 1992-01-20 |  | Fiberglass Reinforced Plastic | Pressurized
EATONTON FOOD MART | 207 E SUMTER ST | EATONTON | Putnam | 1170040 | 5 |  | 1992-01-20 | FALSE | 1992-01-20 | FALSE | Currently in Use | Diesel | 8000 | Galvanic (STIP-3) | 1992-01-20 |  | Fiberglass Reinforced Plastic | Pressurized
SCHREMMER SERVICE CENTER | 200 S JEFFERSON ST | EATONTON | Putnam | 1170036 | 4 |  | 1998-11-28 |  | 1998-11-28 |  | Removed from Ground | Gas (Historical Use) | 4000 | Steel-Impressed Current | 1965-05-12 | 2029-12-28 | Fiberglass Reinforced Plastic | Pressurized
SCHREMMER SERVICE CENTER | 200 S JEFFERSON ST | EATONTON | Putnam | 1170036 | 5 |  | 1998-11-28 |  | 1998-11-28 |  | Removed from Ground | Gas (Historical Use) | 4000 | Steel-Impressed Current | 1965-05-12 | 2009-12-28 | Fiberglass Reinforced Plastic | Pressurized
H & H RENTAL | 103 OAK ST | EATONTON | Putnam | 1170029 | 3 | [5 empty] | Removed from Ground | Gas (Historical Use) | 1000 | Bare Steel | 1976-05-09 | 1997-08-19 | Galvanized Steel
WATERFRONT ON LAKE OCONEE | 144 COLLIS RD | EATONTON | Putnam | 1170010 | 3 | Flapper Valve | 2007-03-27 | FALSE | 2007-03-27 | FALSE | Currently in Use | Gas (Historical Use) | 6000 | Composite Double Walled | 2007-03-27 |  | Double-Walled Flex | Pressurized
JC MART #4 | 1660 MADISON RD | MADISON | Putnam | 9104047 | 1 | Ball Float | 1999-03-11 | FALSE | 1999-03-11 | FALSE | Currently in Use | Premium | 10000 | Composite | 1999-03-15 |  | Fiberglass Reinforced Plastic | Pressurized
GROTEC INC | 635 MADISON RD | EATONTON | Putnam | 10001982 | 1 |  | 2011-04-07 | FALSE | 2011-04-07 | FALSE | Removed from Ground | Gas (Historical Use) | 500 | Galvanic (STIP-3) | 1991-01-01 | 2012-09-20 | Bare Steel | Suction (American)
SINGHT & B INC | 204 E SUMTER ST | EATONTON | Putnam | 9117018 | 2 |  | 1994-12-08 |  | 1994-12-08 |  | Currently in Use | Diesel | 6000 | Epoxy | 1994-12-08 |  | Fiberglass Reinforced Plastic | Pressurized
LONG SHOALS COUNTRY STORE | 1093 SPARTA HWY | EATONTON | Putnam | 10001633 | 3 | Flapper Valve | 2008-09-01 | FALSE | 2008-08-01 | FALSE | Currently in Use | Diesel | 4000 | Composite Double Walled | 2008-07-01 |  | Double-Walled Fiberglass | Pressurized
MURPHY USA #7201 | 110 WAL-MART DR | EATONTON | Putnam | 10000941 | 2B | Flapper Valve | 2005-07-01 | FALSE | 2005-07-01 | FALSE | Currently in Use | Diesel | 8000 | Fiberglass Double Walled | 2005-06-23 |  |  | Pressurized
EATONTON TRAVEL CENTER | 100 SARA LEE DR | EATONTON | Putnam | 10000901 | 3 | Flapper Valve | 2004-08-01 | FALSE | 2004-08-01 | FALSE | Currently in Use | Diesel | 20000 | Composite | 2004-08-01 |  | Double-Walled Fiberglass | Pressurized
SINGHT & B INC | 204 E SUMTER ST | EATONTON | Putnam | 9117018 | 3 |  | 1994-12-08 |  | 1994-12-08 |  | Currently in Use | Gas (Historical Use) | 6000 | Epoxy | 1994-12-08 |  | Fiberglass Reinforced Plastic | Pressurized
LAKEVIEW MARINA | 177 LAKEVIEW DR NE | EATONTON | Putnam | 9117030 | B | [5 empty] | Removed from Ground | Gas (Historical Use) | 3000 | Bare Steel | 2000-10-01 | 2000-10-01 | Bare Steel | Safe Suction (Euro)
PALMER PROPERTY | OAK ST (US HWY 441) & S JEFFERSO | EATONTON | Putnam | 9117003 | 1 | [5 empty] | Removed from Ground | Gas (Historical Use) | 1 | Not Marked/Unknown |  | 1899-12-31 | Not Marked
LONG SHOALS COUNTRY STORE | 1093 SPARTA HWY | EATONTON | Putnam | 10001633 | 4 | Flapper Valve | 2008-09-01 | FALSE | 2008-08-01 | FALSE | Currently in Use | Diesel Off Road | 2000 | Composite Double Walled | 2008-07-01 |  | Double-Walled Fiberglass | Suction (American)
LONG SHOALS COUNTRY STORE | 1093 SPARTA HWY | EATONTON | Putnam | 10001633 | 5 | Flapper Valve | 2008-09-01 | FALSE | 2008-08-01 | FALSE | Currently in Use | Ethanol | 1000 | Composite Double Walled | 2008-08-01 |  | Fiberglass Reinforced Plastic | Suction (American)
HARMONY CROSSING FOOD MART | 1001 LAKE OCONEE PKWY | EATONTON | Putnam | 10000875 | 2 |  | 2005-03-01 | FALSE | 2005-03-01 | FALSE | Currently in Use | Gas (Historical Use) | 8000 | Composite | 2005-01-15 |  | Fiberglass Reinforced Plastic | Pressurized
K C FOOD MART | 406 PEARIDGE RD | EATONTON | Putnam | 10000299 | 3C | Flapper Valve | 2002-06-01 | FALSE | 2002-06-01 | FALSE | Currently in Use | Diesel | 6000 | Composite | 2002-05-01 |  | Fiberglass Reinforced Plastic | Pressurized
MURPHY USA #7201 | 110 WAL-MART DR | EATONTON | Putnam | 10000941 | 2A | Flapper Valve | 2005-07-01 | FALSE | 2005-07-01 | FALSE | Currently in Use | Regular | 12000 | Fiberglass Double Walled | 2005-06-23 |  |  | Pressurized
EATONTON TRAVEL CENTER | 100 SARA LEE DR | EATONTON | Putnam | 10000901 | 2 |  | 2004-08-01 | FALSE | 2004-08-01 | FALSE | Currently in Use | Premium | 8000 | Composite | 2004-08-01 |  | Double-Walled Fiberglass | Pressurized
JET FOOD STORE #44 | 121 GRAY RD SW | EATONTON | Putnam | 9117021 | 3 | Flapper Valve | 1995-05-10 | FALSE | 1995-05-10 | FALSE | Currently in Use | Diesel | 20000 | Fiberglass | 1995-05-10 |  | Double-Walled Fiberglass | Pressurized
EATONTON TRAVEL CENTER | 100 SARA LEE DR | EATONTON | Putnam | 10000901 | 1 |  | 2004-08-01 | FALSE | 2004-08-01 | FALSE | Currently in Use | Regular | 12000 | Composite | 2004-08-01 |  | Double-Walled Fiberglass | Pressurized
JET FOOD STORE #44 | 121 GRAY RD SW | EATONTON | Putnam | 9117021 | 2 | Flapper Valve | 1995-05-10 | FALSE | 1995-05-10 | FALSE | Currently in Use | Premium | 12000 | Fiberglass | 1995-05-10 |  | Double-Walled Fiberglass | Pressurized
OCONEE BAIT & TACKLE | 886 GREENSBORO RD | EATONTON | Putnam | 9117008 | 2 | [5 empty] | Removed from Ground | Gas (Historical Use) | 8000 | Bare Steel | 1985-01-01 | 1994-05-13 | Galvanized Steel | Pressurized
TWIN BRIDGES | 609 TWIN BRIDGES ROAD | EATONTON | Putnam | 9117027 | 2 | Flapper Valve | 1998-07-17 | FALSE | 1988-03-30 | FALSE | Currently in Use | Diesel | 8000 | Steel-Impressed Current | 1988-04-29 |  | Steel (Impressed Current) | Pressurized
TRI-COUNTY EMC | RECREATION RD | EATONTON | Putnam | 9117007 | E-2 |  |  | TRUE |  | TRUE | Removed from Ground | Used Oil | 500 | Not Marked/Unknown | 1998-07-22 | 1998-07-22 | Not Marked
JET FOOD STORE #24 | 301 WEST MARION ST | EATONTON | Putnam | 9117001 | 2 | Flapper Valve | 1991-06-01 | FALSE | 1991-06-01 | FALSE | Closed in Ground | Empty | 8200 | Fiberglass | 1988-01-01 |  | Fiberglass Reinforced Plastic | Pressurized
BORDEN/MEADOW GOLD DAIRY | 110 DICKEY DR | EATONTON | Putnam | 9117002 | 1 | [5 empty] | Removed from Ground | Diesel | 10000 | Bare Steel | 1981-01-01 | 1991-02-14 | Unknown
DISCOUNT TOBACCO | 124 N JEFFERSON | EATONTON | Putnam | 9117014 | 3 |  | 1998-11-16 | FALSE | 1998-11-16 | FALSE | Currently in Use | Premium | 6000 | Steel-Impressed Current | 1974-01-01 |  | Fiberglass Reinforced Plastic | Pressurized
CITY MAINTENANCE | 106 GLENWOOD SPRING RD | EATONTON | Putnam | 9117013 | 2 | Flapper Valve | 2019-11-01 | FALSE | 2019-11-01 | FALSE | Currently in Use | Regular | 5000 | Composite | 1998-01-04 |  | Fiberglass Reinforced Plastic | Suction (American)
K C FOOD MART | 406 PEARIDGE RD | EATONTON | Putnam | 10000299 | 1 | Flapper Valve | 2002-06-01 | FALSE | 2002-06-01 | FALSE | Currently in Use | Gas (Historical Use) | 12000 | Composite | 2002-05-01 |  | Fiberglass Reinforced Plastic | Pressurized
OCONEE BAIT & TACKLE | 886 GREENSBORO RD | EATONTON | Putnam | 9117008 | 1 | [5 empty] | Removed from Ground | Gas (Historical Use) | 10000 | Bare Steel | 1985-01-01 | 1994-05-13 | Galvanized Steel | Pressurized
University of Georgia Memorial Forest Grant | 1269 GODFREY RD NW | EATONTON | Putnam | 9117004 | 2 | [5 empty] | Removed from Ground | Gas (Historical Use) | 560 | Bare Steel | 1971-01-01 | 1998-12-21 | Galvanized Steel | Safe Suction (Euro)
UGA ADS EATONTON BEEF RESEARCH UNIT | 1508 GODFREY RD NW | EATONTON | Putnam | 1170008 | 2 | [5 empty] | Removed from Ground | Gas (Historical Use) | 1065 | Bare Steel | 1966-02-02 | 1990-02-01 | Galvanized Steel
UGA ADS EATONTON BEEF RESEARCH UNIT | 1508 GODFREY RD NW | EATONTON | Putnam | 1170008 | 9 | Flapper Valve | 2008-03-18 | FALSE | 2008-03-18 | FALSE | Temporarily out of use | Diesel | 2500 | Fiberglass Double Walled | 2008-03-06 |  | Double-Walled Fiberglass | Safe Suction (Euro)
OCONEE MARINA & C-STORE | 891 GREENSBORO RD | EATONTON | Putnam | 1170004 | 3 |  | 2002-06-15 | FALSE | 2002-06-15 | FALSE | Currently in Use | Gas (Historical Use) | 4000 | Composite | 2002-06-15 |  | Double Walled/Sec. Containment | Pressurized
HANDI PAK | 101 OAK ST | EATONTON | Putnam | 1170002 | 1 | [5 empty] | Removed from Ground | Gas (Historical Use) | 2000 | Bare Steel | 1980-09-01 | 1998-06-01 | Galvanized Steel | Safe Suction (Euro)
S&S CAFETERIA | 1100 MILLEDGEVILLE RD OR | EATONTON | Putnam | 1170003 | 1 | [5 empty] | Removed from Ground | Gas (Historical Use) | 6000 | Bare Steel | 1995-06-29 | 1995-06-29 | Galvanized Steel
University of Georgia Memorial Forest Grant | 1269 GODFREY RD NW | EATONTON | Putnam | 9117004 | 1 | [5 empty] | Removed from Ground | Gas (Historical Use) | 560 | Bare Steel | 1971-01-01 | 1998-01-01 | Galvanized Steel | Safe Suction (Euro)
University of Georgia Memorial Forest Grant | 1269 GODFREY RD NW | EATONTON | Putnam | 9117004 | 4 | [5 empty] | Removed from Ground | Propane | 1000 | Bare Steel | 1979-02-01 | 1998-12-21 | Bare Steel
CENTRAL GA HYDRO PLANT SINCLAIR | PO DRAWER 630 | EATONTON | Putnam | 9117005 | 3 | [5 empty] | Closed in Ground | Gas (Historical Use) | 1000 | Bare Steel | 1988-09-01 | 1988-09-01 | Bare Steel
KWIK STOP #3 | 947 GRAY HWY | EATONTON | Putnam | 9117015 | 6 | Flapper Valve | 1997-07-01 | FALSE | 1997-07-01 | FALSE | Currently in Use | Diesel | 3000 | Composite | 1997-07-01 |  | Fiberglass Reinforced Plastic | Pressurized
UGA ADS EATONTON BEEF RESEARCH UNIT | 1508 GODFREY RD NW | EATONTON | Putnam | 1170008 | 6 |  | 1990-02-01 |  | 1990-02-01 |  | Removed from Ground | Gas (Historical Use) | 1000 | Cathodically Protected Steel | 1990-02-01 | 2008-03-21 | Fiberglass Reinforced Plastic | Safe Suction (Euro)
OCONEE WORK CENTER | US HWY 129/US HWY 441 | EATONTON | Putnam | 1170005 | 3 |  |  | FALSE |  | FALSE | Removed from Ground | Gas (Historical Use) | 1000 |  | 1981-02-14 | 1990-11-01 | Galvanized Steel
HARRELLS SER STA | 200 N JEFFERSON STREET | EATONTON | Putnam | 9117025 | 1 | [5 empty] | Removed from Ground | Gas (Historical Use) | 2000 | Bare Steel | 1997-06-27 | 1997-06-27 | Bare Steel
OCONEE BAIT & TACKLE | 886 GREENSBORO RD | EATONTON | Putnam | 9117008 | 4 | [5 empty] | Removed from Ground | Diesel | 3000 | Bare Steel | 1985-01-01 | 1994-05-13 | Galvanized Steel | Pressurized
JET FOOD STORE #24 | 301 WEST MARION ST | EATONTON | Putnam | 9117001 | C | [5 empty] | Removed from Ground | Empty | 1000 | Bare Steel | 1972-04-03 | 1899-12-31 | Galvanized Steel
DISCOUNT TOBACCO | 124 N JEFFERSON | EATONTON | Putnam | 9117014 | 1 |  | 1998-11-16 |  | 1998-11-16 |  | Currently in Use | Gas (Historical Use) | 6000 | Cathodically Protected Steel | 1974-01-01 |  | Fiberglass Reinforced Plastic | Pressurized
KWIK STOP #3 | 947 GRAY HWY | EATONTON | Putnam | 9117015 | 1 | [5 empty] | Closed in Ground | Gas (Historical Use) | 3008 | Bare Steel | 1997-05-05 | 1997-05-05 | Galvanized Steel | Suction (American)
THE FORKS | 1198 MONTICELLO RD | EATONTON | Putnam | 9117017 | REGULAR1 | [5 empty] | Removed from Ground | Gas (Historical Use) | 2000 | Bare Steel | 1981-04-01 | 1999-02-01 | Galvanized Steel | Safe Suction (Euro)
GOLDEN PANTRY #106 | 742 MILLEDGEVILLE RD | EATONTON | Putnam | 9117016 | 3 |  | 1998-11-16 |  | 1997-08-19 |  | Removed from Ground | Gas (Historical Use) | 8000 | Steel-Impressed Current | 1986-03-15 | 2010-01-06 | Cathodically Protected | Pressurized
INGLES GAS EXPRESS #484 | 750 MONTICELLO RD | EATONTON | Putnam | 10001569 | 4 | Flapper Valve | 2008-07-24 | FALSE | 2008-07-24 | FALSE | Currently in Use | Diesel | 5000 | Fiberglass Double Walled | 2008-07-18 |  | Double-Walled Flex | Pressurized
BUSTER PANTRY FOOD MART | 107 MARTIN LUTHER KING JR DR | EATONTON | Putnam | 9117031 | 2 | Ball Float | 2001-09-01 | FALSE | 2001-09-01 | FALSE | Temporarily out of use | Premium | 6000 | Composite | 2001-09-01 |  |  | Pressurized
US FOREST SVC/ROCK EAGLE WORK CE | US HWY 441 | EATONTON | Putnam | 9117006 | 64 | [5 empty] | Removed from Ground | Gas (Historical Use) | 1000 | Cathodically Protected Steel | 1981-01-01 | 1990-11-01 | Galvanized Steel
US FOREST SVC/ROCK EAGLE WORK CE | US HWY 441 | EATONTON | Putnam | 9117006 | 65 | [5 empty] | Removed from Ground | Gas (Historical Use) | 500 | Cathodically Protected Steel | 1981-01-01 | 1990-11-01 | Galvanized Steel
CENTRAL GA HYDRO PLANT SINCLAIR | PO DRAWER 630 | EATONTON | Putnam | 9117005 | 5 | [5 empty] | Closed in Ground | Other | 500 | Bare Steel | 1988-09-01 | 1988-09-01 | Bare Steel
CENTRAL GA HYDRO PLANT SINCLAIR | PO DRAWER 630 | EATONTON | Putnam | 9117005 | 4 | [5 empty] | Closed in Ground | Gas (Historical Use) | 1000 | Bare Steel | 1988-09-01 | 1988-09-01 | Bare Steel
KWIK STOP #3 | 947 GRAY HWY | EATONTON | Putnam | 9117015 | 5A | Flapper Valve | 1997-07-01 | FALSE | 1997-07-01 | FALSE | Currently in Use | Regular | 12000 | Composite | 1997-07-01 |  | Fiberglass Reinforced Plastic | Pressurized
EATONTON TRAVEL CENTER | 100 SARA LEE DR | EATONTON | Putnam | 10000901 | 5 | Flapper Valve | 2004-08-01 | FALSE | 2004-08-01 | FALSE | Currently in Use | Diesel | 10000 | Composite | 2004-08-01 |  | Double-Walled Fiberglass | Pressurized
EATONTON TRAVEL CENTER | 100 SARA LEE DR | EATONTON | Putnam | 10000901 | 4 | Flapper Valve | 2004-08-01 | FALSE | 2004-08-01 | FALSE | Currently in Use | Diesel | 10000 | Composite | 2004-08-01 |  | Double-Walled Fiberglass | Pressurized
JET FOOD STORE #44 | 121 GRAY RD SW | EATONTON | Putnam | 9117021 | 1 | Flapper Valve | 1995-05-10 | FALSE | 1995-05-10 | FALSE | Currently in Use | Regular | 12000 | Fiberglass | 1995-05-10 |  | Double-Walled Fiberglass | Pressurized
JET FOOD STORE #24 | 301 WEST MARION ST | EATONTON | Putnam | 9117001 | B | [5 empty] | Removed from Ground | Empty | 1000 | Bare Steel | 1963-04-06 | 1899-12-31 | Galvanized Steel
JOSEPH C BARKWELL | 124 BETHEL CHURCH RD | EATONTON | Putnam | 9117022 | 1 |  | 1993-05-06 | FALSE | 1993-05-06 | FALSE | Temporarily out of use | Diesel | 10000 | Epoxy | 1993-05-06 |  | Steel/FG Secondary containment | Safe Suction (Euro)
TWIN BRIDGES | 609 TWIN BRIDGES ROAD | EATONTON | Putnam | 9117027 | 3 | Flapper Valve | 1998-07-17 | FALSE | 1988-03-30 | FALSE | Currently in Use | Premium | 8000 | Steel-Impressed Current | 1988-04-29 |  | Steel (Impressed Current) | Pressurized
HARRELLS SER STA | 200 N JEFFERSON STREET | EATONTON | Putnam | 9117025 | 2 | [5 empty] | Removed from Ground | Gas (Historical Use) | 2000 | Bare Steel | 1997-06-27 | 1997-06-27 | Bare Steel
JET FOOD STORE #24 | 301 WEST MARION ST | EATONTON | Putnam | 9117001 | A | [5 empty] | Removed from Ground | Empty | 1000 | Bare Steel | 1963-04-06 | 1899-12-31 | Galvanized Steel
JET FOOD STORE #24 | 301 WEST MARION ST | EATONTON | Putnam | 9117001 | 3 | Flapper Valve | 1991-06-10 | FALSE | 1991-06-10 | FALSE | Currently in Use | Premium | 8200 | Fiberglass | 1988-01-01 |  | Fiberglass Reinforced Plastic | Pressurized
DISCOUNT TOBACCO | 124 N JEFFERSON | EATONTON | Putnam | 9117014 | 2 |  | 1998-11-16 | FALSE | 1998-11-16 | FALSE | Currently in Use | Regular | 6000 | Steel-Impressed Current | 1974-01-01 |  | Fiberglass Reinforced Plastic | Pressurized
SAV-A-LOT 958 INC | 958 GREENSBORO RD | EATONTON | Putnam | 9117010 | 6 |  | 1994-01-26 |  | 1994-01-26 |  | Currently in Use | Diesel | 8000 | Galvanic (STIP-3) | 1994-01-26 |  | Fiberglass Reinforced Plastic | Pressurized
HANDI PAK | 101 OAK ST | EATONTON | Putnam | 1170002 | 3 | [5 empty] | Removed from Ground | Gas (Historical Use) | 3000 | Bare Steel | 1980-09-01 | 1998-06-01 | Galvanized Steel | Safe Suction (Euro)
S&S CAFETERIA | 1100 MILLEDGEVILLE RD OR | EATONTON | Putnam | 1170003 | 2 | [5 empty] | Removed from Ground | Gas (Historical Use) | 4000 | Bare Steel | 1995-06-29 | 1995-06-29 | Galvanized Steel
GA DOT #10229 PUTNAM CO MAINT HQ | 861 OAK ST | EATONTON | Putnam | 1170001 | 229G1 | [5 empty] | Removed from Ground | Gas (Historical Use) | 2000 | Tank Jacket | 1993-07-25 | 2004-01-06 | Fiberglass Reinforced Plastic | Pressurized
QUICK PANTRY | 301 SOUTH OAK ST | EATONTON | Putnam | 1170052 | 2 | Flapper Valve | 1993-06-01 | FALSE | 1995-02-01 | FALSE | Currently in Use | E-0 | 8000 | Lined Interior | 1968-05-11 |  | Fiberglass Reinforced Plastic | Pressurized
OCONEE MARINA & C-STORE | 891 GREENSBORO RD | EATONTON | Putnam | 1170004 | 4 |  | 2008-01-01 | FALSE | 2008-01-01 | FALSE | Currently in Use | Gas (Historical Use) | 15000 | Epoxy | 2008-01-01 |  | Fiberglass Reinforced Plastic | Pressurized
HANDI PAK | 101 OAK ST | EATONTON | Putnam | 1170002 | 2 | [5 empty] | Removed from Ground | Gas (Historical Use) | 1000 | Bare Steel | 1980-09-01 | 1998-06-01 | Galvanized Steel | Safe Suction (Euro)
UGA ADS EATONTON BEEF RESEARCH UNIT | 1508 GODFREY RD NW | EATONTON | Putnam | 1170008 | 8 | Flapper Valve | 2008-03-18 | FALSE | 2008-03-18 | FALSE | Temporarily out of use | Regular | 2500 | Fiberglass Double Walled | 2008-03-06 |  | Double-Walled Fiberglass | Safe Suction (Euro)
GA DOT #10229 PUTNAM CO MAINT HQ | 861 OAK ST | EATONTON | Putnam | 1170001 | 10229-1 | [5 empty] | Removed from Ground | Gas (Historical Use) | 1020 | Bare Steel | 1973-05-02 | 1993-08-01 | Galvanized Steel | Safe Suction (Euro)
W C RALSTON & SON INC | 824 OAK ST | EATONTON | Putnam | 1170061 | 1 | [5 empty] | Removed from Ground | Gas (Historical Use) | 1000 | Bare Steel | 1984-01-02 | 1997-07-16 | Galvanized Steel | Safe Suction (Euro)
GA DOT #10229 PUTNAM CO MAINT HQ | 861 OAK ST | EATONTON | Putnam | 1170001 | 10229-2 | [5 empty] | Removed from Ground | Diesel | 563 | Bare Steel | 1978-05-01 | 1993-08-01 | Galvanized Steel | Safe Suction (Euro)
QUICK PANTRY | 301 SOUTH OAK ST | EATONTON | Putnam | 1170052 | 3 | Flapper Valve | 1993-06-01 | TRUE | 1995-02-01 | FALSE | Closed in Ground | Gas (Historical Use) | 8000 | Lined Interior | 1977-05-09 | 2013-09-01 | Fiberglass Reinforced Plastic | Pressurized
DAIRYMEN | 321 S JEFFERSON ST | EATONTON | Putnam | 1170054 | 6 | [5 empty] | Removed from Ground | Diesel | 12000 | Not Marked/Unknown |  | 1899-12-31 | Not Marked
KWIK STOP #3 | 947 GRAY HWY | EATONTON | Putnam | 9117015 | 4 | [5 empty] | Removed from Ground | Diesel | 1060 | Bare Steel | 1997-05-08 | 1997-05-08 | Galvanized Steel | Suction (American)
HANDI PAK | 101 OAK ST | EATONTON | Putnam | 1170002 | 5 | [5 empty] | Removed from Ground | Gas (Historical Use) | 2000 | Bare Steel | 1998-06-01 | 1998-06-01 | Galvanized Steel | Safe Suction (Euro)
HANDI PAK | 101 OAK ST | EATONTON | Putnam | 1170002 | 4 | [5 empty] | Removed from Ground | Diesel | 2000 | Bare Steel | 1980-09-01 | 1998-06-01 | Galvanized Steel | Safe Suction (Euro)
LONG SHOALS COUNTRY STORE | 1093 SPARTA HWY | EATONTON | Putnam | 10001633 | 1 | Flapper Valve | 2008-09-01 | FALSE | 2008-08-01 | FALSE | Currently in Use | Regular | 12000 | Composite Double Walled | 2008-07-01 |  | Double-Walled Fiberglass | Pressurized
INGLES GAS EXPRESS #484 | 750 MONTICELLO RD | EATONTON | Putnam | 10001569 | 1 | Flapper Valve | 2008-07-24 | FALSE | 2008-07-24 | FALSE | Currently in Use | Regular | 25000 | Fiberglass Double Walled | 2008-07-18 |  | Double-Walled Flex | Pressurized
GROTEC INC | 635 MADISON RD | EATONTON | Putnam | 10001982 | 2 |  | 2011-04-07 | FALSE | 2011-04-07 | FALSE | Removed from Ground | Diesel | 1000 | Galvanic (STIP-3) | 1991-01-01 | 2012-09-20 | Bare Steel | Suction (American)
K C FOOD MART | 406 PEARIDGE RD | EATONTON | Putnam | 10000299 | 2 | Flapper Valve | 2002-06-01 | FALSE | 2002-06-01 | FALSE | Currently in Use | Gas (Historical Use) | 8000 | Composite | 2002-05-01 |  | Fiberglass Reinforced Plastic | Pressurized
LAKEVIEW MARINA | 177 LAKEVIEW DR NE | EATONTON | Putnam | 9117030 | A | [5 empty] | Removed from Ground | Gas (Historical Use) | 3000 | Bare Steel | 2000-10-01 | 2000-10-01 | Bare Steel | Safe Suction (Euro)
KWIK STOP #3 | 947 GRAY HWY | EATONTON | Putnam | 9117015 | 3 | [5 empty] | Closed in Ground | Gas (Historical Use) | 4010 | Bare Steel | 1997-05-05 | 1997-05-05 | Galvanized Steel | Suction (American)
GOLDEN PANTRY #106 | 742 MILLEDGEVILLE RD | EATONTON | Putnam | 9117016 | 1 |  | 1998-11-16 |  | 1997-08-19 |  | Removed from Ground | Gas (Historical Use) | 6000 | Steel-Impressed Current | 1978-09-01 | 2010-01-06 | Cathodically Protected | Pressurized
UGA ADS EATONTON BEEF RESEARCH UNIT | 1508 GODFREY RD NW | EATONTON | Putnam | 1170008 | 7 |  | 1990-02-01 |  | 1990-02-01 |  | Removed from Ground | Diesel | 1000 | Cathodically Protected Steel | 1990-02-01 | 2008-03-21 | Fiberglass Reinforced Plastic | Safe Suction (Euro)
UGA ADS EATONTON BEEF RESEARCH UNIT | 1508 GODFREY RD NW | EATONTON | Putnam | 1170008 | 4 | [5 empty] | Removed from Ground | Diesel | 4000 | Bare Steel | 1983-01-29 | 1990-02-01 | Galvanized Steel
OCONEE MARINA & C-STORE | 891 GREENSBORO RD | EATONTON | Putnam | 1170004 | 5 | Flapper Valve | 2018-03-20 | FALSE | 2018-03-20 | FALSE | Currently in Use | E-0 | 8000 | Composite Double Walled | 2018-03-20 |  | Double-Walled Flex | Pressurized
INGLES GAS EXPRESS #484 | 750 MONTICELLO RD | EATONTON | Putnam | 10001569 | 2 | Flapper Valve | 2008-07-24 | FALSE | 2008-07-24 | FALSE | Currently in Use | Premium | 7000 | Fiberglass Double Walled | 2008-07-18 |  | Double-Walled Flex | Pressurized
MURPHY USA #7201 | 110 WAL-MART DR | EATONTON | Putnam | 10000941 | 1 | Flapper Valve | 2005-07-01 | FALSE | 2005-07-01 | FALSE | Currently in Use | Regular | 20000 | Fiberglass Double Walled | 2005-06-23 |  |  | Pressurized
K C FOOD MART | 406 PEARIDGE RD | EATONTON | Putnam | 10000299 | 3A | Flapper Valve | 2002-06-01 | FALSE | 2002-06-01 | FALSE | Currently in Use | Diesel | 2000 | Composite | 2002-05-01 |  | Fiberglass Reinforced Plastic | Pressurized
SINGHT & B INC | 204 E SUMTER ST | EATONTON | Putnam | 9117018 | 1 |  | 1994-12-08 |  | 1994-12-08 |  | Currently in Use | Gas (Historical Use) | 8000 | Epoxy | 1994-12-08 |  | Fiberglass Reinforced Plastic | Pressurized
HABAND | 229 FOREST ST | EATONTON | Putnam | 9117023 | 1 | [5 empty] | Removed from Ground | Gas (Historical Use) | 10000 | Marked Unknown | 1996-01-29 | 1996-01-29 | Unknown
MIKE WHITE ESTATE MIKES PLACE | 1077 GREENSBORO ROAD | EATONTON | Putnam | 9117029 | 1 | [5 empty] | Removed from Ground | Gas (Historical Use) | 1000 | Bare Steel | 1983-01-01 | 1983-01-01 | Galvanized Steel | Suction (American)
NO FACILITY NAME/VACANT LOT | 202 OAK ST | EATONTON | Putnam | 9117009 | 2 | [5 empty] | Removed from Ground | Gas (Historical Use) | 560 | Bare Steel | 1994-01-14 | 1994-01-14 | Bare Steel
GOLDEN PANTRY #106 | 742 MILLEDGEVILLE RD | EATONTON | Putnam | 9117016 | 4 |  | 1998-11-16 |  | 1997-08-19 |  | Removed from Ground | Kerosene | 1000 | Steel-Impressed Current | 1986-03-15 | 2010-01-06 | Cathodically Protected | Suction (American)
LAKE OCONEE CENTER/RIC'S DELI | 888 GREENSBORO RD NE | EATONTON | Putnam | 9117011 | 3 | [5 empty] | Removed from Ground | Gas (Historical Use) | 10000 | Not Marked/Unknown | 1994-04-01 | 1994-04-01 | Not Marked
OCONEE WORK CENTER | US HWY 129/US HWY 441 | EATONTON | Putnam | 1170005 | 1 |  |  | FALSE |  | FALSE | Removed from Ground | Diesel | 1000 |  | 1981-02-14 | 1990-11-01 | Galvanized Steel
QUICK PANTRY | 301 SOUTH OAK ST | EATONTON | Putnam | 1170052 | 1 | Flapper Valve | 1993-06-01 | FALSE | 1995-02-01 | FALSE | Currently in Use | Regular | 8000 | Lined Interior | 1975-05-10 |  | Fiberglass Reinforced Plastic | Pressurized
PUTNAM COUNTY MAINT SHOP | 215 W FOREST ST | EATONTON | Putnam | 1170057 | 1 | [5 empty] | Removed from Ground | Gas (Historical Use) | 15000 | Marked Unknown | 1966-05-13 | 1998-09-16 | Unknown | Suction (American)
INGLES GAS EXPRESS #484 | 750 MONTICELLO RD | EATONTON | Putnam | 10001569 | 3 | Flapper Valve | 2008-07-24 | FALSE | 2008-07-24 | FALSE | Currently in Use | Diesel | 5000 | Fiberglass Double Walled | 2008-07-18 |  | Double-Walled Flex | Pressurized
K C FOOD MART | 406 PEARIDGE RD | EATONTON | Putnam | 10000299 | 3B | Flapper Valve | 2002-06-01 | FALSE | 2002-06-01 | FALSE | Currently in Use | Kerosene | 2000 | Composite | 2002-05-01 |  | Fiberglass Reinforced Plastic | Safe Suction (Euro)
BUSTER PANTRY FOOD MART | 107 MARTIN LUTHER KING JR DR | EATONTON | Putnam | 9117031 | 1 | Ball Float | 2001-09-01 | FALSE | 2001-09-01 | FALSE | Temporarily out of use | Regular | 6000 | Composite | 2001-09-01 |  |  | Pressurized
NO FACILITY NAME/VACANT LOT | 202 OAK ST | EATONTON | Putnam | 9117009 | 1 | [5 empty] | Removed from Ground | Gas (Historical Use) | 560 | Bare Steel | 1994-01-14 | 1994-01-14 | Bare Steel
KWIK STOP #3 | 947 GRAY HWY | EATONTON | Putnam | 9117015 | 5B | Flapper Valve | 1997-07-01 | FALSE | 1997-07-01 | FALSE | Currently in Use | Premium | 6000 | Composite | 1997-07-01 |  | Fiberglass Reinforced Plastic | Pressurized
SAV-A-LOT 958 INC | 958 GREENSBORO RD | EATONTON | Putnam | 9117010 | 5 |  | 1994-01-26 |  | 1994-01-26 |  | Currently in Use | Gas (Historical Use) | 8000 | Galvanic (STIP-3) | 1994-01-26 |  | Fiberglass Reinforced Plastic | Pressurized
University of Georgia Memorial Forest Grant | 1269 GODFREY RD NW | EATONTON | Putnam | 9117004 | 3 | [5 empty] | Removed from Ground | Diesel | 2000 | Bare Steel | 1983-01-01 | 1998-12-21 | Galvanized Steel | Safe Suction (Euro)
PUTNAM PROBATION BOOT CAMP | FORREST ST/ON PRISON GROUNDS | EATONTON | Putnam | 9117012 | 1 | [5 empty] | Removed from Ground | Gas (Historical Use) | 550 | Marked Unknown | 1969-01-01 | 1899-12-31 | Unknown
SAV-A-LOT 958 INC | 958 GREENSBORO RD | EATONTON | Putnam | 9117010 | 1 | [5 empty] | Removed from Ground | Other | 4000 | Bare Steel | 1994-05-18 | 1994-05-18 | Bare Steel | Pressurized
UGA ADS EATONTON BEEF RESEARCH UNIT | 1508 GODFREY RD NW | EATONTON | Putnam | 1170008 | 3 | [5 empty] | Removed from Ground | Gas (Historical Use) | 1065 | Bare Steel | 1966-02-02 | 1990-02-01 | Galvanized Steel
PUTNAM COUNTY MAINT SHOP | 215 W FOREST ST | EATONTON | Putnam | 1170057 | 2-A |  | 1993-10-28 |  | 1993-10-28 |  | Removed from Ground | Diesel | 20000 | Galvanic (STIP-3) | 1993-10-01 | 2013-10-30 | Fiberglass Reinforced Plastic | Suction (American)
CITY MAINTENANCE | 106 GLENWOOD SPRING RD | EATONTON | Putnam | 9117013 | 1 |  |  | FALSE |  | FALSE | Removed from Ground | Gas (Historical Use) | 1000 | Bare Steel | 1979-05-18 | 1997-12-30
SAV-A-LOT 958 INC | 958 GREENSBORO RD | EATONTON | Putnam | 9117010 | 2 | [5 empty] | Removed from Ground | Other | 4000 | Bare Steel | 1994-05-18 | 1994-05-18 | Bare Steel | Pressurized
LAKE OCONEE CENTER/RIC'S DELI | 888 GREENSBORO RD NE | EATONTON | Putnam | 9117011 | 2 | [5 empty] | Removed from Ground | Gas (Historical Use) | 10000 | Not Marked/Unknown | 1994-04-01 | 1994-04-01 | Not Marked
DAIRYMEN | 321 S JEFFERSON ST | EATONTON | Putnam | 1170054 | 8 | [5 empty] | Removed from Ground | Gas (Historical Use) | 1000 | Not Marked/Unknown |  | 1899-12-31 | Not Marked
DAIRYMEN | 321 S JEFFERSON ST | EATONTON | Putnam | 1170054 | 2 | [5 empty] | Removed from Ground | Diesel | 10000 | Bare Steel | 1976-05-10 | 1990-09-06 | Galvanized Steel
PUTNAM COUNTY MAINT SHOP | 215 W FOREST ST | EATONTON | Putnam | 1170057 | 2 | [5 empty] | Removed from Ground | Diesel | 8500 | Bare Steel | 1971-05-12 | 1899-12-31 | Unknown
B G SMITH AMOCO | US HWY 441 | EATONTON | Putnam | 1170053 | 3 |  |  | TRUE |  | TRUE | Closed in Ground | Used Oil | 560 | Bare Steel | 1966-05-12 | 2017-12-11 | Galvanized Steel
OCONEE SPRINGS PARK | 109 S SPRING RD | EATONTON | Putnam | 1170058 | 1 |  |  | FALSE |  | FALSE | Removed from Ground | Gas (Historical Use) | 2000 |  | 1966-05-13 | 1993-07-15 | Bare Steel
SAV-A-LOT 958 INC | 958 GREENSBORO RD | EATONTON | Putnam | 9117010 | 4 |  | 1994-01-26 |  | 1994-01-26 |  | Currently in Use | Gas (Historical Use) | 10000 | Galvanic (STIP-3) | 1994-01-26 |  | Fiberglass Reinforced Plastic | Pressurized
LAKE OCONEE CENTER/RIC'S DELI | 888 GREENSBORO RD NE | EATONTON | Putnam | 9117011 | 4 | [5 empty] | Removed from Ground | Gas (Historical Use) | 10000 | Not Marked/Unknown | 1994-04-01 | 1994-04-01 | Not Marked
OCONEE MARINA & C-STORE | 891 GREENSBORO RD | EATONTON | Putnam | 1170004 | 2 |  | 1997-03-01 |  | 1997-03-01 |  | Currently in Use | Gas (Historical Use) | 6000 | Steel-Impressed Current | 1978-02-22 |  | Cathodically Protected | Pressurized
OCONEE WORK CENTER | US HWY 129/US HWY 441 | EATONTON | Putnam | 1170005 | 2 |  |  | FALSE |  | FALSE | Removed from Ground | Gas (Historical Use) | 550 |  | 1981-02-14 | 1990-11-01 | Galvanized Steel
GA DOT #10229 PUTNAM CO MAINT HQ | 861 OAK ST | EATONTON | Putnam | 1170001 | 229D1 | [5 empty] | Removed from Ground | Diesel | 2000 | Tank Jacket | 1993-07-25 | 2004-01-06 | Fiberglass Reinforced Plastic | Pressurized
HARMONY CROSSING FOOD MART | 1001 LAKE OCONEE PKWY | EATONTON | Putnam | 10000875 | 3 |  | 2005-03-01 | FALSE | 2005-03-01 | FALSE | Currently in Use | Diesel | 4000 | Composite | 2005-01-15 |  | Fiberglass Reinforced Plastic | Pressurized
MIKE WHITE ESTATE MIKES PLACE | 1077 GREENSBORO ROAD | EATONTON | Putnam | 9117029 | 2 | [5 empty] | Removed from Ground | Gas (Historical Use) | 1000 | Bare Steel | 1983-01-01 | 1983-01-01 | Galvanized Steel | Suction (American)
KWIK STOP #3 | 947 GRAY HWY | EATONTON | Putnam | 9117015 | 2 | [5 empty] | Removed from Ground | Gas (Historical Use) | 2005 | Bare Steel | 1997-05-05 | 1997-05-05 | Galvanized Steel | Suction (American)